## Disclaimer
Disclaimer
This generation outcomes workbook contains data provided by or collected from third parties,
and conclusions, opinions, assumptions or forecasts that are based on that data.
AEMO has made every effort to ensure the quality of the information in this workbook but cannot guarantee
that the information, forecasts and assumptions in it are accurate, complete or appropriate for your
circumstances. This generation outcomes workbook does not include all of the information that an investor,
participant or potential participant in the electricity or gas market might require, and does not amount to a
recommendation of any investment.
Anyone proposing to use the information in this workbook should independently verify and check its
accuracy, completeness and suitability for purpose, and obtain independent and specific advice from
appropriate experts.
This dataset or the information in it may be subsequently updated or amended. This work does
not constitute legal or business advice, and should not be relied on as a substitute for obtaining detailed
legal advice about the National Electricity Law, the National Electricity Rules, or any other applicable
laws, procedures or policies.
Accordingly, to the maximum extent permitted by law, AEMO and its officers, employees and
consultants involved in the preparation of this document:
• make no representation or warranty, express or implied, as to the currency, accuracy, reliability or
completeness of the information in this workbook; and
• are not liable (whether by reason of negligence or otherwise) for any statements, opinions,
information or other matters contained in or derived from this publication, or any omissions from it,
or in respect of a person’s use of the information in this workbook.

## Index
Draft 2020 Integrated System Plan Generation Outlook
Please note that the data format may need to be adjusted in order to view the data to the level of fidelity required. For example, you may need to format the cell to a more appropriate number of decimal places in some cases as desired.
Version History
Version Number | Description
v1.0 | Initial release
About
This spreadsheet contains the generation and transmission outlook for the 2020 Draft ISP. For a complete description of the scenarios and sensitivities, please see the 2020 Draft ISP report.
Index Table
Tab Name | Content Description
Central_NetAnnualBenefits | Optimal development path Net Annual Benefits – Central scenario
Central_NPV | Forecast NPV of total costs to 2041-42, comparing optimal development path to counterfactual, Central scenario
Central_CapDev | Capacity developments for the optimal development path compared to no interconnectors – Central
Central_GenOutcomes | Generation outcomes for the optimal development path compared to no interconnectors – Central
Fast_NetAnnualBenefits | Optimal development path Net Annual Benefits – Fast Change scenario
Fast_CapDev | Capacity developments for Optimal development path compared to no interconnectors – Fast Change
Fast_GenOutcomes | Generation outcomes for Optimal development path compared to no interconnectors – Fast Change
High DER_NetAnnualBenefits | Optimal development path Net Annual Benefits – High DER scenario
High DER_CapDev | Capacity developments for optimal development path compared to no interconnectors – High DER
High DER_GenOutcomes | Generation outcomes for optimal development path compared to no interconnectors – High DER
Step_NetAnnualBenefits | Optimal development pathway Net Annual Benefits – Step Change scenario
Step_CapDev | Capacity developments for optimal development pathway compared to no interconnectors – Step Change
Step_GenOutcomes | Generation outcomes for optimal development pathway compared to no interconnectors – Step Change
Slow_NetAnnualBenefits | Optimal development path Net Annual Benefits – Slow Change scenario
Slow_CapDev | Capacity developments for Optimal development path compared to no interconnectors – Slow Change
Slow_GenOutcomes | Generation outcomes for Optimal development path compared to no interconnectors – Slow Change
DS_NEMCap | Differences in capacity in the NEM when Snowy 2.0 is delayed by four years
EY_VicCap | Capacity difference in Victoria with early coal closure
EY_NEMCap | Capacity difference in the NEM with early coal closure
EY_NEMGen | Differences in generation in the NEM with early coal closure
NQ_VRE | Regional VRE development in Queensland
NQ_NEMGen | Differences in generation in the NEM with QRET repealed
EP_NEMGen | Differences in generation in the NEM with early load closure
EP_NEMCap | Capacity difference in the NEM with early load closure
CWNSW_InsCap | Installed capacity in Central West New South Wales REZ with and without increased transmission access (MW)
NSW_NEMImpactREZ | NEM-wide Impact of improved access and REZ development requirements in New South Wales
NSW_DiffGenProd | Forecast difference in generation production to 2041-42 in sensitivity in New South Wales
RS_NEMCap | Capacity difference in the NEM with reduced mainland PHES availability
IC_NQ | Inter-regional transfers New South Wales to Queensland
IC_VN | Inter-regional transfers Victoria to New South Wales
IC_NS | Inter-regional transfers New South Wales to South Australia
IC_VS | Inter-regional transfers Victoria to South Australia
IC_TV | Inter-regional transfers Tasmania to Victoria
NoAcc_NPV | Forecast drivers of regret costs for "optimally timed development" compared to "no acceleration"
NoAcc_NEMCap | Capacity difference in the NEM for "optimally timed development" compared to "no acceleration"
NoAcc_NEMGen | Differences in generation in the NEM for "optimally timed development" compared to "no acceleration"
VNIAcc_NPV | Forecast drivers of regret costs for "optimally timed development" compared to VNI West accelerated development
VNIAcc_NEMCap | Capacity difference in the NEM for "optimally timed development" compared to VNI West accelerated development
VNIAcc_NEMGen | Differences in generation in the NEM for "optimally timed development" compared to VNI West accelerated development
MLAcc_NPV | Forecast drivers of regret costs for "optimally timed development" compared to "Marinus Link accelerated development"
MLAcc_NEMCap | Capacity difference in the NEM for "optimally timed development" compared to "Marinus Link accelerated development"
MLAcc_NEMGen | Differences in generation in the NEM for "optimally timed development" compared to "Marinus Link accelerated development"
VNIandMLAcc_NPV | Forecast drivers of regret costs for "VNI West and Marinus Link accelerated" compared to "optimally timed development"
VNIandMLAcc_NEMCap | Capacity difference in the NEM for "VNI West and Marinus Link accelerated" compared to "optimally timed development"
VNIandMLAcc_NEMGen | Differences in generation in the NEM for "VNI West and Marinus Link accelerated" compared to "optimally timed development"

## Central_NetAnnualBenefits
Optimal development path Net Annual Benefits – Central scenario
|  | Real June 2019 dollars ($m) | NPV | 2021-22 | 2022-23 | 2023-24 | 2024-25 | 2025-26 | 2026-27 | 2027-28 | 2028-29 | 2029-30 | 2030-31 | 2031-32 | 2032-33 | 2033-34 | 2034-35 | 2035-36 | 2036-37 | 2037-38 | 2038-39 | 2039-40 | 2040-41 | 2041-42
|  | Capex | 0 | 0 | 0 | 0 | 0 | 0 | 0 | 0 | 0 | 0 | 0 | 0 | 0 | 0 | 0 | 0 | 0 | 0 | 0 | 0 | 0 | 0
|  | FOM | 0 | 0 | 0 | 0 | 0 | 0 | 0 | 0 | 0 | 0 | 0 | 0 | 0 | 0 | 0 | 0 | 0 | 0 | 0 | 0 | 0 | 0
|  | Fuel | 0 | -1.9715e-08 | 0 | 0 | 0 | 0 | 0 | 0 | 0 | 0 | 0 | 0 | 0 | 0 | 0 | 0 | 0 | 0 | 0 | 0 | 0 | 0
|  | VOM | -79.2986 | 0 | 0 | -4.0317 | -1.886 | -2.6359 | -2.4808 | -4.6198 | -0.3567 | -3.1782 | 0 | -37.5367 | -35.4029 | -31.4648 | -30.1679 | -27.7407 | 0 | -8.0322 | 0 | 0 | 0 | 0
|  | REZ | 0 | 0 | 0 | 0 | 0 | 0 | 0 | 0 | -0.36994 | 0 | 0 | 0 | 0 | 0 | 0 | 0 | 0 | 0 | 0 | 0 | 0 | 0
|  | DSP | 0 | 0 | 0 | 0 | 0 | 0 | 0 | 0 | 0 | 0 | 0 | 0 | 0 | 0 | 0 | -15.507 | -4.549 | -0.96939 | 0 | 0 | -4.8227 | 0
|  | Rehab | 0 | 0 | 0 | 0 | 0 | 0 | 0 | 0 | 0 | 0 | -2.1745e-09 | -7e-09 | 0 | -4.8228e-09 | -4.8e-10 | -7.1401e-09 | 0 | -1.3337e-08 | -2.3e-11 | -1.89e-09 | -3.6e-10 | -9.9999e-12
|  | Interconnectors | -3034.2721 | 0 | -13.9197 | -109.6371 | -109.6371 | -194.0937 | -194.0937 | -194.0937 | -286.9959 | -286.9959 | -286.9959 | -463.2287 | -463.2287 | -463.2287 | -463.2287 | -463.2287 | -565.3585 | -565.3585 | -565.3585 | -565.3585 | -565.3585 | -565.3585
| FALSE | Capex | 2521.4147 | 0 | 0 | 26.4823 | 59.0541 | 83.4337 | 85.8943 | 103.1951 | 113.4268 | 224.7256 | 194.0534 | 551.6525 | 499.132 | 475.7092 | 493.5027 | 624.5023 | 504.3614 | 474.0577 | 407.8251 | 548.4153 | 541.6407 | 374.6097
|  | FOM | 310.5897 | 1.509e-08 | 4.0126e-08 | 2.9373 | 4.4356 | 9.1622 | 11.6283 | 15.48 | 17.4696 | 35.9153 | 25.1591 | 101.0133 | 87.0438 | 84.2229 | 80.8038 | 70.4162 | 24.1212 | 33.681 | 27.0938 | 45.474 | 41.9709 | 20.0541
|  | Fuel | 2167.3663 | 0 | 8.2544 | 201.1456 | 208.9418 | 242.0036 | 294.4088 | 237.6013 | 357.6512 | 322.5472 | 331.91 | 202.5078 | 138.1255 | 128.7047 | 187.2412 | 74.5383 | 485.3105 | 220.9694 | 301.473 | 178.5769 | 138.8407 | 299.4532
|  | VOM | 0 | 3.0305e-08 | 0.44822 | 0 | 0 | 0 | 0 | 0 | 0 | 0 | 0.4603 | 0 | 0 | 0 | 0 | 0 | 3.5146 | 0 | 4.0726 | 0.36132 | 0.10026 | 7.4935
|  | REZ | 591.879 | 0 | 0 | 0 | 0 | 0 | 0 | 0 | 0 | 17.4669 | 17.4669 | 126.541 | 158.2489 | 162.2557 | 162.2557 | 112.4541 | 92.7303 | 146.0098 | 151.0328 | 158.3598 | 161.6702 | 162.9311
|  | DSP | 135.1185 | 0 | 0.016135 | 2.9564 | 8.1661 | 28.5479 | 1.3969 | 1.2245 | 28.4195 | 114.0708 | 0 | 10.4847 | 0 | 12.0424 | 9.6698 | 0 | 0 | 0 | 41.3832 | 38.7365 | 0 | 0.33237
|  | Rehab | 2.3233e-08 | 0 | 0 | 0 | 0 | 0 | 0 | 0 | 2.281e-08 | 3.035e-08 | 0 | 0 | 3.4257e-09 | 0 | 0 | 0 | 2.019e-08 | 0 | 0 | 0 | 0 | 0
|  | Interconnectors | 0 | 0 | 0 | 0 | 0 | 0 | 0 | 0 | 0 | 0 | 0 | 0 | 0 | 0 | 0 | 0 | 0 | 0 | 0 | 0 | 0 | 0
|  | Annual Net Benefits | 2612.7974 | 2.5681e-08 | -5.2009 | 119.8528 | 169.0744 | 166.4178 | 196.7536 | 158.7873 | 229.2446 | 424.5516 | 282.0538 | 491.434 | 383.9186 | 368.2415 | 440.0768 | 375.4345 | 540.1305 | 300.3577 | 367.5218 | 404.5654 | 314.0416 | 299.5154
*Net present value as at 1 July 2019
Some rounding errors may be present, as the SQL data query has converted some values to Scientific notation, which has led to rounding.

## Central_NPV
Forecast NPV of total costs to 2041-42, comparing optimal development path to counterfactual, Central scenario
|  | Counterfactual | Optimal development path
| Fuel cost | 25.1149 | 22.7311
| Operating and maintenance cost | 42.5115 | 42.2807
| Generation build cost | 18.6692 | 16.1156
| Transmission cost | 1.2308 | 3.8528
Net market benefits of $2.5B

## Central_CapDev
Capacity developments for the optimal development path compared to no interconnectors – Central
| Capacity (MW) | 2021-22 | 2022-23 | 2023-24 | 2024-25 | 2025-26 | 2026-27 | 2027-28 | 2028-29 | 2029-30 | 2030-31 | 2031-32 | 2032-33 | 2033-34 | 2034-35 | 2035-36 | 2036-37 | 2037-38 | 2038-39 | 2039-40 | 2040-41 | 2041-42
| Black Coal | 0 | 0 | 0 | 0 | 0 | 0 | 0 | 0 | 0 | 0 | 0 | 0 | 0 | 0 | 0 | 0 | 0 | 0 | 0 | 0 | 0
| Brown Coal | 0 | 0 | 0 | 0 | 0 | 0 | 0 | 0 | 0 | 0 | 0 | 0 | 0 | 0 | 0 | 0 | 0 | 0 | 0 | 0 | 0
| CCGT | 0 | 0 | 0 | 0 | 0 | 0 | 0 | 0 | 0 | 0 | 0 | 0 | 0 | 0 | 168.8566 | 236.3666 | 236.3666 | 236.3666 | 414.1635 | 422.163 | 422.163
| Peaking Gas+Liquids | 0 | 0 | 219.4903 | 650.8877 | 669.7281 | 669.7281 | 669.7281 | 717.5947 | 1452.2321 | 1469.2737 | 1596.3791 | 1596.3791 | 1596.3791 | 2416.3587 | 2416.3587 | 2416.3587 | 2416.3587 | 2416.3587 | 2416.3587 | 2416.3587 | 1733.6827
| Hydro | 0 | 0 | 0 | 0 | 0 | 0 | 0 | 0 | 0 | 0 | 0 | 0 | 0 | 0 | 0 | -390 | -390 | -390 | -390 | -390 | -390
| Large-scale Battery | 0 | 0 | 0 | 0 | 0 | 0 | 0 | 0 | 0 | 0 | 0 | 0 | 0 | 0 | 0 | 0 | 0 | 0 | 0 | 0 | 0
| VPP Battery | 0 | 0 | 0 | 0 | 0 | 0 | 0 | 0 | 0 | 0 | 0 | 0 | 0 | 0 | 0 | 0 | 0 | 0 | 0 | 0 | 0
| Pumped Hydro | 0 | 0 | 0 | 0 | 0 | 0 | 0 | 0 | 0 | 216.9302 | 1701.3438 | 1698.9234 | 1592.0769 | 1190.6694 | 3783.6525 | 3410.6775 | 2254.7579 | 1415.6048 | 2390.5562 | 2369.3357 | 1177.1758
| Wind | 0 | 0 | 0 | -25.8769 | 0 | 188.5624 | 137.0778 | 182.2819 | 464.7285 | 464.7285 | 464.7285 | 309.4104 | 530.2793 | 530.2793 | -1561.0716 | -2150.2893 | -1112.7497 | -888.563 | -842.7751 | -485.1331 | -485.1331
| Solar | 0 | 0 | 104.856 | 149.5531 | 400.9577 | 90.257 | 376.2458 | 376.2458 | 549.2585 | 178.4644 | 2415.6762 | 1965.9517 | 1449.0291 | 1449.0291 | 2503.1304 | 2503.1304 | 2062.2132 | 2062.2132 | 2048.1739 | 1211.162 | 1330.4513
| DSP | 0 | 0 | 0 | 0 | 0 | 0 | 0 | 0 | 0 | 0 | 0 | 0 | 0 | 0 | 0 | 0 | 0 | 0 | 0 | 0 | 0
| Distributed PV | 0 | 0 | 0 | 0 | 0 | 0 | 0 | 0 | 0 | 0 | 0 | 0 | 0 | 0 | 0 | 0 | 0 | 0 | 0 | 0 | 0
| Behind the Meter Battery | 0 | 0 | 0 | 0 | 0 | 0 | 0 | 0 | 0 | 0 | 0 | 0 | 0 | 0 | 0 | 0 | 0 | 0 | 0 | 0 | 0
| Dispatchable Capacity | 0 | 0 | 219.4903 | 650.8877 | 669.7281 | 669.7281 | 669.7281 | 717.5947 | 1452.2321 | 1686.2039 | 3297.7229 | 3295.3025 | 3188.4559 | 3607.0281 | 6368.8678 | 5673.4028 | 4517.4832 | 3678.3301 | 4831.0784 | 4817.8574 | 2943.0215
No new transmission
Optimal development path
No new transmission
Optimal development path

## Central_GenOutcomes
Generation outcomes for the optimal development path compared to no interconnectors – Central
| As-generated generation (GWh) | 2021-22 | 2022-23 | 2023-24 | 2024-25 | 2025-26 | 2026-27 | 2027-28 | 2028-29 | 2029-30 | 2030-31 | 2031-32 | 2032-33 | 2033-34 | 2034-35 | 2035-36 | 2036-37 | 2037-38 | 2038-39 | 2039-40 | 2040-41 | 2041-42
| Black Coal | -1.4552e-10 | 350.1302 | -2854.5537 | -2366.3354 | -2098.2696 | -314.7322 | -3181.5468 | 478.7992 | -2392.6963 | -3166.9524 | -7670.6577 | -6835.4758 | -6778.5529 | -7571.2688 | -1020.5724 | 121.3781 | 90.8607 | -573.1501 | -416.8345 | -234.2208 | -321.079
| Brown Coal | 7.7125e-10 | -363.5555 | -1658.775 | -1879.595 | -2971.1714 | -4339.8133 | -1964.9687 | -5043.9763 | -3785.2191 | -1251.1041 | -3229.9945 | -1151.1335 | -1076.9261 | -1323.3509 | -683.6657 | -786.8689 | -761.7559 | -2235.2205 | -450.6729 | -221.0377 | -2148.4292
| CCGT | 2.1828e-11 | 29.2389 | 3445.8078 | 3530.2158 | 3601.4874 | 3587.6251 | 3597.6493 | 3598.4626 | 3672.7524 | 3603.638 | 3577.4021 | 2280.8446 | 2364.9749 | 3340.4037 | 695.5344 | 2114.7726 | -76.5605 | 2783.2468 | 1611.1868 | 191.1798 | 3195.0204
| Peaking Gas+Liquids | 0 | 7.8949 | 9.9028 | 10.7636 | 69.7659 | 48.8404 | 42.1692 | 60.995 | 109.6997 | 87.1998 | 69.0004 | 98.57 | 46.8048 | 99.5402 | 258.2316 | 2145.3044 | 1743.8197 | 775.963 | 381.0309 | 861.7299 | 492.9523
| Hydro | 5.8208e-11 | -0.86752 | -187.8323 | -139.8232 | 18.6378 | -321.7809 | -69.6339 | -100.6361 | -100.9375 | -221.1317 | -873.2318 | -519.736 | -626.2369 | -754.7883 | -448.259 | -256.9483 | -156.7594 | 28.5553 | -8.7821 | -85.0198 | -235.5632
| Large-scale Battery | 0 | 1.2926 | -10.6836 | -2.8477 | 4.0235 | -23.6523 | 2.1689 | -29.6233 | -27.0617 | -6.576 | -4.9245 | 1.3718 | 0.16972 | 0.25679 | 0.40101 | -1.5686 | -0.10506 | 0.18251 | -0.048407 | -0.10846 | 0.32392
| VPP Battery | -7.5976e-06 | -0.55198 | -13.1894 | -17.5898 | -12.0431 | -34.4249 | -12.0805 | -108.7228 | -80.1861 | -20.0943 | -9.5268 | 2.9499 | -2.4085 | 0.57863 | -3.1105 | -43.267 | -6.6155 | -10.4499 | 0.31157 | -13.2232 | 4.0286
| Pumped Hydro | 2.9843e-13 | 20.9435 | -3.2292 | -202.5866 | -278.9106 | -205.0654 | -677.333 | -319.0234 | -539.1035 | -938.57 | 1359.185 | 1975.5716 | 1540.7258 | 879.6848 | 5452.1494 | 4672.8162 | 3680.6696 | 1633.9449 | 3908.1568 | 3358.5376 | 1559.358
| Wind | 0 | -56.183 | -226.2574 | -451.0176 | -774.5608 | -76.2789 | -598.4409 | -872.3269 | 101.8575 | 374.2906 | -89.9018 | -263.9465 | 777.9671 | 548.8853 | -5985.5943 | -9427.9335 | -5570.7861 | -5209.2528 | -4718.8778 | -2770.8023 | -4323.3548
| Solar | -2.0009e-11 | -1.6371e-11 | 286.7432 | 366.5675 | 1005.3233 | 134.5535 | 752.7111 | 635.606 | 1067.3635 | -1000.2556 | 6134.4415 | 4857.7128 | 3705.8247 | 3488.9085 | 6755.0622 | 5705.5832 | 4635.1033 | 3967.0136 | 3983.1026 | 2372.145 | 3019.4294
Pump Load (GWh)
| Large-scale Battery Load | 4.2633e-14 | 1.37 | -12.9639 | -3.5156 | 4.9673 | -28.9745 | 2.4519 | -36.572 | -33.3081 | -8.2199 | -6.0796 | 1.8323 | 0.070867 | 0.31702 | 0.49507 | -1.9366 | -0.1297 | 0.22532 | -0.059761 | -0.1339 | 0.3999
| VPP Battery Load | -8.9375e-06 | -0.72634 | -15.4384 | -20.6918 | -14.1669 | -40.2873 | -14.4194 | -127.8874 | -94.0801 | -23.3651 | -12.3872 | 4.5813 | -3.2933 | 0.68068 | -3.659 | -52.0927 | -5.6515 | -13.1639 | -0.35307 | -14.8955 | 4.735
| Pumped Hydro Load | -2.8422e-14 | 29.9193 | -3.5487 | -266.9324 | -360.1082 | -268.0355 | -876.812 | -320.6149 | -568.4939 | -1257.1611 | 1616.577 | 2412.7764 | 1848.6442 | 1039.5149 | 6726.9001 | 5806.5895 | 4562.8384 | 2042.7707 | 4899.8241 | 4204.8817 | 1930.1794
| DSP | 0 | 0 | 0 | 0 | 0 | 0 | 0 | 0 | 0 | 0 | 0 | 0 | 0 | 0 | 0 | 0 | 0 | 0 | 0 | 0 | 0
| Distributed PV | 0 | 0 | 0 | 0 | 0 | 0 | 0 | 0 | 0 | 0 | 0 | 0 | 0 | 0 | 0 | 0 | 0 | 0 | 0 | 0 | 0
No new transmission
Optimal development path
No new transmission
Optimal development path

## Fast_NetAnnualBenefits
Optimal development path Net Annual Benefits – Fast Change scenario
|  | Real June 2019 dollars ($m) | NPV | 2021-22 | 2022-23 | 2023-24 | 2024-25 | 2025-26 | 2026-27 | 2027-28 | 2028-29 | 2029-30 | 2030-31 | 2031-32 | 2032-33 | 2033-34 | 2034-35 | 2035-36 | 2036-37 | 2037-38 | 2038-39 | 2039-40 | 2040-41 | 2041-42
|  | Capex | 0 | 0 | 0 | 0 | 0 | 0 | 0 | 0 | 0 | 0 | 0 | 0 | 0 | 0 | 0 | 0 | 0 | 0 | 0 | 0 | 0 | 0
|  | FOM | 0 | 0 | 0 | 0 | -13.327 | 0 | -10.371 | -24.163 | 0 | 0 | 0 | -7.8998 | -5.4733 | -1.8041 | 0 | 0 | 0 | 0 | 0 | 0 | 0 | 0
|  | Fuel | 0 | -0.31173 | 0 | 0 | 0 | 0 | 0 | 0 | 0 | 0 | 0 | 0 | 0 | 0 | 0 | 0 | 0 | 0 | 0 | 0 | 0 | 0
|  | VOM | -61.8982 | 0 | 0 | 0 | 0 | 0 | 0 | -4.1174 | -4.0538 | -8.4588 | -14.0535 | -12.6255 | -13.6606 | -13.0707 | -16.324 | -19.8722 | 0 | -24.9522 | -17.0908 | -22.5294 | -6.2178 | -4.6086
|  | REZ | 0 | 0 | 0 | 0 | 0 | 0 | 0 | 0 | 0 | 0 | 0 | 0 | 0 | 0 | 0 | 0 | 0 | 0 | 0 | 0 | 0 | 0
|  | DSP | 0 | 0 | 0 | 0 | -52.7783 | 0 | 0 | 0 | 0 | 0 | 0 | 0 | 0 | 0 | 0 | 0 | -3.8655 | 0 | 0 | 0 | -4.9036 | 0
|  | Rehab | -6.3749e-08 | 0 | 0 | 0 | -1.2e-08 | -2.3745e-09 | 0 | -1.6255e-09 | -2.281e-08 | 0 | -1.82e-08 | -4.4e-08 | 0 | 0 | 0 | -2.286e-08 | -2.019e-08 | 0 | 0 | 0 | 0 | -1.599e-08
|  | Interconnectors | -2979.9879 | 0 | -13.9197 | -109.6371 | -109.6371 | -194.0937 | -194.0937 | -194.0937 | -403.0455 | -403.0455 | -403.0455 | -403.0455 | -403.0455 | -403.0455 | -403.0455 | -403.0455 | -505.1754 | -505.1754 | -505.1754 | -505.1754 | -505.1754 | -505.1754
| FALSE | Capex | 1761.208 | 0 | 0 | 10.5374 | 15.6208 | 141.3619 | 93.62 | 50.089 | 147.625 | 160.9317 | 185.701 | 127.5829 | 147.9176 | 159.2204 | 188.2447 | 393.2487 | 376.136 | 482.1215 | 541.5616 | 626.8985 | 422.8181 | 381.9379
|  | FOM | 18.1532 | 0 | 0 | 0.66114 | 0 | 2.5365 | 0 | 0 | 0.97125 | 4.6783 | 4.9711 | 0 | 0 | 0 | 2.0627 | 23.9356 | 2.9953 | 17.4771 | 33.5743 | 47.8895 | 7.3709 | 14.5263
|  | Fuel | 2557.8753 | 0 | 8.0422 | 210.8184 | 274.4456 | 266.5106 | 325.2879 | 276.4374 | 361.605 | 352.0909 | 279.159 | 372.3218 | 315.3559 | 282.4323 | 303.9726 | 146.1887 | 506.1446 | 175.1694 | 224.7891 | 109.6421 | 225.9423 | 360.2555
|  | VOM | 0 | 0.055884 | 0.46511 | 0.73762 | 4.8184 | 2.513 | 5.0297 | 0 | 0 | 0 | 0 | 0 | 0 | 0 | 0 | 0 | 1.1587 | 0 | 0 | 0 | 0 | 0
|  | REZ | 663.5879 | 0 | 0 | 0 | 0 | 23.2111 | 23.2111 | 38.0731 | 56.641 | 56.641 | 86.7425 | 120.4556 | 117.6102 | 116.9469 | 118.0166 | 98.6072 | 115.2862 | 130.489 | 134.8748 | 146.5093 | 146.9555 | 178.5798
|  | DSP | 68.4286 | 0 | 0.016373 | 5.2173 | 0 | 31.818 | 0.085464 | 0.96949 | 49.5095 | 18.0624 | 4.1611 | 10.1594 | 0 | 1.2623 | 16.7041 | 13.61 | 0 | 1.4571 | 14.2899 | 69.7797 | 0 | 0
|  | Rehab | 0 | 0 | 0 | 0 | 0 | 0 | 0 | 0 | 0 | 2.5e-11 | 0 | 0 | 4.5743e-09 | 6.8228e-09 | 4.8e-10 | 0 | 0 | 1.3337e-08 | 2.3e-11 | 1.89e-09 | 3.6e-10 | 0
|  | Interconnectors | 0 | 0 | 0 | 0 | 0 | 0 | 0 | 0 | 0 | 0 | 0 | 0 | 0 | 0 | 0 | 0 | 0 | 0 | 0 | 0 | 0 | 0
|  | Annual Benefits | 2027.3669 | -0.25585 | -5.396 | 118.3347 | 119.1422 | 273.8574 | 242.7695 | 143.1949 | 209.2524 | 180.9 | 143.6358 | 206.9488 | 158.7043 | 141.9415 | 209.6312 | 252.6725 | 492.6799 | 276.5864 | 426.8236 | 473.0143 | 286.7899 | 425.5155
*Net present value as at 1 July 2019
Some rounding errors may be present, as the SQL data query has converted some values to Scientific notation, which has led to rounding.

## Fast_CapDev
Capacity developments for Optimal development path compared to no interconnectors – Fast Change
| Capacity (MW) | 2021-22 | 2022-23 | 2023-24 | 2024-25 | 2025-26 | 2026-27 | 2027-28 | 2028-29 | 2029-30 | 2030-31 | 2031-32 | 2032-33 | 2033-34 | 2034-35 | 2035-36 | 2036-37 | 2037-38 | 2038-39 | 2039-40 | 2040-41 | 2041-42
| Black Coal | 0 | 0 | 0 | 0 | 0 | 0 | 0 | 0 | 0 | 0 | 0 | 0 | 0 | 0 | 0 | 0 | 0 | 0 | 0 | 0 | 0
| Brown Coal | 0 | 0 | 0 | 0 | 0 | 0 | 0 | 0 | 0 | 0 | 0 | 0 | 0 | 0 | 0 | 0 | 0 | 0 | 0 | 0 | 0
| CCGT | 0 | 0 | 0 | 0 | 0 | 0 | 0 | 0 | 0 | 0 | 0 | 0 | 0 | 0 | 21.1932 | 21.1932 | 86.3366 | 86.3366 | 86.3366 | 86.3366 | 86.3366
| Peaking Gas+Liquids | 0 | 0 | 136.6474 | 1122.9944 | 1967.145 | 1967.145 | 1967.145 | 1967.145 | 1967.145 | 1967.145 | 1967.145 | 1967.145 | 1967.145 | 1967.145 | 1967.145 | 1967.145 | 1967.145 | 1967.145 | 1967.145 | 1967.145 | 1967.145
| Hydro | 0 | 0 | 0 | 0 | 0 | 0 | 0 | 0 | 0 | 0 | 0 | 0 | 0 | 0 | 0 | -390 | -390 | -390 | -390 | -390 | -390
| Large-scale Battery | 0 | 0 | 0 | 0 | 0 | 0 | 0 | 0 | 0 | 0 | 0 | 0 | 0 | 0 | 0 | 0 | 0 | 0 | 0 | 0 | 0
| VPP Battery | 0 | 0 | 0 | 0 | 0 | 0 | 0 | 0 | 0 | 0 | 0 | 0 | 0 | 0 | 0 | 0 | 0 | 0 | 0 | 0 | 0
| Pumped Hydro | 0 | 0 | 0 | 0 | 675.5219 | 675.5219 | 665.1763 | 801.0429 | 801.0429 | 1191.6209 | 1001.4811 | 1280.715 | 1325.1542 | 1526.6654 | 3299.1158 | 3149.2316 | 3358.1059 | 3428.102 | 3811.8583 | 2850.398 | 1791.4104
| Wind | 0 | 0 | 0 | -475.5429 | -147.2914 | -476.9728 | -1334.6354 | -754.6835 | -659.9984 | -1120.517 | -1968.92 | -1905.9097 | -1527.7197 | -1614.4582 | -2451.1979 | -2435.903 | -2833.6051 | -2473.4737 | -2351.1878 | -2092.4045 | -1845.5372
| Solar | 0 | 0 | 0 | 0 | -732.7173 | -732.7173 | 301.671 | 301.671 | 301.671 | 837.8798 | 2072.8412 | 1804.2387 | 1146.9217 | 1397.0061 | 2651.8015 | 2651.8015 | 4615.2301 | 4670.0296 | 4849.5995 | 2896.0074 | 3768.0068
| DSP | 0 | 0 | 0 | 0 | 0 | 0 | 0 | 0 | 0 | 0 | 0 | 0 | 0 | 0 | 0 | 0 | 0 | 0 | 0 | 0 | 0
| Distributed PV | 0 | 0 | 0 | 0 | 0 | 0 | 0 | 0 | 0 | 0 | 0 | 0 | 0 | 0 | 0 | 0 | 0 | 0 | 0 | 0 | 0
| Behind the Meter Battery | 0 | 0 | 0 | 0 | 0 | 0 | 0 | 0 | 0 | 0 | 0 | 0 | 0 | 0 | 0 | 0 | 0 | 0 | 0 | 0 | 0
| Dispatchable Capacity | 0 | 0 | 136.6474 | 1122.9944 | 2642.6669 | 2642.6669 | 2632.3212 | 2768.1878 | 2768.1878 | 3158.7659 | 2968.626 | 3247.8599 | 3292.2991 | 3493.8103 | 5287.4539 | 4747.5697 | 5021.5874 | 5091.5836 | 5475.3398 | 4513.8796 | 3454.8919
No new transmission
Optimal development path
No new transmission
Optimal development path

## Fast_GenOutcomes
Generation outcomes for Optimal development path compared to no interconnectors – Fast Change
| As-generated generation (GWh) | 2021-22 | 2022-23 | 2023-24 | 2024-25 | 2025-26 | 2026-27 | 2027-28 | 2028-29 | 2029-30 | 2030-31 | 2031-32 | 2032-33 | 2033-34 | 2034-35 | 2035-36 | 2036-37 | 2037-38 | 2038-39 | 2039-40 | 2040-41 | 2041-42
| Black Coal | 12.0169 | 364.0627 | -1703.8155 | 50.0255 | -1631.2468 | 117.3949 | 1022.9721 | -287.8353 | -1804.5915 | -124.1598 | -523.6126 | 65.7391 | -385.4716 | -730.4392 | -340.6346 | -421.6592 | -776.1757 | 233.3063 | -910.7417 | -609.9357 | 163.4095
| Brown Coal | 0.90195 | -342.7443 | -1870.7503 | -2046.4705 | -946.8635 | -1455.6492 | 119.3292 | -2461.0405 | -1605.6109 | -371.6921 | -1561.387 | -592.4132 | -525.0838 | -709.4348 | -181.1549 | -819.1093 | -216.9977 | -1755.3849 | -1368.4614 | -264.2268 | -2016.3156
| CCGT | -0.071943 | 28.1867 | 3413.2602 | 3687.4841 | 3667.9378 | 3593.6086 | 2406.5912 | 3993.1843 | 4025.3383 | 2196.5941 | 3371.6553 | 2384.4287 | 2283.9673 | 2648.7438 | 1249.1695 | 2884.8525 | -222.8347 | 1555.7365 | 1211.1992 | 1018.2949 | 2312.6925
| Peaking Gas+Liquids | 0 | 9.129 | 7.3925 | 35.4772 | 103.8042 | 82.8128 | 21.1676 | 126.0518 | 166.4078 | 158.9165 | 136.9231 | 215.598 | 131.9786 | 105.8122 | 330.835 | 2094.5617 | 1637.2673 | 765.342 | 353.2235 | 1201.8988 | 1425.9882
| Hydro | 2.1828e-11 | -3.5128 | -131.0142 | -192.6563 | -354.5327 | -280.8472 | -341.1902 | -300.0793 | -571.4234 | -467.3222 | 232.5454 | -193.5938 | -265.2884 | -251.4136 | -130.284 | -1196.8428 | -161.877 | -460.0581 | -56.092 | -253.0919 | -1017.7297
| Large-scale Battery | -0.50399 | 1.9415 | -7.425 | 1.2001 | -7.3756 | -9.0105 | 0.15789 | -1.8298 | -2.577 | -4.7972 | -0.8465 | -0.90163 | -2.434 | -0.61109 | -0.0754 | 0.028082 | -0.24411 | -0.007724 | -0.12118 | 0.22929 | -0.2983
| VPP Battery | 1.3857 | -9.0644 | -31.0821 | -18.5012 | -15.5142 | -45.478 | -3.7604 | -30.2392 | -58.9873 | -52.0904 | 4.5878 | 12.7607 | -8.8129 | 21.7527 | -14.9678 | -110.732 | -37.5356 | -55.4946 | -63.7616 | -40.4053 | -48.0893
| Pumped Hydro | 0.06376 | 20.2767 | 9.0893 | -117.6336 | -744.3972 | -449.0692 | 1113.3536 | -622.824 | -833.7183 | 1785.1585 | 1412.0279 | 2059.9026 | 1780.4769 | 2025.0835 | 5120.1867 | 4124.6872 | 6273.7501 | 5640.9331 | 6728.1158 | 4714.1836 | 3734.3546
| Wind | 0 | -86.7464 | -303.2719 | -2104.8615 | -436.1373 | -1721.1926 | -4632.47 | -3222.4382 | -2774.4482 | -4385.3875 | -8434.0021 | -7139.1392 | -5111.7434 | -5655.0379 | -8221.8349 | -8913.3911 | -10416.0649 | -9208.6358 | -8750.6966 | -6985.0309 | -8794.5268
| Solar | 0 | 0 | 0 | 0 | -1706.4643 | -1584.8488 | 967.8435 | 541.9522 | 768.5842 | 2447.1262 | 6301.8208 | 5052.536 | 3448.3484 | 3981.3149 | 7472.9924 | 6234.7544 | 11060.2151 | 9607.0211 | 10595.941 | 6363.3021 | 8319.1663
Pump Load (GWh)
| Large-scale Battery Load | -0.62221 | 2.1711 | -8.9409 | 1.4816 | -9.1056 | -11.124 | 0.19492 | -2.259 | -3.1815 | -5.9225 | -1.0006 | -1.1273 | -3.0352 | -0.75443 | -0.093086 | 0.034669 | -0.20159 | -0.10931 | -0.14961 | 0.28308 | -0.36827
| VPP Battery Load | 1.4537 | -10.6664 | -36.3837 | -21.7472 | -18.2669 | -53.447 | -4.4748 | -35.572 | -69.6956 | -60.9711 | 5.7664 | 16.2881 | -12.0136 | 25.5889 | -17.6074 | -133.0509 | -40.9891 | -65.4517 | -75.8376 | -46.892 | -56.5825
| Pumped Hydro Load | 0.091086 | 28.9667 | 13.7982 | -151.7919 | -1063.6597 | -672.9208 | 1363.7674 | -924.4029 | -1203.7081 | 2178.6002 | 1738.3079 | 2547.571 | 2180.9445 | 2472.5308 | 6331.1111 | 5120.7367 | 7813.598 | 7019.7853 | 8414.1635 | 5854.8186 | 4678.3816
| DSP | 0 | 0 | 0 | 0 | 0 | 0 | 0 | 0 | 0 | 0 | 0 | 0 | 0 | 0 | 0 | 0 | 0 | 0 | 0 | 0 | 0
| Distributed PV | 0 | 0 | 0 | 0 | 0 | 0 | 0 | 0 | 0 | 0 | 0 | 0 | 0 | 0 | 0 | 0 | 0 | 0 | 0 | 0 | 0
No new transmission
Optimal development path
No new transmission
Optimal development path

## High DER_NetAnnualBenefits
Optimal development path Net Annual Benefits – High DER scenario
|  | Real June 2019 dollars ($m) | NPV | 2021-22 | 2022-23 | 2023-24 | 2024-25 | 2025-26 | 2026-27 | 2027-28 | 2028-29 | 2029-30 | 2030-31 | 2031-32 | 2032-33 | 2033-34 | 2034-35 | 2035-36 | 2036-37 | 2037-38 | 2038-39 | 2039-40 | 2040-41 | 2041-42
|  | Capex | 0 | 0 | 0 | 0 | 0 | 0 | -0.64295 | 0 | 0 | 0 | 0 | 0 | 0 | 0 | 0 | 0 | 0 | 0 | 0 | 0 | 0 | 0
|  | FOM | 0 | 0 | 0 | 0 | 0 | -0.046944 | -0.38481 | 0 | 0 | 0 | 0 | 0 | 0 | 0 | 0 | 0 | 0 | 0 | 0 | 0 | 0 | 0
|  | Fuel | 0 | 0 | 0 | 0 | 0 | 0 | 0 | 0 | 0 | 0 | 0 | 0 | 0 | 0 | 0 | 0 | 0 | 0 | 0 | 0 | 0 | 0
|  | VOM | -66.9599 | -2.6148e-12 | -0.13565 | 0 | 0 | 0 | -2.0418 | -0.6155 | 0 | -5.5994 | -6.7914 | -28.3399 | -25.9228 | -22.8047 | -23.4464 | -4.8957 | 0 | -12.3796 | -11.3535 | -10.8464 | -13.7186 | -11.1957
|  | REZ | 0 | 0 | 0 | 0 | 0 | 0 | 0 | 0 | 0 | 0 | 0 | 0 | 0 | 0 | 0 | 0 | 0 | 0 | 0 | 0 | 0 | 0
|  | DSP | 0 | 0 | 0 | 0 | 0 | 0 | 0 | 0 | 0 | 0 | 0 | 0 | 0 | 0 | 0 | 0 | 0 | 0 | 0 | 0 | 0 | 0
|  | Rehab | 0 | 0 | 0 | 0 | 0 | 0 | 0 | 0 | 0 | 0 | 0 | 0 | 0 | 0 | 0 | 0 | 0 | 0 | 0 | 0 | 0 | 0
|  | Interconnectors | -2979.9879 | 0 | -13.9197 | -109.6371 | -109.6371 | -194.0937 | -194.0937 | -194.0937 | -403.0455 | -403.0455 | -403.0455 | -403.0455 | -403.0455 | -403.0455 | -403.0455 | -403.0455 | -505.1754 | -505.1754 | -505.1754 | -505.1754 | -505.1754 | -505.1754
| FALSE | Capex | 1780.3691 | 0 | 0 | 0 | 0 | 0 | 0 | 10.846 | 27.4038 | 117.4371 | 117.4371 | 379.1833 | 289.8707 | 265.1575 | 339.7028 | 263.5686 | 308.8182 | 500.8792 | 566.362 | 631.6978 | 579.8394 | 626.5205
|  | FOM | 251.3201 | 0 | 0 | 0 | 0 | 0 | 0 | 2.0867 | 10.5402 | 25.8742 | 25.8742 | 78.6256 | 57.3731 | 52.0806 | 56.8233 | 35.7618 | 19.3228 | 48.6279 | 61.0134 | 66.1062 | 57.0887 | 66.1885
|  | Fuel | 2362.1346 | 1.6826e-11 | 8.2453 | 223.399 | 242.4296 | 310.7499 | 366.8132 | 290.3332 | 477.7349 | 425.0975 | 332.3202 | 273.9368 | 205.1825 | 230.5822 | 254.9781 | 164.207 | 388.8322 | 61.6348 | 99.2673 | 37.4762 | 34.3248 | 167.8257
|  | VOM | 0 | 0 | 0 | 0.020105 | 0.041613 | 0.23501 | 0 | 0 | 3.2229 | 0 | 0 | 0 | 0 | 0 | 0 | 0 | 8.5007 | 0 | 0 | 0 | 0 | 0
|  | REZ | 440.884 | 0 | 0 | 0 | 0 | 0 | 0 | 0 | 0 | 11.5708 | 11.5708 | 74.0151 | 101.5906 | 101.5906 | 101.5906 | 121.4771 | 108.7585 | 114.6023 | 120.5308 | 124.0451 | 117.7464 | 121.9087
|  | DSP | 120.8383 | 0 | 0 | 12.0514 | 40.3441 | 0 | 0 | 0 | 0.23135 | 35.2935 | 0 | 5.4546 | 0 | 25.9701 | 35.3805 | 29.4943 | 21.6958 | 8.4092 | 0 | 20.4201 | 30.3452 | 0.50909
|  | Rehab | 0 | 0 | 0 | 0 | 0 | 0 | 0 | 0 | 0 | 0 | 0 | 0 | 0 | 0 | 0 | 0 | 0 | 0 | 0 | 0 | 0 | 0
|  | Interconnectors | 0 | 0 | 0 | 0 | 0 | 0 | 0 | 0 | 0 | 0 | 0 | 0 | 0 | 0 | 0 | 0 | 0 | 0 | 0 | 0 | 0 | 0
|  | Annual Benefits | 1908.5984 | 1.4211e-11 | -5.81 | 125.8334 | 173.1781 | 116.8442 | 169.6499 | 108.5567 | 116.0877 | 206.6281 | 77.3653 | 379.83 | 225.0485 | 249.5308 | 361.9834 | 206.5675 | 350.7528 | 216.5984 | 330.6446 | 363.7236 | 300.4504 | 466.5813
*Net present value as at 1 July 2019
Some rounding errors may be present, as the SQL data query has converted some values to Scientific notation, which has led to rounding.

## High DER_CapDev
Capacity developments for optimal development path compared to no interconnectors – High DER
| Capacity (MW) | 2021-22 | 2022-23 | 2023-24 | 2024-25 | 2025-26 | 2026-27 | 2027-28 | 2028-29 | 2029-30 | 2030-31 | 2031-32 | 2032-33 | 2033-34 | 2034-35 | 2035-36 | 2036-37 | 2037-38 | 2038-39 | 2039-40 | 2040-41 | 2041-42
| Black Coal | 0 | 0 | 0 | 0 | 0 | 0 | 0 | 0 | 0 | 0 | 0 | 0 | 0 | 0 | 0 | 0 | 0 | 0 | 0 | 0 | 0
| Brown Coal | 0 | 0 | 0 | 0 | 0 | 0 | 0 | 0 | 0 | 0 | 0 | 0 | 0 | 0 | 0 | 0 | 0 | 0 | 0 | 0 | 0
| CCGT | 0 | 0 | 0 | 0 | 0 | 0 | 0 | 0 | 0 | 0 | 0 | 0 | 0 | 0 | 0 | 169.1374 | 234.7403 | 234.7403 | 265.8575 | 399.1586 | 399.1586
| Peaking Gas+Liquids | 0 | 0 | 0 | 0 | 0 | 0 | 0 | 0 | 291.8767 | 291.8767 | 304.1699 | 304.1699 | 304.1699 | 1287.0876 | 1287.0876 | 1287.0876 | 1287.0876 | 1287.0876 | 1483.2914 | 1483.2914 | 1483.2914
| Hydro | 0 | 0 | 0 | 0 | 0 | 0 | 0 | 0 | 0 | 0 | 0 | 0 | 0 | 0 | 0 | -390 | -390 | -390 | -390 | -390 | -390
| Large-scale Battery | 0 | 0 | 0 | 0 | 0 | 0 | 0 | 0 | 0 | 0 | 0 | 0 | 0 | 0 | 0 | 0 | 0 | 0 | 0 | 0 | 0
| VPP Battery | 0 | 0 | 0 | 0 | 0 | 0 | 0 | 0 | 0 | 0 | 0 | 0 | 0 | 0 | 0 | 0 | 0 | 0 | 0 | 0 | 0
| Pumped Hydro | 0 | 0 | 0 | 0 | 0 | 0 | 0 | 0 | 0 | 0 | 1130.743 | 1130.743 | 1130.743 | 1130.743 | 1243.9017 | 1603.5478 | 2379.7088 | 2582.288 | 3114.4239 | 2594.3132 | 2912.4116
| Wind | 0 | 0 | 0 | 0 | 0 | 0 | 0 | 633.8603 | 358.335 | 358.335 | 358.335 | 184.4602 | 262.8355 | 262.8355 | -300.1639 | -471.2465 | -324.1217 | -318.0481 | -421.6652 | -350.4143 | -335.6478
| Solar | 0 | 0 | 0 | 0 | 0 | 8.7391 | 159.9242 | -878.4568 | 612.3151 | 612.3151 | 2318.6173 | 1347.31 | 813.1125 | 813.1125 | 601.8606 | 601.8606 | 1366.3642 | 1914.3296 | 1896.1646 | 1775.7535 | 1940.9864
| DSP | 0 | 0 | 0 | 0 | 0 | 0 | 0 | 0 | 0 | 0 | 0 | 0 | 0 | 0 | 0 | 0 | 0 | 0 | 0 | 0 | 0
| Distributed PV | 0 | 0 | 0 | 0 | 0 | 0 | 0 | 0 | 0 | 0 | 0 | 0 | 0 | 0 | 0 | 0 | 0 | 0 | 0 | 0 | 0
| Behind the Meter Battery | 0 | 0 | 0 | 0 | 0 | 0 | 0 | 0 | 0 | 0 | 0 | 0 | 0 | 0 | 0 | 0 | 0 | 0 | 0 | 0 | 0
| Dispatchable Capacity | 0 | 0 | 0 | 0 | 0 | 0 | 0 | 0 | 291.8767 | 291.8767 | 1434.9129 | 1434.9129 | 1434.9129 | 2417.8306 | 2530.9894 | 2669.7729 | 3511.5367 | 3714.1159 | 4473.5727 | 4086.7632 | 4404.8616
No new transmission
Optimal development path
No new transmission
Optimal development path

## High DER_GenOutcomes
Generation outcomes for optimal development path compared to no interconnectors – High DER
| As-generated generation (GWh) | 2021-22 | 2022-23 | 2023-24 | 2024-25 | 2025-26 | 2026-27 | 2027-28 | 2028-29 | 2029-30 | 2030-31 | 2031-32 | 2032-33 | 2033-34 | 2034-35 | 2035-36 | 2036-37 | 2037-38 | 2038-39 | 2039-40 | 2040-41 | 2041-42
| Black Coal | 0 | 329.3106 | -2216.8553 | -1213.7685 | 775.9234 | 2308.3859 | -1329.8472 | 6475.7931 | 2964.2923 | -2017.2667 | -4254.9555 | -4018.0079 | -4263.4032 | -4505.3113 | -270.4321 | -269.6309 | 542.4175 | -147.5039 | -215.7584 | -185.6533 | -932.457
| Brown Coal | -1.1023e-09 | -365.5693 | -1873.3075 | -2878.0805 | -5145.9961 | -6281.0183 | -2401.897 | -10237.9492 | -8198.217 | -3338.4659 | -5099.9842 | -1535.0482 | -1430.8054 | -1717.0424 | -1571.4858 | -1655.089 | -521.3136 | -1913.6975 | -109.4491 | -332.9778 | -1728.388
| CCGT | -1.2733e-11 | 14.1578 | 3653.1969 | 3655.5197 | 3693.5397 | 3692.4219 | 3709.6453 | 3707.2292 | 3725.0923 | 3731.4021 | 3694.3905 | 2448.0485 | 2918.1201 | 3378.2728 | 1346.1841 | 2459.0552 | -1101.159 | 562.8603 | -225.4654 | -558.9892 | 1649.9086
| Peaking Gas+Liquids | 2.9843e-13 | 4.3408 | 7.1385 | 4.1533 | 47.2095 | 25.8682 | 23.0156 | 43.5545 | 70.188 | 36.4953 | 72.6388 | 77.9822 | 53.7016 | 77.0594 | 489.1355 | 1420.4429 | 944.6646 | 485.6573 | 350.2581 | 426.3627 | 531.0974
| Hydro | 0 | -8.1809 | -122.2105 | -141.3053 | -40.5113 | -412.2946 | -145.7202 | -241.0608 | -260.0029 | -241.0613 | -719.8405 | -463.413 | -610.2791 | -697.7446 | -200.1346 | -238.2963 | -297.9135 | -267.551 | -182.2618 | -233.9717 | -472.2581
| Large-scale Battery | -1.4921e-13 | -0.63224 | -5.8031 | -16.6092 | -26.4025 | -22.5205 | -5.7361 | -23.638 | -16.4734 | -0.88881 | -30.2088 | -7.3223 | -8.8516 | -5.9409 | -4.7269 | -2.146 | -0.78131 | -2.1612 | -1.3111 | -1.5756 | -2.1868
| VPP Battery | 0 | -1.4185 | -132.47 | -223.6009 | -473.8325 | -430.2702 | 85.8898 | -603.206 | 41.4261 | -326.8517 | -299.2422 | -34.8091 | -168.9306 | -119.8165 | -145.4095 | -245.0077 | -248.0789 | -243.8053 | -92.0419 | -116.0188 | -194.2297
| Pumped Hydro | -1.6023e-12 | 11.5607 | -16.8947 | -63.6715 | -269.3165 | -325.1913 | -537.7671 | -786.7277 | -443.1292 | -418.3551 | 1432.7202 | 1800.9935 | 1447.3416 | 1220.1377 | 2173.6136 | 2350.3747 | 4773.2002 | 4569.2792 | 5990.4336 | 4635.5887 | 4753.1669
| Wind | 0 | -72.5121 | -237.8423 | -332.0617 | -482.404 | -725.3478 | -1232.4545 | 733.159 | -817.3895 | -714.0182 | -597.4808 | -771.1374 | -124.9693 | -151.8846 | -2784.211 | -4347.6897 | -2550.5899 | -2415.5935 | -2808.8677 | -2668.0911 | -3792.6756
| Solar | 0 | 0 | 0 | 0 | -27.6816 | -25.4903 | 266.0377 | -2179.3686 | 1180.722 | 1257.2018 | 5686.3491 | 3268.4006 | 2299.2659 | 1975.7706 | 2457.4376 | 1877.694 | 3129.6991 | 3564.0746 | 3936.1983 | 3724.8416 | 4621.1591
Pump Load (GWh)
| Large-scale Battery Load | -5.6843e-14 | -0.78054 | -7.1644 | -20.5052 | -32.5957 | -27.8031 | -7.0816 | -29.1827 | -20.3375 | -1.1986 | -37.1935 | -9.0399 | -10.9279 | -7.3345 | -5.8356 | -2.6494 | -0.90305 | -2.7296 | -1.7271 | -1.8367 | -2.6998
| VPP Battery Load | 2.0464e-12 | -1.6686 | -155.2296 | -263.5957 | -557.3998 | -506.1669 | 101.0182 | -709.6077 | 48.7554 | -387.2034 | -356.8865 | -31.7859 | -200.2279 | -141.0212 | -171.0531 | -291.0875 | -286.7135 | -288.7374 | -106.76 | -134.1764 | -232.6072
| Pumped Hydro Load | -2.1032e-12 | 16.5152 | -23.2104 | -83.4937 | -352.8195 | -409.029 | -668.6423 | -1010.0613 | -468.5943 | -545.7367 | 1714.2308 | 2155.9124 | 1706.0811 | 1419.2032 | 2680.7323 | 2904.3678 | 5965.5449 | 5641.7444 | 7507.3159 | 5759.7661 | 5879.8568
| DSP | 0 | 0 | 0 | 0 | 0 | 0 | 0 | 0 | 0 | 0 | 0 | 0 | 0 | 0 | 0 | 0 | 0 | 0 | 0 | 0 | 0
| Distributed PV | 0 | 0 | 0 | 0 | 0 | 0 | 0 | 0 | 0 | 0 | 0 | 0 | 0 | 0 | 0 | 0 | 0 | 0 | 0 | 0 | 0
No new transmission
Optimal development path
No new transmission
Optimal development path

## Step_NetAnnualBenefits
Optimal development pathway Net Annual Benefits – Step Change scenario
|  | Real June 2019 dollars ($m) | NPV | 2021-22 | 2022-23 | 2023-24 | 2024-25 | 2025-26 | 2026-27 | 2027-28 | 2028-29 | 2029-30 | 2030-31 | 2031-32 | 2032-33 | 2033-34 | 2034-35 | 2035-36 | 2036-37 | 2037-38 | 2038-39 | 2039-40 | 2040-41 | 2041-42
|  | Capex | 0 | -23.625 | -36.0396 | -109.3212 | -95.194 | 0 | 0 | 0 | 0 | 0 | 0 | 0 | 0 | 0 | 0 | 0 | 0 | 0 | 0 | 0 | 0 | 0
|  | FOM | 0 | -5.9483 | -11.6144 | -28.3592 | -26.6533 | 0 | -20.3106 | -33.5965 | -27.0393 | -23.2787 | -25.4914 | 0 | 0 | 0 | 0 | 0 | 0 | 0 | 0 | 0 | 0 | 0
|  | Fuel | 0 | 0 | 0 | 0 | 0 | 0 | 0 | 0 | 0 | 0 | 0 | 0 | 0 | 0 | 0 | 0 | 0 | 0 | 0 | 0 | 0 | 0
|  | VOM | -242.7045 | 0 | -1.2062 | 0 | 0 | -16.9283 | -5.3773 | -18.5257 | -24.7199 | -21.9331 | -38.0321 | -62.3173 | -50.9115 | -38.2215 | -46.2204 | -55.3552 | -40.026 | -39.5276 | -46.9069 | -45.1322 | -19.6588 | -35.9642
|  | REZ | 0 | 0 | 0 | 0 | 0 | 0 | 0 | 0 | 0 | 0 | 0 | 0 | 0 | 0 | 0 | 0 | 0 | 0 | 0 | 0 | 0 | 0
|  | DSP | 0 | 0 | 0 | 0 | -3.8952 | 0 | 0 | 0 | 0 | 0 | 0 | 0 | 0 | 0 | 0 | 0 | 0 | -4.1602 | 0 | 0 | 0 | 0
|  | Rehab | 0 | 0 | 0 | 0 | 0 | 0 | 0 | 0 | 0 | 0 | 0 | 0 | 0 | 0 | 0 | 0 | 0 | 0 | 0 | 0 | 0 | 0
|  | Interconnectors | -3947.6348 | 0 | -13.9197 | -109.6371 | -109.6371 | -194.0937 | -389.1258 | -505.1754 | -505.1754 | -505.1754 | -505.1754 | -575.0867 | -575.0867 | -575.0867 | -575.0867 | -575.0867 | -575.0867 | -575.0867 | -575.0867 | -575.0867 | -575.0867 | -575.0867
| FALSE | Capex | 2739.2592 | 0 | 0 | 0 | 0 | 214.8555 | 181.3602 | 149.6396 | 191.8292 | 214.935 | 199.277 | 438.4294 | 371.6955 | 328.6621 | 410.3799 | 689.2582 | 780.1631 | 662.1493 | 829.2813 | 796.8699 | 556.4336 | 627.5865
|  | FOM | 27.0887 | 0 | 0 | 0 | 0 | 24.9655 | 0 | 0 | 0 | 0 | 0 | 27.396 | 14.3644 | 3.3415 | 21.813 | 44.2141 | 61.9696 | 45.4783 | 78.6564 | 67.9876 | 6.0723 | 27.6256
|  | Fuel | 2584.7658 | 9.4701 | 19.9432 | 261.2219 | 277.0808 | 166.2699 | 311.6044 | 337.8495 | 399.5291 | 373.8079 | 402.072 | 311.2623 | 318.6755 | 354.8616 | 333.7229 | 133.7429 | 374.874 | 163.2734 | 139.5537 | 97.2385 | 259.4308 | 269.0795
|  | VOM | 0 | 0.70193 | 0 | 5.2864 | 4.7175 | 0 | 0 | 0 | 0 | 0 | 0 | 0 | 0 | 0 | 0 | 0 | 0 | 0 | 0 | 0 | 0 | 0
|  | REZ | 1133.0142 | 0 | 4.1442 | 34.5959 | 29.9754 | 64.8542 | 84.398 | 145.9579 | 145.9579 | 145.9579 | 145.9579 | 196.0384 | 186.5099 | 165.8555 | 169.2845 | 179.0346 | 160.2967 | 149.6478 | 158.6801 | 170.6058 | 121.1129 | 148.8356
|  | DSP | 45.7494 | 0 | 0 | 0 | 0 | 0 | 0 | 0 | 0 | 26.3458 | 0 | 17.2432 | 1.9404 | 19.9906 | 0 | 9.4131 | 0 | 0 | 0 | 49.3964 | 0 | 0
|  | Rehab | 9.8225e-11 | 0 | 0 | 0 | 0 | 0 | 0 | 0 | 0 | 0 | 0 | 0 | 2.1842e-10 | 0 | 0 | 0 | 0 | 0 | 0 | 0 | 0 | 0
|  | Interconnectors | 0 | 0 | 0 | 0 | 0 | 0 | 0 | 0 | 0 | 0 | 0 | 0 | 0 | 0 | 0 | 0 | 0 | 0 | 0 | 0 | 0 | 0
|  | Annual Benefits | 2339.5379 | -19.4012 | -38.6924 | 53.7866 | 76.3941 | 259.9231 | 162.549 | 76.1494 | 180.3815 | 210.6594 | 178.608 | 352.9652 | 267.1875 | 259.4032 | 313.8933 | 425.221 | 762.1908 | 401.7743 | 584.1779 | 561.8792 | 348.3041 | 462.0763
*Net present value as at 1 July 2019
Some rounding errors may be present, as the SQL data query has converted some values to Scientific notation, which has led to rounding.

## Step_CapDev
Capacity developments for optimal development pathway compared to no interconnectors – Step Change
|  | Capacity (MW) | 2021-22 | 2022-23 | 2023-24 | 2024-25 | 2025-26 | 2026-27 | 2027-28 | 2028-29 | 2029-30 | 2030-31 | 2031-32 | 2032-33 | 2033-34 | 2034-35 | 2035-36 | 2036-37 | 2037-38 | 2038-39 | 2039-40 | 2040-41 | 2041-42
| #REF! | Black Coal | 0 | 0 | 0 | 0 | 0 | 0 | 0 | 0 | 0 | 0 | 0 | 0 | 0 | 0 | 0 | 0 | 0 | 0 | 0 | 0 | 0
|  | Brown Coal | 0 | 0 | 0 | 0 | 0 | 0 | 0 | 0 | 0 | 0 | 0 | 0 | 0 | 0 | 0 | 0 | 0 | 0 | 0 | 0 | 0
|  | CCGT | 0 | 0 | 0 | 0 | 0 | 0 | 0 | 0 | 0 | 0 | 0 | 0 | 0 | 0 | 0 | 290.5454 | 290.5454 | 290.5454 | 290.5454 | 656.2784 | 656.2784
|  | Peaking Gas+Liquids | 0 | 0 | 48.4619 | 162.0902 | 162.0902 | 162.0902 | 162.0902 | 162.0902 | 162.0902 | 162.0902 | 162.0902 | 162.0902 | 162.0902 | 162.0902 | 162.0902 | 162.0902 | 162.0902 | 162.0902 | 162.0902 | 162.0902 | 162.0902
|  | Hydro | 0 | 0 | 0 | 0 | 0 | -390 | -390 | -390 | -390 | -390 | -390 | -390 | -390 | -390 | -390 | -390 | -390 | -390 | -390 | -390 | -390
|  | Large-scale Battery | 0 | 0 | 0 | 0 | 0 | 0 | 0 | 0 | 0 | 0 | 0 | 0 | 0 | 0 | 0 | 0 | 0 | 0 | 0 | 0 | 0
|  | VPP Battery | 0 | 0 | 0 | 0 | 0 | 0 | 0 | 0 | 0 | 0 | 0 | 0 | 0 | 0 | 0 | 0 | 0 | 0 | 0 | 0 | 0
|  | Pumped Hydro | 0 | 0 | 0 | 0 | 2117.5427 | 2809.7047 | 2643.4068 | 3017.1816 | 3223.0142 | 3097.226 | 3971.3729 | 3268.5969 | 3065.5123 | 3283.5647 | 5332.4074 | 5397.3662 | 4479.2401 | 5047.9108 | 5080.5743 | 4146.6593 | 4128.7964
|  | Wind | -149.3601 | -436.1124 | -951.6779 | -906.2837 | -1165.1736 | -2130.1029 | -2912.9294 | -2912.9294 | -2912.9294 | -2912.9294 | -2927.9375 | -2976.7041 | -2673.862 | -2516.5341 | -3560.9914 | -3190.0362 | -2956.0946 | -2522.4521 | -2957.4109 | -3081.0963 | -3037.6559
|  | Solar | -6.4107 | 309.6338 | 257.0735 | 236.188 | 1720.2791 | 1858.5242 | 3307.4549 | 3307.4549 | 3307.4549 | 3307.4549 | 5377.0333 | 5613.8448 | 4590.567 | 5169.9832 | 6673.6206 | 6673.6206 | 6212.1103 | 6495.6512 | 6825.0089 | 4290.1452 | 5486.2882
|  | DSP | 0 | 0 | 0 | 0 | 0 | 0 | 0 | 0 | 0 | 0 | 0 | 0 | 0 | 0 | 0 | 0 | 0 | 0 | 0 | 0 | 0
|  | Distributed PV | 0 | 0 | 0 | 0 | 0 | 0 | 0 | 0 | 0 | 0 | 0 | 0 | 0 | 0 | 0 | 0 | 0 | 0 | 0 | 0 | 0
|  | Behind the Meter Battery | 0 | 0 | 0 | 0 | 0 | 0 | 0 | 0 | 0 | 0 | 0 | 0 | 0 | 0 | 0 | 0 | 0 | 0 | 0 | 0 | 0
|  | Dispatchable Capacity | 0 | 0 | 48.4619 | 162.0902 | 2279.6329 | 2581.7949 | 2415.497 | 2789.2718 | 2995.1044 | 2869.3162 | 3743.4632 | 3040.6872 | 2837.6026 | 3055.655 | 5104.4977 | 5460.0019 | 4541.8757 | 5110.5464 | 5143.21 | 4575.0279 | 4557.1651
No new transmission
Optimal development path
No new transmission
Optimal development path

## Step_GenOutcomes
Generation outcomes for optimal development pathway compared to no interconnectors – Step Change
| As-generated generation (GWh) | 2021-22 | 2022-23 | 2023-24 | 2024-25 | 2025-26 | 2026-27 | 2027-28 | 2028-29 | 2029-30 | 2030-31 | 2031-32 | 2032-33 | 2033-34 | 2034-35 | 2035-36 | 2036-37 | 2037-38 | 2038-39 | 2039-40 | 2040-41 | 2041-42
| Black Coal | 421.8055 | 818.4156 | -958.4584 | -274.2658 | -4591.9692 | -468.2 | -2160.107 | 933.8097 | 246.4172 | -3460.3083 | -1841.9577 | -2864.3118 | -2576.2549 | -2740.533 | -2940.2204 | -2136.5288 | -3101.3397 | -1211.8885 | -752.0428 | -795.4203 | 309.8946
| Brown Coal | 152.9447 | 88.6627 | -587.5913 | -1430.6861 | -561.4895 | -245.2645 | -123.4681 | -166.1998 | -364.599 | -313.1975 | -731.9846 | -617.2578 | -678.5331 | -553.8955 | -675.6186 | -222.8255 | -424.9958 | 491.584 | 442.2491 | 114.548 | 656.0637
| CCGT | 7.7349 | 25.0751 | 3513.459 | 3556.7377 | 3261.8989 | 3509.8244 | 3373.9541 | 3887.0432 | 3729.3039 | 3428.1551 | 3173.8775 | 2335.521 | 2801.6827 | 2843.0203 | 1767.1277 | 2551.0432 | 750.5989 | 1099.212 | 881.3002 | 2157.133 | 2318.1528
| Peaking Gas+Liquids | -4.8569 | -6.8414 | -3.317 | -5.0071 | -84.3354 | 40.9333 | 645.2375 | 110.4508 | 79.7572 | 1166.0957 | 83.0306 | 1025.9006 | 992.7015 | 832.2655 | 402.0339 | 1664.0306 | 1367.5914 | 541.173 | 289.7238 | 820.6472 | 603.3182
| Hydro | -6.7321 | -4.3601 | 135.5808 | 198.1992 | 99.1564 | -46.1194 | -187.1829 | -2168.3748 | -1711.7515 | -1085.4312 | -3939.5831 | -1669.4633 | -1182.198 | -2419.5697 | -2176.7345 | -3515.1982 | -419.0915 | -3168.0683 | -2285.8807 | -799.119 | -3142.3808
| Large-scale Battery | -2.2109 | 0.25766 | -14.2663 | -11.0806 | -9.6896 | -4.0704 | -2.3434 | -1.9877 | -2.7067 | -4.3302 | -2.9109 | -0.042826 | -1.2919 | -0.32466 | -1.3812 | -1.8771 | -0.21861 | -1.9581 | -0.48866 | -0.6032 | -1.3257
| VPP Battery | -25.8832 | -5.4828 | -122.7749 | -91.3577 | -119.0144 | -75.3018 | -77.9349 | -139.0879 | -155.511 | -102.2631 | -46.3896 | -18.8599 | -60.1668 | -39.1774 | -65.0634 | -231.0066 | -78.4852 | -156.9201 | -140.282 | -137.7862 | -187.9677
| Pumped Hydro | -8.0619 | 12.8815 | 19.4241 | -49.932 | 2523.6544 | 4020.7704 | 4212.3979 | 4085.5226 | 4508.9175 | 3586.0908 | 6538.6973 | 5760.5991 | 4953.2401 | 5212.3502 | 9411.7459 | 8222.7617 | 7495.3387 | 7485.6752 | 8727.8303 | 5999.0588 | 5258.6917
| Wind | -538.3752 | -1866.1902 | -3445.1596 | -3310.5073 | -3528.6455 | -6969.4998 | -9696.6899 | -9857.4627 | -9439.0957 | -9284.0955 | -10877.1998 | -12515.0357 | -10751.3956 | -10490.2892 | -12496.304 | -12242.7017 | -11260.7089 | -10031.6691 | -11287.9775 | -10257.8478 | -11796.8048
| Solar | -17.2713 | 885.4962 | 1031.1385 | 822.3946 | 5225.2101 | 4592.2936 | 8374.8161 | 7177.8244 | 7744.8871 | 8193.4731 | 14263.8053 | 14546.6915 | 11466.6769 | 12532.5551 | 17158.5878 | 14563.8544 | 13274.719 | 12785.1163 | 13704.6184 | 8624.4966 | 10632.7047
Pump Load (GWh)
| Large-scale Battery Load | -2.854 | 0.3181 | -17.4882 | -13.6797 | -11.9624 | -5.0252 | -2.893 | -2.4539 | -3.3417 | -5.3459 | -3.5671 | 0.068017 | -1.7425 | -0.40081 | -1.7051 | -2.3175 | -0.26989 | -2.4174 | -0.54651 | -0.80147 | -1.6366
| VPP Battery Load | -30.617 | -6.9167 | -143.7906 | -107.469 | -140.0031 | -88.453 | -91.8077 | -163.4086 | -184.7963 | -118.6212 | -53.9712 | -21.8547 | -71.8387 | -45.9803 | -76.5377 | -276.5329 | -88.1901 | -183.9418 | -162.4507 | -164.6421 | -221.1315
| Pumped Hydro Load | -11.517 | 18.4022 | 27.7487 | -67.2273 | 3091.0477 | 4992.4068 | 5210.1423 | 5015.689 | 5569.2694 | 4299.4666 | 8075.7563 | 7137.5049 | 6134.1373 | 6454.571 | 11699.0184 | 10265.039 | 9299.3346 | 9293.9751 | 10942.5095 | 7412.8401 | 6498.3029
| DSP | 0 | 0 | 0 | 0 | 0 | 0 | 0 | 0 | 0 | 0 | 0 | 0 | 0 | 0 | 0 | 0 | 0 | 0 | 0 | 0 | 0
| Distributed PV | 0 | 0 | 0 | 0 | 0 | 0 | 0 | 0 | 0 | 0 | 0 | 0 | 0 | 0 | 0 | 0 | 0 | 0 | 0 | 0 | 0
No new transmission
Optimal development path
No new transmission
Optimal development path

## Slow_NetAnnualBenefits
Optimal development path Net Annual Benefits – Slow Change scenario
|  | Real June 2019 dollars ($m) | NPV | 2021-22 | 2022-23 | 2023-24 | 2024-25 | 2025-26 | 2026-27 | 2027-28 | 2028-29 | 2029-30 | 2030-31 | 2031-32 | 2032-33 | 2033-34 | 2034-35 | 2035-36 | 2036-37 | 2037-38 | 2038-39 | 2039-40 | 2040-41 | 2041-42
|  | Capex | 0 | 0 | 0 | 0 | -0.83633 | -0.83633 | -0.83633 | 0 | 0 | 0 | 0 | 0 | 0 | 0 | 0 | 0 | 0 | 0 | 0 | 0 | 0 | 0
|  | FOM | 0 | 0 | 0 | 0 | -0.24888 | -0.24888 | -0.24888 | 0 | 0 | 0 | 0 | 0 | 0 | 0 | 0 | 0 | 0 | 0 | 0 | 0 | 0 | 0
|  | Fuel | 0 | -0.0025547 | 0 | 0 | 0 | 0 | 0 | 0 | 0 | 0 | 0 | 0 | 0 | 0 | 0 | 0 | 0 | 0 | 0 | 0 | 0 | 0
|  | VOM | -33.1153 | -0.001362 | -0.19243 | -0.36165 | 0 | 0 | 0 | 0 | 0 | 0 | 0 | -8.8442 | -13.2892 | -14.6235 | -15.5766 | -20.3878 | -9.2668 | -21.3346 | -16.7358 | -10.2741 | 0 | -8.7675
|  | REZ | 0 | 0 | 0 | 0 | 0 | 0 | 0 | 0 | 0 | 0 | 0 | 0 | 0 | 0 | 0 | 0 | 0 | 0 | 0 | 0 | 0 | 0
|  | DSP | 0 | 0 | 0 | 0 | 0 | 0 | 0 | 0 | 0 | 0 | 0 | 0 | 0 | 0 | 0 | -2.7921 | -1.851 | -3.4422 | 0 | 0 | -5.6833 | 0
|  | Rehab | -1.7402e-08 | 0 | 0 | 0 | 0 | 0 | 0 | 0 | -2.81e-09 | -3.035e-08 | 0 | 0 | 0 | 0 | 0 | -8.6e-10 | -1.9e-10 | 0 | -1.9977e-08 | 0 | -3.6265e-08 | -4.99e-09
|  | Interconnectors | -2160.5519 | 0 | -17.979 | -141.6099 | -141.6099 | -250.696 | -250.696 | -250.696 | -370.6908 | -370.6908 | -370.6908 | -370.6908 | -370.6908 | -370.6908 | -370.6908 | -370.6908 | -370.6908 | -370.6908 | -370.6908 | -370.6908 | -370.6908 | -370.6908
| FALSE | Capex | 1354.3853 | 0 | 0 | 0 | 0 | 0 | 0 | 4.9053 | 18.6447 | 18.6447 | 30.885 | 402.632 | 435.0063 | 443.7635 | 445.6001 | 558.8507 | 524.7983 | 514.3188 | 501.0768 | 537.6324 | 398.1014 | 281.8515
|  | FOM | 122.2495 | 0 | 0 | 0 | 0 | 0 | 0 | 0.65404 | 1.3747 | 1.3747 | 1.9593 | 36.9261 | 42.66 | 44.2953 | 44.3835 | 57.3646 | 51.4387 | 49.274 | 47.8227 | 47.1233 | 12.407 | 10.2588
|  | Fuel | 1649.9698 | 0 | 25.1295 | 232.6665 | 293.4157 | 306.8002 | 312.7998 | 236.8781 | 320.0931 | 286.1806 | 247.0255 | 251.5279 | 183.8635 | 165.5528 | 177.6915 | 33.9612 | 109.7893 | 116.7568 | 84.4847 | 89.4084 | 237.018 | 202.3855
|  | VOM | 0 | 0 | 0 | 0 | 0.54533 | 1.4745 | 0.12153 | 1.5268 | 0.88589 | 1.974 | 1.2356 | 0 | 0 | 0 | 0 | 0 | 0 | 0 | 0 | 0 | 4.6703 | 0
|  | REZ | 115.4843 | 0 | 0 | 0 | 0 | 0 | 0 | 0 | 0 | 0 | 0 | 5.3563 | 14.4185 | 16.6383 | 16.6383 | 30.5318 | 30.5318 | 66.6849 | 66.6849 | 66.6849 | 105.9143 | 105.9143
|  | DSP | 48.8781 | 0 | 0 | 9.6986 | 13.0375 | 11.0489 | 1.1936 | 4.7257 | 19.7941 | 23.9016 | 0 | 0 | 0 | 2.7398 | 11.4942 | 0 | 0 | 0 | 11.0879 | 3.3975 | 0 | 3.3152
|  | Rehab | 0 | 0 | 0 | 0 | 0 | 0 | 0 | 0 | 0 | 0 | 3.8e-09 | 1.2e-08 | 1.5743e-09 | 4.8228e-09 | 4.8e-10 | 0 | 0 | 3.3367e-09 | 0 | 1.89e-09 | 0 | 0
|  | Interconnectors | 0 | 0 | 0 | 0 | 0 | 0 | 0 | 0 | 0 | 0 | 0 | 0 | 0 | 0 | 0 | 0 | 0 | 0 | 0 | 0 | 0 | 0
|  | Annual Benefits | 1097.2999 | -0.0039167 | 6.9581 | 100.3935 | 164.3034 | 67.5423 | 62.3336 | -2.0062 | -9.8983 | -38.6152 | -89.5854 | 316.9073 | 291.9684 | 287.6754 | 309.5402 | 286.8376 | 334.7495 | 351.5669 | 323.7305 | 363.2817 | 381.7369 | 224.267
*Net present value as at 1 July 2019
Some rounding errors may be present, as the SQL data query has converted some values to Scientific notation, which has led to rounding.

## Slow_CapDev
Capacity developments for Optimal development path compared to no interconnectors – Slow Change
|  | Capacity (MW) | 2021-22 | 2022-23 | 2023-24 | 2024-25 | 2025-26 | 2026-27 | 2027-28 | 2028-29 | 2029-30 | 2030-31 | 2031-32 | 2032-33 | 2033-34 | 2034-35 | 2035-36 | 2036-37 | 2037-38 | 2038-39 | 2039-40 | 2040-41 | 2041-42
| #REF! | Black Coal | 0 | 0 | 0 | 0 | 0 | 0 | 0 | 0 | 0 | 0 | 0 | 0 | 0 | 0 | 0 | 0 | 0 | 0 | 0 | 0 | 0
|  | Brown Coal | 0 | 0 | 0 | 0 | 0 | 0 | 0 | 0 | 0 | 0 | 0 | 0 | 0 | 0 | 0 | 0 | 0 | 0 | 0 | 0 | 0
|  | CCGT | 0 | 0 | 0 | 0 | 0 | 0 | 0 | 0 | 0 | 0 | 0 | 0 | 0 | 0 | 71.175 | 184.7045 | 580.6182 | 580.6182 | 580.6182 | 979.7832 | 979.7832
|  | Peaking Gas+Liquids | 0 | 0 | 0 | 0 | 0 | 0 | 0 | 149.72 | 149.72 | 285.2834 | 2975 | 2975 | 2975 | 2995.4689 | 3344.9251 | 3166.463 | 3161.7927 | 3186.9479 | 3578.6037 | 3578.6037 | 1775.2462
|  | Hydro | 0 | 0 | 0 | 0 | 0 | 0 | 0 | 0 | 0 | 0 | 0 | 0 | 0 | 0 | 0 | 0 | 0 | 0 | 0 | 0 | 0
|  | Large-scale Battery | 0 | 0 | 0 | 0 | 0 | 0 | 0 | 0 | 0 | 0 | 0 | 0 | 0 | 0 | 0 | 0 | 0 | 0 | 0 | 0 | 0
|  | VPP Battery | 0 | 0 | 0 | 0 | 0 | 0 | 0 | 0 | 0 | 0 | 0 | 0 | 0 | 0 | 0 | 0 | 0 | 0 | 0 | 0 | 0
|  | Pumped Hydro | 0 | 0 | 0 | 0 | 0 | 0 | 0 | 0 | 0 | 0 | 0 | 0 | 0 | 0 | 267.936 | 267.936 | 47.6437 | -85.4447 | 175.7303 | -68.7931 | 253.6059
|  | Wind | 0 | 0 | 0 | 0 | 0 | 0 | 0 | 0 | 0 | 0 | 0 | 0 | 0 | 0 | 0 | 24.715 | 100 | 111.0382 | -4.3616 | -871.1941 | -871.1941
|  | Solar | 0 | 0 | 0 | 0 | 0 | 0 | 50.3501 | 50.3501 | 50.3501 | 50.3501 | 1292.6927 | 1618.7075 | 1710.075 | 1710.075 | 2046.8896 | 1628.3058 | 1244.1755 | 1244.1755 | 1060.5092 | 879.1366 | 879.1366
|  | DSP | 0 | 0 | 0 | 0 | 0 | 0 | 0 | 0 | 0 | 0 | 0 | 0 | 0 | 0 | 0 | 0 | 0 | 0 | 0 | 0 | 0
|  | Distributed PV | 0 | 0 | 0 | 0 | 0 | 0 | 0 | 0 | 0 | 0 | 0 | 0 | 0 | 0 | 0 | 0 | 0 | 0 | 0 | 0 | 0
|  | Behind the Meter Battery | 0 | 0 | 0 | 0 | 0 | 0 | 0 | 0 | 0 | 0 | 0 | 0 | 0 | 0 | 0 | 0 | 0 | 0 | 0 | 0 | 0
|  | Dispatchable Capacity | 0 | 0 | 0 | 0 | 0 | 0 | 0 | 149.72 | 149.72 | 285.2834 | 2975 | 2975 | 2975 | 2995.4689 | 3684.0361 | 3619.1035 | 3790.0546 | 3682.1214 | 4334.9522 | 4489.5938 | 3008.6353
No new transmission
Optimal development path
No new transmission
Optimal development path

## Slow_GenOutcomes
Generation outcomes for Optimal development path compared to no interconnectors – Slow Change
| As-generated generation (GWh) | 2021-22 | 2022-23 | 2023-24 | 2024-25 | 2025-26 | 2026-27 | 2027-28 | 2028-29 | 2029-30 | 2030-31 | 2031-32 | 2032-33 | 2033-34 | 2034-35 | 2035-36 | 2036-37 | 2037-38 | 2038-39 | 2039-40 | 2040-41 | 2041-42
| Black Coal | 0 | 1554.1522 | -405.9675 | 2397.6193 | 2635.3785 | 2581.9405 | -886.0029 | 2470.5718 | 1554.7468 | -1647.7819 | -1417.5245 | -5933.4358 | -7358.9092 | -6129.2368 | -7242.3675 | -7833.8925 | -6966.6258 | -5060.9493 | -4789.0319 | -3507.9652 | -3402.4484
| Brown Coal | -0.31823 | -1636.3842 | -3524.3721 | -5903.648 | -6476.2624 | -5903.2946 | -3264.3694 | -6746.5834 | -5504.7824 | -2251.6221 | -5232.1273 | -3001.7078 | -2084.0658 | -2797.3852 | -2121.3279 | -1195.531 | -1055.1195 | -1854.1419 | -719.4266 | -172.474 | -205.7862
| CCGT | 0 | 13.7472 | 3564.1294 | 3568.0522 | 3633.3261 | 3641.2536 | 3633.8005 | 3599.695 | 3608.0326 | 3564.7446 | 3664.3906 | 3715.9123 | 3997.7511 | 3705.6217 | 2346.3708 | 3561.8602 | 2681.9559 | 2387.6512 | 2250.294 | 4291.6301 | 4047.9812
| Peaking Gas+Liquids | 1.7053e-13 | 3.4687 | 13.3312 | 7.1641 | 51.1928 | 32.8479 | 33.3386 | 46.4149 | 48.9499 | 20.6247 | 143.5747 | 247.4773 | 224.4055 | 227.0156 | 447.8284 | 506.7981 | 912.8979 | 502.1244 | 489.7453 | 183.8616 | 7.2461
| Hydro | -5.6389e-11 | -2.1828e-11 | -156.8074 | -331.4491 | -168.2364 | -624.8533 | 8.0036e-11 | -9.4727 | -30.8996 | -15.6726 | -368.6579 | 42.8742 | -93.3358 | -197.8141 | -90.0177 | -126.9957 | -527.1868 | -690.371 | -439.3372 | -145.615 | -721.9557
| Large-scale Battery | 0.18288 | 0.9418 | -23.5864 | -28.4021 | -28.0609 | -19.7848 | -26.525 | -41.8481 | -37.1462 | -19.1611 | -24.0114 | -44.6878 | -8.4206 | -26.0851 | -7.8011 | -0.11928 | -1.0528 | -1.7612 | -1.1982 | -0.45693 | -2.4338
| VPP Battery | 0.10873 | -3.6804 | -17.574 | -15.3445 | -21.7424 | -20.0605 | -10.8254 | -26.2504 | -12.7209 | -6.5977 | -4.9874 | -15.1508 | -6.2344 | -22.3282 | -12.888 | -6.4188 | -5.0448 | -6.091 | -5.0732 | -2.9905 | -3.1434
| Pumped Hydro | -1.4069e-12 | 15.4656 | -18.4873 | -13.6685 | -140.6294 | -135.2037 | -356.626 | -833.0054 | -308.9681 | -667.727 | 639.5061 | -323.2424 | -873.8517 | -452.0691 | -154.4461 | -871.2392 | -378.5605 | -881.6089 | -574.4412 | -497.4946 | -91.492
| Wind | -3.2742e-11 | -93.558 | -365.241 | -657.0847 | -688.4511 | -707.5746 | -646.9941 | -643.5036 | -515.8134 | -592.2289 | -745.661 | -546.0732 | -497.0293 | -532.1764 | -289.5979 | -184.4547 | -132.737 | 64.892 | -617.4765 | -4256.1602 | -4220.9638
| Solar | 0 | 0 | 0 | -32.4617 | -32.3425 | -25.4328 | 105.3387 | 86.5585 | 96.2155 | 103.8721 | 3346.068 | 4214.4978 | 4392.6609 | 4274.8455 | 5508.3384 | 3757.5977 | 3249.4566 | 2741.0802 | 2524.7634 | 2606.843 | 2944.4764
Pump Load (GWh)
| Large-scale Battery Load | 9.9476e-14 | 1.1627 | -28.8932 | -35.0644 | -34.643 | -24.4257 | -32.7469 | -51.6643 | -45.8595 | -23.6557 | -29.5264 | -55.2875 | -10.3958 | -32.2038 | -9.6309 | -0.14726 | -1.2998 | -2.1743 | -1.4792 | -0.56411 | -3.0047
| VPP Battery Load | 9.9476e-14 | -4.2606 | -20.6142 | -18.0505 | -25.5767 | -23.5983 | -12.7345 | -30.882 | -15.0049 | -7.6755 | -5.8901 | -17.9049 | -7.2707 | -26.2666 | -15.1609 | -7.6546 | -5.8309 | -7.1649 | -6.0425 | -3.4433 | -3.6977
| Pumped Hydro Load | -1.6982e-12 | 22.0937 | -24.7521 | -14.6616 | -180.7449 | -175.4391 | -463.4077 | -1089.5573 | -404.419 | -876.8636 | 853.9916 | -409.6569 | -1133.1303 | -578.2837 | -234.1215 | -1184.1864 | -546.0136 | -1147.631 | -770.7181 | -637.9885 | -144.4581
| DSP | 0 | 0 | 0 | 0 | 0 | 0 | 0 | 0 | 0 | 0 | 0 | 0 | 0 | 0 | 0 | 0 | 0 | 0 | 0 | 0 | 0
| Distributed PV | 0 | 0 | 0 | 0 | 0 | 0 | 0 | 0 | 0 | 0 | 0 | 0 | 0 | 0 | 0 | 0 | 0 | 0 | 0 | 0 | 0
No new transmission
Optimal development path
No new transmission
Optimal development path

## DS_NEMCap
Differences in capacity in the NEM when Snowy 2.0 is delayed by four years
|  | 2021-22 | 2022-23 | 2023-24 | 2024-25 | 2025-26 | 2026-27 | 2027-28 | 2028-29 | 2029-30 | 2030-31 | 2031-32 | 2032-33 | 2033-34 | 2034-35 | 2035-36 | 2036-37 | 2037-38 | 2038-39 | 2039-40 | 2040-41 | 2041-42
| Black Coal | 0 | 0 | 0 | 0 | 0 | 0 | 0 | 0 | 0 | 0 | 0 | 0 | 0 | 0 | 0 | 0 | 0 | 0 | 0 | 0 | 0
| Brown Coal | 0 | 0 | 0 | 0 | 0 | 0 | 0 | 0 | 0 | 0 | 0 | 0 | 0 | 0 | 0 | 0 | 0 | 0 | 0 | 0 | 0
| CCGT | 0 | 0 | 0 | 0 | 0 | 0 | 0 | 0 | 0 | 0 | 0 | 0 | 0 | 0 | 0 | 0 | 0 | 0 | 0 | 0 | 0
| Peaking Gas+Liquids | 0 | 0 | 0 | 0 | 0 | 0 | 0 | 0 | 0 | 0 | 0 | 0 | 0 | 0 | 0 | 0 | 0 | 0 | 0 | 0 | 3.3733
| Hydro | 0 | 0 | 0 | 0 | 0 | 0 | 0 | 0 | 0 | 0 | 0 | 0 | 0 | 0 | 0 | 0 | 0 | 0 | 0 | 0 | 0
| Large-scale Battery | 0 | 0 | 0 | 0 | 0 | 0 | 0 | 0 | 0 | 0 | 0 | 0 | 0 | 0 | 0 | 0 | 0 | 0 | 0 | 0 | 0
| Pumped Hydro | 0 | 0 | 0 | -2040 | -2040 | -2040 | -2040 | 0 | 0 | 0 | -16.1739 | -18.5943 | -71.6589 | -76.007 | -3.8456 | -1.7215 | -11.1391 | -1.2035 | -1.2035 | -1.6334 | -4.2602
| Wind | 0 | 0 | 0 | 153.0588 | 0 | 89.2815 | 98.8545 | 95.6313 | 127.7329 | 127.7329 | 127.7329 | 116.6198 | 119.4286 | 119.4286 | 10.3858 | 11.0623 | 5.9779 | 5.9779 | 3.3558 | 3.3558 | 3.3558
| Solar | 0 | 0 | 0 | -264.3787 | 0 | -159.3481 | -423.0363 | -423.0363 | -477.0348 | -425.669 | -242.0946 | -171.3116 | -213.7893 | -213.7893 | -15.0675 | -15.0675 | -45.3282 | -45.3282 | -4.5741 | -14.5082 | -14.5082
| DSP | 0 | 0 | 0 | 0 | 0 | 0 | 0 | 0 | 0 | 0 | 0 | 0 | 0 | 0 | 0 | 0 | 0 | 0 | 0 | 0 | 0
| Distributed PV | 0 | 0 | 0 | 0 | 0 | 0 | 0 | 0 | 0 | 0 | 0 | 0 | 0 | 0 | 0 | 0 | 0 | 0 | 0 | 0 | 0
| Behind the Meter Battery | 0 | 0 | 0 | 0 | 0 | 0 | 0 | 0 | 0 | 0 | 0 | 0 | 0 | 0 | 0 | 0 | 0 | 0 | 0 | 0 | 0
| Dispatchable Capacity | 0 | 0 | 0 | -2040 | -2040 | -2040 | -2040 | 0 | 0 | 0 | -16.1739 | -18.5943 | -71.6589 | -76.007 | -3.8456 | -1.7215 | -11.1391 | -1.2035 | -1.2035 | -1.6334 | -0.88689
Central Scenario
Delay Snowy 2.0
Central Scenario
Delay Snowy 2.0

## EY_VicCap
Capacity difference in Victoria with early coal closure
|  | 2021-22 | 2022-23 | 2023-24 | 2024-25 | 2025-26 | 2026-27 | 2027-28 | 2028-29 | 2029-30 | 2030-31 | 2031-32 | 2032-33 | 2033-34 | 2034-35 | 2035-36 | 2036-37 | 2037-38 | 2038-39 | 2039-40 | 2040-41 | 2041-42
| Black Coal | 0 | 0 | 0 | 0 | 0 | 0 | 0 | 0 | 0 | 0 | 0 | 0 | 0 | 0 | 0 | 0 | 0 | 0 | 0 | 0 | 0
| Brown Coal | 0 | 0 | 0 | 0 | 0 | -1450 | -1450 | -1450 | -1100 | -750 | -375 | 0 | 0 | 0 | 0 | 0 | 0 | 0 | 0 | 0 | 0
| CCGT | 0 | 0 | 0 | 0 | 0 | 0 | 0 | 0 | 0 | 0 | 0 | 0 | 0 | 0 | 0 | 0 | 0 | 0 | 0 | 0 | 0
| Peaking Gas+Liquids | 0 | 0 | 0 | 0 | 0 | 393.9522 | 393.9522 | 393.9522 | 393.9522 | 393.9522 | 393.9522 | 393.9522 | 393.9522 | 393.9522 | 393.9522 | 393.9522 | 393.9522 | 393.9522 | 393.9522 | 393.9522 | 87.1098
| Hydro | 0 | 0 | 0 | 0 | 0 | 0 | 0 | 0 | 0 | 0 | 0 | 0 | 0 | 0 | 0 | 0 | 0 | 0 | 0 | 0 | 0
| Large-scale Battery | 0 | 0 | 0 | 0 | 0 | 0 | 0 | 0 | 0 | 0 | 0 | 0 | 0 | 0 | 0 | 0 | 0 | 0 | 0 | 0 | 0
| Pumped Hydro | 0 | 0 | 0 | 0 | 0 | 306.1901 | 306.1901 | 306.1901 | 306.1901 | 306.1901 | 4.1229 | 4.1229 | 4.1229 | 4.1229 | 4.1229 | 4.1229 | -163.8886 | -163.8886 | -163.8886 | -163.8886 | 37.3955
| Wind | 0 | 0 | 0 | 0 | 0 | 0 | 0 | 0 | 0 | 0 | 0 | 0 | 0 | 0 | 0 | 0 | 0 | 0 | 0 | 0 | 0
| Solar | 0 | 0 | 0 | 0 | 0 | 0 | 0 | 0 | 0 | 0 | 0 | -144.4558 | -144.4558 | -144.4558 | -144.4558 | -144.4558 | 0 | 0 | 0 | 0 | 0
| DSP | 0 | 0 | 0 | 0 | 0 | 0 | 0 | 0 | 0 | 0 | 0 | 0 | 0 | 0 | 0 | 0 | 0 | 0 | 0 | 0 | 0
| Distributed PV | 0 | 0 | 0 | 0 | 0 | 0 | 0 | 0 | 0 | 0 | 0 | 0 | 0 | 0 | 0 | 0 | 0 | 0 | 0 | 0 | 0
| Behind the Meter Battery | 0 | 0 | 0 | 0 | 0 | 0 | 0 | 0 | 0 | 0 | 0 | 0 | 0 | 0 | 0 | 0 | 0 | 0 | 0 | 0 | 0
| Dispatchable Capacity | 0 | 0 | 0 | 0 | 0 | -749.8577 | -749.8577 | -749.8577 | -399.8577 | -49.8577 | 23.0751 | 398.0751 | 398.0751 | 398.0751 | 398.0751 | 398.0751 | 230.0636 | 230.0636 | 230.0636 | 230.0636 | 124.5053
With early coal closure
Expected retirements
With early coal closure
Expected retirements

## EY_NEMCap
Capacity difference in the NEM with early coal closure
|  | 2021-22 | 2022-23 | 2023-24 | 2024-25 | 2025-26 | 2026-27 | 2027-28 | 2028-29 | 2029-30 | 2030-31 | 2031-32 | 2032-33 | 2033-34 | 2034-35 | 2035-36 | 2036-37 | 2037-38 | 2038-39 | 2039-40 | 2040-41 | 2041-42
| Black Coal | 0 | 0 | 0 | 0 | 0 | 0 | 0 | 0 | 0 | 0 | 0 | 0 | 0 | 0 | 0 | 0 | 0 | 0 | 0 | 0 | 0
| Brown Coal | 0 | 0 | 0 | 0 | 0 | -1450 | -1450 | -1450 | -1100 | -750 | -375 | 0 | 0 | 0 | 0 | 0 | 0 | 0 | 0 | 0 | 0
| CCGT | 0 | 0 | 0 | 0 | 0 | 0 | 0 | 0 | 0 | 0 | 0 | 0 | 0 | 0 | 0 | 0 | 0 | 0 | 0 | 0 | 0
| Peaking Gas+Liquids | 0 | 0 | 0 | 0 | 0 | 393.9522 | 393.9522 | 393.9522 | 393.9522 | 393.9522 | 393.9522 | 393.9522 | 393.9522 | 393.9522 | 393.9522 | 393.9522 | 393.9522 | 393.9522 | 393.9522 | 393.9522 | 87.1098
| Hydro | 0 | 0 | 0 | 0 | 0 | 0 | 0 | 0 | 0 | 0 | 0 | 0 | 0 | 0 | 0 | 0 | 0 | 0 | 0 | 0 | 0
| Large-scale Battery | 0 | 0 | 0 | 0 | 0 | 0 | 0 | 0 | 0 | 0 | 0 | 0 | 0 | 0 | 0 | 0 | 0 | 0 | 0 | 0 | 0
| Pumped Hydro | 0 | 0 | 0 | 0 | 0 | 306.1901 | 306.1901 | 306.1901 | 306.1901 | 306.1901 | -83.261 | -83.261 | -105.871 | -59.1055 | -135.8794 | -257.2322 | -215.8278 | -405.1187 | -405.1187 | -179.2783 | -98.6076
| Wind | 0 | 0 | 0 | 0 | 0 | 72.4148 | 332.9218 | 330.4001 | 357.7358 | 357.7358 | 357.7358 | 105.9584 | 73.8008 | 73.8008 | 65.7185 | 89.1242 | 123.0914 | 123.0914 | 125.8347 | 125.8347 | 125.8347
| Solar | 0 | 0 | 0 | 0 | 21.8134 | -74.4136 | 1585.0674 | 1585.0674 | 1538.5861 | 971.2764 | 651.2009 | -220.3253 | -325.6302 | -325.6302 | -223.5978 | -223.5978 | -252.4474 | -252.4474 | -151.4796 | -252.1323 | -252.1323
| DSP | 0 | 0 | 0 | 0 | 0 | 0 | 0 | 0 | 0 | 0 | 0 | 0 | 0 | 0 | 0 | 0 | 0 | 0 | 0 | 0 | 0
| Distributed PV | 0 | 0 | 0 | 0 | 0 | 0 | 0 | 0 | 0 | 0 | 0 | 0 | 0 | 0 | 0 | 0 | 0 | 0 | 0 | 0 | 0
| Behind the Meter Battery | 0 | 0 | 0 | 0 | 0 | 0 | 0 | 0 | 0 | 0 | 0 | 0 | 0 | 0 | 0 | 0 | 0 | 0 | 0 | 0 | 0
| Dispatchable Capacity | 0 | 0 | 0 | 0 | 0 | -749.8577 | -749.8577 | -749.8577 | -399.8577 | -49.8577 | -64.3089 | 310.6911 | 288.0811 | 334.8467 | 258.0727 | 136.72 | 178.1244 | -11.1665 | -11.1665 | 214.6739 | -11.4977
With early coal closure
Expected retirements
With early coal closure
Expected retirements

## EY_NEMGen
Differences in generation in the NEM with early coal closure
|  | 2021-22 | 2022-23 | 2023-24 | 2024-25 | 2025-26 | 2026-27 | 2027-28 | 2028-29 | 2029-30 | 2030-31 | 2031-32 | 2032-33 | 2033-34 | 2034-35 | 2035-36 | 2036-37 | 2037-38 | 2038-39 | 2039-40 | 2040-41 | 2041-42
| Black Coal | -6.1118e-10 | 1.1642e-09 | 1.7462e-09 | 1.5134e-09 | -66.3509 | 8136.2595 | 3317.7267 | 2654.0409 | 898.6803 | 876.3023 | -109.6799 | 128.0214 | 223.3637 | 249.9335 | 48.7704 | -27.8885 | -15.8756 | -123.4029 | -155.7266 | -33.9009 | 21.6596
| Brown Coal | 2.15e-09 | -1.7681e-09 | 1.2369e-10 | 0 | -1.8845e-09 | -9117.7937 | -9860.0887 | -9274.333 | -7261.9874 | -5229.9122 | -2896.5496 | 0.74997 | 19.0164 | 17.3572 | -28.0858 | -23.9551 | -72.5356 | -147.9061 | -117.1392 | -54.2903 | -21.604
| CCGT | 8.1855e-12 | 0 | -7.7875e-12 | -1.0118e-11 | -0.076379 | 118.942 | 264.2436 | 33.2029 | 19.1447 | 17.9049 | 95.2632 | -60.2743 | 54.2111 | 13.2631 | 19.0271 | 64.7715 | 173.832 | 331.0667 | 174.6853 | 39.9554 | -0.48693
| Peaking Gas+Liquids | 0 | -7.816e-13 | -7.6739e-13 | -1.819e-12 | -2.2737e-13 | 105.6076 | 100.1528 | 55.2512 | 33.1265 | 24.6468 | 17.9347 | 4.7421 | 8.8531 | 4.2429 | 10.9723 | 3.3485 | 68.7979 | 20.6195 | 17.864 | 17.3899 | -0.5074
| Hydro | 1.0004e-10 | 1.4916e-10 | -9.6406e-11 | 4.0018e-11 | 0.60732 | 24.5417 | 84.8088 | 95.0531 | 42.7273 | 48.9382 | 22.9518 | 11.456 | -6.8134 | -32.5885 | -16.8199 | 38.0395 | 15.2077 | 37.3849 | 46.6513 | 6.6261 | -16.4379
| Large-scale Battery | 9.2371e-14 | 3.0411e-12 | -9.2371e-14 | 2.4372e-12 | 0.051695 | 4.0603 | 7.9121 | 2.2426 | 4.2126 | -0.034857 | 0.057554 | 0.30734 | 0.50271 | 0.089341 | -0.012207 | -0.44011 | -0.28512 | 0.16871 | 0.19219 | -0.23968 | 0.23526
| Pumped Hydro | -1.0019e-12 | 4.7038e-12 | 1.4666e-11 | 1.1141e-11 | -2.1262 | 792.5716 | 1544.644 | 742.9032 | 944.7354 | 1041.2345 | 227.7923 | -59.4208 | -140.1923 | -63.3662 | -189.7382 | -379.7972 | -463.4025 | -721.6024 | -604.204 | -344.3359 | -195.6142
| Wind | 0 | 0 | -4.7294e-11 | 4.0018e-11 | 0 | 687.5966 | 1593.171 | 1678.1134 | 1671.4872 | 1597.7002 | 1532.8906 | 503.9343 | 479.1179 | 519.6444 | 477.4778 | 367.2424 | 408.9301 | 321.7148 | 320.195 | 558.9678 | 596.4346
| Solar | -2.0009e-11 | 0 | 0 | 0 | 62.0478 | -165.6052 | 4408.1302 | 4082.7441 | 4077.7507 | 2578.629 | 1636.6429 | -541.3163 | -774.7611 | -778.1022 | -549.9468 | -481.9688 | -677.5997 | -579.3852 | -368.672 | -622.022 | -648.4448
| DSP | 0 | 0 | 0 | 0 | 0 | 0 | 0 | 0 | 0 | 0 | 0 | 0 | 0 | 0 | 0 | 0 | 0 | 0 | 0 | 0 | 0
| Distributed PV | 0 | 0 | 0 | 0 | 0 | 0 | 0 | 0 | 0 | 0 | 0 | 0 | 0 | 0 | 0 | 0 | 0 | 0 | 0 | 0 | 0
| VPP Battery | 1.0658e-13 | 0 | 0 | 0 | 0.13132 | 40.5055 | 26.3131 | 5.7448 | 13.4758 | 5.3274 | 0.44584 | 3.1325 | -0.92999 | 0.10719 | 1.3009 | -1.7785 | 1.7313 | 2.185 | 5.0349 | 0.040133 | 4.3045
| Large-scale Battery Load | -1.4211e-14 | -1.7764e-13 | 7.1054e-14 | 3.0909e-12 | 0.06382 | 5.0127 | 9.768 | 2.7687 | 5.3021 | -0.14437 | -0.046279 | 0.48788 | 0.62952 | 0.1103 | -0.01507 | -0.54335 | -0.352 | 0.20828 | 0.23727 | -0.2959 | 0.29044
| Pumped Hydro Load | -1.3216e-12 | 6.9917e-12 | 1.9782e-11 | 1.819e-11 | -2.7976 | 1001.9394 | 1991.5746 | 940.7192 | 1200.4712 | 1334.4544 | 316.0981 | -67.0573 | -177.3035 | -78.0808 | -234.543 | -468.8891 | -580.1915 | -896.8662 | -752.5288 | -427.2087 | -243.4893
| VPP Battery Load | -3.0553e-13 | -5.6843e-14 | -1.9895e-13 | -1.1369e-13 | 0.15448 | 47.6488 | 30.9535 | 6.758 | 16.1165 | 6.0134 | 0.35406 | 3.8531 | -1.1025 | 0.12609 | 1.5303 | -1.865 | 1.8095 | 2.5703 | 6.6407 | -0.67067 | 5.0636
With early coal closure
Expected retirements
With early coal closure
Expected retirements

## NQ_VRE
Regional VRE development in Queensland
|  | 2021-22 | 2022-23 | 2023-24 | 2024-25 | 2025-26 | 2026-27 | 2027-28 | 2028-29 | 2029-30 | 2030-31 | 2031-32 | 2032-33 | 2033-34 | 2034-35 | 2035-36 | 2036-37 | 2037-38 | 2038-39 | 2039-40 | 2040-41 | 2041-42
| No QRET | 0 | 0 | 0 | 0 | 0 | 0 | 0 | 0 | 0.4543 | 0.7 | 1.6 | 2.4071 | 2.7402 | 2.9765 | 5.8995 | 6.897 | 8.6427 | 8.8983 | 9.4024 | 9.4621 | 9.4621
| With QRET | 0 | 0 | 0 | 0.82601 | 1.3122 | 2.579 | 3.369 | 4.6059 | 5.3551 | 5.3551 | 5.3551 | 5.3551 | 5.3551 | 5.3551 | 7.4842 | 8.2898 | 10.5691 | 10.5691 | 10.5691 | 10.5691 | 10.5691
Regional VRE development in New South Wales
|  | 2021-22 | 2022-23 | 2023-24 | 2024-25 | 2025-26 | 2026-27 | 2027-28 | 2028-29 | 2029-30 | 2030-31 | 2031-32 | 2032-33 | 2033-34 | 2034-35 | 2035-36 | 2036-37 | 2037-38 | 2038-39 | 2039-40 | 2040-41 | 2041-42
| No QRET | 0 | 0 | 0 | 0 | 0 | 0 | 0.98074 | 0.98074 | 0.98074 | 2.2658 | 4.2 | 5.4316 | 6.2023 | 6.2023 | 10.7221 | 11.1398 | 15.0907 | 15.0907 | 15.0907 | 17.0048 | 17.0048
| With QRET | 0 | 0 | 0 | 0 | 0 | 0 | 0.4 | 0.4 | 0.4 | 0.4 | 2.4 | 4.5699 | 5.3 | 5.3 | 9.5603 | 10.3207 | 13.8193 | 13.8193 | 14.1588 | 16.1484 | 16.1484
Queensland renewable contribution
|  | 2021-22 | 2022-23 | 2023-24 | 2024-25 | 2025-26 | 2026-27 | 2027-28 | 2028-29 | 2029-30 | 2030-31 | 2031-32 | 2032-33 | 2033-34 | 2034-35 | 2035-36 | 2036-37 | 2037-38 | 2038-39 | 2039-40 | 2040-41 | 2041-42
| No QRET | 23.22% | 23.81% | 23.84% | 23.69% | 24% | 23.08% | 24.16% | 22.61% | 27.3% | 30.08% | 35.59% | 40.85% | 41.11% | 44.78% | 62.98% | 67.85% | 79.05% | 76.72% | 80.66% | 81.87% | 83.8%
| With QRET | 23.22% | 23.81% | 23.84% | 28.19% | 32.85% | 37.74% | 42.8% | 47.36% | 52.33% | 52.6% | 55.51% | 55.98% | 55.05% | 57.67% | 72.8% | 75.3% | 89.79% | 84.92% | 87.42% | 88.04% | 89.4%

## NQ_NEMGen
Differences in generation in the NEM with QRET repealed
|  | 2021-22 | 2022-23 | 2023-24 | 2024-25 | 2025-26 | 2026-27 | 2027-28 | 2028-29 | 2029-30 | 2030-31 | 2031-32 | 2032-33 | 2033-34 | 2034-35 | 2035-36 | 2036-37 | 2037-38 | 2038-39 | 2039-40 | 2040-41 | 2041-42
| Black Coal | 3.0559e-10 | 1.9354e-09 | -5.2387e-10 | 2602.8391 | 5227.434 | 8463.1512 | 8876.3195 | 16372.0227 | 16489.7732 | 11233.3092 | 3381.4352 | 2256.3906 | 1687.8424 | 688.9193 | -269.0159 | -151.3551 | 280.3463 | 6.5196 | -88.5175 | -141.1201 | 23.2614
| Brown Coal | -2.7649e-10 | 1.2951e-09 | 3.7107e-10 | 23.7745 | -7.858e-10 | 5.6942 | 52.5359 | -3231.5136 | -2409.831 | -1754.6602 | 109.4637 | 401.5303 | 273.5123 | 81.4557 | 1.8702 | -59.5782 | -74.949 | -62.7773 | -64.8703 | -66.3593 | -30.4401
| CCGT | -3.3651e-11 | 0 | -1.5348e-12 | 40.4815 | 38.5633 | 72.5151 | 74.9788 | 61.5185 | 88.7196 | 129.6211 | 320.376 | 257.8067 | 224.0656 | 707.8178 | 138.9842 | -51.2308 | 489.1137 | 178.5874 | 258.6493 | 127.6183 | 222.5101
| Peaking Gas+Liquids | -1.279e-13 | -5.0449e-13 | -3.1264e-13 | 4.3611 | 2.4802 | 2.6657 | 2.8212 | 38.8984 | 51.4365 | 64.158 | -12.8787 | -3.4484 | -24.8683 | 19.2477 | 17.7207 | 192.2068 | 225.2835 | -1.7449 | 1.5587 | 51.2452 | 3.4144
| Hydro | -4.9113e-11 | 0 | -4.5475e-11 | -29.5988 | -16.3981 | -32.1867 | -6.7261 | -260.5663 | -296.0083 | 147.3609 | 270.0208 | -142.8318 | -124.243 | 37.2971 | -40.6577 | -6.8692 | -4.8763 | -0.97019 | -15.2174 | -8.5533 | -5.2947
| Large-scale Battery | 0 | -5.6843e-14 | -9.9476e-14 | 0.060555 | -0.31923 | 2.1304 | 3.4448 | 3.825 | 5.7534 | 5.4919 | -0.43433 | -0.37725 | -0.39206 | -0.45221 | -0.19008 | -0.73667 | -0.17403 | 0.033763 | -0.15615 | 0.18288 | 0.071192
| Pumped Hydro | 8.9528e-13 | 1.0942e-12 | 3.7801e-12 | 56.8109 | 243.0558 | 143.6088 | 469.8496 | -297.0188 | 1301.5403 | 1635.3491 | 407.5262 | 176.6943 | -59.6438 | -910.8426 | -46.5733 | 79.0294 | -697.183 | -282.3792 | -339.9512 | -225.0761 | -196.8105
| Wind | 0 | 0 | 0 | -728.795 | -3096.3963 | -4723.8022 | -4313.9415 | -9426.5575 | -7661.6731 | -6313.5635 | -2907.8287 | -51.018 | 639.2878 | 674.0957 | -524.0019 | -485.4771 | 153.4387 | 204.0707 | 99.9386 | 156.8948 | 121.9583
| Solar | 0 | 0 | 0 | -1816.1658 | -1952.6805 | -3604.8186 | -4575.8842 | -3795.7851 | -5843.4177 | -2618.9826 | -1173.3635 | -3342.2331 | -3360.4008 | -2970.3833 | 69.3046 | 182.1844 | -1646.5532 | -646.8625 | -571.8702 | -494.9347 | -605.0089
| DSP | 0 | 0 | 0 | 0 | 0 | 0 | 0 | 0 | 0 | 0 | 0 | 0 | 0 | 0 | 0 | 0 | 0 | 0 | 0 | 0 | 0
| Distributed PV | 0 | 0 | 0 | 0 | 0 | 0 | 0 | 0 | 0 | 0 | 0 | 0 | 0 | 0 | 0 | 0 | 0 | 0 | 0 | 0 | 0
| VPP Battery | 0 | 2.8422e-13 | 0 | -0.26148 | 2.0249 | 19.676 | -2.3175 | 10.588 | 13.1286 | 11.7038 | -0.88857 | -0.77643 | 5.3461 | -5.7192 | -2.0359 | -3.3126 | 2.0251 | -2.744 | 0.89046 | -0.4825 | -3.8471
| Large-scale Battery Load | 3.5527e-14 | 7.816e-14 | 0 | 0.074759 | -0.39412 | 2.6301 | 4.2528 | 4.7222 | 7.0017 | 6.8815 | -0.53622 | -0.37238 | -0.57738 | -0.55828 | -0.23467 | -0.90946 | -0.21485 | 0.041683 | -0.084334 | 0.11733 | 0.087891
| Pumped Hydro Load | 1.3074e-12 | 9.9476e-13 | 5.7412e-12 | 73.8753 | 320.1877 | 121.6713 | 443.676 | -446.0795 | 1585.9046 | 2148.5153 | 512.0735 | 207.5907 | -92.9931 | -1139.806 | -63.9723 | 107.2167 | -876.9911 | -352.4845 | -425.9333 | -286.4453 | -247.8452
| VPP Battery Load | 0 | 2.7711e-13 | -1.9895e-13 | -0.3076 | 2.382 | 23.1459 | -2.7262 | 12.4552 | 14.5863 | 14.6287 | -1.1135 | -0.84839 | 6.2889 | -6.7279 | -2.395 | -4.364 | 2.8494 | -3.2279 | -0.1937 | 0.67362 | -4.5256
QRET repeal
Central Scenario
QRET repeal
Central Scenario

## EP_NEMGen
Differences in generation in the NEM with early load closure
|  | 2021-22 | 2022-23 | 2023-24 | 2024-25 | 2025-26 | 2026-27 | 2027-28 | 2028-29 | 2029-30 | 2030-31 | 2031-32 | 2032-33 | 2033-34 | 2034-35 | 2035-36 | 2036-37 | 2037-38 | 2038-39 | 2039-40 | 2040-41 | 2041-42
| Black Coal | -64.4603 | -2977.3835 | -3817.4485 | -3497.6678 | -3121.4196 | -2304.2258 | -2006.019 | -2810.1409 | -2784.3894 | -2378.8381 | -1690.6651 | -291.6323 | -183.5684 | -689.8142 | 207.4847 | 236.4984 | 105.7866 | 41.2414 | -63.7705 | 57.9407 | 73.2603
| Brown Coal | -4090.3985 | -1417.5926 | -714.9496 | -923.2216 | -1312.7979 | -1845.3676 | -1138.3279 | -370.6174 | -320.26 | -77.9188 | -366.1619 | -80.6865 | -90.5621 | -147.2943 | -188.5501 | -267.9771 | -168.4319 | -210.3844 | -185.3476 | -66.1036 | -86.4145
| CCGT | -3.2336 | -2.3055 | -96.5916 | -31.1009 | -16.0869 | -15.6823 | -3.1722 | -3.9798 | -10.8127 | -19.3319 | -11.1265 | -309.5634 | -498.6899 | -195.3457 | -132.0932 | -18.746 | -64.6998 | 62.3499 | -23.3919 | -232.0762 | -97.6859
| Peaking Gas+Liquids | -33.9566 | -17.6392 | -22.1815 | -22.6992 | -19.8549 | -20.7679 | -11.8669 | -5.2262 | -4.7927 | -9.2885 | 7.2651 | -1.1155 | -26.7972 | -26.4523 | -19.0595 | -111.6342 | -67.3775 | -12.5583 | -7.5204 | -34.9292 | -7.1435
| Hydro | -176.3325 | 0.88219 | -65.3078 | 2.4867 | 11.4863 | -73.9449 | -44.6177 | -17.253 | -2.447 | -29.0068 | -282.0346 | 55.1151 | 86.4874 | -181.9141 | 31.8797 | -26.3811 | 2.0125 | -8.1545 | 19.4133 | -3.9013 | -14.9827
| Large-scale Battery | 2.818 | -8.9227 | -3.4751 | 2.5278 | 2.4876 | 2.3012 | -0.12543 | -0.95351 | -0.0082436 | -3.5053 | 1.8919 | 1.4996 | 1.1024 | 0.59052 | 0.32567 | 0.27474 | -0.0012703 | 0.26616 | -0.074798 | 0.35977 | 0.16623
| Pumped Hydro | -2.4345 | -3.0089 | -34.6657 | -127.524 | -133.6062 | 25.0801 | -390.8177 | -12.0938 | 45.6864 | -574.4668 | -1308.7799 | -1349.2572 | -902.7197 | -960.2076 | -903.5707 | -884.5753 | -674.4422 | -900.5245 | -845.7089 | -665.7555 | -702.9456
| Wind | -341.9553 | -186.5187 | -71.2978 | -233.5573 | -141.668 | -258.3425 | -551.8796 | -319.1525 | -344.2303 | -269.5546 | -428.3955 | -342.7984 | -906.7979 | -942.4476 | -2215.2335 | -2384.9722 | -2411.8505 | -2688.401 | -2581.8912 | -2338.5058 | -2315.1576
| Solar | 1.6371e-11 | 0 | -1.819e-11 | 118.8318 | 2.1828e-11 | 47.1235 | -960.8864 | -828.6963 | -854.2577 | -1895.9355 | -2383.3122 | -3659.185 | -2843.424 | -2811.6287 | -2224.9598 | -1948.4112 | -1972.7702 | -1720.0607 | -1696.9519 | -2002.9375 | -2078.0049
| DSP | 0 | 0 | 0 | 0 | 0 | 0 | 0 | 0 | 0 | 0 | 0 | 0 | 0 | 0 | 0 | 0 | 0 | 0 | 0 | 0 | 0
| Distributed PV | 0 | 0 | 0 | 0 | 0 | 0 | 0 | 0 | 0 | 0 | 0 | 0 | 0 | 0 | 0 | 0 | 0 | 0 | 0 | 0 | 0
| VPP Battery | 0.67933 | 12.4408 | -7.0099 | 1.3224 | 17.7615 | 32.8462 | 4.0976 | 6.4337 | 6.505 | -40.9713 | 6.463 | 6.7964 | 16.8414 | 18.4006 | 10.947 | 4.0174 | 5.568 | -3.937 | 3.8097 | -3.3036 | 4.5543
| Large-scale Battery Load | 3.5993 | -11.136 | -4.2903 | 3.1208 | 3.0712 | 2.841 | -0.15485 | -1.1772 | -0.010177 | -4.3275 | 2.4531 | 1.7162 | 1.3788 | 0.72904 | 0.40206 | 0.33918 | -0.0015682 | 0.32859 | -0.092343 | 0.44416 | 0.20522
| Pumped Hydro Load | -3.4778 | -4.2984 | -49.4073 | -168.958 | -177.1394 | 34.558 | -514.499 | -16.6079 | 61.1877 | -762.1378 | -1650.9919 | -1673.5178 | -1123.1059 | -1221.6396 | -1129.8066 | -1108.6641 | -844.3924 | -1115.3507 | -1063.2285 | -827.8245 | -881.3351
| VPP Battery Load | 0.87627 | 14.5577 | -8.2461 | 1.5556 | 20.8938 | 38.6388 | 4.8203 | 7.5683 | 6.9629 | -47.504 | 7.8886 | 7.7056 | 19.8115 | 21.6457 | 12.8776 | 4.2433 | 7.0325 | -4.6313 | 3.3852 | -2.79 | 5.3575
Central Scenario
Early Load Closure
Central Scenario
Early Load Closure

## EP_NEMCap
Capacity difference in the NEM with early load closure
|  | 2021-22 | 2022-23 | 2023-24 | 2024-25 | 2025-26 | 2026-27 | 2027-28 | 2028-29 | 2029-30 | 2030-31 | 2031-32 | 2032-33 | 2033-34 | 2034-35 | 2035-36 | 2036-37 | 2037-38 | 2038-39 | 2039-40 | 2040-41 | 2041-42
| Black Coal | 0 | 0 | 0 | 0 | 0 | 0 | 0 | 0 | 0 | 0 | 0 | 0 | 0 | 0 | 0 | 0 | 0 | 0 | 0 | 0 | 0
| Brown Coal | 0 | 0 | 0 | 0 | 0 | 0 | 0 | 0 | 0 | 0 | 0 | 0 | 0 | 0 | 0 | 0 | 0 | 0 | 0 | 0 | 0
| CCGT | 0 | 0 | 0 | 0 | 0 | 0 | 0 | 0 | 0 | 0 | 0 | 0 | 0 | 0 | 0 | 0 | 0 | 0 | 0 | 0 | 0
| Peaking Gas+Liquids | 0 | 0 | 0 | 0 | 0 | 0 | 0 | 0 | 0 | 0 | 0 | 0 | 0 | 0 | 0 | 0 | 0 | 0 | 0 | 0 | -136.57
| Hydro | 0 | 0 | 0 | 0 | 0 | 0 | 0 | 0 | 0 | 0 | 0 | 0 | 0 | 0 | 0 | 0 | 0 | 0 | 0 | 0 | 0
| Large-scale Battery | 0 | 0 | 0 | 0 | 0 | 0 | 0 | 0 | 0 | 0 | 0 | 0 | 0 | 0 | 0 | 0 | 0 | 0 | 0 | 0 | 0
| Pumped Hydro | 0 | 0 | 0 | 0 | 0 | 0 | 0 | 0 | 0 | 0 | -487.8431 | -490.2635 | -299.5904 | -271.5582 | -321.7033 | -414.4749 | -266.92 | -406.1572 | -406.1572 | -229.1776 | -271.848
| Wind | 0 | 0 | 0 | -25.3224 | 0 | -11.0756 | -62.5602 | -62.1838 | -67.2422 | -67.2422 | -67.2422 | -113.7446 | -290.4913 | -290.4913 | -677.6343 | -678.6162 | -769.02 | -769.02 | -750.2956 | -750.2956 | -750.2956
| Solar | 0 | 0 | 0 | 43.7395 | 0 | 20.2812 | -362.8151 | -362.8151 | -354.0092 | -724.8032 | -881.8972 | -1371.0017 | -1147.4981 | -1147.4981 | -889.0708 | -889.0708 | -778.019 | -778.019 | -746.1265 | -820.6145 | -820.6145
| DSP | 0 | 0 | 0 | 0 | 0 | 0 | 0 | 0 | 0 | 0 | 0 | 0 | 0 | 0 | 0 | 0 | 0 | 0 | 0 | 0 | 0
| Distributed PV | 0 | 0 | 0 | 0 | 0 | 0 | 0 | 0 | 0 | 0 | 0 | 0 | 0 | 0 | 0 | 0 | 0 | 0 | 0 | 0 | 0
| Behind the Meter Battery | 0 | 0 | 0 | 0 | 0 | 0 | 0 | 0 | 0 | 0 | 0 | 0 | 0 | 0 | 0 | 0 | 0 | 0 | 0 | 0 | 0
| Dispatchable Capacity | 0 | 0 | 0 | 0 | 0 | 0 | 0 | 0 | 0 | 0 | -487.8431 | -490.2635 | -299.5904 | -271.5582 | -321.7033 | -414.4749 | -266.92 | -406.1572 | -406.1572 | -229.1776 | -408.418
Central Scenario
Early Load Closure
Central Scenario
Early Load Closure

## CWNSW_InsCap
Installed capacity in Central West New South Wales REZ with and without increased transmission access (MW)
| Case | 2022 | 2023 | 2024 | 2025 | 2026 | 2027 | 2028 | 2029 | 2030 | 2031 | 2032 | 2033 | 2034 | 2035 | 2036 | 2037 | 2038 | 2039 | 2040 | 2041 | 2042
| Without early REZ development | 0 | 0 | 0 | 0 | 0 | 0 | 0 | 0 | 0 | 0 | 0 | 69.9266 | 700 | 700 | 1478.2533 | 1478.2533 | 1590.2896 | 1590.2896 | 1590.2896 | 3579.9165 | 3579.9165
| NSW Electricity Strategy provides early REZ access | 0 | 0 | 400 | 800 | 1200 | 1600 | 2000 | 2000 | 2000 | 2000 | 2000 | 2000 | 2000 | 2000 | 3700 | 3700 | 3700 | 3700 | 3700 | 3725.7303 | 3725.7303

## NSW_NEMImpactREZ
NEM-wide Impact of improved access and REZ development requirements in New South Wales
| Capacity (MW) | 2021-22 | 2022-23 | 2023-24 | 2024-25 | 2025-26 | 2026-27 | 2027-28 | 2028-29 | 2029-30 | 2030-31 | 2031-32 | 2032-33 | 2033-34 | 2034-35 | 2035-36 | 2036-37 | 2037-38 | 2038-39 | 2039-40 | 2040-41 | 2041-42
| Black Coal | 0 | 0 | 0 | 0 | 0 | 0 | 0 | 0 | 0 | 0 | 0 | 0 | 0 | 0 | 0 | 0 | 0 | 0 | 0 | 0 | 0
| Brown Coal | 0 | 0 | 0 | 0 | 0 | 0 | 0 | 0 | 0 | 0 | 0 | 0 | 0 | 0 | 0 | 0 | 0 | 0 | 0 | 0 | 0
| CCGT | 0 | 0 | 0 | 0 | 0 | 0 | 0 | 0 | 0 | 0 | 0 | 0 | 0 | 0 | 0 | 0 | 0 | 0 | 0 | 0 | 0
| Peaking Gas+Liquids | 0 | 0 | 0 | 0 | 0 | 0 | 0 | 0 | 0 | 0 | 0 | 0 | 0 | 0 | 0 | 0 | 0 | 0 | 0 | 0 | -60.9881
| Hydro | 0 | 0 | 0 | 0 | 0 | 0 | 0 | 0 | 0 | 0 | 0 | 0 | 0 | 0 | 0 | 0 | 0 | 0 | 0 | 0 | 0
| Large-scale Battery | 0 | 0 | 0 | 0 | 0 | 0 | 0 | 0 | 0 | 0 | 0 | 0 | 0 | 0 | 0 | 0 | 0 | 0 | 0 | 0 | 0
| VPP Battery | 0 | 0 | 0 | 0 | 0 | 0 | 0 | 0 | 0 | 0 | 0 | 0 | 0 | 0 | 0 | 0 | 0 | 0 | 0 | 0 | 0
| Pumped Hydro | 0 | 0 | 0 | 0 | 0 | 0 | 0 | 0 | 0 | 0 | -4.3779 | 34.1834 | 27.4652 | 18.5216 | 79.6031 | 21.745 | 8.1554 | 10.3655 | 10.3655 | 46.1528 | 71.7118
| Wind | 0 | 0 | 0 | 76.3439 | 0 | 45.0033 | -6.4813 | -7.4705 | -19.5013 | -19.5013 | -19.5013 | 17.7451 | -104.0016 | -104.0016 | -281.8779 | -215.8475 | -91.9342 | -91.9342 | -94.9008 | -94.9008 | -94.9008
| Solar | 0 | 0 | 400 | 668.1311 | 1200 | 1517.9349 | 1427.4787 | 1427.4787 | 1448.7613 | 1077.9673 | 580.6165 | 185.204 | 379.9141 | 465.3445 | 570.3445 | 570.3445 | 312.107 | 312.107 | 458.3591 | 113.8305 | 113.8305
| DSP | 0 | 0 | 0 | 0 | 0 | 0 | 0 | 0 | 0 | 0 | 0 | 0 | 0 | 0 | 0 | 0 | 0 | 0 | 0 | 0 | 0
| Distributed PV | 0 | 0 | 0 | 0 | 0 | 0 | 0 | 0 | 0 | 0 | 0 | 0 | 0 | 0 | 0 | 0 | 0 | 0 | 0 | 0 | 0
| Behind the Meter Battery | 0 | 0 | 0 | 0 | 0 | 0 | 0 | 0 | 0 | 0 | 0 | 0 | 0 | 0 | 0 | 0 | 0 | 0 | 0 | 0 | 0
| Dispatchable Capacity | 0 | 0 | 0 | 0 | 0 | 0 | 0 | 0 | 0 | 0 | -4.3779 | 34.1834 | 27.4652 | 18.5216 | 79.6031 | 21.745 | 8.1554 | 10.3655 | 10.3655 | 46.1528 | 10.7237
Central West REZ
Central Scenario
Central West REZ
Central Scenario

## NSW_DiffGenProd
Forecast difference in generation production to 2041-42 in sensitivity in New South Wales
| As-generated generation (GWh) | 2021-22 | 2022-23 | 2023-24 | 2024-25 | 2025-26 | 2026-27 | 2027-28 | 2028-29 | 2029-30 | 2030-31 | 2031-32 | 2032-33 | 2033-34 | 2034-35 | 2035-36 | 2036-37 | 2037-38 | 2038-39 | 2039-40 | 2040-41 | 2041-42
| Black Coal | 6.3301e-10 | 1.0041e-09 | -787.8192 | -1226.3132 | -1722.8747 | -2114.8355 | -2054.5598 | -1534.5971 | -1840.3979 | -1368.8067 | -323.4512 | -44.2172 | -127.8045 | -173.787 | -29.0864 | -0.81223 | -2.6538 | -2.4011e-10 | -1.4916e-10 | -1.0914e-10 | 1.362
| Brown Coal | 0 | 0 | 0 | 0 | 0 | 0 | 0 | 0 | 0 | 0 | 0 | 0 | 0 | 0 | 0 | 0 | 0 | 0 | 0 | 0 | 0
| CCGT | 0 | 4.9916e-13 | -1.4204 | -2.3136 | -0.53199 | -0.70417 | -0.0031611 | -0.22204 | -0.051577 | -1.0383 | -1.7266 | -5.8913 | -47.5426 | -13.0788 | -6.7149 | -28.8344 | 6.3588 | 10.2663 | -4.2645 | 7.0765 | -3.4635
| Peaking Gas+Liquids | 0 | 1.2879e-13 | -1.5947 | -5.6914 | 0 | -0.25757 | 0 | -0.35152 | -1.0905 | -0.38844 | -1.1111 | -0.074981 | -0.021088 | -0.25907 | -3.9545 | 11.1209 | -0.43329 | -0.89539 | 1.2939 | -1.1618 | -0.1081
| Hydro | 2.4102e-11 | -1.0004e-11 | 0.37781 | 70.9319 | 105.3416 | 194.2772 | 214.8002 | 120.1032 | 148.8674 | 125.9156 | -98.8398 | 11.0114 | 28.9331 | -7.2814 | 12.0241 | 30.1618 | -9.7091 | 6.7002 | 10.6796 | -1.634 | -1.6521
| Large-scale Battery | 0 | 0 | 0 | 0 | 0 | 0 | 0 | 0 | 0 | 0 | 0 | 0 | 0 | 0 | 0 | 0 | 0 | 0 | 0 | 0 | 0
| VPP Battery | 1.0303e-13 | -1.954e-14 | -0.55984 | 5.461 | 14.81 | 38.8974 | 2.8141 | 10.2931 | 11.1159 | -17.5504 | -1.8809 | -0.023121 | -0.30821 | 1.7472 | -0.85659 | -0.23432 | -2.2184 | 0.93823 | -1.1776 | 0.12595 | -0.22015
| Pumped Hydro | 0 | 0 | 2.7897 | -58.1898 | 129.6587 | 610.4908 | 532.856 | 300.0671 | 332.0074 | 0.014471 | 65.9655 | 71.4051 | 79.2299 | 283.0119 | 529.0401 | 199.978 | 74.6189 | 40.7217 | 133.3109 | 119.0959 | 132.8977
| Wind | 1.3642e-11 | -1.2733e-11 | 0 | -9.2104 | -0.055151 | -11.5112 | -12.621 | -18.291 | -23.0566 | -27.4874 | -16.9913 | -6.4224 | -392.1892 | -406.8722 | -992.9277 | -606.6429 | -146.8862 | -141.6579 | -175.6505 | -149.4475 | -130.598
| Solar | 0 | 0 | 977.7099 | 1937.0756 | 3058.4829 | 3532.0979 | 4008.8876 | 3482.4993 | 3598.2544 | 3865.0641 | 1715.4655 | 498.8486 | 979.3674 | 1243.4666 | 2177.5264 | 1906.5395 | 440.2582 | 374.0209 | 691.9128 | 373.9473 | 370.9439
Pump Load (GWh)
| Large-scale Battery Load | 0 | 0 | 0 | 0 | 0 | 0 | 0 | 0 | 0 | 0 | 0 | 0 | 0 | 0 | 0 | 0 | 0 | 0 | 0 | 0 | 0
| VPP Battery Load | 9.9476e-14 | -8.8818e-15 | -0.65857 | 6.4241 | 17.4218 | 45.7571 | 3.3103 | 12.1083 | 13.0762 | -20.6454 | -2.2126 | -0.027199 | -0.36257 | 2.0554 | -1.0077 | -0.27564 | -2.6096 | 1.1037 | -1.3853 | 0.14817 | -0.25898
| Pumped Hydro Load | 1.0658e-14 | -1.0658e-14 | 3.9852 | -75.6464 | 171.8564 | 807.7938 | 707.2384 | 397.2762 | 440.697 | 2.8063 | 85.2481 | 90.304 | 100.7945 | 354.0063 | 660.1503 | 255.6774 | 93.4206 | 52.6043 | 169.99 | 148.4387 | 165.3408
| DSP | 0 | 0 | 0 | 0 | 0 | 0 | 0 | 0 | 0 | 0 | 0 | 0 | 0 | 0 | 0 | 0 | 0 | 0 | 0 | 0 | 0
| Distributed PV | 0 | 0 | 0 | 0 | 0 | 0 | 0 | 0 | 0 | 0 | 0 | 0 | 0 | 0 | 0 | 0 | 0 | 0 | 0 | 0 | 0
Central West REZ
Central Scenario
Central West REZ
Central Scenario

## RS_NEMCap
Capacity difference in the NEM with reduced mainland PHES availability
| Storage capacity difference (MW) | 2021-22 | 2022-23 | 2023-24 | 2024-25 | 2025-26 | 2026-27 | 2027-28 | 2028-29 | 2029-30 | 2030-31 | 2031-32 | 2032-33 | 2033-34 | 2034-35 | 2035-36 | 2036-37 | 2037-38 | 2038-39 | 2039-40 | 2040-41 | 2041-42
| Queensland | 0 | 0 | 0 | 0 | 0 | 0 | 0 | 0 | 0 | 0 | -7.6976 | -19.1713 | 71.8135 | -49.0558 | -490.029 | -490.029 | -1268.8478 | -1706.7972 | -1706.7972 | -1706.7972 | -1736.2746
| New South Wales | 0 | 0 | 0 | 0 | 0 | 0 | 0 | 0 | 0 | 0 | 7.1768 | 7.1768 | 7.1768 | 36.9717 | 459.4423 | 417.8997 | 517.9883 | 644.3514 | 644.3514 | 572.9787 | -484.637
| Victoria | 0 | 0 | 0 | 0 | 0 | 0 | 0 | 0 | 0 | 0 | -7.1768 | -7.1768 | -7.1768 | -7.1768 | -7.1768 | -7.1768 | 199.5571 | 199.5571 | 199.5571 | 199.5571 | -374.7276
| South Australia | 0 | 0 | 0 | 0 | 0 | 0 | 0 | 0 | 0 | 0 | 0 | 0 | 0 | 0 | 0 | -1.323 | -234.5622 | -234.5622 | -234.5622 | -234.5622 | -234.5622
| Tasmania | 0 | 0 | 0 | 0 | 0 | 0 | 0 | 0 | 0 | 0 | 0 | 0 | 0 | 0 | 0 | 0 | 21.9068 | 21.9068 | 21.9068 | 28.6858 | 28.6858
|  | 2021-22 | 2022-23 | 2023-24 | 2024-25 | 2025-26 | 2026-27 | 2027-28 | 2028-29 | 2029-30 | 2030-31 | 2031-32 | 2032-33 | 2033-34 | 2034-35 | 2035-36 | 2036-37 | 2037-38 | 2038-39 | 2039-40 | 2040-41 | 2041-42
| Wind | 0 | 0 | 0 | 0 | 0 | 0 | 0 | 51.2448 | 56.2356 | 56.2356 | 56.2356 | 138.085 | 115.4391 | 115.4391 | 210.6759 | 497.7353 | 1558.4402 | 1558.4402 | 1556.6334 | 2278.2604 | 2278.2604
| Solar | 0 | 0 | 0 | 0 | 0 | 0 | 0 | -88.0164 | -88.0164 | -81.9698 | 13.737 | -180.0319 | -104.9075 | -104.9075 | -344.9023 | -344.9023 | -2221.8644 | -2221.8644 | -2104.5592 | -2772.2977 | -2772.2977
| GPG | 0 | 0 | 0 | 0 | 0 | 0 | 0 | 0 | 0 | 0 | 0 | 0 | 0 | 0 | 0 | 0 | 0 | 200.7805 | 874.581 | 874.581 | 874.581
Reduced Storages sensitivity
Central Scenario
Reduced Storages sensitivity
Central Scenario

## IC_NQ
Inter-regional transfers New South Wales to Queensland
|  | 2015-16 | 2016-17 | 2017-18 | 2018-19 | 2019-20 | 2020-21 | 2021-22 | 2022-23 | 2023-24 | 2024-25 | 2025-26 | 2026-27 | 2027-28 | 2028-29 | 2029-30 | 2030-31 | 2031-32 | 2032-33 | 2033-34 | 2034-35 | 2035-36 | 2036-37 | 2037-38 | 2038-39 | 2039-40 | 2040-41 | 2041-42
| Central | [6 empty] | -5141.8077 | -6530.2853 | -9779.2083 | -9394.9509 | -9702.1359 | -10155.9876 | -10703.3728 | -10892.0505 | -12885.326 | -13960.2168 | -17056.8254 | -17116.7839 | -16675.4003 | -16368.1024 | -15408.6753 | -13991.8689 | -12481.4147 | -9395.1329 | -10159.3935 | -11422.4355 | -9185.6764
| High DER | [6 empty] | -4405.4299 | -5504.0293 | -8800.4104 | -8486.831 | -8522.9841 | -9206.2022 | -9856.6429 | -9537.0945 | -11874.9394 | -12833.0389 | -14148.946 | -14725.7325 | -14567.819 | -13792.7042 | -12544.6806 | -11998.1427 | -10619.804 | -8071.1141 | -9173.8808 | -10382.4434 | -8773.9927
| Step | [6 empty] | -4473.2585 | -5271.3344 | -5884.4938 | -4942.5302 | -5997.5345 | -8585.3629 | -8400.9412 | -6715.9562 | -6694.4359 | -8040.4293 | -8314.6136 | -8325.4907 | -8359.5448 | -8062.5392 | -9115.7068 | -9036.5087 | -9821.0373 | -7382.4961 | -7568.1336 | -8470.286 | -8257.3224
| Fast | [6 empty] | -4459.4248 | -5132.3991 | -7782.1071 | -6367.9917 | -7261.2248 | -8345.2652 | -8086.5227 | -6231.8189 | -6427.2164 | -11584.4057 | -11897.9972 | -10689.7907 | -9657.4419 | -9509.8229 | -9827.3282 | -10049.9183 | -9267.7832 | -6764.3888 | -7434.7307 | -8417.5664 | -8572.2114
| Slow | [6 empty] | -5300.2776 | -5386.8468 | -9004.1723 | -8109.0702 | -8106.8027 | -8628.9581 | -9526.4397 | -10583.9848 | -9964.0508 | -12779.2093 | -14518.9189 | -17346.9788 | -17509.8106 | -17334.0274 | -17691.2375 | -17794.052 | -17199.4527 | -14782.6585 | -15031.2898 | -16637.5306 | -15334.4748
| Historical | 2015-16: -3031.8439; 2016-17: -3792.1955; 2017-18: -5658.3663; 2018-19: -4414.251
| Central | [6 empty] | 88.0449 | 169.097 | 105.74 | 150.6038 | 103.7803 | 71.9343 | 90.6473 | 261.2891 | 181.8617 | 170.6529 | 73.1659 | 127.1437 | 89.6368 | 148.6258 | 307.0447 | 461.846 | 827.6031 | 1451.5171 | 1013.3192 | 790.3177 | 1354.5172
| High DER | [6 empty] | 117.8269 | 141.5245 | 52.766 | 119.7257 | 56.6414 | 31.4653 | 32.4718 | 285.2865 | 118.6569 | 77.221 | 87.9074 | 169.6204 | 137.3161 | 208.039 | 491.4395 | 575.9244 | 1217.7151 | 1719.3316 | 1255.8624 | 1181.8766 | 1514.728
| Step | [6 empty] | 78.3821 | 90.0389 | 127.3459 | 455.6867 | 439.9903 | 763.3407 | 1245.2917 | 2163.5899 | 1998.6409 | 1472.2959 | 1368.9863 | 1582.1249 | 1338.0591 | 1747.2178 | 1201.0031 | 1259.6818 | 1555.5629 | 2274.5364 | 1882.357 | 1415.7716 | 1821.553
| Fast | [6 empty] | 90.6365 | 186.0232 | 104.653 | 326.291 | 265.4734 | 205.921 | 211.4629 | 1499.1154 | 1296.1484 | 389.8158 | 428.0939 | 658.2528 | 727.8281 | 855.6734 | 885.1509 | 954.2948 | 1473.0396 | 2287.357 | 1772.0351 | 1230.4617 | 1426.973
| Slow | [6 empty] | 38.9789 | 95.5431 | 54.5105 | 121.6443 | 94.156 | 92.244 | 119.9074 | 118.005 | 42.3568 | 17.5927 | 13.0965 | 15.5271 | 13.8213 | 16.4307 | 9.5101 | 6.5632 | 1.6997 | 39.3785 | 36.5324 | 16.3719 | 25.7369
| Historical | 2015-16: 329.9201; 2016-17: 232.2649; 2017-18: 154.8548; 2018-19: 135.5429

## IC_VN
Inter-regional transfers Victoria to New South Wales
|  | 2015-16 | 2016-17 | 2017-18 | 2018-19 | 2019-20 | 2020-21 | 2021-22 | 2022-23 | 2023-24 | 2024-25 | 2025-26 | 2026-27 | 2027-28 | 2028-29 | 2029-30 | 2030-31 | 2031-32 | 2032-33 | 2033-34 | 2034-35 | 2035-36 | 2036-37 | 2037-38 | 2038-39 | 2039-40 | 2040-41 | 2041-42
| Central | [6 empty] | -38.9052 | -45.8281 | -699.2404 | -127.3733 | -91.4882 | -61.6891 | -292.198 | -121.997 | -138.1153 | -1489.4677 | -482.922 | -1626.0475 | -1840.8673 | -1603.618 | -1130.7154 | -636.0009 | -2351.5224 | -1167.4127 | -1500.4387 | -3259.3614 | -1930.7649
| High DER | [6 empty] | -23.735 | -30.6343 | -257.2453 | -56.2129 | -41.1289 | -37.9485 | -140.4409 | -35.0927 | -55.3597 | -701.4951 | -261.199 | -1171.181 | -1228.5398 | -1074.2884 | -640.199 | -418.2224 | -1858.2701 | -1009.5999 | -1554.731 | -2933.7003 | -1799.4628
| Step | [6 empty] | -56.4074 | -127.391 | -274.4969 | -479.3453 | -1240.4087 | -1775.7411 | -4357.7319 | -2965.3463 | -2912.1222 | -4723.5749 | -1961.5162 | -3208.83 | -4411.4254 | -3797.7631 | -3233.4366 | -3033.5853 | -6043.3267 | -4098.8823 | -4225.0092 | -5788.9472 | -4662.3626
| Fast | [6 empty] | -35.6867 | -34.1168 | -417.2168 | -80.3544 | -226.6051 | -231.0369 | -796.0227 | -669.9626 | -711.4152 | -2258.4545 | -734.7091 | -1215.7224 | -1544.0514 | -1557.9814 | -1164.1872 | -906.2801 | -2629.2499 | -1516.7916 | -1728.9094 | -3187.4445 | -1879.1075
| Slow | [6 empty] | -18.3153 | -9.6182 | -9.4659 | -6.4102 | -17.652 | -17.9159 | -26.6606 | -8.2042 | -15.9339 | -52.694 | -11.7577 | -20.753 | -32.8245 | -30.1116 | -53.8848 | -46.0161 | -414.1419 | -51.2155 | -79.7712 | -945.361 | -599.2823
| Historical | 2015-16: -311.6475; 2016-17: -474.775; 2017-18: -1370.1012; 2018-19: -1093.1216
| Central | [6 empty] | 6012.8635 | 4856.6009 | 2938.162 | 3973.8843 | 4800.2702 | 5828.3817 | 4027.2386 | 12021.3866 | 10557.2446 | 7316.7665 | 9505.3213 | 6277.0023 | 5647.8797 | 6854.0232 | 8569.6189 | 10345.2631 | 6104.2838 | 8922.5723 | 8098.8494 | 5143.0631 | 8404.6089
| High DER | [6 empty] | 6051.4114 | 5901.6969 | 3252.5869 | 4565.8008 | 5443.8744 | 6373.4483 | 4344.1909 | 12405.0907 | 11026.9828 | 7124.6309 | 9966.2153 | 6683.2804 | 6493.8916 | 7680.717 | 8889.0414 | 10908.843 | 7287.8674 | 9744.0928 | 8518.1238 | 6149.0333 | 8695.3919
| Step | [6 empty] | 4976.4242 | 4186.011 | 3055.0208 | 3288.1963 | 2193.3973 | 1634.6511 | 2711.9339 | 4328.8226 | 4109.8269 | 3166.9634 | 5792.3609 | 4262.6781 | 3352.5224 | 4278.6068 | 6231.5111 | 6242.9529 | 3868.4307 | 5211.3118 | 5816.4887 | 4844.7781 | 7294.1743
| Fast | [6 empty] | 6008.6947 | 5500.8282 | 3320.859 | 4371.612 | 3900.0549 | 4181.7142 | 2894.0194 | 7606.6414 | 7007.8509 | 4287.6137 | 8168.7738 | 6224.9532 | 5184.4521 | 6616.3998 | 7809.9985 | 9019.4979 | 5463.9877 | 7983.4299 | 7568.1774 | 6137.2264 | 9104.408
| Slow | [6 empty] | 6073.3177 | 7571.9569 | 5098.195 | 6843.1006 | 6685.9261 | 6769.0788 | 4970.2945 | 7116.3198 | 6521.0585 | 4822.4173 | 6506.5349 | 5304.6676 | 4751.4649 | 5623.1422 | 5396.2445 | 5292.2074 | 3455.0681 | 5282.4607 | 5121.0041 | 2167.7052 | 2961.8823
| Historical | 2015-16: 4380.6173; 2016-17: 4429.5026; 2017-18: 2023.7375; 2018-19: 2046.3891

## IC_NS
Inter-regional transfers New South Wales to South Australia
|  | 2015-16 | 2016-17 | 2017-18 | 2018-19 | 2019-20 | 2020-21 | 2021-22 | 2022-23 | 2023-24 | 2024-25 | 2025-26 | 2026-27 | 2027-28 | 2028-29 | 2029-30 | 2030-31 | 2031-32 | 2032-33 | 2033-34 | 2034-35 | 2035-36 | 2036-37 | 2037-38 | 2038-39 | 2039-40 | 2040-41 | 2041-42
| Central | [6 empty] | 0 | 0 | -1406.8431 | -1632.7326 | -2089.045 | -2405.0375 | -1992.906 | -1148.73 | -1037.5943 | -1186.2502 | -1942.0981 | -2206.103 | -2091.8909 | -2056.5692 | -3328.2705 | -3043.5881 | -2788.6357 | -2966.2796 | -3042.9741 | -2531.0813 | -3185.6285
| High DER | [6 empty] | 0 | 0 | -1672.1368 | -1900.468 | -2518.0073 | -2946.2329 | -2243.4871 | -1357.2699 | -1176.8862 | -1019.982 | -2084.1207 | -2239.9508 | -2236.5999 | -2237.7937 | -3395.2927 | -3121.4069 | -3532.497 | -3685.1212 | -3628.7393 | -3255.1437 | -3713.5465
| Step | [6 empty] | 0 | 0 | -2282.5571 | -2213.7 | -2855.067 | -2406.1014 | -2545.4282 | -2763.691 | -2669.1489 | -2456.4496 | -3059.8821 | -2733.5693 | -2385.3299 | -2422.0792 | -3221.716 | -3249.6658 | -2852.93 | -3086.45 | -3149.9987 | -2747.3745 | -3263.5161
| Fast | [6 empty] | 0 | 0 | -1691.1251 | -1855.8669 | -2561.7224 | -2567.1283 | -2465.6025 | -2115.1005 | -2009.1529 | -2107.0588 | -2919.4661 | -2813.7652 | -2718.643 | -2605.8255 | -3745.273 | -3356.2352 | -3050.5552 | -3245.9447 | -3124.8591 | -2716.2629 | -3289.1536
| Slow | [6 empty] | 0 | 0 | -1819.2344 | -2456.5934 | -2833.819 | -2696.4609 | -1975.4114 | -2534.9252 | -2073.6876 | -1576.5643 | -2473.6954 | -1660.0695 | -1471.2799 | -1488.7562 | -1477.2623 | -1195.1197 | -1446.2719 | -1623.0754 | -1503.7266 | -1481.6675 | -1936.7995
| Historical | 2015-16: 0; 2016-17: 0; 2017-18: 0; 2018-19: 0
| Central | [6 empty] | 0 | 0 | 2073.0408 | 1673.7254 | 1320.8645 | 1216.7296 | 1874.2786 | 1361.4101 | 1504.6914 | 1885.7636 | 1331.2197 | 1136.7544 | 1030.3676 | 1704.6918 | 471.7719 | 410.1637 | 536.6508 | 593.116 | 473.7628 | 654.9431 | 520.7088
| High DER | [6 empty] | 0 | 0 | 1554.8779 | 1253.0591 | 839.8441 | 737.8858 | 1347.092 | 922.0037 | 955.6614 | 1495.9174 | 821.6797 | 684.4508 | 687.4825 | 1018.5391 | 208.2932 | 241.2762 | 310.0489 | 394.7086 | 311.4738 | 436.6141 | 432.7422
| Step | [6 empty] | 0 | 0 | 939.8654 | 1015.7367 | 1145.8353 | 1515.3301 | 924.5417 | 1047.5129 | 943.8177 | 1064.9183 | 523.8494 | 572.7997 | 782.4812 | 781.6107 | 517.1022 | 546.5662 | 962.9838 | 823.8306 | 637.4038 | 1033.7289 | 802.4484
| Fast | [6 empty] | 0 | 0 | 1767.1798 | 1498.6967 | 1218.1258 | 1304.0783 | 1387.5154 | 1327.785 | 1404.4029 | 819.829 | 719.9004 | 632.1652 | 700.534 | 1034.5939 | 414.4491 | 511.1717 | 604.2849 | 631.9357 | 546.4316 | 778.9744 | 535.0769
| Slow | [6 empty] | 0 | 0 | 1087.0751 | 970.5991 | 852.2222 | 836.6759 | 1155.7814 | 888.1715 | 1093.7167 | 1548.4336 | 1045.6067 | 1519.7421 | 1612.5824 | 1726.3112 | 1559.3793 | 1677.1501 | 2036.8279 | 1660.0993 | 1586.2346 | 1793.8891 | 1607.0209
| Historical | 2015-16: 0; 2016-17: 0; 2017-18: 0; 2018-19: 0

## IC_VS
Inter-regional transfers Victoria to South Australia
|  | 2015-16 | 2016-17 | 2017-18 | 2018-19 | 2019-20 | 2020-21 | 2021-22 | 2022-23 | 2023-24 | 2024-25 | 2025-26 | 2026-27 | 2027-28 | 2028-29 | 2029-30 | 2030-31 | 2031-32 | 2032-33 | 2033-34 | 2034-35 | 2035-36 | 2036-37 | 2037-38 | 2038-39 | 2039-40 | 2040-41 | 2041-42
| Central | [6 empty] | -596.6806 | -426.3935 | -6.9232 | -8.6629 | -1.1551 | 0 | -2.3838 | -0.87472 | -0.91637 | -12.4396 | -199.7626 | -968.5763 | -975.3048 | -892.5346 | -1244.341 | -893.8548 | -1175.3709 | -1019.4133 | -1209.1139 | -1262.447 | -1374.5664
| High DER | [6 empty] | -977.6577 | -702.9977 | -9.6032 | -22.5368 | -5.6986 | -0.77657 | -3.7425 | -5.3253 | -4.6723 | -1.5534 | -149.639 | -731.9893 | -972.481 | -881.32 | -1265.0719 | -1089.863 | -1922.7225 | -1812.9394 | -1920.4133 | -1983.2214 | -2001.3084
| Step | [6 empty] | -823.9529 | -511.2338 | -531.1629 | -631.2991 | -1291.3245 | -1530.5625 | -1275.2013 | -1134.814 | -1006.2121 | -1142.5728 | -1235.8784 | -1228.9242 | -1282.4862 | -1243.3203 | -1599.2748 | -1604.2338 | -2199.1864 | -2050.9255 | -2078.5622 | -2157.4633 | -2172.7888
| Fast | [6 empty] | -765.2646 | -545.5846 | -10.3491 | -22.9673 | -313.2714 | -248.5236 | -597.0187 | -486.0971 | -479.3778 | -686.0593 | -938.7913 | -1333.6501 | -1411.9706 | -1303.5953 | -1797.0748 | -1364.268 | -1567.8092 | -1428.2202 | -1349.2243 | -1292.0478 | -1461.2199
| Slow | [6 empty] | -328.1551 | -261.6112 | -0.40165 | -1.1098 | -0.16895 | 0 | -1.0115 | -0.68568 | -1.3205 | -0.36488 | -0.79579 | -0.83126 | -0.14613 | 0 | -0.6367 | 0 | -16.8384 | -0.23035 | -42.3179 | -983.9625 | -918.7857
| Historical | 2015-16: -390.2628; 2016-17: -284.3146; 2017-18: -1342.9409; 2018-19: -1250.8774
| Central | [6 empty] | 1149.2405 | 1771.8685 | 4771.6491 | 5678.1321 | 5983.5495 | 6748.4011 | 5687.1903 | 5735.1494 | 5648.3343 | 4559.4816 | 3954.0351 | 2757.1467 | 2568.5427 | 3509.0983 | 1596.2977 | 2264.231 | 1395.5254 | 1927.015 | 1608.5589 | 1321.0274 | 1586.7243
| High DER | [6 empty] | 785.2509 | 1202.0235 | 4711.0973 | 5388.452 | 5834.3638 | 6676.2717 | 5537.7531 | 5413.7714 | 5312.4667 | 4738.6787 | 3751.3103 | 2679.8569 | 2612.3082 | 3218.2369 | 1726.5506 | 2607.6901 | 1293.5557 | 1818.5381 | 1630.69 | 1225.8413 | 1490.0084
| Step | [6 empty] | 1019.4742 | 1410.1523 | 2744.1733 | 2758.8432 | 1194.3551 | 1103.6997 | 1251.1698 | 1660.5383 | 1673.2998 | 1322.3317 | 1492.4071 | 1238.0764 | 1253.873 | 1473.298 | 1252.1486 | 1243.7265 | 1044.1285 | 1306.7736 | 1333.3011 | 1254.6582 | 1283.9569
| Fast | [6 empty] | 1078.3033 | 1563.2736 | 4842.0821 | 5505.317 | 3740.1172 | 4215.9688 | 2448.8021 | 3331.915 | 3346.9615 | 1899.2847 | 1927.0072 | 1637.4927 | 1653.2364 | 2204.9418 | 1145.1175 | 1863.7706 | 1187.3426 | 1679.3833 | 1596.0516 | 1499.6523 | 1695.677
| Slow | [6 empty] | 1052.3685 | 1729.8494 | 6315.148 | 7321.0192 | 7216.5066 | 7342.9481 | 6466.3956 | 7698.7028 | 7107.4071 | 6209.1499 | 7154.4435 | 6573.6134 | 6474.3019 | 7380.8439 | 7211.4116 | 7389.0072 | 4787.8406 | 6533.9947 | 5557.3299 | 2879.2476 | 3285.4456
| Historical | 2015-16: 2352.3833; 2016-17: 3016.0239; 2017-18: 1041.1564; 2018-19: 826.3092

## IC_TV
Inter-regional transfers Tasmania to Victoria
|  | 2015-16 | 2016-17 | 2017-18 | 2018-19 | 2019-20 | 2020-21 | 2021-22 | 2022-23 | 2023-24 | 2024-25 | 2025-26 | 2026-27 | 2027-28 | 2028-29 | 2029-30 | 2030-31 | 2031-32 | 2032-33 | 2033-34 | 2034-35 | 2035-36 | 2036-37 | 2037-38 | 2038-39 | 2039-40 | 2040-41 | 2041-42
| Central | [6 empty] | -564.8716 | -1618.0264 | -1645.9491 | -946.9846 | -1360.9209 | -777.6041 | -2524.3062 | -877.1812 | -1488.053 | -2364.0253 | -757.5436 | -1464.2504 | -1496.9349 | -779.6271 | -963.6778 | -685.461 | -1999.6406 | -1031.7165 | -1401.5091 | -1796.7708 | -1027.369
| High DER | [6 empty] | -603.5526 | -1742.1952 | -1487.4678 | -1016.61 | -1348.0906 | -763.3734 | -2426.2946 | -985.0416 | -1511.296 | -2043.3258 | -818.6237 | -1493.5363 | -1477.0293 | -823.654 | -1035.4909 | -815.9535 | -2337.6576 | -1295.7083 | -1708.4979 | -1948.0467 | -1309.3508
| Step | [6 empty] | -472.9126 | -628.1917 | -790.6759 | -503.5462 | -576.7512 | -748.9403 | -1239.9058 | -547.7891 | -731.0956 | -1083.1984 | -1068.6032 | -1230.9033 | -1367.6538 | -1089.7287 | -1175.0596 | -959.3951 | -1924.9422 | -992.5874 | -1418.3717 | -1686.9551 | -1666.6672
| Fast | [6 empty] | -626.2379 | -1657.4008 | -1488.4366 | -1011.1694 | -1296.2263 | -716.0904 | -1189.2207 | -93.6534 | -375.0255 | -1000.9664 | -195.4257 | -651.68 | -888.2341 | -382.6489 | -380.5782 | -904.0022 | -2183.216 | -1171.4855 | -1610.7809 | -2088.569 | -1299.7091
| Slow | [6 empty] | -517.6078 | -1088.3708 | -1322.4706 | -433.7574 | -563.9478 | -142.0046 | -1910.5523 | -170.4061 | -875.9227 | -1489.0636 | -180.0663 | -994.6371 | -980.0373 | -536.3644 | -667.8009 | -60.3712 | -2076.1434 | -349.419 | -808.2502 | -1587.171 | -291.1236
| Historical | 2015-16: -1103.3833; 2016-17: -1370.6458; 2017-18: -879.5694; 2018-19: -1008.9356
| Central | [6 empty] | 2401.014 | 1124.5548 | 1145.9991 | 2084.6373 | 1949.0669 | 2858.3426 | 722.4366 | 2500.8155 | 1910.6558 | 1201.9088 | 2915.4694 | 2288.0289 | 2183.6169 | 2945.8244 | 2806.2619 | 6672.7578 | 3427.248 | 6132.0192 | 5372.9285 | 4095.8136 | 6516.2444
| High DER | [6 empty] | 2470.019 | 1282.3736 | 1052.4821 | 2207.1598 | 1990.8752 | 2919.2751 | 457.2539 | 2432.3495 | 1792.7435 | 805.864 | 2893.5183 | 2265.4554 | 2157.4052 | 2912.6069 | 2778.3884 | 6809.8213 | 3593.7874 | 6257.6762 | 5534.2286 | 4212.6343 | 6667.793
| Step | [6 empty] | 2580.4853 | 2366.6948 | 2264.096 | 3232.855 | 3133.853 | 7125.1945 | 6882.8182 | 9093.6381 | 8774.4239 | 7408.617 | 10905.3931 | 10477.984 | 9891.1786 | 11161.6017 | 10899.2326 | 11988.331 | 9188.7118 | 12246.6759 | 11239.0747 | 9241.1667 | 11531.4216
| Fast | [6 empty] | 2528.2692 | 1279.7235 | 1123.9627 | 2318.8126 | 2100.2451 | 2963.028 | 1996.8552 | 3989.0916 | 3410.3838 | 2384.8171 | 3843.8237 | 2938.0429 | 2761.0454 | 3555.6956 | 3441.0747 | 6750.2164 | 3509.3658 | 6196.4645 | 5486.6574 | 4192.8144 | 6415.7485
| Slow | [6 empty] | 2721.9002 | 1289.6616 | 1502.0766 | 3030.7805 | 2781.9674 | 3676.5384 | 1395.2134 | 3137.7344 | 2745.9825 | 1771.1339 | 3568.0122 | 2158.0887 | 2137.3273 | 3208.6661 | 2820.0825 | 3740.0321 | 1425.7369 | 3192.3396 | 2624.883 | 1837.1341 | 3697.0776
| Historical | 2015-16: 480.5875; 2016-17: 977.4924; 2017-18: 1075.3653; 2018-19: 1504.9023

## NoAcc_NPV
Forecast drivers of regret costs for "optimally timed development" compared to "no acceleration"
| Real June 2019 dollars ($m) | NPV | 2021-22 | 2022-23 | 2023-24 | 2024-25 | 2025-26 | 2026-27 | 2027-28 | 2028-29 | 2029-30 | 2030-31 | 2031-32 | 2032-33 | 2033-34 | 2034-35 | 2035-36 | 2036-37 | 2037-38 | 2038-39 | 2039-40 | 2040-41 | 2041-42
| Capex | -638.6227 | -15.3649 | -0.25469 | -5.1259 | 1.365 | -11.5722 | -104.2528 | -118.0767 | -118.0767 | -118.1551 | -115.1895 | -123.8732 | -98.7054 | -125.261 | -122.0547 | -35.3003 | -44.1577 | -41.3444 | -44.6559 | -44.2458 | -32.4218 | -24.9465
| FOM | -22.7543 | -3.9682 | 1.3315 | 0.041743 | 2.5587 | -1.2708 | 1.8512 | 8.8704 | 8.8462 | 8.8336 | -11.1793 | -20.0037 | -18.3625 | -22.4004 | -21.555 | 3.293 | 1.6289 | 1.2458 | 0.29519 | 0.21596 | 1.9753 | 3.2013
| Fuel | 82.5898 | 7.9513 | 2.5559 | 0.34825 | 1.0214 | 6.0202 | -30.5107 | -51.937 | -70.8324 | -55.4627 | 66.0146 | 80.5918 | 81.9562 | 93.7018 | 79.7775 | 9.9832 | -7.2293 | 18.4584 | 3.485 | 4.9846 | -1.0286 | -3.0927
| VOM | 55.5619 | 0.54929 | 0.98598 | 0.33908 | 0.77109 | 1.4408 | -1.6865 | 1.9157 | 11.5512 | 6.8621 | 22.0363 | 13.5786 | 11.241 | 12.6843 | 11.8712 | 5.4774 | 4.069 | 5.3237 | 5.154 | 4.6425 | 2.6207 | 2.0766
| REZ | -143.7254 | 0 | -1.3081 | 0.57867 | -2.0971 | -2.5059 | -7.0385 | -49.6436 | -49.6436 | -49.6436 | -23.9278 | -31.3988 | -12.6596 | -11.1042 | -10.0099 | -6.4488 | -0.43343 | -4.2514 | -4.8916 | -5.7197 | -5.0578 | -5.3745
| DSP | -7.4577 | 0 | 0 | 0 | 2.3313 | 0 | 0 | 0 | 0 | 0 | 0 | 0 | 0 | -17.3023 | 0 | 0 | 0 | -5.3135 | 0 | 0 | 0 | 0
| Rehab | 0 | 0 | 0 | 0 | 0 | 0 | 0 | 0 | 0 | 0 | 0 | 0 | 0 | 0 | 0 | 0 | 0 | 0 | 0 | 0 | 0 | 0
| Interconnectors | 433.9243 | 0 | -2.3286e-10 | -4.8454e-09 | -4.8454e-09 | -4.7976e-09 | 102.1299 | 218.1795 | 218.1795 | 218.1795 | -3.9788e-08 | -4.4138e-08 | -4.4138e-08 | -4.4138e-08 | -4.4138e-08 | -4.4138e-08 | -4.4138e-08 | -4.4138e-08 | -4.4138e-08 | -4.4138e-08 | -4.4138e-08 | -4.4138e-08
*Net present value as at 1 July 2019
Optimally timed development
No acceleration
Optimally timed development
No acceleration

## NoAcc_NEMCap
Capacity difference in the NEM for "optimally timed development" compared to "no acceleration"
|  | 2021-22 | 2022-23 | 2023-24 | 2024-25 | 2025-26 | 2026-27 | 2027-28 | 2028-29 | 2029-30 | 2030-31 | 2031-32 | 2032-33 | 2033-34 | 2034-35 | 2035-36 | 2036-37 | 2037-38 | 2038-39 | 2039-40 | 2040-41 | 2041-42
| Black Coal | 0 | 0 | 0 | 0 | 0 | 0 | 0 | 0 | 0 | 0 | 0 | 0 | 0 | 0 | 0 | 0 | 0 | 0 | 0 | 0 | 0
| Brown Coal | 0 | 0 | 0 | 0 | 0 | 0 | 0 | 0 | 0 | 0 | 0 | 0 | 0 | 0 | 0 | 0 | 0 | 0 | 0 | 0 | 0
| CCGT | 0 | 0 | 0 | 0 | 0 | 0 | 0 | 0 | 0 | 0 | 0 | 0 | 0 | 0 | 0 | 0 | 0 | 0 | 0 | 0 | 0
| Peaking Gas+Liquids | 0 | 0 | 0 | 0 | 0 | 0 | 0 | 0 | 0 | 0 | 0 | 0 | 0 | 0 | 0 | 0 | 0 | 0 | 0 | 0 | 0
| Hydro | 0 | 0 | 0 | 0 | 0 | 390 | 390 | 390 | 390 | 0 | 0 | 0 | 0 | 0 | 0 | 0 | 0 | 0 | 0 | 0 | 0
| Large-scale Battery | 0 | 0 | 0 | 0 | 0 | 0 | 0 | 0 | 0 | 0 | 0 | 0 | 0 | 0 | 0 | 0 | 0 | 0 | 0 | 0 | 0
| Pumped Hydro | 0 | 0 | 0 | 0 | 0.52361 | -474.2277 | -972.7986 | -972.7986 | -973.5194 | -967.2909 | -669.6325 | -280.2123 | -499.8149 | -499.8149 | -520.8591 | -566.4407 | -553.0262 | -553.0262 | -553.0262 | -450.4692 | -403.6004
| Wind | -103.9258 | 110.9279 | 54.5711 | 178.572 | 38.7929 | -186.5637 | 354.1106 | 354.1106 | 354.1106 | 354.1106 | -7.817 | 26.3709 | 26.3709 | 26.3709 | 620.6066 | 601.9544 | 523.6114 | 523.6114 | 513.5079 | 406.921 | 406.921
| Solar | 6.4107 | -174.1413 | -137.1879 | -276.4289 | -187.2166 | -222.4886 | -673.4298 | -673.4298 | -673.4298 | -673.4298 | -673.4298 | -1078.6907 | -1114.0853 | -1063.0874 | -884.5147 | -884.5147 | -718.0933 | -778.6524 | -753.9215 | -539.8404 | -511.8471
| DSP | 0 | 0 | 0 | 0 | 0 | 0 | 0 | 0 | 0 | 0 | 0 | 0 | 0 | 0 | 0 | 0 | 0 | 0 | 0 | 0 | 0
| Distributed PV | 0 | 0 | 0 | 0 | 0 | 0 | 0 | 0 | 0 | 0 | 0 | 0 | 0 | 0 | 0 | 0 | 0 | 0 | 0 | 0 | 0
| Behind the Meter Battery | 0 | 0 | 0 | 0 | 0 | 0 | 0 | 0 | 0 | 0 | 0 | 0 | 0 | 0 | 0 | 0 | 0 | 0 | 0 | 0 | 0
| Dispatchable Capacity | 0 | 0 | 0 | 0 | 0.52361 | -84.2277 | -582.7986 | -582.7986 | -583.5194 | -967.2909 | -669.6325 | -280.2123 | -499.8149 | -499.8149 | -520.8591 | -566.4407 | -553.0262 | -553.0262 | -553.0262 | -450.4692 | -403.6004
Optimally timed development
No acceleration
Optimally timed development
No acceleration

## NoAcc_NEMGen
Differences in generation in the NEM for "optimally timed development" compared to "no acceleration"
|  | 2021-22 | 2022-23 | 2023-24 | 2024-25 | 2025-26 | 2026-27 | 2027-28 | 2028-29 | 2029-30 | 2030-31 | 2031-32 | 2032-33 | 2033-34 | 2034-35 | 2035-36 | 2036-37 | 2037-38 | 2038-39 | 2039-40 | 2040-41 | 2041-42
| Black Coal | 331.8449 | 328.1002 | 11.3522 | 65.4013 | 236.4653 | -280.2893 | 525.0243 | -2625.0146 | -2476.8466 | 414.9004 | 482.8315 | 555.8398 | 659.6333 | 726.3168 | -160.9029 | -119.014 | 7.5714 | -16.8655 | -28.4512 | -88.9275 | -110.3613
| Brown Coal | 58.4862 | -461.8265 | -19.0626 | -84.138 | -87.6991 | 266.8679 | -166.6267 | -49.3955 | 55.0187 | -102.2865 | -33.2755 | 105.5095 | 67.8546 | 78.7255 | 42.2439 | 31.758 | 24.3913 | 68.2884 | 12.4594 | 119.2735 | -28.98
| CCGT | 5.5702 | 2.2983 | 13.7044 | 2.3201 | 12.0084 | -184.4231 | -358.9741 | -75.1342 | 15.3339 | 513.8335 | 735.3335 | 774.4793 | 895.049 | 719.0211 | 103.1152 | -34.3864 | 9.3425 | -3.4104 | 18.837 | -19.9523 | -24.3195
| Peaking Gas+Liquids | 0.09507 | 0.95419 | 2.1993 | 1.8197 | 4.4706 | -79.4817 | -326.8923 | -68.0289 | -57.9095 | 121.7329 | 73.1555 | 46.065 | 52.8137 | 52.8678 | 29.6217 | -29.1495 | 141.9814 | 26.5336 | 24.5841 | 9.3547 | 5.0473
| Hydro | -1.6444 | -11.9604 | -125.5901 | -259.7571 | -144.3725 | -24.5317 | 66.0297 | 2206.4989 | 1760.8527 | 334.3908 | 77.0445 | -22.1362 | 11.862 | -4.8118 | -94.8605 | -81.068 | 32.3882 | 36.5996 | -3.8127 | -12.2379 | -17.4398
| Large-scale Battery | -0.19618 | 0.49247 | -0.40326 | 0.65955 | 0.042017 | -1.2618 | -0.21581 | -0.10538 | -0.50439 | 0.73513 | -0.2427 | -0.9515 | -0.60854 | -0.09504 | -0.19008 | 0.12951 | -0.2492 | 0.012554 | 0.33935 | -0.19452 | -0.052124
| Pumped Hydro | -0.15268 | -5.1196 | -4.4067 | 1.3493 | 32.4015 | -1197.157 | -1959.8382 | -2177.2021 | -2424.862 | -1370.5616 | -1027.5899 | -515.8003 | -903.215 | -819.9275 | -733.7095 | -636.6622 | -855.3951 | -737.5156 | -782.4254 | -503.0661 | -419.9304
| Wind | -390.8329 | 609.5565 | 453.9204 | 990.2762 | 554.4512 | 394.6945 | 1284.8928 | 1455.381 | 1341.9766 | 917.4315 | 215.6428 | 890.8888 | 506.682 | 489.5435 | 1889.5924 | 1902.3222 | 1245.0474 | 1341.7645 | 1344.546 | 882.6381 | 896.9329
| Solar | 17.2713 | -458.9498 | -345.7818 | -699.7497 | -485.1818 | -501.094 | -1389.3545 | -1175.4846 | -1276.1517 | -1333.5286 | -1358.8362 | -2420.107 | -2358.4142 | -2170.1975 | -1979.2604 | -1783.0164 | -1553.9118 | -1578.2528 | -1516.7718 | -977.1459 | -784.7642
| DSP | 0 | 0 | 0 | 0 | 0 | 0 | 0 | 0 | 0 | 0 | 0 | 0 | 0 | 0 | 0 | 0 | 0 | 0 | 0 | 0 | 0
| Distributed PV | 0 | 0 | 0 | 0 | 0 | 0 | 0 | 0 | 0 | 0 | 0 | 0 | 0 | 0 | 0 | 0 | 0 | 0 | 0 | 0 | 0
| VPP Battery | -1.0227 | -0.14198 | 0.40651 | -0.46547 | 10.6916 | -13.5749 | 12.5882 | -19.7551 | 0.17695 | 32.5988 | -20.6544 | 3.2173 | -15.7568 | 0.20293 | 2.0356 | 20.7431 | -11.1347 | -6.9973 | -16.0363 | -9.2103 | 2.1344
| Large-scale Battery Load | -0.15575 | 0.52154 | -0.49785 | 0.81426 | 0.051873 | -1.5578 | -0.26644 | -0.1301 | -0.52137 | 0.80623 | -0.32629 | -1.2654 | -0.63396 | -0.11733 | -0.23467 | 0.15989 | -0.30765 | 0.015499 | 0.39182 | -0.21301 | -0.06435
| Pumped Hydro Load | -0.21812 | -7.3137 | -6.2953 | 1.0869 | 41.8465 | -1508.5651 | -2439.6383 | -2715.7696 | -3058.8231 | -1637.9846 | -1270.7323 | -634.4289 | -1135.8619 | -1029.6036 | -911.9142 | -793.2878 | -1055.8673 | -920.0771 | -978.7837 | -628.3777 | -522.7752
| VPP Battery Load | -1.043 | -0.5323 | 0.68341 | -0.54755 | 12.5771 | -16.1237 | 14.9631 | -23.0981 | 4.6241 | 33.7903 | -27.1866 | 5.7201 | -17.6239 | 0.28204 | 2.3945 | 24.7613 | -13.0197 | -8.6699 | -20.7042 | -8.9948 | 2.5108
Optimally timed development
No acceleration
Optimally timed development
No acceleration

## VNIAcc_NPV
Forecast drivers of regret costs for "optimally timed development" compared to VNI West accelerated development
| Real June 2019 dollars ($m) | NPV | 2021-22 | 2022-23 | 2023-24 | 2024-25 | 2025-26 | 2026-27 | 2027-28 | 2028-29 | 2029-30 | 2030-31 | 2031-32 | 2032-33 | 2033-34 | 2034-35 | 2035-36 | 2036-37 | 2037-38 | 2038-39 | 2039-40 | 2040-41 | 2041-42
| Capex | 32.2063 | 0 | 0 | 0 | 4.4874e-09 | -6.9607e-09 | -0.0013262 | -1.0217 | -1.5081 | -1.8707 | 29.7225 | 4.0209 | 1.2242 | 10.1138 | 10.8366 | 3.4481 | 1.8068 | 2.1436 | 3.1237 | 6.756 | 4.7263 | 6.0936
| FOM | 6.9045 | -1.5089e-08 | -4.0126e-08 | -5.7023e-08 | 1.2478e-07 | 4.3126e-08 | 0.0041558 | -0.43207 | -0.58586 | -0.59108 | 7.617 | 0.56706 | -0.16414 | 1.9581 | 2.0877 | 0.46018 | -0.249 | 0.66569 | 0.90727 | 1.9173 | 1.6686 | 1.7653
| Fuel | 80.4919 | 1.9763e-08 | -1.4154e-07 | -1.2615e-07 | 8.2953e-07 | 8.5856e-08 | -0.0077593 | 1.4322 | 71.3304 | 63.4977 | 21.6803 | 1.2765 | 1.2029 | -5.3823 | -6.4802 | -1.2674 | 3.5169 | -1.2746 | -2.7783 | -2.1759 | -1.0411 | -0.2066
| VOM | -7.4164 | -3.0296e-08 | 4.3668e-08 | 1.5404e-08 | -1.2964e-07 | 1.2314e-08 | 0.0033639 | 0.17805 | -3.7807 | -2.1441 | -5.4851 | 0.14208 | -0.21629 | -1.1619 | -1.4601 | -0.56997 | -0.19903 | -0.051481 | -0.17145 | -0.24603 | 0.012017 | 0.14024
| REZ | 5.9104 | 0 | 0 | 0 | 0 | 0 | 0 | 0 | 0.36994 | 4.1778 | 4.1778 | 0 | 0 | 0 | 0 | 2.0689 | 0.11747 | 0.20625 | 0.20625 | 0.44945 | 0.51889 | 0.51889
| DSP | 0.83009 | 0 | 0 | 0 | -9.9476e-14 | 0 | 0 | 0 | 0 | 0 | 0 | 0 | 0 | 0.13484 | 0 | 1.278 | 0.40772 | 0.22978 | 0.19205 | 0 | 0.025136 | 0
| Rehab | -2.3233e-08 | 0 | 0 | 0 | 0 | 0 | 0 | 0 | -2.281e-08 | -3.035e-08 | 2.1745e-09 | 7e-09 | -3.4257e-09 | 4.8228e-09 | 4.8e-10 | 7.1401e-09 | -2.019e-08 | 1.3337e-08 | 2.3e-11 | 1.89e-09 | 3.6e-10 | 9.9999e-12
| Interconnectors | -185.5175 | 0 | 0 | 0 | 0 | 0 | 0 | 0 | -116.0496 | -116.0496 | -116.0496 | 0 | 0 | 0 | 0 | 0 | 0 | 0 | 0 | 0 | 0 | 0
*Net present value as at 1 July 2019
Optimally timed development
VNI West accelerated
Optimally timed development
VNI West accelerated

## VNIAcc_NEMCap
Capacity difference in the NEM for "optimally timed development" compared to VNI West accelerated development
|  | 2021-22 | 2022-23 | 2023-24 | 2024-25 | 2025-26 | 2026-27 | 2027-28 | 2028-29 | 2029-30 | 2030-31 | 2031-32 | 2032-33 | 2033-34 | 2034-35 | 2035-36 | 2036-37 | 2037-38 | 2038-39 | 2039-40 | 2040-41 | 2041-42
| Black Coal | 0 | 0 | 0 | 0 | 0 | 0 | 0 | 0 | 0 | 0 | 0 | 0 | 0 | 0 | 0 | 0 | 0 | 0 | 0 | 0 | 0
| Brown Coal | 0 | 0 | 0 | 0 | 0 | 0 | 0 | 0 | 0 | 0 | 0 | 0 | 0 | 0 | 0 | 0 | 0 | 0 | 0 | 0 | 0
| CCGT | 0 | 0 | 0 | 0 | 0 | 0 | 0 | 0 | 0 | 0 | 0 | 0 | 0 | 0 | 0 | 0 | 0 | 0 | 0 | 0 | 0
| Peaking Gas+Liquids | 0 | 0 | 0 | 0 | 0 | 0 | 0 | 0 | 0 | 0 | 0 | 0 | 0 | 0 | 0 | 0 | 0 | 0 | 0 | 0 | 10.103
| Hydro | 0 | 0 | 0 | 0 | 0 | 0 | 0 | 0 | 0 | 0 | 0 | 0 | 0 | 0 | 0 | 0 | 0 | 0 | 0 | 0 | 0
| Large-scale Battery | 0 | 0 | 0 | 0 | 0 | 0 | 0 | 0 | 0 | 0 | 0 | 0 | 0 | 0 | 0 | 0 | 0 | 0 | 0 | 0 | 0
| Pumped Hydro | 0 | 0 | 0 | 0 | 0 | 0 | 0 | 0 | 0 | 0 | 0.0037768 | -2.4166 | 10.6319 | 16.1848 | -2.243 | -0.25318 | -19.5029 | -4.4524 | -4.4524 | -22.914 | -18.6275
| Wind | 0 | 0 | 0 | 0 | 0 | 0.42545 | 0.45838 | 0.45508 | 0.0053369 | 0.0053369 | 0.0053369 | -1.4298 | 3.2221 | 3.2221 | -6.3456 | -19.2459 | 41.2478 | 41.2478 | 74.9738 | 74.9738 | 74.9738
| Solar | 0 | 0 | 0 | 0 | 0 | -0.79639 | -7.4105 | -7.4105 | -6.621 | 431.8252 | 73.3873 | 40.6022 | 139.8536 | 139.8536 | 78.2843 | 78.2843 | -5.9871 | -5.9871 | -19.4848 | -14.1481 | -14.1481
| DSP | 0 | 0 | 0 | 0 | 0 | 0 | 0 | 0 | 0 | 0 | 0 | 0 | 0 | 0 | 0 | 0 | 0 | 0 | 0 | 0 | 0
| Distributed PV | 0 | 0 | 0 | 0 | 0 | 0 | 0 | 0 | 0 | 0 | 0 | 0 | 0 | 0 | 0 | 0 | 0 | 0 | 0 | 0 | 0
| Behind the Meter Battery | 0 | 0 | 0 | 0 | 0 | 0 | 0 | 0 | 0 | 0 | 0 | 0 | 0 | 0 | 0 | 0 | 0 | 0 | 0 | 0 | 0
| Dispatchable Capacity | 0 | 0 | 0 | 0 | 0 | 0 | 0 | 0 | 0 | 0 | 0.0037768 | -2.4166 | 10.6319 | 16.1848 | -2.243 | -0.25318 | -19.5029 | -4.4524 | -4.4524 | -22.914 | -8.5244
Optimally timed development
VNI West accelerated
Optimally timed development
VNI West accelerated

## VNIAcc_NEMGen
Differences in generation in the NEM for "optimally timed development" compared to VNI West accelerated development
|  | 2021-22 | 2022-23 | 2023-24 | 2024-25 | 2025-26 | 2026-27 | 2027-28 | 2028-29 | 2029-30 | 2030-31 | 2031-32 | 2032-33 | 2033-34 | 2034-35 | 2035-36 | 2036-37 | 2037-38 | 2038-39 | 2039-40 | 2040-41 | 2041-42
| Black Coal | -4.3656e-10 | 8.4401e-10 | -7.7125e-10 | -2.372e-09 | 0 | -0.082942 | 23.4277 | 3449.5792 | 3097.464 | 1131.0528 | 60.2452 | 38.2185 | -23.0012 | -95.7296 | -15.9776 | 68.1538 | 7.1906 | 20.7421 | 6.8962 | -7.9687 | -10.6508
| Brown Coal | -8.0399e-10 | 4.0236e-09 | -9.0949e-10 | -1.0623e-09 | 1.5571e-09 | 4.9477e-10 | 96.9011 | -3143.5932 | -2419.6077 | -1686.0925 | 16.1879 | -14.7335 | -31.9056 | -14.2864 | 1.3964 | 4.9697 | 8.8949 | 21.2065 | 2.8949 | 8.928 | 3.9928
| CCGT | -2.0009e-11 | 0 | 9.5497e-12 | 7.1623e-12 | 2.8422e-12 | -0.011098 | -0.14047 | 3.0047 | 6.8527 | 28.9485 | 0.381 | 3.9226 | -48.8032 | -39.2724 | -1.9608 | 40.3824 | -6.5334 | -34.7342 | -26.7175 | -12.2488 | -0.065465
| Peaking Gas+Liquids | 0 | 2.8422e-13 | 1.2932e-12 | 1.2506e-12 | 3.2685e-13 | 0.00029078 | -0.76148 | 8.8113 | 27.7631 | 45.7475 | -2.544 | -1.3043 | -2.9377 | -3.5304 | -7.7287 | -10.3945 | -9.2239 | -3.8327 | -4.486 | -0.65035 | -0.30885
| Hydro | -1.0186e-10 | -6.9122e-11 | -4.3656e-11 | 0 | -4.9113e-11 | -0.0059549 | 0.73783 | -163.491 | -192.39 | -103.4903 | 7.6715 | -4.5081 | 3.303 | 9.0672 | 14.6214 | 4.533 | -1.458 | -1.8559 | -3.3208 | 5.6799 | 5.5562
| Large-scale Battery | -8.8818e-14 | 0 | 9.2371e-14 | -3.0056e-12 | -1.2648e-12 | -2.3937e-05 | 0.18611 | 2.6354 | 5.8065 | 4.4544 | -0.46518 | 0.091331 | -0.46721 | -0.0089202 | -0.0021035 | 0.10587 | 0.035158 | 0.033763 | -0.16335 | 0.30948 | 0.090967
| Pumped Hydro | 8.9528e-13 | -2.9985e-12 | -1.9497e-11 | -5.9686e-12 | -2.6148e-12 | -0.072537 | -12.453 | -546.0632 | -5.4652 | 126.4025 | 13.8748 | -26.6493 | 27.1974 | -3.7855 | -56.5135 | 9.7161 | -54.6389 | -28.5783 | -48.7082 | -68.964 | -70.0299
| Wind | 0 | 0 | 5.457e-11 | -1.1278e-10 | 0 | 1.8203 | -97.752 | -522.8555 | -627.4597 | -544.2814 | -191.6289 | -111.9831 | -188.9677 | -148.7596 | -194.6462 | -277.4521 | 2.9841 | 3.8733 | 49.4943 | 35.0225 | 43.7664
| Solar | 1.4552e-11 | 0 | 0 | 0 | -1.4552e-11 | -1.8109 | -21.1252 | -72.5829 | -73.6438 | 1079.817 | 118.0914 | 61.1014 | 292.0239 | 285.7592 | 178.6774 | 170.0229 | -26.5568 | -16.2199 | -46.053 | -46.709 | -55.8459
| DSP | 0 | 0 | 0 | 0 | 0 | 0 | 0 | 0 | 0 | 0 | 0 | 0 | 0 | 0 | 0 | 0 | 0 | 0 | 0 | 0 | 0
| Distributed PV | 0 | 0 | 0 | 0 | 0 | 0 | 0 | 0 | 0 | 0 | 0 | 0 | 0 | 0 | 0 | 0 | 0 | 0 | 0 | 0 | 0
| VPP Battery | 0 | 7.816e-14 | 2.1316e-13 | 0 | 0 | -0.022483 | 0.63754 | 0.84785 | 36.5757 | 2.3822 | -3.2779 | 0.27616 | 0.83362 | 1.985 | 1.4506 | 1.053 | 0.71401 | -2.6368 | -0.52435 | 0.62774 | -0.68822
| Large-scale Battery Load | 0 | 1.0658e-13 | -1.1369e-13 | -3.7659e-12 | -1.4921e-12 | -2.9551e-05 | 0.22976 | 3.2536 | 7.0672 | 5.6006 | -0.45696 | -0.015818 | -0.56556 | -0.011013 | -0.0025969 | 0.1307 | 0.043405 | 0.041683 | -0.20167 | 0.38207 | 0.1123
| Pumped Hydro Load | 1.62e-12 | -4.9738e-12 | -2.6546e-11 | -1.0346e-11 | -5.0022e-12 | -0.15733 | -16.462 | -724.567 | -9.8576 | 163.9234 | 19.2328 | -32.9235 | 34.3555 | -8.7075 | -73.0581 | 12.1073 | -67.0929 | -35.3688 | -60.932 | -86.7699 | -87.2347
| VPP Battery Load | 9.9476e-14 | 1.7764e-13 | 3.979e-13 | 0 | -1.9895e-13 | -0.026448 | 0.74997 | 1.0158 | 42.15 | 3.6524 | -3.8299 | 0.31691 | 0.96992 | 2.3351 | 1.7064 | 0.87711 | 1.2015 | -3.1018 | -1.3347 | 1.4563 | -0.8096
Optimally timed development
VNI West accelerated
Optimally timed development
VNI West accelerated

## MLAcc_NPV
Forecast drivers of regret costs for "optimally timed development" compared to "Marinus Link accelerated development"
| Real June 2019 dollars ($m) | NPV | 2021-22 | 2022-23 | 2023-24 | 2024-25 | 2025-26 | 2026-27 | 2027-28 | 2028-29 | 2029-30 | 2030-31 | 2031-32 | 2032-33 | 2033-34 | 2034-35 | 2035-36 | 2036-37 | 2037-38 | 2038-39 | 2039-40 | 2040-41 | 2041-42
| Capex | 159.2817 | 0 | 0 | 0 | 4.4874e-09 | -6.9607e-09 | 0.26153 | 9.1545 | 8.9945 | 9.326 | 23.8408 | 103.7208 | 63.2179 | 40.4519 | 40.9186 | 24.4413 | 10.6606 | -6.5447 | 7.7903 | 9.3067 | 7.622 | 8.7934
| FOM | -80.9442 | -1.5093e-08 | -4.0126e-08 | -5.7023e-08 | 1.2478e-07 | 4.3126e-08 | -20.0653 | -17.9717 | -18.0898 | -17.9627 | -14.4456 | -4.6511 | -16.7373 | -17.0128 | -17.1571 | -21.4038 | -0.60089 | -1.3172 | 1.464 | 1.903 | 1.7642 | 1.689
| Fuel | 132.3467 | 1.9716e-08 | -1.4148e-07 | -1.2615e-07 | 8.2956e-07 | 8.5828e-08 | 18.7341 | 15.495 | 18.8294 | 14.0432 | 7.4653 | 0.64244 | 39.0523 | 60.9483 | 43.2174 | 84.2976 | -2.5488 | 6.5847 | -8.2634 | -3.4351 | -2.7357 | -0.55244
| VOM | 5.1955 | -3.0295e-08 | 4.3674e-08 | 1.5387e-08 | -1.2963e-07 | 1.2319e-08 | 0.079059 | 1.2716 | 0.48208 | 1.0633 | 0.68953 | -0.19577 | -2.4674 | -2.6676 | 9.5537 | 4.546 | -1.1296 | 0.99004 | -0.023448 | -0.13673 | 0.055972 | 0.36768
| REZ | 2.2501 | 0 | 0 | 0 | 0 | 0 | 0 | 0 | -3.4379 | -3.4379 | -3.4379 | -2.2475e-10 | -2.2475e-10 | -2.2475e-10 | -2.2475e-10 | 14.4069 | -0.92019 | 1.3385 | 1.3385 | 1.969 | 2.125 | 2.125
| DSP | -0.75903 | 0 | 0 | 0 | 0 | 0 | 0 | 0 | 0 | 0 | 0 | 0 | 0 | -1.7218 | -2.3232 | -1.5481 | 3.6258 | 0.26688 | 0.27372 | 0 | 0.047625 | 0
| Rehab | 0 | 0 | 0 | 0 | 0 | 0 | 0 | 0 | 0 | 0 | 0 | 0 | 0 | 0 | 0 | 0 | 0 | 0 | 0 | 0 | 0 | 0
| Interconnectors | -505.62 | 0 | -2.3286e-10 | -4.8454e-09 | -4.8454e-09 | -4.7976e-09 | -102.1299 | -102.1299 | -102.1299 | -102.1299 | -102.1299 | -102.1299 | -102.1299 | -102.1299 | -102.1299 | -102.1299 | -3.8584e-08 | -3.8584e-08 | -3.8584e-08 | -3.8584e-08 | -3.8584e-08 | -3.8584e-08
*Net present value as at 1 July 2019
Optimally timed development
Marinus Link accelerated
Optimally timed development
Marinus Link accelerated

## MLAcc_NEMCap
Capacity difference in the NEM for "optimally timed development" compared to "Marinus Link accelerated development"
|  | 2021-22 | 2022-23 | 2023-24 | 2024-25 | 2025-26 | 2026-27 | 2027-28 | 2028-29 | 2029-30 | 2030-31 | 2031-32 | 2032-33 | 2033-34 | 2034-35 | 2035-36 | 2036-37 | 2037-38 | 2038-39 | 2039-40 | 2040-41 | 2041-42
| Black Coal | 0 | 0 | 0 | 0 | 0 | 0 | 0 | 0 | 0 | 0 | 0 | 0 | 0 | 0 | 0 | 0 | 0 | 0 | 0 | 0 | 0
| Brown Coal | 0 | 0 | 0 | 0 | 0 | 0 | 0 | 0 | 0 | 0 | 0 | 0 | 0 | 0 | 0 | 0 | 0 | 0 | 0 | 0 | 0
| CCGT | 0 | 0 | 0 | 0 | 0 | 0 | 0 | 0 | 0 | 0 | 0 | 0 | 0 | 0 | 0 | 0 | 0 | 0 | 0 | 0 | 0
| Peaking Gas+Liquids | 0 | 0 | 0 | 0 | 0 | 0 | 0 | 0 | 0 | 0 | 0 | 0 | 0 | 0 | 0 | 0 | 0 | 0 | 0 | 0 | 27.6328
| Hydro | 0 | 0 | 0 | 0 | 0 | -390 | -390 | -390 | -390 | -390 | -390 | -390 | -390 | -390 | -390 | 0 | 0 | 0 | 0 | 0 | 0
| Large-scale Battery | 0 | 0 | 0 | 0 | 0 | 0 | 0 | 0 | 0 | 0 | 0 | 0 | 0 | 0 | 0 | 0 | 0 | 0 | 0 | 0 | 0
| Pumped Hydro | 0 | 0 | 0 | 0 | 0 | 0 | 0 | 0 | 0 | 0 | 747.8769 | 732.7668 | 269.7412 | 290.2838 | 284.2556 | 7.317 | -163.8141 | -11.1235 | -11.1235 | -30.0903 | -38.3473
| Wind | 0 | 0 | 0 | 0 | 0 | 4.9132 | 56.4307 | 56.1154 | 67.0281 | 67.0281 | 67.0281 | -581.1944 | -399.7958 | -399.7958 | -255.1473 | -96.8254 | 98.5652 | 98.5652 | 95.1773 | 95.1773 | 95.1773
| Solar | 0 | 0 | 0 | 0 | 0 | -8.6929 | 20.8531 | 20.8531 | 1.7349 | 200.175 | 20.6223 | 743.6807 | 794.1351 | 794.1351 | 242.8714 | 242.8714 | -103.2772 | -103.2772 | -72.2161 | -60.2218 | -60.2218
| DSP | 0 | 0 | 0 | 0 | 0 | 0 | 0 | 0 | 0 | 0 | 0 | 0 | 0 | 0 | 0 | 0 | 0 | 0 | 0 | 0 | 0
| Distributed PV | 0 | 0 | 0 | 0 | 0 | 0 | 0 | 0 | 0 | 0 | 0 | 0 | 0 | 0 | 0 | 0 | 0 | 0 | 0 | 0 | 0
| Behind the Meter Battery | 0 | 0 | 0 | 0 | 0 | 0 | 0 | 0 | 0 | 0 | 0 | 0 | 0 | 0 | 0 | 0 | 0 | 0 | 0 | 0 | 0
| Dispatchable Capacity | 0 | 0 | 0 | 0 | 0 | -390 | -390 | -390 | -390 | -390 | 357.8769 | 342.7668 | -120.2588 | -99.7162 | -105.7444 | 7.317 | -163.8141 | -11.1235 | -11.1235 | -30.0903 | -10.7145
Optimally timed development
Marinus Link accelerated
Optimally timed development
Marinus Link accelerated

## MLAcc_NEMGen
Differences in generation in the NEM for "optimally timed development" compared to "Marinus Link accelerated development"
|  | 2021-22 | 2022-23 | 2023-24 | 2024-25 | 2025-26 | 2026-27 | 2027-28 | 2028-29 | 2029-30 | 2030-31 | 2031-32 | 2032-33 | 2033-34 | 2034-35 | 2035-36 | 2036-37 | 2037-38 | 2038-39 | 2039-40 | 2040-41 | 2041-42
| Black Coal | 3.929e-10 | 1.528e-09 | 6.9849e-10 | -1.1496e-09 | -2.2847e-09 | 245.9537 | 529.964 | 825.8945 | 409.6221 | -39.3793 | 28.3507 | 481.6703 | -476.5411 | 554.4082 | -175.9755 | 95.2631 | 8.2859 | 26.5423 | 14.8179 | 1.2282 | -14.6177
| Brown Coal | -4.2928e-10 | 1.9136e-09 | -9.3132e-10 | -2.1464e-09 | -2.0373e-10 | -234.919 | -406.0441 | -886.005 | -326.3587 | -274.2113 | 193.2685 | 236.6587 | 40.5495 | 145.4088 | 253.1636 | 54.0017 | -3.6229 | 26.9074 | 8.5255 | 11.1714 | 14.2127
| CCGT | 0 | 3.7289e-11 | 7.5602e-12 | 3.8085e-12 | 2.558e-13 | 20.2438 | 8.6683 | 16.91 | 21.2642 | 61.6191 | 4.0784 | 302.6116 | 788.7684 | 297.3414 | 901.8445 | -30.1636 | 52.0363 | -100.0124 | -43.6641 | -24.6834 | -4.2143
| Peaking Gas+Liquids | 0 | -1.4921e-13 | 1.1653e-12 | 9.2371e-13 | 1.279e-13 | 23.6068 | 15.8158 | 13.739 | 21.4806 | 46.1838 | -1.9324 | -3.196 | 45.8668 | 32.978 | 96.9905 | -19.776 | 15.2909 | -5.1358 | -5.1025 | -8.1657 | 0.2617
| Hydro | -8.1855e-11 | -8.1855e-11 | -2.0009e-11 | 2.9104e-11 | 0 | -5.8666 | 12.3286 | 38.802 | 19.0012 | 37.3232 | -105.0396 | -35.1668 | -92.9185 | 294.2788 | -18.5863 | 14.2102 | 0.6727 | -7.4793 | -7.828 | -2.2512 | 5.223
| Large-scale Battery | -6.7502e-14 | -6.3949e-14 | 1.6342e-13 | 1.2648e-12 | -1.7906e-12 | 15.2252 | 6.3188 | 6.5661 | 7.1316 | 6.9793 | 0.98504 | -0.17976 | -1.222 | -0.75767 | -0.7169 | -0.31259 | 0.070873 | 0.060864 | -0.09504 | 0.30948 | 0.031379
| Pumped Hydro | 7.887e-13 | 5.1159e-13 | -1.6371e-11 | -5.1159e-12 | 1.3642e-12 | 15.9471 | 479.3688 | 72.3127 | 199.9882 | 701.8478 | 2233.0484 | 2244.579 | 1131.1914 | 1411.8664 | 918.2564 | 210.4555 | -230.2585 | -23.3078 | -55.4223 | -65.3536 | -85.6113
| Wind | 0 | 0 | 4.3656e-11 | 0 | 7.276e-11 | -63.9389 | 81.1183 | 2.7586 | 30.7002 | 23.5499 | 334.5057 | -2420.7064 | -2136.236 | -2234.8993 | -1353.2001 | -515.8024 | 149.2295 | 283.0095 | 165.7548 | 142.5201 | 135.3647
| Solar | 0 | 2.0009e-11 | 1.4552e-11 | -1.819e-11 | -2.1828e-11 | -20.733 | 46.6873 | -19.2449 | -64.0912 | 467.8032 | -18.9867 | 1922.987 | 1871.0482 | 1867.4107 | 476.7802 | 444.0989 | -274.4353 | -234.739 | -167.6224 | -142.272 | -152.0373
| DSP | 0 | 0 | 0 | 0 | 0 | 0 | 0 | 0 | 0 | 0 | 0 | 0 | 0 | 0 | 0 | 0 | 0 | 0 | 0 | 0 | 0
| Distributed PV | 0 | 0 | 0 | 0 | 0 | 0 | 0 | 0 | 0 | 0 | 0 | 0 | 0 | 0 | 0 | 0 | 0 | 0 | 0 | 0 | 0
| VPP Battery | -9.9476e-14 | 1.6342e-13 | 3.1264e-13 | -1.1369e-13 | 1.9895e-13 | 19.5123 | 11.0948 | 6.2002 | 20.2007 | 13.9664 | -8.02 | -10.3378 | -20.3172 | -15.4921 | -10.8253 | 0.68365 | 1.171 | -3.343 | -0.92179 | 1.6021 | -0.83401
| Large-scale Battery Load | -3.5527e-14 | 9.9476e-14 | 0 | 1.3998e-12 | -2.3164e-12 | 18.7965 | 7.801 | 8.1063 | 8.7031 | 8.7178 | 1.2161 | -0.21304 | -1.5176 | -0.9354 | -0.88506 | -0.38592 | 0.087498 | 0.07514 | -0.11733 | 0.38207 | 0.03874
| Pumped Hydro Load | 1.2079e-12 | 0 | -2.3419e-11 | -9.8908e-12 | 1.1369e-13 | 20.391 | 631.4545 | 95.5774 | 261.8011 | 927.4283 | 2820.9635 | 2815.3243 | 1425.4582 | 1814.0669 | 1155.7447 | 266.4582 | -289.2657 | -29.8087 | -70.7459 | -82.6811 | -106.9903
| VPP Battery Load | -1.0658e-13 | 7.816e-14 | 3.979e-13 | 0 | -8.2423e-13 | 22.9662 | 13.0386 | 7.2936 | 23.5102 | 16.6747 | -9.2435 | -12.2181 | -24.0262 | -18.2242 | -12.7344 | 0.44265 | 1.7391 | -3.9326 | -1.3368 | 2.1371 | -0.98109
Optimally timed development
Marinus Link accelerated
Optimally timed development
Marinus Link accelerated

## VNIandMLAcc_NPV
Forecast drivers of regret costs for "VNI West and Marinus Link accelerated" compared to "optimally timed development"
| Real June 2019 dollars ($m) | NPV | 2021-22 | 2022-23 | 2023-24 | 2024-25 | 2025-26 | 2026-27 | 2027-28 | 2028-29 | 2029-30 | 2030-31 | 2031-32 | 2032-33 | 2033-34 | 2034-35 | 2035-36 | 2036-37 | 2037-38 | 2038-39 | 2039-40 | 2040-41 | 2041-42
| Capex | -295.8732 | 0 | 0 | 0 | 0 | 0 | -0.29806 | -9.0393 | -8.5094 | -8.3303 | -46.4256 | -104.1379 | -65.7454 | -41.5877 | -41.9616 | -26.5308 | -72.8008 | -66.0158 | -71.1675 | -78.2634 | -75.5703 | -70.2149
| FOM | 70.9497 | 0 | 0 | 0 | 0 | 0 | 20.0668 | 17.9981 | 18.1157 | 17.994 | 8.3371 | 4.4573 | 16.0159 | 16.6456 | 16.802 | 20.1356 | -2.3795 | -2.4562 | -3.8033 | -5.7791 | -5.6674 | -3.3216
| Fuel | -187.208 | 0 | 0 | 0 | 0 | 0 | -18.6023 | -16.1285 | -78.9017 | -70.0619 | -24.7071 | -0.88216 | -37.4692 | -61.7783 | -42.1374 | -81.8787 | 12.2382 | -5.0033 | 17.1368 | 14.0577 | 10.5203 | 15.48
| VOM | 2.7991 | 0 | 0 | 0 | 0 | 0 | -0.070225 | -1.3584 | 2.6166 | 1.5204 | 3.7843 | 0.064876 | 2.744 | 2.7124 | -9.2706 | -4.5608 | 1.4929 | 0.69159 | 3.1296 | 1.8861 | 0.91261 | -0.36711
| REZ | -2.7548 | 0 | 0 | 0 | 0 | 0 | 0 | 0 | -0.36994 | -4.1778 | -4.1778 | 2.2475e-10 | 2.2475e-10 | 2.2475e-10 | 2.2475e-10 | -12.3833 | 3.6353 | 2.4625 | 2.4625 | 4.4359 | 4.0173 | 4.0173
| DSP | 0.1363 | 0 | 0 | 0 | 0 | 0 | 0 | 0 | 0 | 0 | 0 | 0 | 0 | 1.7235 | 2.3324 | 3.1017 | -3.0251 | -2.0891 | -1.9172 | 0 | -1.0785 | 0
| Rehab | 0 | 0 | 0 | 0 | 0 | 0 | 0 | 0 | 0 | 0 | 0 | 0 | 0 | 0 | 0 | 0 | 0 | 0 | 0 | 0 | 0 | 0
| Interconnectors | 691.1375 | 0 | 0 | 0 | 0 | 0 | 102.1299 | 102.1299 | 218.1795 | 218.1795 | 218.1795 | 102.1299 | 102.1299 | 102.1299 | 102.1299 | 102.1299 | 0 | 0 | 0 | 0 | 0 | 0
*Net present value as at 1 July 2019
VNI West and Marinus Link accelerated
Optimally timed development
VNI West and Marinus Link accelerated
Optimally timed development

## VNIandMLAcc_NEMCap
Capacity difference in the NEM for "VNI West and Marinus Link accelerated" compared to "optimally timed development"
|  | 2021-22 | 2022-23 | 2023-24 | 2024-25 | 2025-26 | 2026-27 | 2027-28 | 2028-29 | 2029-30 | 2030-31 | 2031-32 | 2032-33 | 2033-34 | 2034-35 | 2035-36 | 2036-37 | 2037-38 | 2038-39 | 2039-40 | 2040-41 | 2041-42
| Black Coal | 0 | 0 | 0 | 0 | 0 | 0 | 0 | 0 | 0 | 0 | 0 | 0 | 0 | 0 | 0 | 0 | 0 | 0 | 0 | 0 | 0
| Brown Coal | 0 | 0 | 0 | 0 | 0 | 0 | 0 | 0 | 0 | 0 | 0 | 0 | 0 | 0 | 0 | 0 | 0 | 0 | 0 | 0 | 0
| CCGT | 0 | 0 | 0 | 0 | 0 | 0 | 0 | 0 | 0 | 0 | 0 | 0 | 0 | 0 | 0 | 0 | 0 | 0 | 0 | 0 | 0
| Peaking Gas+Liquids | 0 | 0 | 0 | 0 | 0 | 0 | 0 | 0 | 0 | 0 | 0 | 0 | 0 | 0 | 0 | 0 | 0 | 0 | 0 | 0 | -210.5159
| Hydro | 0 | 0 | 0 | 0 | 0 | 390 | 390 | 390 | 390 | 390 | 390 | 390 | 390 | 390 | 390 | 0 | 0 | 0 | 0 | 0 | 0
| Large-scale Battery | 0 | 0 | 0 | 0 | 0 | 0 | 0 | 0 | 0 | 0 | 0 | 0 | 0 | 0 | 0 | 0 | 0 | 0 | 0 | 0 | 0
| Pumped Hydro | 0 | 0 | 0 | 0 | 0 | 0 | 0 | 0 | 0 | 0 | -747.9574 | -734.958 | -270.1184 | -289.6084 | -284.043 | 13.8252 | 113.4268 | 41.4543 | 41.4543 | 78.0336 | 271.6317
| Wind | 0 | 0 | 0 | 0 | 0 | -4.7894 | -56.3069 | -56.003 | -66.4399 | -66.4399 | -66.4399 | 581.7827 | 400.3841 | 400.3841 | 227.8767 | 5.1172 | -19.7916 | -19.7916 | -182.6358 | -182.6358 | -182.6358
| Solar | 0 | 0 | 0 | 0 | 0 | 8.4801 | -19.573 | -19.573 | -1.2908 | -527.1372 | -35.0627 | -782.9471 | -817.1896 | -817.1896 | -226.0045 | -226.0045 | -274.1625 | -274.1625 | -42.5407 | -74.7142 | -74.7142
| DSP | 0 | 0 | 0 | 0 | 0 | 0 | 0 | 0 | 0 | 0 | 0 | 0 | 0 | 0 | 0 | 0 | 0 | 0 | 0 | 0 | 0
| Distributed PV | 0 | 0 | 0 | 0 | 0 | 0 | 0 | 0 | 0 | 0 | 0 | 0 | 0 | 0 | 0 | 0 | 0 | 0 | 0 | 0 | 0
| Behind the Meter Battery | 0 | 0 | 0 | 0 | 0 | 0 | 0 | 0 | 0 | 0 | 0 | 0 | 0 | 0 | 0 | 0 | 0 | 0 | 0 | 0 | 0
| Dispatchable Capacity | 0 | 0 | 0 | 0 | 0 | 390 | 390 | 390 | 390 | 390 | -357.9574 | -344.958 | 119.8816 | 100.3916 | 105.957 | 13.8252 | 113.4268 | 41.4543 | 41.4543 | 78.0336 | 61.1158
VNI West and Marinus Link accelerated
Optimally timed development
VNI West and Marinus Link accelerated
Optimally timed development

## VNIandMLAcc_NEMGen
Differences in generation in the NEM for "VNI West and Marinus Link accelerated" compared to "optimally timed development"
|  | 2021-22 | 2022-23 | 2023-24 | 2024-25 | 2025-26 | 2026-27 | 2027-28 | 2028-29 | 2029-30 | 2030-31 | 2031-32 | 2032-33 | 2033-34 | 2034-35 | 2035-36 | 2036-37 | 2037-38 | 2038-39 | 2039-40 | 2040-41 | 2041-42
| Black Coal | 3.1141e-09 | -1.0041e-09 | -1.1059e-09 | 1.3533e-09 | 1.1642e-10 | -240.0498 | -550.8645 | -3306.9709 | -3005.7368 | -1094.5579 | -37.43 | -460.2733 | 475.5717 | -521.8369 | 206.8498 | -49.1496 | -13.1897 | -51.4123 | -24.6223 | -22.6818 | -145.0394
| Brown Coal | 1.7499e-09 | -2.8813e-09 | -2.6193e-10 | -1.1642e-10 | -2.2555e-10 | 228.4425 | 403.5105 | 3262.9932 | 2586.4551 | 1832.8978 | -188.3721 | -228.5467 | -36.3405 | -141.3362 | -277.1946 | -9.9539 | 11.6853 | -28.6134 | -27.3767 | -26.1102 | 49.8097
| CCGT | 3.638e-11 | -1.728e-11 | -1.0971e-11 | -6.537e-12 | -1.62e-12 | -20.2669 | -8.6946 | -16.8848 | -26.8384 | -81.1167 | -5.5982 | -290.859 | -801.5232 | -293.1785 | -880.6229 | 96.4985 | -159.043 | 203.8329 | 144.7787 | 1.5682 | 225.9909
| Peaking Gas+Liquids | 0 | -3.3396e-13 | -1.549e-12 | -1.62e-12 | -2.1316e-13 | -23.6333 | -15.9047 | -17.0795 | -34.5726 | -59.7402 | 2.5301 | 3.6544 | -45.6218 | -34.0214 | -97.3245 | 40.9449 | 70.1957 | 9.0552 | 30.1245 | 94.8167 | 6.7496
| Hydro | 1.0732e-10 | 3.2742e-11 | -8.3674e-11 | 0 | 8.913e-11 | 5.4165 | -11.9083 | 100.4247 | 174.5611 | 63.3177 | 102.7398 | 32.701 | 93.7899 | -287.7991 | 19.0789 | -47.3862 | -16.4246 | 5.6268 | 19.4514 | -5.4616 | -242.1861
| Large-scale Battery | 0 | 7.816e-14 | -5.6843e-14 | 3.0482e-12 | 2.2524e-12 | -15.2784 | -6.0067 | -13.0135 | -12.2372 | -11.9097 | -0.73582 | 0.17256 | 1.1625 | 0.66353 | 0.78114 | 0.083362 | -0.31005 | 0.05096 | 0.0072 | -0.1266 | -0.11481
| Pumped Hydro | 4.0501e-13 | 1.7906e-12 | 2.2453e-11 | 9.0381e-12 | 1.4779e-12 | -16.0867 | -478.6409 | 318.2751 | -109.0201 | -910.2579 | -2237.7585 | -2254.0952 | -1132.4093 | -1409.2243 | -866.1314 | -94.5729 | 96.5227 | 191.7109 | 325.5181 | 174.3644 | 385.1192
| Wind | 0 | 0 | -3.638e-11 | 0 | 0 | 69.4608 | -78.5087 | 311.2202 | 369.6323 | 328.96 | -327.191 | 2466.9033 | 2166.374 | 2234.0483 | 1333.1708 | 393.8687 | 742.4952 | 567.8472 | 35.7 | 71.0787 | 120.5616
| Solar | -1.4552e-11 | 0 | 0 | 0 | 3.0923e-11 | 15.7789 | -27.5514 | 25.8695 | 79.089 | -1309.2862 | 12.5674 | -2011.8364 | -1892.9413 | -1901.8587 | -455.2407 | -417.8916 | -607.057 | -585.469 | -21.9832 | -26.0549 | 39.9956
| DSP | 0 | 0 | 0 | 0 | 0 | 0 | 0 | 0 | 0 | 0 | 0 | 0 | 0 | 0 | 0 | 0 | 0 | 0 | 0 | 0 | 0
| Distributed PV | 0 | 0 | 0 | 0 | 0 | 0 | 0 | 0 | 0 | 0 | 0 | 0 | 0 | 0 | 0 | 0 | 0 | 0 | 0 | 0 | 0
| VPP Battery | 0 | -1.2079e-13 | 0 | 1.8048e-12 | 0 | -19.4657 | -11.2591 | -25.8054 | -59.4609 | -55.2582 | 7.1176 | 11.2405 | 20.676 | 15.6774 | 10.2284 | 0.45852 | -2.4743 | -0.91497 | 1.8999 | -0.70134 | -6.7198
| Large-scale Battery Load | 1.4211e-14 | -7.1054e-14 | 2.4158e-13 | 7.7733e-12 | 2.7995e-12 | -18.8622 | -7.4157 | -16.0661 | -15.0064 | -14.8047 | -0.90842 | 0.20414 | 1.4441 | 0.81918 | 0.96437 | 0.10292 | -0.38278 | 0.062914 | 0.11733 | -0.26474 | -0.14175
| Pumped Hydro Load | 4.6896e-13 | 2.9843e-12 | 3.1378e-11 | 1.5802e-11 | 1.9327e-12 | -20.5959 | -630.5117 | 422.3702 | -141.265 | -1200.0283 | -2827.5877 | -2827.6102 | -1426.8595 | -1810.8856 | -1089.2832 | -117.4558 | 119.58 | 250.1917 | 410.9729 | 221.2715 | 478.8711
| VPP Battery Load | -2.1316e-13 | -2.0606e-13 | 0 | 0 | 9.0949e-13 | -22.9114 | -13.2318 | -30.3748 | -69.6366 | -65.2806 | 8.1764 | 13.2787 | 24.4483 | 18.4422 | 12.0322 | 0.90095 | -3.2723 | -1.0465 | 3.0553 | -1.6752 | -7.9049
VNI West and Marinus Link accelerated
Optimally timed development
VNI West and Marinus Link accelerated
Optimally timed development