## Disclaimer
Disclaimer
This generation outcomes workbook contains data provided by or collected from third parties,
and conclusions, opinions, assumptions or forecasts that are based on that data.
AEMO has made every effort to ensure the quality of the information in this workbook but cannot guarantee
that the information, forecasts and assumptions in it are accurate, complete or appropriate for your
circumstances. This generation outcomes workbook does not include all of the information that an investor,
participant or potential participant in the electricity or gas market might require, and does not amount to a
recommendation of any investment.
Anyone proposing to use the information in this workbook should independently verify and check its
accuracy, completeness and suitability for purpose, and obtain independent and specific advice from
appropriate experts.
This dataset or the information in it may be subsequently updated or amended. This work does
not constitute legal or business advice, and should not be relied on as a substitute for obtaining detailed
legal advice about the National Electricity Law, the National Electricity Rules, or any other applicable
laws, procedures or policies.
Accordingly, to the maximum extent permitted by law, AEMO and its officers, employees and
consultants involved in the preparation of this document:
• make no representation or warranty, express or implied, as to the currency, accuracy, reliability or
completeness of the information in this workbook; and
• are not liable (whether by reason of negligence or otherwise) for any statements, opinions,
information or other matters contained in or derived from this publication, or any omissions from it,
or in respect of a person’s use of the information in this workbook.

## Index
Draft 2020 Integrated System Plan Power System Security Information
Please note that the data format may need to be adjusted in order to view the data to the level of fidelity required. For example, you may need to format the cell to a more appropriate number of decimal places in some cases as desired.
Version History
Version Number | Description
v1.0 | Initial release
About
This spreadsheet contains the Power System Security information produced as part of the 2020 Draft ISP. The information constain in this workbook refers to the Central scenario of the 2020 Draft ISP only
Index Table
Tab Name | Content Description
Available Fault Levels | Lists available fault level range for each node
Red Cliffs 220kV | Projected Red Cliffs 220 kV fault level duration curves - prior to EnergyConnect commissioning
Red Cliffs 220kV EC | Projected Red Cliffs 220 kV fault level duration curves – including after EnergyConnect commissioning
Thomastown 220kV | Projected Thomastown 220 kV fault level duration curves
Moorabool 220kV | Projected Moorabool 220 kV fault level duration curves
Dederang 220kV | Projected Dederang 220 kV fault level duration curves
Hazelwood 500kV | Projected Hazelwood 500 kV fault level duration curves
Armidale 330kV | Projected Armidale 330 kV fault level duration curves
Sydney West 330kV | Projected Sydney West 330 kV fault level duration curves
Wellington 330kV | Projected Wellington 330 kV fault level duration curves
Newcastle 330kV | Projected Newcastle 330 kV fault level duration curves
Darlington Point 330kV | Projected Darlington Point 330 kV fault level duration curves
Davenport 275kV | Projected Davenport 275 kV fault level duration curves
Para 275kV | Projected Para 275 kV fault level duration curves
Robertstown 275kV | Projected Robertstown 275 kV fault level duration curves
Georgetown 220kV | Projected George Town 220 kV fault level duration curves
Risdon 110kV | Projected Risdon 110 kV fault level duration curves
Waddamana 220kV | Projected Waddamana 220 kV fault level duration curves
Burnie 110kV | Projected Burnie 110 kV fault level duration curves
Western Downs 275kV | Projected Western Downs 275 kV fault level duration curves
Greenbank 275kV | Projected Greenbank 275 kV fault level duration curves
Nebo 275kV | Projected Nebo 275 kV fault level duration curves
Gin Gin 275kV | Projected Gin Gin 275 kV fault level duration curves
Lilyvale 132kV | Projected Lilyvale 132 kV fault level duration curves
VIC inertia | Projected inertia in the Victoria grid
NSW inertia | Projected inertia in the New South Wales
SA inertia | Projected inertia in the South Australia grid
TAS inertia | Projected inertia in the Tasmania grid
QLD inertia | Projected inertia in the Queensland grid
NEM inertia | NEM Mainland inertia outlook (Tasmania excluded)

## Available Fault Levels
Available Fault Levels - NEM
About:
The Available Fault Level (AFL) calculations are based on a short circuit ratio requirement of 3, for system normal conditions only (no outages), and for a single snapshot period. AFL calculations are inherently approximate, and do not capture all system strength phenomena that may require detailed EMT studies. Results should be taken as indicative only, and not relied upon for investment decisions.
Node | 2020-21 | 2029-30 | 2039-40 | Dot Colour | Available Fault Level (MVA)
ARMIDALE 330 kV | Green | Green | Red | Red | <0
AVON 330 kV | Green | Green | Green | Orange | 0-3000
BALRANALD 220 kV | Red | Red | Red | Green | >3000
BANNABY 500 kV | Green | Green | Orange
BAYSWATER 500 kV | Green | Green | Red
BEACONSFIELD SOUTH 330 kV | Green | Green | Green
BENDEELA 330 kV | Green | Green | Green
BROKEN HILL 220 kV | Red | Red | Red
BURONGA 220 kV | Red | Orange | Red
CANBERRA 330 kV | Green | Green | Orange
CAPITAL 330 kV | Orange | Orange | Orange
COFFS HARBOUR 330 kV | Orange | Orange | Orange
CROOKWELL 2 330 kV | Green | Green | Orange
DAPTO 330 kV | Green | Green | Green
DARLINGTON POINT 330 kV | Orange | Orange | Red
DARLINGTON POINT 500 kV | NA | NA | Orange
DUBBO 132 kV | Orange | Orange | Orange
DUMARESQ 330 kV | Green | Green | Orange
ERARING 500 kV | Green | Green | Green
FINLEY 132 kV | Orange | Orange | Orange
GLEN INNES 132 kV | Orange | Orange | Orange
GRIFFITH 132 kV | Orange | Orange | Orange
GULLEN RANGE 330 kV | Green | Green | Orange
GUNNEDAH/NARRABRI 500 kV | NA | Green | Red
HAYMARKET 330 kV | Green | Green | Green
HOLROYD 330 kV | Green | Green | Green
INGLEBURN 330 kV | Green | Green | Green
JINDERRA 330 kV | Orange | Green | Orange
KANGAROO VALLEY 330 kV | Green | Green | Green
KEMPS CREEK 500 kV | Green | Green | Orange
KEMPSEY 132 kV | Orange | Orange | Orange
LIDDELL 330 kV | Green | Green | Red
LISMORE 330 kV | Orange | Orange | Orange
LIVERPOOL 330 kV | Green | Green | Green
LOWER TUMUT 330 kV | Green | Green | Orange
MACARTHUR 330 kV | Green | Green | Green
MARULAN 330 kV | Green | Green | Orange
MOUNT PIPER 500 kV | Green | Green | Orange
MUNMORAH 330 kV | Green | Green | Green
MUSWELLBROOK 330 kV | Green | Green | Orange
NARRABRI 132 kV | Orange | Orange | Orange
NEWCASTLE 330 kV | Green | Green | Green
NYNGAN 132 kV | Red | Red | Red
PARKES 132 kV | Orange | Orange | Orange
REGENTVILLE 330 kV | Green | Green | Green
ROOKWOOD ROAD 330 kV | Green | Green | Green
SAPPHIRE 330 kV | Orange | Orange | Orange
STEEPLE FLAT 132 kV | Orange | Orange | Orange
SYDNEY EAST 330 kV | Green | Green | Green
SYDNEY NORTH 330 kV | Green | Green | Green
SYDNEY SOUTH 330 kV | Green | Green | Green
SYDNEY WEST 330 kV | Green | Green | Orange
TAMWORTH 330 kV | Green | Green | Orange
TOMAGO 330 kV | Green | Green | Green
TUGGERAH 330 kV | Green | Green | Green
UPPER TUMUT 330 kV | Green | Green | Green
URALLA 500 kV | NA | NA | Red
VALES POINT 330 kV | Green | Green | Green
VINEYARD 330 kV | Green | Green | Green
WAGGA 330 kV | Orange | Green | Orange
WALLERAWANG 330 kV | Green | Green | Green
WARATAH WEST 330 kV | Green | Green | Green
WELLINGTON 330 kV | Orange | Orange | Orange
WILLIAMSDALE 330 kV | Orange | Green | Orange
WOLLAR 500 kV | Green | Green | Red
YASS 330 kV | Green | Green | Orange
ALCOA/PORTLAND 500 kV | Orange | Orange | Orange
ALTONA 220 kV | Green | Green | Orange
BALLARAT 220 kV | Orange | Red | Red
BENDIGO 220 kV | Orange | Orange | Orange
BENDIGO 500 kV | NA | NA | Orange
BOGONG 220 kV | Orange | Orange | Orange
BROOKLYN 220 kV | Green | Green | Green
BRUNSWICK 220 kV | Green | Green | Green
BULGANA 220 kV | Red | Orange | Orange
BURONGA 330 kV | NA | Orange | Red
CRANBOURNE 500 kV | Green | Green | Green
CROWLANDS 220 kV | Red | Orange | Orange
DARTMOUTH 220 kV | Orange | Orange | Orange
DEDERANG 220 kV | Orange | Orange | Orange
DEER PARK 220 kV | Orange | Orange | Orange
EAST ROWVILLE 220 kV | Green | Green | Green
EILDON 220 kV | Orange | Orange | Orange
ELAINE 220 kV | Orange | Orange | Red
FISHERMANS BEND 220 kV | Green | Green | Green
FOSTERVILLE 220 kV | Orange | Orange | Orange
GEELONG 220 kV | Orange | Orange | Orange
GLENROWAN 220 kV | Orange | Orange | Orange
HAUNTED GULLY 500 kV | Orange | Red | Red
HAZELWOOD 500 kV | Green | Green | Green
HEATHERTON 220 kV | Green | Green | Green
HEYWOOD 500 kV | Orange | Orange | Orange
HORSHAM 220 kV | Red | Orange | Orange
JEERALANG 220 kV | Green | Green | Green
JOHN LYSAGHT 220 kV | Green | Green | Green
KEILOR 500 kV | Green | Orange | Red
KERANG 220 kV | Orange | Red | Orange
KERANG 500 kV | NA | NA | Orange
KIAMAL 220 kV | Red | Orange | Orange
LOY YANG 500 kV | Green | Green | Green
MALVERN 220 kV | Green | Green | Green
MCKAY CREEK 220 kV | Orange | Orange | Orange
MOORABOOL 500 kV | Orange | Red | Red
MORTLAKE 500 kV | Orange | Orange | Red
MORWELL 220 kV | Green | Green | Green
MT BEAUTY 220 kV | Orange | Orange | Orange
MURRA WARRA 220 kV | Red | Orange | Orange
MURRAY 330 kV | Green | Green | Green
NEWPORT 220 kV | Green | Green | Green
NORTH BALLARAT 500 kV | NA | Orange | Red
POINT HENRY 220 kV | Orange | Orange | Orange
PORTLAND 220 kV | Orange | Orange | Orange
RED CLIFFS 220 kV | Red | Orange | Red
RICHMOND 220 kV | Green | Green | Green
RINGWOOD 220 kV | Green | Green | Green
ROWVILLE 500 kV | Green | Green | Orange
SHEPPARTON 220 kV | Orange | Orange | Red
SOUTH MORANG 500 kV | Green | Orange | Red
SPRINGVALE 220 kV | Green | Green | Green
SYDENHAM 500 kV | Green | Orange | Red
TARRONE 500 kV | Orange | Orange | Orange
TEMPLESTOWE 220 kV | Green | Green | Green
TERANG 220 kV | Orange | Orange | Orange
THOMASTOWN 220 kV | Green | Green | Green
TYABB 220 kV | Green | Green | Green
VALLEY POWER 220 kV | Orange | Orange | Orange
WAUBRA 220 kV | Orange | Orange | Orange
WEMEN 220 kV | Red | Orange | Orange
WEST KIEWA 220 kV | Orange | Orange | Orange
WEST MELBOURNE 220 kV | Green | Green | Green
WODONGA 330 kV | Orange | Green | Orange
YALLOURN 220 kV | Green | Green | Orange
ABERMAIN 275 kV | Green | Green | Orange
APLNG ORANA 275 kV | Green | Orange | Orange
BARCALDINE 132 kV | Orange | Orange | Orange
BELMONT 275 kV | Green | Green | Orange
BLACKSTONE 275 kV | Green | Green | Orange
BLACKWATER 132 kV | Orange | Orange | Orange
BOULDERCOMBE 275 kV | Green | Orange | Red
BOYNE ISLAND 275 kV | Green | Orange | Orange
BRAEMAR 2 275 kV | Green | Green | Orange
BRAEMAR 330 kV | Green | Green | Red
BROADSOUND 275 kV | Orange | Orange | Red
BULLI CREEK 330 kV | Green | Green | Red
BULLI CREEK 500 kV | NA | Green | Red
CALLIDE B 275 kV | Green | Orange | Red
CALLIDE C 275 kV | Green | Orange | Orange
CALLIOPE RIVER 275 kV | Green | Red | Red
CALVALE 275 kV | Green | Orange | Red
CAPE RIVER 66 kV | Orange | Orange | Red
CHALUMBIN 275 kV | Orange | Red | Red
COLUMBOOLA 275 kV | Green | Orange | Red
COOPERS GAP 275 kV | Green | Orange | Orange
DYSART 132 kV | Orange | Orange | Orange
EUROMBAH 275 kV | Orange | Orange | Orange
GIN GIN 275 kV | Green | Orange | Orange
GLADSTONE 275 kV | Green | Red | Red
GOODNA 275 kV | Green | Green | Orange
GREENBANK 275 kV | Green | Green | Orange
HALYS 275 kV | Green | Green | Red
KIDSTON 132 kV | Red | Red | Orange
KOGAN CREEK 275 kV | Green | Green | Green
KUMBARILLA PARK 275 kV | Green | Green | Orange
LAKELAND 132 kV | Orange | Red | Orange
LARCOM CREEK 275 kV | Green | Orange | Red
LILYVALE 275 kV | Orange | Orange | Red
LOGANLEA 275 kV | Green | Green | Orange
MIDDLE RIDGE 275 kV | Green | Orange | Red
MILLMERRAN 330 kV | Green | Green | Orange
MOLENDINAR 275 kV | Green | Orange | Orange
MOUNT EMERALD 275 kV | Red | Red | Red
MOUNT ENGLAND 275 kV | Green | Green | Orange
MUDGEERABA 275 kV | Green | Orange | Orange
MURARRIE 275 kV | Green | Green | Orange
NEBO 275 kV | Orange | Orange | Red
ORANA 275 kV | Green | Orange | Orange
PALMWOODS 275 kV | Green | Orange | Orange
PIONEER VALLEY 132 kV | Orange | Orange | Orange
RAGLAN 275 kV | Green | Orange | Orange
ROCKLEA 275 kV | Green | Green | Orange
ROSS 275 kV | Red | Red | Red
SOUTH PINE 275 kV | Green | Green | Orange
STANWELL 275 kV | Green | Orange | Red
STRATHMORE 275 kV | Red | Red | Red
SWANBANK E 275 kV | Green | Green | Orange
TARONG 275 kV | Green | Green | Red
TARONG NORTH 275 kV | Green | Green | Red
TEEBAR CREEK 275 kV | Orange | Orange | Orange
WANDOAN SOUTH 275 kV | Orange | Orange | Orange
WARWICK 110 kV | Orange | Orange | Orange
WESTERN DOWNS 275 kV | Green | Green | Red
WESTERN DOWNS 500 kV | NA | Green | Orange
WIVENHOE 275 kV | Green | Green | Orange
WOOLOOGA 275 kV | Green | Orange | Orange
WOREE 275 kV | Orange | Red | Red
WURDONG 275 kV | Green | Orange | Red
YULEBA NORTH 275 kV | Orange | Orange | Orange
BELALI 275 kV | Orange | Orange | Orange
BLACK RANGE 275 kV | Orange | Orange | Orange
BLYTH WEST 275 kV | Orange | Orange | Orange
BRINKWORTH 275 kV | Orange | Orange | Orange
BUNGAMA 275 kV | Orange | Orange | Orange
CANOWIE 275 kV | Orange | Orange | Red
CHERRY GARDENS 275 kV | Green | Orange | Orange
CITY WEST 275 kV | Green | Orange | Orange
CORRABERRA HILL 275 kV | Orange | Orange | Orange
CULTANA 275 kV | Orange | Orange | Orange
DALRYMPLE 132 kV | Red | Orange | Orange
DAVENPORT 275 kV | Orange | Orange | Red
EAST TERRACE 275 kV | Green | Orange | Orange
HAPPY VALLEY 275 kV | Green | Orange | Orange
HORNSDALE 275 kV | Orange | Orange | Red
HUMMOCKS 132 kV | Orange | Orange | Orange
KEITH 132 kV | Orange | Orange | Orange
KILBURN 275 kV | Green | Orange | Orange
LEFEVRE 275 kV | Green | Orange | Orange
MAGILL 275 kV | Green | Orange | Orange
MOKOTA 275 kV | Orange | Orange | Orange
MORPHETT VALE EAST 275 kV | Green | Orange | Orange
MOUNT BARKER SOUTH 275 kV | Green | Orange | Orange
MOUNT LOCK 275 kV | Orange | Orange | Red
MUNNO PARA 275 kV | Green | Orange | Orange
NORTH WEST BEND 132 kV | Orange | Orange | Orange
NORTHFIELD 275 kV | Green | Orange | Orange
PARA 275 kV | Green | Orange | Red
PARAFIELD GARDENS WEST 275 kV | Green | Orange | Orange
PELICAN POINT 275 kV | Green | Orange | Orange
ROBERTSTOWN 275 kV | Orange | Orange | Red
ROBERTSTOWN 330 kV | NA | Orange | Red
SLEAFORD 132 kV | Red | Orange | Orange
SNOWTOWN 275 kV | Orange | Orange | Orange
SNUGGERY 132 kV | Orange | Orange | Orange
SOUTH EAST 275 kV | Orange | Orange | Orange
TAILEM BEND 275 kV | Orange | Orange | Red
TEMPLERS WEST 275 kV | Orange | Orange | Red
TORRENS B 275 kV | Green | Orange | Orange
TUNKILLO 275 kV | Green | Orange | Red
WATERLOO 132 kV | Orange | Orange | Orange
WILLALO 275 kV | Orange | Orange | Orange
WILLOGOLECHE 275 kV | Orange | Orange | Orange
YADNARIE 132 kV | Red | Orange | Orange
BASTYAN 220 kV | Orange | Orange | Red
BURNIE 220 kV | Orange | Orange | Red
CATAGUNYA 220 kV | Orange | Orange | Red
CETHANA 220 kV | Orange | Orange | Red
CHAPEL STREET 220 kV | Orange | Orange | Red
CLUNY 220 kV | Orange | Orange | Red
DERBY 110 kV | Red | Red | Red
FARRELL 220 kV | Orange | Orange | Red
FISHER 220 kV | Orange | Orange | Red
GEORGE TOWN 220 kV | Orange | Orange | Red
GORDON 220 kV | Orange | Orange | Orange
GRANVILLE HARBOUR 220 kV | Orange | Orange | Red
HADSPEN 220 kV | Orange | Orange | Red
HAMPSHIRE 110 kV | Orange | Orange | Orange
JOHN BUTTERS 220 kV | Orange | Orange | Orange
LEMONTHYME 220 kV | Orange | Orange | Red
LIAPOOTAH 220 kV | Orange | Orange | Red
LINDISFARNE 220 kV | Orange | Orange | Red
PALMERSTON 220 kV | Orange | Orange | Red
POATINA 220 kV | Orange | Orange | Red
REECE 220 kV | Orange | Orange | Red
REPULSE 220 kV | Orange | Orange | Red
RIO TINTO 220 kV | Orange | Orange | Red
SHEFFIELD 220 kV | Orange | Orange | Red
SMITHTON 110 kV | Orange | Orange | Orange
TAMAR VALLEY 220 kV | Orange | Orange | Red
TRIBUTE 220 kV | Orange | Orange | Red
WADDAMANA 220 kV | Orange | Orange | Red
WAYATINAH 220 kV | Orange | Orange | Red
WILMOT 220 kV | Orange | Orange | Red

## Red Cliffs 220kV
Projected Red Cliffs 220 kV fault level duration curves - prior to EnergyConnect commissioning
| 2019-20 | 2020-21 | 2021-22 | 2022-23 | Requirement
1% | 780 | 773 | 773 | 772 | 950
2% | 776 | 770 | 769 | 769 | 950
3% | 772 | 768 | 767 | 766 | 950
4% | 770 | 765 | 765 | 764 | 950
5% | 768 | 764 | 763 | 763 | 950
6% | 766 | 762 | 762 | 761 | 950
7% | 764 | 761 | 761 | 760 | 950
8% | 763 | 760 | 759 | 758 | 950
9% | 761 | 758 | 758 | 757 | 950
10% | 760 | 757 | 757 | 756 | 950
11% | 759 | 756 | 756 | 755 | 950
12% | 757 | 755 | 755 | 754 | 950
13% | 756 | 754 | 754 | 753 | 950
14% | 755 | 753 | 753 | 752 | 950
15% | 754 | 752 | 752 | 751 | 950
16% | 753 | 751 | 751 | 750 | 950
17% | 752 | 750 | 750 | 749 | 950
18% | 751 | 750 | 749 | 748 | 950
19% | 750 | 749 | 748.39 | 748 | 950
20% | 749 | 748 | 748 | 747 | 950
21% | 749 | 747 | 747 | 746 | 950
22% | 748 | 747 | 746 | 745 | 950
23% | 747 | 746 | 745 | 744 | 950
24% | 746 | 745 | 745 | 744 | 950
25% | 745 | 744 | 744 | 743 | 950
26% | 745 | 744 | 743 | 742 | 950
27% | 744 | 743 | 742 | 741 | 950
28% | 743 | 742 | 742 | 741 | 950
29% | 743 | 741 | 741 | 740 | 950
30% | 742 | 741 | 740 | 739 | 950
31% | 741 | 740 | 739 | 738 | 950
32% | 741 | 739 | 739 | 738 | 950
33% | 740 | 738 | 738 | 737 | 950
34% | 739 | 738 | 737 | 736 | 950
35% | 738 | 737 | 737 | 736 | 950
36% | 738 | 736 | 736 | 735 | 950
37% | 737 | 736 | 735 | 734 | 950
38% | 736 | 735 | 734 | 733 | 950
39% | 736 | 734 | 734 | 733 | 950
40% | 735 | 734 | 733 | 732 | 950
41% | 734 | 733 | 732 | 731 | 950
42% | 734 | 732 | 732 | 731 | 950
43% | 733 | 731 | 731 | 730 | 950
44% | 732 | 730 | 730 | 729 | 950
45% | 731 | 729 | 729 | 728 | 950
46% | 731 | 729 | 728 | 728 | 950
47% | 730 | 728 | 728 | 727 | 950
48% | 729 | 727 | 727 | 726 | 950
49% | 728 | 726 | 726 | 725 | 950
50% | 727 | 726 | 725 | 725 | 950
51% | 727 | 725 | 725 | 724 | 950
52% | 726 | 724 | 724 | 723 | 950
53% | 725 | 723 | 723 | 722 | 950
54% | 724 | 722 | 722 | 721 | 950
55% | 723 | 721 | 721 | 721 | 950
56% | 723 | 721 | 720 | 720 | 950
57% | 722 | 720 | 719 | 719 | 950
58% | 721 | 719 | 718 | 718 | 950
59% | 720 | 718 | 717 | 717 | 950
60% | 719 | 717 | 716 | 716 | 950
61% | 718 | 716 | 715 | 715 | 950
62% | 718 | 715 | 714 | 714 | 950
63% | 717 | 714 | 713 | 713 | 950
64% | 716 | 713 | 712 | 712 | 950
65% | 715 | 711 | 711 | 711 | 950
66% | 714 | 710 | 710 | 710 | 950
67% | 713 | 709 | 709 | 709 | 950
68% | 712 | 708 | 708 | 708 | 950
69% | 711 | 707 | 707 | 707 | 950
70% | 710 | 706 | 706 | 706 | 950
71% | 709 | 705 | 705 | 705 | 950
72% | 708 | 704 | 704 | 704 | 950
73% | 707 | 703 | 703 | 703 | 950
74% | 706 | 702 | 702 | 702 | 950
75% | 705 | 701 | 701 | 701 | 950
76% | 704 | 699 | 700 | 700 | 950
77% | 703 | 698 | 698 | 699 | 950
78% | 702 | 697 | 697 | 698 | 950
79% | 701 | 696 | 696 | 697 | 950
80% | 700 | 694 | 695 | 696 | 950
81% | 699 | 693 | 693 | 694 | 950
82% | 697 | 692 | 692 | 693 | 950
83% | 696 | 691 | 691 | 692 | 950
84% | 695 | 689 | 690 | 691 | 950
85% | 693 | 688 | 688 | 689 | 950
86% | 692 | 686 | 687 | 688 | 950
87% | 690 | 684 | 685 | 686 | 950
88% | 689 | 682 | 683 | 684 | 950
89% | 687 | 680 | 681 | 682 | 950
90% | 686 | 678 | 679 | 680 | 950
91% | 684 | 675 | 677 | 678 | 950
92% | 682 | 673 | 674 | 676 | 950
93% | 680 | 670 | 672 | 674 | 950
94% | 678 | 667 | 669 | 671 | 950
95% | 675 | 664 | 666 | 667 | 950
96% | 671 | 660 | 662 | 662.76 | 950
97% | 667 | 654 | 655 | 657 | 950
98% | 663 | 648 | 647.38 | 649 | 950
99% | 656 | 638 | 639 | 640 | 950
100% | 630 | 608 | 604 | 605 | 950

## Red Cliffs 220kV EC
Projected Red Cliffs 220 kV fault level duration curves – including after EnergyConnect commissioning
| 2019-20 | 2020-21 | 2021-22 | 2022-23 | 2023-24 | 2024-25 | 2029-30 | 2034-35 | 2039-40 | Requirement
1% | 780 | 773 | 773 | 772 | 2476 | 2534 | 2579.81 | 2669 | 2626.33 | 950
2% | 776 | 770 | 769 | 769 | 2464 | 2522 | 2572 | 2658 | 2612 | 950
3% | 772 | 768 | 767 | 766 | 2454 | 2513 | 2567 | 2650 | 2601 | 950
4% | 770 | 765 | 765 | 764 | 2446 | 2505 | 2562 | 2643 | 2592 | 950
5% | 768 | 764 | 763 | 763 | 2436.65 | 2499 | 2557 | 2637 | 2584 | 950
6% | 766 | 762 | 762 | 761 | 2429 | 2492 | 2554 | 2632 | 2577 | 950
7% | 764 | 761 | 761 | 760 | 2422 | 2487 | 2550 | 2626 | 2570 | 950
8% | 763 | 760 | 759 | 758 | 2416 | 2482 | 2546 | 2622 | 2564 | 950
9% | 761 | 758 | 758 | 757 | 2410 | 2476 | 2543 | 2617 | 2558 | 950
10% | 760 | 757 | 757 | 756 | 2404 | 2471 | 2539 | 2613 | 2553 | 950
11% | 759 | 756 | 756 | 755 | 2398 | 2467 | 2536 | 2608 | 2547 | 950
12% | 757 | 755 | 755 | 754 | 2393 | 2463 | 2532 | 2604 | 2541 | 950
13% | 756 | 754 | 754 | 753 | 2388 | 2459 | 2529 | 2600 | 2537 | 950
14% | 755 | 753 | 753 | 752 | 2383 | 2455 | 2526 | 2596 | 2532 | 950
15% | 754 | 752 | 752 | 751 | 2379 | 2452 | 2523 | 2593 | 2527 | 950
16% | 753 | 751 | 751 | 750 | 2375 | 2448 | 2519 | 2589 | 2523 | 950
17% | 752 | 750 | 750 | 749 | 2370 | 2445 | 2517 | 2585 | 2519 | 950
18% | 751 | 750 | 749 | 748 | 2366 | 2442 | 2514 | 2581 | 2514 | 950
19% | 750 | 749 | 748.39 | 748 | 2362 | 2438 | 2511 | 2577 | 2510 | 950
20% | 749 | 748 | 748 | 747 | 2359 | 2435 | 2508 | 2573 | 2506 | 950
21% | 749 | 747 | 747 | 746 | 2355 | 2432 | 2506 | 2569 | 2502 | 950
22% | 748 | 747 | 746 | 745 | 2352 | 2428 | 2503 | 2565 | 2499 | 950
23% | 747 | 746 | 745 | 744 | 2348 | 2426 | 2500 | 2561 | 2495 | 950
24% | 746 | 745 | 745 | 744 | 2345 | 2423 | 2498 | 2558 | 2491 | 950
25% | 745 | 744 | 744 | 743 | 2342 | 2420 | 2495 | 2554 | 2488 | 950
26% | 745 | 744 | 743 | 742 | 2339 | 2417 | 2493 | 2551 | 2484 | 950
27% | 744 | 743 | 742 | 741 | 2336 | 2414 | 2490 | 2548 | 2481 | 950
28% | 743 | 742 | 742 | 741 | 2334 | 2412 | 2488 | 2545 | 2478 | 950
29% | 743 | 741 | 741 | 740 | 2331 | 2409 | 2485.49 | 2541.49 | 2474 | 950
30% | 742 | 741 | 740 | 739 | 2329 | 2407 | 2483 | 2538 | 2471 | 950
31% | 741 | 740 | 739 | 738 | 2326 | 2405 | 2481 | 2535 | 2468 | 950
32% | 741 | 739 | 739 | 738 | 2324 | 2402 | 2478 | 2532 | 2465 | 950
33% | 740 | 738 | 738 | 737 | 2321 | 2400 | 2476 | 2529 | 2462.89 | 950
34% | 739 | 738 | 737 | 736 | 2318 | 2398 | 2474 | 2525 | 2460 | 950
35% | 738 | 737 | 737 | 736 | 2315 | 2396 | 2471 | 2522 | 2457 | 950
36% | 738 | 736 | 736 | 735 | 2313 | 2394 | 2469 | 2520 | 2454 | 950
37% | 737 | 736 | 735 | 734 | 2311 | 2392 | 2467 | 2516 | 2452 | 950
38% | 736 | 735 | 734 | 733 | 2308 | 2390 | 2465 | 2513 | 2449 | 950
39% | 736 | 734 | 734 | 733 | 2306 | 2388 | 2463 | 2510 | 2446 | 950
40% | 735 | 734 | 733 | 732 | 2303 | 2386 | 2460 | 2507 | 2443 | 950
41% | 734 | 733 | 732 | 731 | 2300 | 2384 | 2458 | 2504 | 2440 | 950
42% | 734 | 732 | 732 | 731 | 2297 | 2382 | 2456 | 2501 | 2437 | 950
43% | 733 | 731 | 731 | 730 | 2294 | 2380 | 2454 | 2498 | 2435 | 950
44% | 732 | 730 | 730 | 729 | 2291 | 2378 | 2452 | 2495 | 2432 | 950
45% | 731 | 729 | 729 | 728 | 2288 | 2376 | 2450 | 2492 | 2429 | 950
46% | 731 | 729 | 728 | 728 | 2285 | 2374 | 2448 | 2490 | 2427 | 950
47% | 730 | 728 | 728 | 727 | 2282 | 2373 | 2446 | 2487 | 2424 | 950
48% | 729 | 727 | 727 | 726 | 2278 | 2371 | 2444 | 2484 | 2422 | 950
49% | 728 | 726 | 726 | 725 | 2273 | 2369 | 2442 | 2482 | 2419 | 950
50% | 727 | 726 | 725 | 725 | 2268 | 2367 | 2440 | 2480 | 2417 | 950
51% | 727 | 725 | 725 | 724 | 2263 | 2365 | 2438 | 2477 | 2415 | 950
52% | 726 | 724 | 724 | 723 | 2257 | 2363 | 2436 | 2475 | 2412 | 950
53% | 725 | 723 | 723 | 722 | 2250 | 2361 | 2434 | 2473 | 2410 | 950
54% | 724 | 722 | 722 | 721 | 2242 | 2359 | 2431 | 2470 | 2407 | 950
55% | 723 | 721 | 721 | 721 | 2233 | 2357 | 2429 | 2468 | 2405 | 950
56% | 723 | 721 | 720 | 720 | 2223 | 2355 | 2427 | 2466 | 2403 | 950
57% | 722 | 720 | 719 | 719 | 2209 | 2353 | 2425 | 2463 | 2400 | 950
58% | 721 | 719 | 718 | 718 | 2173.14 | 2351 | 2423 | 2461 | 2398 | 950
59% | 720 | 718 | 717 | 717 | 768 | 2349 | 2420 | 2459 | 2396 | 950
60% | 719 | 717 | 716 | 716 | 763 | 2346 | 2418 | 2457 | 2393 | 950
61% | 718 | 716 | 715 | 715 | 759 | 2344 | 2416 | 2455 | 2390 | 950
62% | 718 | 715 | 714 | 714 | 756 | 2342 | 2414 | 2452 | 2388 | 950
63% | 717 | 714 | 713 | 713 | 753.79 | 2340 | 2411.03 | 2450 | 2385 | 950
64% | 716 | 713 | 712 | 712 | 751 | 2338 | 2409 | 2448 | 2382 | 950
65% | 715 | 711 | 711 | 711 | 749 | 2335 | 2407 | 2447 | 2380 | 950
66% | 714 | 710 | 710 | 710 | 746 | 2333 | 2405 | 2445 | 2377 | 950
67% | 713 | 709 | 709 | 709 | 744 | 2331 | 2403 | 2442 | 2374 | 950
68% | 712 | 708 | 708 | 708 | 742 | 2329 | 2401 | 2440 | 2371 | 950
69% | 711 | 707 | 707 | 707 | 740 | 2326 | 2398 | 2438 | 2368 | 950
70% | 710 | 706 | 706 | 706 | 738 | 2324 | 2396 | 2436 | 2365 | 950
71% | 709 | 705 | 705 | 705 | 736 | 2322 | 2394 | 2434 | 2362 | 950
72% | 708 | 704 | 704 | 704 | 734 | 2319 | 2392 | 2432 | 2358 | 950
73% | 707 | 703 | 703 | 703 | 732 | 2317 | 2389.13 | 2430 | 2355 | 950
74% | 706 | 702 | 702 | 702 | 731 | 2315 | 2387 | 2428 | 2351 | 950
75% | 705 | 701 | 701 | 701 | 728 | 2312 | 2386 | 2426 | 2348 | 950
76% | 704 | 699 | 700 | 700 | 726 | 2310 | 2384 | 2424 | 2344 | 950
77% | 703 | 698 | 698 | 699 | 724 | 2307 | 2382 | 2422 | 2341 | 950
78% | 702 | 697 | 697 | 698 | 722 | 2304 | 2380 | 2419 | 2337 | 950
79% | 701 | 696 | 696 | 697 | 720 | 2301 | 2378 | 2416 | 2333 | 950
80% | 700 | 694 | 695 | 696 | 718 | 2299 | 2376 | 2414 | 2330 | 950
81% | 699 | 693 | 693 | 694 | 716 | 2295 | 2374 | 2411 | 2326 | 950
82% | 697 | 692 | 692 | 693 | 714 | 2292 | 2372 | 2409 | 2321 | 950
83% | 696 | 691 | 691 | 692 | 712 | 2288 | 2370 | 2406 | 2315 | 950
84% | 695 | 689 | 690 | 691 | 710 | 2284 | 2367 | 2402 | 2310 | 950
85% | 693 | 688 | 688 | 689 | 708 | 2280 | 2365 | 2399 | 2305 | 950
86% | 692 | 686 | 687 | 688 | 706 | 2275 | 2362 | 2395 | 2298 | 950
87% | 690 | 684 | 685 | 686 | 703 | 2271 | 2360 | 2392 | 2292 | 950
88% | 689 | 682 | 683 | 684 | 701 | 2266 | 2357 | 2389 | 2285 | 950
89% | 687 | 680 | 681 | 682 | 698.37 | 2260 | 2355 | 2384 | 2279 | 950
90% | 686 | 678 | 679 | 680 | 696 | 2255 | 2352 | 2380 | 2272 | 950
91% | 684 | 675 | 677 | 678 | 693 | 2249 | 2349 | 2375 | 2263.03 | 950
92% | 682 | 673 | 674 | 676 | 690 | 2243 | 2345 | 2370 | 2255 | 950
93% | 680 | 670 | 672 | 674 | 687 | 2236 | 2341 | 2365 | 2246 | 950
94% | 678 | 667 | 669 | 671 | 683 | 2228 | 2336 | 2360 | 2235 | 950
95% | 675 | 664 | 666 | 667 | 679 | 2220 | 2329 | 2354 | 2222 | 950
96% | 671 | 660 | 662 | 662.76 | 673 | 2211 | 2323 | 2346 | 2208 | 950
97% | 667 | 654 | 655 | 657 | 666 | 2201 | 2315 | 2338 | 2191 | 950
98% | 663 | 648 | 647.38 | 649 | 656 | 2188 | 2305 | 2323 | 2165 | 950
99% | 656 | 638 | 639 | 640 | 643 | 2174 | 2289.19 | 2300.19 | 2137 | 950
100% | 630 | 608 | 604 | 605 | 606 | 2116 | 2239 | 2201 | 2020 | 950

## Thomastown 220kV
Projected Thomastown 220 kV fault level duration curves
| 2019-20 | 2020-21 | 2021-22 | 2022-23 | 2023-24 | 2024-25 | 2029-30 | 2034-35 | 2039-40 | Requirement
1% | 6287.33 | 6201.81 | 6235 | 6265.81 | 6353.33 | 6373.81 | 6346 | 6133 | 5985 | 4100
2% | 6196 | 6127 | 6153.62 | 6195 | 6279.66 | 6295 | 6285 | 6075 | 5936.66 | 4100
3% | 6145 | 6081 | 6102 | 6140 | 6234 | 6242.43 | 6230.43 | 6024 | 5891.99 | 4100
4% | 6110 | 6039 | 6047 | 6092 | 6194 | 6199.24 | 6184 | 5994 | 5856 | 4100
5% | 6074 | 6003 | 6009 | 6049 | 6154 | 6161.05 | 6151 | 5959 | 5825 | 4100
6% | 6036 | 5971 | 5978.86 | 6021 | 6115 | 6129 | 6123 | 5932 | 5794 | 4100
7% | 6004 | 5941 | 5954.67 | 5994 | 6087 | 6100.67 | 6099 | 5906.67 | 5762 | 4100
8% | 5978 | 5915 | 5934 | 5971 | 6062.64 | 6076 | 6078 | 5883 | 5736.64 | 4100
9% | 5955 | 5893 | 5913 | 5951 | 6041 | 6055.29 | 6057 | 5855 | 5712 | 4100
10% | 5934 | 5873 | 5892 | 5934 | 6021.3 | 6032.1 | 6039 | 5834 | 5693 | 4100
11% | 5912 | 5855 | 5873 | 5917 | 6002 | 6014 | 6022 | 5809.91 | 5672 | 4100
12% | 5896 | 5837 | 5855 | 5899 | 5986 | 5999 | 6005.72 | 5788 | 5653 | 4100
13% | 5878 | 5822 | 5838.53 | 5883.53 | 5968 | 5981 | 5992 | 5765 | 5634.29 | 4100
14% | 5859.62 | 5808 | 5823 | 5867 | 5950 | 5965 | 5977 | 5742 | 5619 | 4100
15% | 5842 | 5794 | 5806 | 5853 | 5935 | 5951 | 5963.15 | 5724 | 5602 | 4100
16% | 5825 | 5782 | 5790 | 5838 | 5919 | 5935 | 5949 | 5706 | 5583 | 4100
17% | 5808 | 5769 | 5775 | 5822 | 5903 | 5920.77 | 5936 | 5687 | 5568 | 4100
18% | 5792 | 5756 | 5762 | 5806 | 5887 | 5907 | 5924 | 5669 | 5553 | 4100
19% | 5777 | 5743 | 5749 | 5792.39 | 5871 | 5895 | 5913 | 5652 | 5538.27 | 4100
20% | 5761.6 | 5730 | 5737 | 5780 | 5856 | 5881 | 5901 | 5636 | 5522 | 4100
21% | 5748.93 | 5717 | 5724 | 5767 | 5840.93 | 5869 | 5890 | 5618 | 5506 | 4100
22% | 5735.26 | 5704 | 5710 | 5755 | 5826.26 | 5857 | 5878 | 5598 | 5491 | 4100
23% | 5721 | 5693 | 5697 | 5742 | 5813 | 5844 | 5869 | 5580 | 5473.59 | 4100
24% | 5709 | 5680 | 5681 | 5731 | 5798 | 5831 | 5859 | 5562.44 | 5459 | 4100
25% | 5694 | 5668 | 5668 | 5720 | 5786 | 5818 | 5847 | 5547 | 5444 | 4100
26% | 5681 | 5656 | 5658 | 5710 | 5772 | 5806 | 5839 | 5531.06 | 5427 | 4100
27% | 5669 | 5644 | 5646 | 5697 | 5761 | 5794 | 5830.87 | 5516 | 5410 | 4100
28% | 5655.24 | 5635 | 5635.68 | 5684 | 5751 | 5782 | 5822.68 | 5501 | 5395.24 | 4100
29% | 5642 | 5625 | 5626 | 5673 | 5741 | 5771.49 | 5814 | 5487 | 5380 | 4100
30% | 5632 | 5615 | 5615 | 5665 | 5730 | 5762 | 5805 | 5470 | 5367 | 4100
31% | 5622 | 5606 | 5605 | 5655 | 5721 | 5752 | 5797 | 5456 | 5353 | 4100
32% | 5610 | 5598 | 5595.92 | 5645 | 5713 | 5742 | 5790 | 5440 | 5339 | 4100
33% | 5599 | 5589 | 5586 | 5636 | 5705 | 5734 | 5781 | 5427 | 5326 | 4100
34% | 5589.22 | 5580 | 5578 | 5628 | 5697 | 5726 | 5774 | 5414 | 5312 | 4100
35% | 5580 | 5571 | 5570 | 5619 | 5690 | 5718 | 5767 | 5399.35 | 5298 | 4100
36% | 5570 | 5562 | 5562 | 5613 | 5682 | 5710 | 5761 | 5387 | 5283 | 4100
37% | 5561.21 | 5554 | 5554 | 5606 | 5676 | 5704 | 5754 | 5376 | 5270.21 | 4100
38% | 5554 | 5546 | 5545 | 5599 | 5670 | 5698 | 5748.78 | 5362.78 | 5256 | 4100
39% | 5545 | 5540 | 5536 | 5593 | 5664 | 5692 | 5743 | 5349 | 5245 | 4100
40% | 5537 | 5532 | 5529 | 5588 | 5658 | 5687 | 5738 | 5335 | 5233.2 | 4100
41% | 5529 | 5525 | 5523 | 5580 | 5652 | 5681 | 5733 | 5323 | 5221 | 4100
42% | 5522 | 5518 | 5517 | 5573 | 5646 | 5675 | 5728 | 5311.02 | 5212 | 4100
43% | 5516 | 5513 | 5511 | 5568 | 5640 | 5670 | 5723 | 5302 | 5201 | 4100
44% | 5511 | 5507 | 5506 | 5561 | 5634 | 5664 | 5719 | 5292 | 5192 | 4100
45% | 5505 | 5501 | 5499 | 5557 | 5628 | 5660 | 5714 | 5285 | 5181 | 4100
46% | 5500 | 5495 | 5494 | 5552 | 5623 | 5655 | 5709 | 5277 | 5172 | 4100
47% | 5494 | 5490 | 5489 | 5546 | 5617 | 5650 | 5704.07 | 5270 | 5162 | 4100
48% | 5488 | 5485 | 5484 | 5540.88 | 5612 | 5645 | 5700 | 5263 | 5153 | 4100
49% | 5483 | 5480 | 5479 | 5536 | 5606 | 5641 | 5695 | 5256 | 5144 | 4100
50% | 5479 | 5475 | 5474 | 5530 | 5601 | 5636 | 5690 | 5247 | 5136 | 4100
51% | 5474 | 5472 | 5468 | 5525 | 5595.83 | 5632 | 5686 | 5241 | 5128 | 4100
52% | 5471 | 5467 | 5463 | 5521 | 5591 | 5629 | 5682 | 5235 | 5120 | 4100
53% | 5466 | 5461 | 5458 | 5515 | 5586 | 5624 | 5677 | 5229 | 5112 | 4100
54% | 5462 | 5456.74 | 5454 | 5510 | 5581 | 5621 | 5673 | 5223 | 5104 | 4100
55% | 5459 | 5452 | 5449 | 5505 | 5577 | 5617 | 5669 | 5217 | 5097 | 4100
56% | 5455 | 5447 | 5445 | 5499 | 5573 | 5612 | 5664 | 5210 | 5090 | 4100
57% | 5451 | 5442 | 5440 | 5494 | 5568 | 5608 | 5660 | 5205 | 5083 | 4100
58% | 5448 | 5437 | 5435 | 5487 | 5563 | 5604 | 5655 | 5198 | 5077 | 4100
59% | 5444 | 5433 | 5430 | 5481 | 5557 | 5600 | 5651 | 5191 | 5070 | 4100
60% | 5440 | 5427 | 5425 | 5475 | 5552 | 5596 | 5646 | 5185 | 5064 | 4100
61% | 5436 | 5421 | 5420 | 5469 | 5546 | 5591 | 5641 | 5179 | 5056 | 4100
62% | 5431 | 5416 | 5415 | 5464 | 5540 | 5587 | 5637 | 5173 | 5050 | 4100
63% | 5427 | 5412 | 5409 | 5458 | 5535 | 5582 | 5632 | 5168 | 5044 | 4100
64% | 5423 | 5407 | 5404 | 5453 | 5530 | 5577 | 5627 | 5161.84 | 5036 | 4100
65% | 5419 | 5402 | 5398 | 5448 | 5524 | 5573 | 5622 | 5156 | 5029 | 4100
66% | 5414 | 5397 | 5393 | 5442 | 5517 | 5568 | 5618 | 5150 | 5022 | 4100
67% | 5409 | 5391 | 5387 | 5435 | 5511 | 5563 | 5613 | 5145 | 5015 | 4100
68% | 5404 | 5385 | 5381 | 5430 | 5505 | 5558 | 5607 | 5139 | 5008 | 4100
69% | 5399 | 5380 | 5376 | 5423 | 5499 | 5553 | 5601 | 5134 | 5000 | 4100
70% | 5392 | 5374 | 5371 | 5417 | 5492 | 5547 | 5596 | 5128 | 4993 | 4100
71% | 5386 | 5368 | 5366 | 5410 | 5484 | 5541 | 5590 | 5121 | 4986 | 4100
72% | 5381 | 5363 | 5360 | 5403 | 5478 | 5535 | 5585 | 5115 | 4978 | 4100
73% | 5374 | 5357 | 5353 | 5396 | 5471 | 5528 | 5580 | 5107 | 4970 | 4100
74% | 5367 | 5351 | 5346 | 5390 | 5465 | 5520 | 5574 | 5100 | 4963 | 4100
75% | 5360 | 5345 | 5339 | 5383 | 5458.75 | 5513 | 5568 | 5093 | 4954 | 4100
76% | 5353 | 5339 | 5332 | 5375 | 5450 | 5505 | 5560 | 5087 | 4946 | 4100
77% | 5347 | 5332 | 5325 | 5368 | 5442 | 5498 | 5553 | 5080 | 4937 | 4100
78% | 5340 | 5323 | 5318 | 5361 | 5434 | 5492 | 5544 | 5073 | 4926 | 4100
79% | 5333 | 5315 | 5310 | 5353 | 5425.07 | 5483 | 5536.99 | 5065 | 4917 | 4100
80% | 5327 | 5307 | 5302 | 5344.8 | 5416 | 5475 | 5527 | 5056 | 4907 | 4100
81% | 5321 | 5297 | 5295 | 5335 | 5408 | 5465.61 | 5517 | 5047 | 4896 | 4100
82% | 5313 | 5288 | 5286 | 5325 | 5398 | 5457 | 5506 | 5038 | 4886 | 4100
83% | 5306 | 5279 | 5277 | 5315 | 5387 | 5447 | 5495 | 5029 | 4876 | 4100
84% | 5298 | 5269 | 5268 | 5305 | 5376 | 5436 | 5484 | 5020 | 4864 | 4100
85% | 5289 | 5258 | 5258 | 5291 | 5363 | 5427 | 5473 | 5010 | 4853.05 | 4100
86% | 5281 | 5248 | 5245 | 5278 | 5350 | 5416 | 5462 | 4999 | 4841 | 4100
87% | 5270 | 5237 | 5231 | 5263.47 | 5336 | 5403 | 5450 | 4989 | 4825 | 4100
88% | 5260 | 5226 | 5220 | 5248 | 5321 | 5390 | 5438 | 4979 | 4812 | 4100
89% | 5250 | 5214 | 5208 | 5233.09 | 5306 | 5375 | 5425 | 4967 | 4796 | 4100
90% | 5239 | 5201 | 5195 | 5217 | 5292 | 5358 | 5413 | 4954 | 4780 | 4100
91% | 5225 | 5184 | 5181 | 5197 | 5273 | 5338 | 5400 | 4937.71 | 4764 | 4100
92% | 5210 | 5165 | 5164 | 5180 | 5256.36 | 5320 | 5386 | 4921 | 4747 | 4100
93% | 5192 | 5144 | 5144 | 5162 | 5237 | 5302 | 5368 | 4903 | 4728 | 4100
94% | 5174 | 5116.14 | 5116 | 5140 | 5213 | 5279 | 5350 | 4883 | 4704 | 4100
95% | 5153 | 5091 | 5088 | 5117 | 5193 | 5257 | 5332 | 4859 | 4678 | 4100
96% | 5121 | 5059 | 5062.76 | 5085 | 5169 | 5233 | 5305.76 | 4829 | 4641.68 | 4100
97% | 5076 | 5032 | 5029 | 5047 | 5138.01 | 5195 | 5271 | 4791 | 4598 | 4100
98% | 5037 | 4973 | 4984 | 4994 | 5083.34 | 5134 | 5222.38 | 4754.38 | 4553 | 4100
99% | 4971.67 | 4872 | 4907 | 4923.19 | 5015.67 | 5057.19 | 5126.38 | 4691.19 | 4483 | 4100
100% | 4684 | 4156 | 4145 | 4184 | 4584 | 4335 | 4353 | 4306 | 4159 | 4100

## Moorabool 220kV
Projected Moorabool 220 kV fault level duration curves
| 2019-20 | 2020-21 | 2021-22 | 2022-23 | 2023-24 | 2024-25 | 2029-30 | 2034-35 | 2039-40 | Requirement
1% | 6543.33 | 6433 | 6495 | 6464 | 6632.33 | 7042 | 7095.43 | 7443.81 | 7237 | 4400
2% | 6450 | 6292 | 6332 | 6323.62 | 6495 | 6806 | 6923 | 7358 | 7159 | 4400
3% | 6374 | 6162.86 | 6198.29 | 6180 | 6403 | 6672.43 | 6741.29 | 7290 | 7091.99 | 4400
4% | 6310 | 6066 | 6074 | 6067 | 6306 | 6599 | 6642 | 7232.24 | 7039 | 4400
5% | 6249 | 5996 | 6011 | 6010 | 6234 | 6544 | 6566 | 7193 | 6995 | 4400
6% | 6189.98 | 5942 | 5958 | 5956.86 | 6172 | 6485 | 6514 | 7156 | 6948.98 | 4400
7% | 6125 | 5899 | 5909 | 5907 | 6115 | 6429 | 6469 | 7112 | 6903.31 | 4400
8% | 6066 | 5858 | 5868 | 5865 | 6065 | 6386.48 | 6430 | 7072 | 6869.64 | 4400
9% | 6024 | 5820.29 | 5831 | 5828 | 6021.97 | 6348 | 6391 | 7031.29 | 6838 | 4400
10% | 5983 | 5790 | 5800 | 5800 | 5982 | 6313.1 | 6354 | 6989 | 6800 | 4400
11% | 5942 | 5762 | 5773 | 5770 | 5949 | 6289.91 | 6323 | 6953.91 | 6764 | 4400
12% | 5903 | 5739 | 5749 | 5749 | 5922 | 6264 | 6296 | 6913 | 6728 | 4400
13% | 5863 | 5720 | 5731 | 5729 | 5896 | 6240 | 6278 | 6870 | 6696 | 4400
14% | 5824 | 5700 | 5711 | 5711.34 | 5876 | 6216 | 6260 | 6835 | 6666 | 4400
15% | 5793 | 5682 | 5691 | 5694 | 5855 | 6195 | 6244 | 6795 | 6630 | 4400
16% | 5771 | 5665 | 5674 | 5681 | 5834.28 | 6176.96 | 6225 | 6761 | 6595 | 4400
17% | 5750 | 5653 | 5658 | 5665 | 5818 | 6158 | 6208 | 6727 | 6555 | 4400
18% | 5730 | 5638 | 5642 | 5649.58 | 5801 | 6141 | 6191 | 6685 | 6517.94 | 4400
19% | 5707 | 5624 | 5627 | 5635 | 5784 | 6121 | 6174 | 6634 | 6473 | 4400
20% | 5690 | 5610 | 5610 | 5620 | 5767 | 6102 | 6160 | 6593.2 | 6429 | 4400
21% | 5673 | 5593.01 | 5596 | 5607 | 5750 | 6085 | 6144.01 | 6552 | 6395 | 4400
22% | 5657 | 5580 | 5584 | 5593 | 5735.26 | 6069 | 6129 | 6512 | 6357 | 4400
23% | 5639.59 | 5567 | 5570 | 5581 | 5720 | 6051 | 6116 | 6478 | 6324.59 | 4400
24% | 5625 | 5552 | 5555 | 5568 | 5705 | 6032 | 6103 | 6447 | 6294 | 4400
25% | 5609 | 5540 | 5541.25 | 5556 | 5690 | 6013 | 6090 | 6413 | 6264 | 4400
26% | 5593 | 5527 | 5528.06 | 5543 | 5676 | 5997 | 6077 | 6379 | 6235 | 4400
27% | 5578 | 5514 | 5517 | 5528 | 5660 | 5983 | 6065 | 6348 | 6204 | 4400
28% | 5563 | 5500 | 5505 | 5515.68 | 5647 | 5968 | 6053 | 6313 | 6177.24 | 4400
29% | 5548 | 5488 | 5495 | 5503 | 5635 | 5957 | 6042 | 6286.49 | 6148 | 4400
30% | 5535 | 5476 | 5484 | 5491.3 | 5624 | 5946 | 6030 | 6259 | 6117 | 4400
31% | 5522 | 5465 | 5473 | 5479 | 5610 | 5936 | 6018 | 6229 | 6093 | 4400
32% | 5508 | 5454 | 5462.92 | 5468 | 5599 | 5925 | 6007 | 6198 | 6068 | 4400
33% | 5493.89 | 5445 | 5451 | 5456 | 5590 | 5916 | 5998 | 6170 | 6042 | 4400
34% | 5481 | 5435 | 5440 | 5446.54 | 5579 | 5907 | 5989 | 6144 | 6020 | 4400
35% | 5469 | 5425 | 5429 | 5435 | 5570 | 5899 | 5980 | 6122.35 | 5995.55 | 4400
36% | 5457 | 5415 | 5416 | 5425 | 5562 | 5890 | 5973 | 6105 | 5973 | 4400
37% | 5445 | 5406 | 5406 | 5414 | 5554 | 5882 | 5966 | 6084 | 5950.21 | 4400
38% | 5434 | 5396 | 5397 | 5403 | 5545 | 5872 | 5958 | 6064 | 5928 | 4400
39% | 5423 | 5386 | 5387.59 | 5395 | 5538.87 | 5863 | 5951 | 6044 | 5908 | 4400
40% | 5411.2 | 5376.4 | 5379 | 5386 | 5532 | 5854 | 5945 | 6024 | 5890 | 4400
41% | 5401 | 5368 | 5370 | 5377 | 5524 | 5846 | 5937 | 6004 | 5871 | 4400
42% | 5389 | 5359 | 5361 | 5369 | 5517 | 5840 | 5931 | 5985 | 5853 | 4400
43% | 5380 | 5352 | 5354 | 5361 | 5510 | 5834 | 5924 | 5970 | 5834 | 4400
44% | 5370 | 5345 | 5347 | 5353 | 5503 | 5828 | 5917 | 5956 | 5820 | 4400
45% | 5361 | 5338 | 5342 | 5346 | 5497 | 5821 | 5910 | 5943 | 5801 | 4400
46% | 5354 | 5332 | 5335 | 5339 | 5490 | 5815 | 5902 | 5931 | 5786 | 4400
47% | 5346 | 5326 | 5329 | 5333 | 5483 | 5808 | 5896 | 5919 | 5773 | 4400
48% | 5339 | 5320 | 5323 | 5326 | 5477 | 5802 | 5890 | 5908 | 5759 | 4400
49% | 5332 | 5313 | 5317 | 5320 | 5470 | 5796 | 5883 | 5898 | 5745 | 4400
50% | 5326.5 | 5307.5 | 5311 | 5314 | 5465 | 5789 | 5877 | 5888 | 5731 | 4400
51% | 5321 | 5302 | 5304 | 5308 | 5458 | 5783 | 5870 | 5879 | 5716 | 4400
52% | 5316 | 5296 | 5298 | 5303 | 5451 | 5777 | 5864 | 5870.12 | 5705 | 4400
53% | 5311 | 5291.93 | 5292 | 5297 | 5445 | 5769 | 5858 | 5862 | 5692 | 4400
54% | 5307 | 5287 | 5286 | 5292 | 5438 | 5760 | 5853 | 5853 | 5681.82 | 4400
55% | 5302 | 5283 | 5279 | 5287 | 5431 | 5751 | 5848 | 5844 | 5672 | 4400
56% | 5298 | 5278 | 5273 | 5282 | 5424 | 5742 | 5843 | 5833 | 5661 | 4400
57% | 5294 | 5272 | 5268 | 5276 | 5417 | 5732 | 5838 | 5823 | 5652 | 4400
58% | 5289 | 5267 | 5263 | 5270 | 5411 | 5720 | 5832 | 5814 | 5643 | 4400
59% | 5284 | 5262 | 5258 | 5265 | 5403 | 5709 | 5827 | 5805 | 5634 | 4400
60% | 5281 | 5257 | 5254 | 5259 | 5396 | 5697.6 | 5822 | 5796 | 5626 | 4400
61% | 5277 | 5252 | 5248 | 5253 | 5390 | 5685 | 5818 | 5787 | 5617 | 4400
62% | 5273 | 5246 | 5244 | 5249 | 5381 | 5673.22 | 5813 | 5779 | 5609 | 4400
63% | 5269 | 5242 | 5238 | 5243 | 5373 | 5659 | 5807 | 5772 | 5601 | 4400
64% | 5265 | 5236 | 5233 | 5237 | 5365 | 5647 | 5802 | 5764 | 5593 | 4400
65% | 5261 | 5231 | 5228 | 5232 | 5356 | 5633 | 5796 | 5755 | 5586 | 4400
66% | 5257 | 5225 | 5223 | 5227 | 5348 | 5622 | 5790 | 5747 | 5578 | 4400
67% | 5251 | 5219 | 5217 | 5221 | 5338 | 5609 | 5784 | 5740 | 5570 | 4400
68% | 5246 | 5213 | 5211 | 5216 | 5330 | 5598 | 5779 | 5731 | 5561 | 4400
69% | 5241 | 5207 | 5205 | 5210 | 5322 | 5585 | 5771 | 5723 | 5553 | 4400
70% | 5236 | 5201 | 5198.7 | 5204 | 5314 | 5573 | 5766 | 5714 | 5543 | 4400
71% | 5230 | 5195 | 5193 | 5198 | 5306 | 5561 | 5758 | 5705 | 5533 | 4400
72% | 5224 | 5188 | 5188 | 5190.32 | 5299 | 5549 | 5751 | 5696 | 5523.76 | 4400
73% | 5219 | 5182 | 5181 | 5184 | 5290 | 5536 | 5743 | 5688 | 5515 | 4400
74% | 5213 | 5175 | 5174 | 5177 | 5280 | 5524 | 5735 | 5679 | 5503 | 4400
75% | 5207 | 5168 | 5168 | 5170 | 5271 | 5511 | 5728 | 5671 | 5491 | 4400
76% | 5200 | 5161 | 5161 | 5162 | 5262 | 5496 | 5718.56 | 5662 | 5481 | 4400
77% | 5193 | 5153 | 5152 | 5155 | 5252 | 5484 | 5710 | 5654 | 5470 | 4400
78% | 5187 | 5145 | 5144 | 5147 | 5241 | 5470 | 5702 | 5644 | 5459 | 4400
79% | 5179 | 5138 | 5135 | 5138 | 5231 | 5456.99 | 5695 | 5636 | 5447 | 4400
80% | 5171 | 5130 | 5128 | 5131 | 5220 | 5443 | 5686 | 5627 | 5437 | 4400
81% | 5163 | 5121 | 5119 | 5123 | 5207 | 5429 | 5675 | 5615 | 5426 | 4400
82% | 5154 | 5112 | 5110 | 5116 | 5194 | 5414 | 5664 | 5603 | 5414.06 | 4400
83% | 5145 | 5102 | 5100 | 5107 | 5182 | 5401 | 5653 | 5594 | 5401 | 4400
84% | 5136 | 5091 | 5090 | 5097 | 5171 | 5384 | 5640 | 5580.04 | 5385 | 4400
85% | 5127 | 5079 | 5081 | 5085 | 5155 | 5368 | 5628 | 5566 | 5373 | 4400
86% | 5116.38 | 5068.66 | 5070 | 5074 | 5142 | 5352 | 5613.66 | 5550.66 | 5357 | 4400
87% | 5108 | 5057 | 5058 | 5063 | 5126 | 5337 | 5602 | 5534 | 5339 | 4400
88% | 5098 | 5044 | 5044 | 5050 | 5110 | 5320 | 5589 | 5521 | 5321 | 4400
89% | 5088 | 5031 | 5029 | 5037 | 5097 | 5301.09 | 5573.09 | 5508 | 5304.37 | 4400
90% | 5079 | 5016 | 5016 | 5024 | 5084 | 5282 | 5558 | 5495 | 5285 | 4400
91% | 5069 | 5001 | 5001 | 5008 | 5065 | 5261.71 | 5544 | 5480 | 5267 | 4400
92% | 5054 | 4983 | 4987 | 4991 | 5046 | 5242 | 5528 | 5462.52 | 5244.36 | 4400
93% | 5037.69 | 4963 | 4971 | 4971 | 5024 | 5219 | 5509.33 | 5437 | 5220 | 4400
94% | 5015.02 | 4942 | 4951 | 4948 | 5001.02 | 5192 | 5489 | 5407 | 5193 | 4400
95% | 4993 | 4916 | 4928 | 4928 | 4980 | 5161 | 5470 | 5377 | 5161 | 4400
96% | 4969 | 4890 | 4899 | 4896 | 4956 | 5131 | 5442 | 5348 | 5124.68 | 4400
97% | 4932.01 | 4852 | 4852 | 4857 | 4929 | 5095 | 5402 | 5309 | 5070 | 4400
98% | 4868 | 4798 | 4802 | 4808 | 4896 | 5052.38 | 5342 | 5256 | 5009 | 4400
99% | 4790.67 | 4732 | 4745 | 4750.19 | 4807.67 | 4981 | 5243.19 | 5167 | 4916 | 4400
100% | 4547 | 4130 | 4119 | 4138 | 4436 | 4548 | 4540 | 4749 | 4489 | 4400

## Dederang 220kV
Projected Dederang 220 kV fault level duration curves
| 2019-20 | 2020-21 | 2021-22 | 2022-23 | 2023-24 | 2024-25 | 2029-30 | 2034-35 | 2039-40 | Requirement
1% | 6306.33 | 6277.24 | 6274.81 | 6485.81 | 6692 | 6751 | 6822 | 6906.62 | 6822 | 3500
2% | 6222 | 6182 | 6189 | 6404.62 | 6617 | 6677 | 6759.62 | 6837 | 6750 | 3500
3% | 6158 | 6115 | 6132.43 | 6327 | 6559 | 6618.43 | 6713 | 6779 | 6680 | 3500
4% | 6109.32 | 6064 | 6070 | 6275 | 6500 | 6573.24 | 6666 | 6728 | 6616.32 | 3500
5% | 6065 | 6012.05 | 6029 | 6219 | 6453 | 6525 | 6624 | 6678.05 | 6566.65 | 3500
6% | 6014 | 5970 | 5985.86 | 6174.86 | 6410 | 6487.86 | 6584 | 6629.86 | 6498.98 | 3500
7% | 5972 | 5929 | 5950 | 6132 | 6362.31 | 6448 | 6544 | 6586 | 6443 | 3500
8% | 5926 | 5889.48 | 5913 | 6088 | 6323 | 6402.48 | 6503 | 6540 | 6391 | 3500
9% | 5884 | 5849 | 5872.29 | 6037.29 | 6281 | 6352 | 6465 | 6488 | 6322 | 3500
10% | 5834 | 5804 | 5832.1 | 5988.1 | 6234 | 6305.1 | 6429 | 6441.1 | 6262 | 3500
11% | 5782 | 5749.91 | 5782 | 5942 | 6185 | 6249.91 | 6393 | 6402 | 6186.63 | 3500
12% | 5723.96 | 5693 | 5734 | 5896.72 | 6141 | 6201.72 | 6346.72 | 6338 | 6078.92 | 3500
13% | 5658.29 | 5628 | 5681 | 5841.06 | 6083.29 | 6144 | 6303.53 | 6267.53 | 5948.29 | 3500
14% | 5588 | 5548 | 5625 | 5776.34 | 6021 | 6075 | 6247 | 6178.34 | 5815 | 3500
15% | 5507 | 5469 | 5563.15 | 5718 | 5957.95 | 6003 | 6193 | 6056 | 5688 | 3500
16% | 5421.28 | 5403 | 5499 | 5650 | 5887.28 | 5921.96 | 6113 | 5936 | 5593 | 3500
17% | 5331 | 5345 | 5427 | 5573.77 | 5808.61 | 5847 | 6030.77 | 5803.77 | 5516.61 | 3500
18% | 5238 | 5263.58 | 5358 | 5486 | 5699 | 5779.58 | 5928.58 | 5705.58 | 5442.94 | 3500
19% | 5131.54 | 5184.39 | 5265.39 | 5396.39 | 5602 | 5699.39 | 5796 | 5606.39 | 5369 | 3500
20% | 5042.6 | 5110.2 | 5177.2 | 5308 | 5501.6 | 5591.4 | 5652.2 | 5531.2 | 5305.6 | 3500
21% | 4967.93 | 5037.01 | 5074.01 | 5197 | 5411 | 5473.01 | 5553 | 5467.01 | 5251.93 | 3500
22% | 4902 | 4961 | 4980.82 | 5108 | 5315 | 5377 | 5467 | 5406 | 5214 | 3500
23% | 4849 | 4899.63 | 4887.63 | 5016 | 5242 | 5296 | 5400.63 | 5358 | 5179 | 3500
24% | 4784.92 | 4844.44 | 4797.44 | 4938 | 5179.92 | 5227 | 5353 | 5322 | 5149 | 3500
25% | 4721 | 4779.25 | 4728.5 | 4879.25 | 5120.25 | 5172 | 5308 | 5282 | 5119 | 3500
26% | 4665.58 | 4711 | 4650 | 4823 | 5066 | 5123 | 5274 | 5250 | 5090 | 3500
27% | 4607 | 4626 | 4597 | 4779 | 5023 | 5080 | 5243 | 5224 | 5067.91 | 3500
28% | 4565 | 4573 | 4541 | 4725.68 | 4981 | 5043 | 5218 | 5199 | 5043.24 | 3500
29% | 4527 | 4527 | 4497 | 4680 | 4938 | 5008 | 5198 | 5168 | 5020 | 3500
30% | 4493 | 4487 | 4457.3 | 4639 | 4901 | 4969 | 5177 | 5140 | 4996 | 3500
31% | 4461 | 4453 | 4419.11 | 4605.11 | 4862 | 4931 | 5150 | 5114 | 4973 | 3500
32% | 4422.56 | 4411 | 4388.92 | 4570 | 4827 | 4896 | 5129 | 5088 | 4950 | 3500
33% | 4379 | 4376.73 | 4360 | 4540 | 4799 | 4868 | 5111 | 5062 | 4928 | 3500
34% | 4338 | 4347 | 4338.54 | 4519 | 4773 | 4841 | 5095 | 5043 | 4907 | 3500
35% | 4300 | 4320 | 4317 | 4499 | 4751 | 4812 | 5078 | 5020.35 | 4887 | 3500
36% | 4267 | 4294 | 4294 | 4482 | 4728 | 4789 | 5062.16 | 5000 | 4867 | 3500
37% | 4245 | 4269 | 4272 | 4468 | 4708 | 4774 | 5049 | 4979 | 4844 | 3500
38% | 4223 | 4244 | 4248 | 4453 | 4690 | 4758 | 5037 | 4959 | 4824 | 3500
39% | 4200 | 4218 | 4226 | 4439 | 4676 | 4742 | 5025 | 4938 | 4804 | 3500
40% | 4181 | 4198.4 | 4204 | 4424.4 | 4664 | 4725.4 | 5010 | 4915.4 | 4783 | 3500
41% | 4164 | 4180 | 4187 | 4411 | 4650 | 4711 | 4996 | 4894 | 4764 | 3500
42% | 4149 | 4162 | 4169 | 4399 | 4637 | 4698 | 4986 | 4873 | 4748 | 3500
43% | 4133 | 4143 | 4154 | 4388 | 4625 | 4688 | 4974 | 4850 | 4724 | 3500
44% | 4118 | 4127 | 4141 | 4376 | 4615 | 4677 | 4961 | 4824 | 4700 | 3500
45% | 4106 | 4114 | 4128 | 4365 | 4604 | 4667 | 4952 | 4802 | 4680 | 3500
46% | 4095 | 4103 | 4115 | 4357 | 4595.18 | 4656.26 | 4943 | 4784 | 4663 | 3500
47% | 4084 | 4092 | 4104 | 4346 | 4587.51 | 4648 | 4934 | 4770 | 4644 | 3500
48% | 4076 | 4081 | 4091 | 4336 | 4580 | 4639.88 | 4925 | 4755 | 4627 | 3500
49% | 4068 | 4072 | 4082 | 4327 | 4571 | 4631 | 4917 | 4743.69 | 4611 | 3500
50% | 4062 | 4062 | 4072 | 4320 | 4563 | 4624 | 4910 | 4733 | 4592 | 3500
51% | 4055 | 4052 | 4063 | 4312 | 4555 | 4616 | 4903 | 4723 | 4576 | 3500
52% | 4048.16 | 4043 | 4054 | 4304 | 4546.16 | 4609 | 4896 | 4715 | 4561 | 3500
53% | 4041 | 4035 | 4045 | 4296 | 4539 | 4602 | 4889 | 4707 | 4547 | 3500
54% | 4034 | 4028 | 4037.74 | 4289 | 4531 | 4596.74 | 4883 | 4698 | 4533 | 3500
55% | 4028 | 4021 | 4030 | 4282 | 4523 | 4590 | 4877 | 4690.55 | 4521 | 3500
56% | 4023 | 4015 | 4023 | 4276 | 4516 | 4583 | 4870 | 4684 | 4509 | 3500
57% | 4018 | 4009 | 4016 | 4269 | 4508 | 4578 | 4863 | 4677 | 4496 | 3500
58% | 4013 | 4002 | 4010 | 4262 | 4499 | 4573 | 4857 | 4669 | 4485 | 3500
59% | 4008 | 3996 | 4003.79 | 4255 | 4492 | 4567.79 | 4851 | 4661 | 4474 | 3500
60% | 4003 | 3990 | 3997 | 4247 | 4483 | 4561 | 4844 | 4654 | 4464 | 3500
61% | 3998 | 3983 | 3991 | 4240 | 4475 | 4556 | 4837 | 4646 | 4453 | 3500
62% | 3993 | 3977 | 3984 | 4233 | 4466 | 4551 | 4831 | 4638 | 4442 | 3500
63% | 3988 | 3972 | 3976 | 4224 | 4457 | 4545 | 4825 | 4631 | 4432 | 3500
64% | 3984 | 3966 | 3969 | 4215 | 4447 | 4539 | 4818 | 4622 | 4423 | 3500
65% | 3980 | 3960 | 3964 | 4205 | 4439 | 4532 | 4811 | 4615 | 4413 | 3500
66% | 3975.78 | 3955 | 3958 | 4196 | 4431 | 4526 | 4805 | 4607 | 4404 | 3500
67% | 3971 | 3948 | 3952 | 4189 | 4422 | 4520 | 4799 | 4600 | 4395 | 3500
68% | 3967 | 3942 | 3945.08 | 4180 | 4413.44 | 4513 | 4792 | 4591 | 4386 | 3500
69% | 3963 | 3936 | 3938 | 4171 | 4404 | 4506 | 4786 | 4582 | 4379 | 3500
70% | 3958 | 3929 | 3930 | 4162 | 4396 | 4500 | 4780 | 4574.7 | 4371 | 3500
71% | 3955 | 3923 | 3923 | 4153 | 4387 | 4492 | 4773 | 4567.51 | 4363 | 3500
72% | 3950 | 3917 | 3916 | 4143 | 4379 | 4486 | 4767 | 4560 | 4354 | 3500
73% | 3946 | 3911 | 3909 | 4132 | 4370 | 4479 | 4761 | 4553 | 4346 | 3500
74% | 3942 | 3906 | 3902 | 4121 | 4361 | 4473 | 4756 | 4544 | 4338 | 3500
75% | 3937 | 3900 | 3895 | 4112 | 4352 | 4466 | 4749 | 4535 | 4331 | 3500
76% | 3931.08 | 3895 | 3889 | 4101 | 4343 | 4459 | 4744 | 4528 | 4324 | 3500
77% | 3926 | 3888.37 | 3882 | 4087.37 | 4333.41 | 4454 | 4737 | 4520.37 | 4317 | 3500
78% | 3921 | 3882 | 3875 | 4071 | 4323 | 4449.18 | 4731 | 4513 | 4309 | 3500
79% | 3916 | 3876 | 3869 | 4055 | 4312 | 4443 | 4726 | 4505 | 4302 | 3500
80% | 3911 | 3869.8 | 3862 | 4042 | 4300 | 4437 | 4720 | 4498 | 4293 | 3500
81% | 3907 | 3862 | 3855 | 4028 | 4288 | 4431.61 | 4714 | 4491 | 4285 | 3500
82% | 3902 | 3855 | 3848 | 4012 | 4276 | 4426 | 4707 | 4482 | 4277 | 3500
83% | 3897 | 3848 | 3841 | 3993 | 4262.39 | 4419 | 4701 | 4474 | 4269 | 3500
84% | 3891 | 3841 | 3834 | 3973 | 4249 | 4412 | 4695.04 | 4465 | 4260.72 | 3500
85% | 3886 | 3834 | 3827 | 3957 | 4235 | 4405 | 4689 | 4457 | 4251 | 3500
86% | 3880 | 3827 | 3821 | 3937 | 4222 | 4398.66 | 4683 | 4449 | 4241 | 3500
87% | 3875 | 3820 | 3814 | 3916 | 4206 | 4391 | 4677.47 | 4442 | 4231 | 3500
88% | 3868 | 3813 | 3808 | 3894 | 4191 | 4383 | 4672 | 4434 | 4222 | 3500
89% | 3862 | 3806 | 3801 | 3878 | 4177 | 4374.09 | 4664 | 4425 | 4210.37 | 3500
90% | 3854.7 | 3798 | 3791 | 3861.9 | 4164 | 4366 | 4656.9 | 4416 | 4197 | 3500
91% | 3848 | 3789 | 3783 | 3846 | 4151 | 4356 | 4648 | 4406 | 4184 | 3500
92% | 3839 | 3780 | 3773 | 3832 | 4137.36 | 4344 | 4638 | 4396 | 4169.36 | 3500
93% | 3831 | 3768 | 3762 | 3812.33 | 4121 | 4333 | 4626 | 4384 | 4154 | 3500
94% | 3824 | 3757 | 3750 | 3795 | 4103 | 4321.14 | 4611.14 | 4368 | 4139 | 3500
95% | 3814.35 | 3744 | 3735 | 3776 | 4083.35 | 4304 | 4596 | 4350.95 | 4121 | 3500
96% | 3803 | 3726.76 | 3719 | 3757 | 4062 | 4281 | 4575 | 4331.76 | 4101 | 3500
97% | 3792 | 3703.57 | 3702 | 3729 | 4038 | 4257 | 4552 | 4309 | 4072 | 3500
98% | 3771 | 3679.38 | 3677 | 3700 | 4009 | 4229 | 4521 | 4273 | 4024 | 3500
99% | 3737 | 3645 | 3643 | 3659.19 | 3965 | 4188 | 4470 | 4214 | 3968.67 | 3500
100% | 3581 | 3312 | 3427 | 3548 | 3732 | 3922 | 4230 | 3902 | 3665 | 3500

## Hazelwood 500kV
Projected Hazelwood 500 kV fault level duration curves
| 2019-20 | 2020-21 | 2021-22 | 2022-23 | 2023-24 | 2024-25 | 2029-30 | 2034-35 | 2039-40 | Requirement
1% | 17270.66 | 16754.62 | 16918.91 | 16878.29 | 17323 | 17402.86 | 16258.62 | 16224.62 | 16009.99 | 8850
2% | 16782.66 | 16342 | 16462 | 16422.62 | 16826.66 | 16845.62 | 15716 | 15837 | 15385.32 | 8850
3% | 16483 | 16113 | 16209.29 | 16133.72 | 16541.97 | 16575 | 15457 | 15502 | 15091.99 | 8850
4% | 16267 | 15878.24 | 15924 | 15889 | 16297 | 16347.48 | 15290.48 | 15226 | 14888.28 | 8850
5% | 16081 | 15691 | 15730.05 | 15695.1 | 16090 | 16140.1 | 15087.1 | 15080 | 14751.65 | 8850
6% | 15880 | 15514.86 | 15557 | 15547 | 15911 | 15955.86 | 14946 | 14968.72 | 14601.98 | 8850
7% | 15717.31 | 15373.67 | 15409 | 15389 | 15742 | 15801.34 | 14821 | 14821.67 | 14439 | 8850
8% | 15525.28 | 15229 | 15255.48 | 15239.48 | 15581 | 15662 | 14706.48 | 14666 | 14341.28 | 8850
9% | 15384.97 | 15084 | 15074 | 15110.58 | 15445.97 | 15535.29 | 14575 | 14537 | 14242.97 | 8850
10% | 15269.3 | 14986 | 14963.1 | 15018 | 15314.3 | 15397.1 | 14477 | 14414 | 14168.3 | 8850
11% | 15144.63 | 14910 | 14892.91 | 14939 | 15220.63 | 15292 | 14387.91 | 14293 | 14096.63 | 8850
12% | 15028 | 14818.72 | 14808 | 14865.72 | 15126 | 15213.72 | 14307 | 14205 | 14035.96 | 8850
13% | 14937 | 14720.06 | 14733.53 | 14791 | 15019.29 | 15122 | 14251 | 14116 | 13977.29 | 8850
14% | 14875 | 14647 | 14665.34 | 14714.02 | 14953 | 15034 | 14202.34 | 14030 | 13899 | 8850
15% | 14810.95 | 14575.15 | 14604 | 14634 | 14886.95 | 14967 | 14151.15 | 13941 | 13814.95 | 8850
16% | 14728 | 14501 | 14541 | 14558.96 | 14802.28 | 14881 | 14087.96 | 13873.92 | 13733.28 | 8850
17% | 14646.61 | 14435 | 14453 | 14487.77 | 14729 | 14803.77 | 14024 | 13812 | 13654.61 | 8850
18% | 14570.94 | 14361.58 | 14379 | 14407 | 14653.88 | 14732 | 13953 | 13747 | 13587 | 8850
19% | 14493 | 14291 | 14308.39 | 14341 | 14576.27 | 14655 | 13888.39 | 13683 | 13513 | 8850
20% | 14403.6 | 14225.2 | 14237 | 14276 | 14500 | 14581 | 13828 | 13617.2 | 13452 | 8850
21% | 14327.93 | 14152.01 | 14167.01 | 14208 | 14424 | 14530 | 13773 | 13550 | 13381 | 8850
22% | 14255 | 14079 | 14090 | 14125.82 | 14341 | 14460 | 13719 | 13467.82 | 13307.26 | 8850
23% | 14189 | 14022 | 14037 | 14061 | 14275 | 14390 | 13662 | 13378.63 | 13232 | 8850
24% | 14126.84 | 13976 | 13986 | 14006.44 | 14217 | 14321 | 13616 | 13297 | 13168 | 8850
25% | 14052 | 13932 | 13934.25 | 13958 | 14161.25 | 14254.25 | 13572.25 | 13227 | 13103 | 8850
26% | 13981 | 13888.06 | 13888 | 13918 | 14120 | 14193.06 | 13542 | 13164 | 13053.58 | 8850
27% | 13919.91 | 13848 | 13847 | 13887 | 14086 | 14145 | 13509 | 13110 | 12993 | 8850
28% | 13868 | 13810 | 13813 | 13855 | 14057 | 14109 | 13478.68 | 13057 | 12934.24 | 8850
29% | 13823.57 | 13782 | 13783.49 | 13829 | 14030 | 14078 | 13454 | 13018 | 12881.57 | 8850
30% | 13776 | 13750 | 13758 | 13804 | 14010 | 14048 | 13427 | 12968.3 | 12835 | 8850
31% | 13738 | 13727 | 13732 | 13780 | 13991 | 14028 | 13403 | 12916 | 12795 | 8850
32% | 13715 | 13707.92 | 13712 | 13759 | 13971 | 14010.92 | 13382 | 12868 | 12759 | 8850
33% | 13696 | 13693.73 | 13696 | 13740 | 13952 | 13995 | 13365 | 12831 | 12726 | 8850
34% | 13680.22 | 13676.54 | 13682 | 13723 | 13935 | 13978.54 | 13347 | 12795 | 12688 | 8850
35% | 13665 | 13661 | 13667 | 13710 | 13920 | 13964 | 13333 | 12764 | 12654 | 8850
36% | 13651 | 13648 | 13653 | 13698 | 13904 | 13951 | 13317 | 12731 | 12626 | 8850
37% | 13640 | 13635.97 | 13638 | 13684 | 13887 | 13939 | 13304 | 12705 | 12601 | 8850
38% | 13628 | 13623.78 | 13625 | 13672 | 13871.54 | 13928 | 13293 | 12685 | 12577.54 | 8850
39% | 13615.87 | 13612 | 13615 | 13659 | 13855 | 13915 | 13282 | 12665 | 12555 | 8850
40% | 13603 | 13601 | 13605 | 13648 | 13835 | 13902 | 13271 | 12646 | 12535 | 8850
41% | 13592 | 13590.21 | 13595 | 13636 | 13813.53 | 13891 | 13262 | 12629.21 | 12519 | 8850
42% | 13581 | 13578.02 | 13585 | 13626 | 13789 | 13879 | 13251 | 12612 | 12502.86 | 8850
43% | 13573 | 13566 | 13575 | 13615 | 13764.19 | 13867 | 13240 | 12594 | 12488 | 8850
44% | 13562 | 13556 | 13563 | 13603.64 | 13741 | 13853 | 13230 | 12578 | 12474 | 8850
45% | 13550 | 13543 | 13552 | 13590 | 13717 | 13839 | 13217 | 12566 | 12460 | 8850
46% | 13538 | 13529 | 13541 | 13575 | 13695 | 13824 | 13203 | 12555 | 12446 | 8850
47% | 13523 | 13508 | 13523 | 13558.07 | 13675 | 13804 | 13186 | 12541 | 12433 | 8850
48% | 13505.84 | 13484 | 13497 | 13542 | 13654 | 13783.88 | 13167 | 12529.88 | 12421 | 8850
49% | 13489 | 13454 | 13466 | 13522 | 13630 | 13764 | 13150 | 12518 | 12407 | 8850
50% | 13470 | 13410 | 13426 | 13495 | 13612 | 13737.5 | 13130.5 | 12505 | 12393 | 8850
51% | 13445 | 13356 | 13376 | 13452 | 13594 | 13709 | 13106 | 12493.31 | 12376 | 8850
52% | 13411 | 13308 | 13334.12 | 13405 | 13571 | 13672.12 | 13073 | 12483 | 12358 | 8850
53% | 13367 | 13272 | 13294.93 | 13360 | 13543 | 13631 | 13031 | 12470 | 12337 | 8850
54% | 13324 | 13236.74 | 13254 | 13311 | 13500 | 13583 | 12991 | 12460 | 12311 | 8850
55% | 13284 | 13196 | 13220.55 | 13273 | 13448 | 13528 | 12953.55 | 12450 | 12285.15 | 8850
56% | 13242.48 | 13148.36 | 13175 | 13222 | 13375 | 13466.36 | 12916 | 12436 | 12254.48 | 8850
57% | 13197 | 13068 | 13111 | 13163 | 13317 | 13399.17 | 12871 | 12422 | 12222 | 8850
58% | 13149 | 12988 | 13034 | 13082.98 | 13251 | 13320 | 12812 | 12409 | 12187 | 8850
59% | 13071 | 12932 | 12967 | 13015 | 13170.47 | 13250 | 12739 | 12392 | 12149 | 8850
60% | 12994 | 12874 | 12910 | 12960.6 | 13109.8 | 13186 | 12663.6 | 12376 | 12098 | 8850
61% | 12923 | 12823.41 | 12862 | 12904 | 13047.13 | 13134.41 | 12596.41 | 12357 | 12042.13 | 8850
62% | 12858 | 12779.22 | 12813.22 | 12854 | 12976 | 13083.22 | 12526 | 12332 | 11995 | 8850
63% | 12807.79 | 12743 | 12769 | 12804 | 12907 | 13032 | 12455.06 | 12295 | 11949 | 8850
64% | 12759 | 12701.84 | 12720 | 12750 | 12847.12 | 12972.84 | 12367.84 | 12251.84 | 11889.12 | 8850
65% | 12703 | 12656 | 12651 | 12681 | 12806 | 12903 | 12301.65 | 12189 | 11836 | 8850
66% | 12632.78 | 12594 | 12574.46 | 12609 | 12761 | 12840 | 12243.46 | 12100 | 11785 | 8850
67% | 12546.11 | 12527 | 12519 | 12553 | 12715 | 12787 | 12196 | 11958.27 | 11715 | 8850
68% | 12475 | 12467 | 12472 | 12498 | 12674.44 | 12745.08 | 12151 | 11846 | 11640.44 | 8850
69% | 12426 | 12422.89 | 12427 | 12453 | 12622 | 12708.89 | 12105 | 11706.89 | 11574.77 | 8850
70% | 12387.1 | 12384 | 12384 | 12419 | 12568.1 | 12658 | 12068 | 11576.7 | 11504 | 8850
71% | 12356 | 12352 | 12345 | 12388 | 12519 | 12614 | 12032 | 11511 | 11444.43 | 8850
72% | 12329 | 12327 | 12315 | 12356 | 12469.76 | 12575 | 12003 | 11457 | 11374 | 8850
73% | 12299 | 12300.13 | 12290 | 12319 | 12420 | 12548 | 11971 | 11410 | 11319 | 8850
74% | 12262 | 12268 | 12264.94 | 12284.94 | 12378 | 12511.94 | 11939.94 | 11356 | 11265 | 8850
75% | 12225.75 | 12231 | 12222 | 12237.5 | 12339 | 12472 | 11891 | 11311 | 11222.75 | 8850
76% | 12176 | 12184 | 12179.56 | 12179 | 12296.08 | 12438.56 | 11848.56 | 11281 | 11182.08 | 8850
77% | 12121 | 12134 | 12135 | 12135 | 12250.41 | 12403 | 11805 | 11247.37 | 11145.41 | 8850
78% | 12084 | 12087.18 | 12090 | 12097.18 | 12209 | 12372 | 11768 | 11219 | 11114.74 | 8850
79% | 12043 | 12042 | 12050.99 | 12069.99 | 12155.07 | 12335 | 11729 | 11190 | 11082.07 | 8850
80% | 12016.4 | 12008.8 | 12020 | 12032 | 12113 | 12284.8 | 11694 | 11152 | 11036 | 8850
81% | 11988 | 11967 | 11985 | 11999.61 | 12071 | 12244.61 | 11655 | 11121 | 10990 | 8850
82% | 11953 | 11914.42 | 11946 | 11954.42 | 12039 | 12190 | 11618 | 11079 | 10942 | 8850
83% | 11906 | 11841 | 11875 | 11892 | 12008 | 12119 | 11574 | 11036 | 10898 | 8850
84% | 11832 | 11770.04 | 11814 | 11821.04 | 11957.72 | 12057 | 11516 | 10998 | 10861.72 | 8850
85% | 11753 | 11703.85 | 11745.85 | 11743 | 11902.05 | 11989.85 | 11448 | 10967 | 10808 | 8850
86% | 11689.38 | 11625 | 11672.66 | 11678 | 11818 | 11922.66 | 11386.66 | 10942 | 10755.38 | 8850
87% | 11622 | 11543 | 11600 | 11606 | 11746 | 11857 | 11339 | 10910 | 10685 | 8850
88% | 11549 | 11475 | 11530 | 11528.56 | 11671 | 11769.28 | 11270 | 10875 | 10610.12 | 8850
89% | 11454.37 | 11352 | 11441 | 11380 | 11579.37 | 11672 | 11168.18 | 10832 | 10485 | 8850
90% | 11345.1 | 11210 | 11272 | 11214.9 | 11422.1 | 11546 | 11021 | 10765 | 10365 | 8850
91% | 11190 | 11054.71 | 11092.42 | 11029.71 | 11226.03 | 11406.55 | 10839.71 | 10622.13 | 10156.06 | 8850
92% | 10978.72 | 10887.52 | 10904.52 | 10899.52 | 11021.36 | 11221 | 10665.04 | 10299 | 9993 | 8850
93% | 10829.38 | 10785 | 10806.33 | 10794.33 | 10863 | 11080.33 | 10560 | 10071.33 | 9841.07 | 8850
94% | 10722.06 | 10670 | 10699.14 | 10689.14 | 10749 | 10946.14 | 10464 | 9920 | 9697.12 | 8850
95% | 10562.7 | 10517 | 10526.95 | 10540 | 10629 | 10804 | 10371 | 9773.9 | 9577.35 | 8850
96% | 10402.12 | 10363.76 | 10350.28 | 10404.76 | 10475 | 10630.76 | 10243 | 9674.76 | 9434.68 | 8850
97% | 10188.04 | 10030.57 | 9983.57 | 10109.14 | 10237.02 | 10277.14 | 10056.14 | 9550 | 9306 | 8850
98% | 9878 | 9615.9 | 9564.52 | 9648.76 | 10054 | 9957.52 | 9518.28 | 9339.38 | 8971.68 | 8850
99% | 9394.34 | 9244.28 | 9210.38 | 9235.52 | 9290.68 | 9402.38 | 8985 | 8552.95 | 8281.02 | 8850
100% | 8241 | 7910 | 7883 | 7943 | 8024 | 8231 | 7662 | 7917 | 6612 | 8850

## Armidale 330kV
Projected Armidale 330 kV fault level duration curves
| 2019-20 | 2020-21 | 2021-22 | 2022-23 | 2023-24 | 2024-25 | 2029-30 | 2034-35 | 2039-40 | Requirement
1% | 3507 | 3502 | 3497 | 3491.81 | 3459 | 3453 | 5169 | 7269.81 | 6868.33 | 3000
2% | 3489 | 3483 | 3482 | 3472 | 3440 | 3427 | 5142 | 7180 | 6735 | 3000
3% | 3479.99 | 3474 | 3473 | 3461 | 3425.99 | 3418 | 5124 | 7108 | 6646.99 | 3000
4% | 3473 | 3468 | 3467 | 3455 | 3416 | 3412 | 5111 | 7049 | 6557 | 3000
5% | 3469 | 3463 | 3462 | 3450 | 3409 | 3407 | 5100 | 7003 | 6503.65 | 3000
6% | 3465 | 3458 | 3458 | 3445 | 3404 | 3401 | 5091 | 6968 | 6453 | 3000
7% | 3461 | 3454 | 3454 | 3441 | 3398 | 3396 | 5082 | 6932 | 6407 | 3000
8% | 3458 | 3451 | 3450 | 3436 | 3394 | 3392 | 5074 | 6893 | 6371.64 | 3000
9% | 3455 | 3447 | 3447 | 3433 | 3389 | 3387 | 5064 | 6857.29 | 6334 | 3000
10% | 3452 | 3444 | 3444 | 3429 | 3386 | 3384 | 5056 | 6823.1 | 6300 | 3000
11% | 3449 | 3441 | 3440 | 3426 | 3382 | 3380 | 5048 | 6783 | 6274 | 3000
12% | 3446 | 3438 | 3437 | 3423 | 3378 | 3376 | 5041 | 6752 | 6247.96 | 3000
13% | 3443 | 3435 | 3434 | 3419 | 3374 | 3372 | 5033 | 6727 | 6222 | 3000
14% | 3441 | 3433 | 3431 | 3416 | 3370 | 3369 | 5026 | 6703 | 6195 | 3000
15% | 3438 | 3430 | 3429 | 3414 | 3367 | 3366 | 5019 | 6673.15 | 6175 | 3000
16% | 3436 | 3428 | 3426 | 3411 | 3364 | 3363 | 5013 | 6629.96 | 6155 | 3000
17% | 3434 | 3425 | 3424 | 3409 | 3361 | 3360 | 5007 | 6585 | 6132 | 3000
18% | 3432 | 3423 | 3422 | 3406 | 3358 | 3357 | 5002 | 6535 | 6114 | 3000
19% | 3429 | 3421 | 3419 | 3403 | 3355 | 3355 | 4996 | 6495.39 | 6097 | 3000
20% | 3427 | 3419 | 3417 | 3400 | 3353 | 3352 | 4991 | 6458 | 6079 | 3000
21% | 3425 | 3418 | 3415 | 3398 | 3350 | 3350 | 4986 | 6405 | 6061 | 3000
22% | 3424 | 3416 | 3412 | 3396 | 3348 | 3347 | 4981 | 6343.82 | 6044 | 3000
23% | 3421 | 3414 | 3410 | 3394 | 3346 | 3345 | 4977 | 6275 | 6025 | 3000
24% | 3419.92 | 3412 | 3409 | 3392 | 3343 | 3343 | 4972 | 6140.44 | 6005.92 | 3000
25% | 3418 | 3411 | 3407 | 3389 | 3341 | 3341 | 4967 | 5689.25 | 5988 | 3000
26% | 3416 | 3409 | 3405 | 3387 | 3338 | 3338 | 4963 | 5544.06 | 5968.58 | 3000
27% | 3414 | 3407 | 3403 | 3385 | 3336 | 3336 | 4959 | 5487 | 5951 | 3000
28% | 3413 | 3405 | 3401 | 3383 | 3334 | 3334 | 4955 | 5459 | 5933 | 3000
29% | 3412 | 3404 | 3399 | 3381 | 3332 | 3332 | 4951 | 5437 | 5917 | 3000
30% | 3410 | 3402 | 3397 | 3379 | 3330 | 3331 | 4947 | 5417 | 5898 | 3000
31% | 3409 | 3400 | 3395 | 3377 | 3328 | 3329 | 4943 | 5399 | 5881 | 3000
32% | 3408 | 3398 | 3393 | 3375 | 3326 | 3327 | 4939 | 5386 | 5863 | 3000
33% | 3406 | 3397 | 3391 | 3373 | 3324 | 3325 | 4934 | 5373 | 5845.89 | 3000
34% | 3405 | 3395 | 3389 | 3371 | 3322 | 3323 | 4931 | 5361 | 5825 | 3000
35% | 3403 | 3394 | 3386.35 | 3369 | 3320 | 3322 | 4927 | 5347 | 5804.55 | 3000
36% | 3402 | 3392 | 3384 | 3366 | 3318 | 3320 | 4924 | 5335 | 5785.88 | 3000
37% | 3400 | 3391 | 3382 | 3364 | 3316 | 3318 | 4921 | 5325 | 5761 | 3000
38% | 3399 | 3389 | 3380 | 3363 | 3314 | 3316 | 4918 | 5315 | 5741 | 3000
39% | 3398 | 3387 | 3378 | 3361 | 3312 | 3314 | 4915 | 5305 | 5722 | 3000
40% | 3396 | 3385 | 3376 | 3359 | 3310 | 3312 | 4911 | 5296 | 5704 | 3000
41% | 3395 | 3383 | 3374 | 3357 | 3308 | 3310 | 4909 | 5288 | 5686 | 3000
42% | 3394 | 3382 | 3373 | 3355 | 3307 | 3308 | 4906 | 5279 | 5671 | 3000
43% | 3392 | 3380 | 3371 | 3353 | 3305 | 3306 | 4903 | 5269 | 5656 | 3000
44% | 3391 | 3378 | 3369 | 3352 | 3302 | 3305 | 4900 | 5260 | 5640 | 3000
45% | 3389 | 3376 | 3367 | 3350 | 3300 | 3303 | 4897 | 5253 | 5626 | 3000
46% | 3388 | 3375 | 3365 | 3348 | 3299 | 3301 | 4895 | 5246 | 5611 | 3000
47% | 3387 | 3373 | 3363 | 3346 | 3297 | 3299 | 4892 | 5239.07 | 5597 | 3000
48% | 3385 | 3371 | 3361 | 3344 | 3295 | 3298 | 4889 | 5233 | 5583 | 3000
49% | 3384 | 3369 | 3359 | 3342 | 3293 | 3296 | 4886 | 5226 | 5571 | 3000
50% | 3382 | 3368 | 3357 | 3341 | 3291 | 3294 | 4884 | 5218 | 5559 | 3000
51% | 3380 | 3366 | 3355 | 3338 | 3290 | 3292 | 4881 | 5210 | 5546 | 3000
52% | 3379 | 3364 | 3353 | 3337 | 3288 | 3290 | 4879 | 5202.12 | 5532.16 | 3000
53% | 3377 | 3362 | 3351 | 3334 | 3286 | 3288 | 4876 | 5196 | 5522 | 3000
54% | 3375 | 3360 | 3349 | 3333 | 3284 | 3287 | 4874 | 5189 | 5511 | 3000
55% | 3374 | 3358 | 3346 | 3331 | 3282 | 3285 | 4871 | 5183 | 5497 | 3000
56% | 3372 | 3357 | 3344 | 3328 | 3280 | 3283 | 4868 | 5176 | 5483 | 3000
57% | 3370 | 3355 | 3342 | 3326 | 3278 | 3281 | 4866 | 5170 | 5469 | 3000
58% | 3368 | 3353 | 3340 | 3325 | 3275 | 3279 | 4863 | 5164 | 5456 | 3000
59% | 3367 | 3351 | 3338 | 3323 | 3273 | 3277 | 4860 | 5158 | 5441 | 3000
60% | 3365 | 3349 | 3336 | 3321 | 3272 | 3275 | 4858 | 5153 | 5428 | 3000
61% | 3363 | 3347 | 3334 | 3319 | 3270 | 3273 | 4855 | 5147 | 5417 | 3000
62% | 3361 | 3345 | 3332 | 3316 | 3268 | 3272 | 4853 | 5141 | 5402 | 3000
63% | 3360 | 3343 | 3329 | 3314 | 3266 | 3269 | 4850 | 5136 | 5391 | 3000
64% | 3357 | 3341 | 3327 | 3312 | 3264 | 3267 | 4847 | 5131 | 5378.12 | 3000
65% | 3355 | 3339 | 3324 | 3310 | 3262 | 3266 | 4844 | 5126 | 5367 | 3000
66% | 3353 | 3337 | 3322 | 3307 | 3260 | 3264 | 4841 | 5121 | 5357 | 3000
67% | 3350 | 3334 | 3320 | 3305 | 3258 | 3262 | 4838 | 5117 | 5347 | 3000
68% | 3348 | 3331 | 3318 | 3303 | 3256 | 3260 | 4834 | 5113 | 5336 | 3000
69% | 3345 | 3328 | 3315 | 3301 | 3254 | 3258 | 4830 | 5109 | 5327 | 3000
70% | 3343 | 3326 | 3313 | 3299 | 3252 | 3256 | 4827 | 5104 | 5318 | 3000
71% | 3341 | 3323 | 3310 | 3297 | 3250 | 3254 | 4823 | 5100 | 5308 | 3000
72% | 3338 | 3321 | 3308 | 3295 | 3248 | 3252 | 4820 | 5095 | 5299 | 3000
73% | 3335.09 | 3318 | 3305 | 3292 | 3246 | 3250 | 4815 | 5090 | 5289 | 3000
74% | 3333 | 3315 | 3302 | 3290 | 3244 | 3248 | 4811 | 5086 | 5280 | 3000
75% | 3331 | 3312 | 3300 | 3288 | 3242 | 3246 | 4807 | 5082 | 5270 | 3000
76% | 3328 | 3308 | 3297.56 | 3286 | 3240 | 3243 | 4803 | 5078 | 5261 | 3000
77% | 3326 | 3305 | 3295 | 3284 | 3237 | 3240 | 4799 | 5073 | 5252 | 3000
78% | 3323 | 3303 | 3292 | 3281 | 3235 | 3237 | 4795 | 5067 | 5242 | 3000
79% | 3320 | 3300 | 3289 | 3278 | 3233 | 3235 | 4790 | 5061 | 5231 | 3000
80% | 3317 | 3296 | 3286 | 3275 | 3230 | 3233 | 4786 | 5055 | 5218 | 3000
81% | 3315 | 3293 | 3283 | 3272 | 3227 | 3230 | 4782 | 5047.61 | 5207 | 3000
82% | 3311 | 3290 | 3280 | 3270 | 3224 | 3227 | 4777 | 5040.42 | 5197 | 3000
83% | 3307 | 3286 | 3277 | 3267 | 3221 | 3225 | 4772 | 5033 | 5185 | 3000
84% | 3304 | 3283 | 3274 | 3264 | 3217 | 3221 | 4766 | 5026 | 5173 | 3000
85% | 3300 | 3279 | 3271 | 3260 | 3214 | 3219 | 4760 | 5018 | 5160 | 3000
86% | 3296 | 3274 | 3267 | 3256 | 3211 | 3215 | 4753 | 5009 | 5144 | 3000
87% | 3291 | 3270 | 3263 | 3250 | 3207 | 3211 | 4746 | 5001 | 5126 | 3000
88% | 3286 | 3265 | 3259 | 3245 | 3203 | 3207 | 4739 | 4992 | 5108 | 3000
89% | 3281 | 3260 | 3254 | 3240 | 3198 | 3202 | 4732 | 4983 | 5088.37 | 3000
90% | 3276 | 3255 | 3249 | 3234 | 3193 | 3196 | 4723 | 4971 | 5070 | 3000
91% | 3271 | 3248 | 3242 | 3228 | 3187 | 3190 | 4714 | 4960 | 5050 | 3000
92% | 3266 | 3240 | 3235 | 3222 | 3180 | 3185 | 4704 | 4949 | 5025 | 3000
93% | 3258.69 | 3232.33 | 3229 | 3215 | 3175 | 3178 | 4693 | 4937 | 5000.69 | 3000
94% | 3251 | 3224.14 | 3221 | 3203.14 | 3168.02 | 3171 | 4679 | 4926 | 4975 | 3000
95% | 3241 | 3214 | 3209 | 3191 | 3159 | 3161 | 4666 | 4910 | 4935 | 3000
96% | 3228 | 3199 | 3197 | 3178.76 | 3148 | 3148 | 4650 | 4886 | 4893 | 3000
97% | 3210 | 3179 | 3179 | 3163 | 3132 | 3131 | 4629 | 4857 | 4842 | 3000
98% | 3184 | 3162.38 | 3163 | 3139 | 3112 | 3109 | 4604 | 4817 | 4765 | 3000
99% | 3161 | 3133 | 3131 | 3102 | 3086 | 3081 | 4561.19 | 4753.38 | 4650.01 | 3000
100% | 3025 | 2815 | 2772 | 2787 | 2895 | 2903 | 4280 | 4406 | 4170 | 3000

## Sydney West 330kV
Projected Sydney West 330 kV fault level duration curves
| 2019-20 | 2020-21 | 2021-22 | 2022-23 | 2023-24 | 2024-25 | 2029-30 | 2034-35 | 2039-40 | Requirement
1% | 12571 | 12554 | 12527.81 | 12495.81 | 12291 | 12237.81 | 14647.62 | 13313.34 | 12391 | 9250
2% | 12456.66 | 12432 | 12412 | 12387 | 12160 | 12108.62 | 14489 | 12778.62 | 12018 | 9250
3% | 12396.99 | 12372 | 12342 | 12311.86 | 12077 | 12035.86 | 14369 | 12625 | 11769.98 | 9250
4% | 12350 | 12325 | 12298.24 | 12263 | 12017 | 11978 | 14282 | 12524.24 | 11575.64 | 9250
5% | 12314 | 12278 | 12259 | 12226 | 11969.65 | 11938 | 14206 | 12446 | 11286.65 | 9250
6% | 12280.98 | 12246 | 12224 | 12193 | 11928 | 11901.86 | 14139.86 | 12371 | 11118.98 | 9250
7% | 12251 | 12207 | 12193 | 12152 | 11888 | 11869 | 14090.67 | 12305 | 10988.31 | 9250
8% | 12224 | 12176 | 12165 | 12111 | 11854 | 11839.48 | 14028 | 12250.48 | 10864 | 9250
9% | 12195 | 12151 | 12134.29 | 12080.29 | 11827 | 11816 | 13976 | 12201 | 10757 | 9250
10% | 12170 | 12129 | 12110 | 12056 | 11803 | 11795 | 13937.1 | 12155 | 10671 | 9250
11% | 12147 | 12108.91 | 12089 | 12033 | 11779.63 | 11776 | 13898 | 12117 | 10611.63 | 9250
12% | 12122 | 12089 | 12071 | 12013 | 11759 | 11753 | 13861 | 12082 | 10552 | 9250
13% | 12101 | 12070 | 12051 | 11994.53 | 11733 | 11729 | 13824 | 12037 | 10495.29 | 9250
14% | 12081 | 12053 | 12035 | 11979 | 11707 | 11704 | 13792 | 11988 | 10450 | 9250
15% | 12063.95 | 12036 | 12016 | 11964 | 11676 | 11680 | 13762.15 | 11948 | 10412 | 9250
16% | 12048 | 12024 | 12001.96 | 11949 | 11648 | 11657 | 13729 | 11909 | 10360.28 | 9250
17% | 12033 | 12008 | 11985 | 11933 | 11624 | 11636 | 13697 | 11873.77 | 10319.61 | 9250
18% | 12022 | 11995.58 | 11967 | 11918 | 11607.94 | 11621 | 13663.58 | 11842 | 10284 | 9250
19% | 12009.27 | 11980 | 11951 | 11902.39 | 11593 | 11608 | 13626 | 11803 | 10242.27 | 9250
20% | 11998 | 11967 | 11933 | 11886 | 11582 | 11597 | 13589 | 11768 | 10200 | 9250
21% | 11986 | 11951 | 11913 | 11870 | 11572 | 11585 | 13554 | 11732 | 10152 | 9250
22% | 11976 | 11933.82 | 11893.82 | 11853 | 11561 | 11576 | 13517 | 11691 | 10113 | 9250
23% | 11964 | 11915 | 11879 | 11835 | 11550 | 11566 | 13490 | 11655 | 10076.59 | 9250
24% | 11953 | 11898 | 11861 | 11820 | 11540 | 11556 | 13463 | 11621 | 10040 | 9250
25% | 11941 | 11879 | 11846 | 11801 | 11528 | 11546 | 13429 | 11594 | 10001 | 9250
26% | 11929 | 11865 | 11828 | 11784 | 11517 | 11536 | 13401 | 11566 | 9954 | 9250
27% | 11916 | 11850 | 11814 | 11765 | 11505 | 11526 | 13373.87 | 11535 | 9914 | 9250
28% | 11903.24 | 11833 | 11798 | 11750 | 11494 | 11516 | 13352 | 11500 | 9865.24 | 9250
29% | 11891 | 11816.49 | 11783 | 11733 | 11483 | 11506 | 13334 | 11469 | 9819 | 9250
30% | 11878 | 11800 | 11769 | 11718 | 11471 | 11497 | 13316 | 11438 | 9772 | 9250
31% | 11863 | 11784 | 11755.11 | 11704 | 11456 | 11483 | 13301 | 11404 | 9725 | 9250
32% | 11847 | 11770 | 11744 | 11686 | 11439 | 11466 | 13288 | 11363 | 9665 | 9250
33% | 11830 | 11756 | 11732 | 11671 | 11422 | 11441 | 13274 | 11321 | 9613 | 9250
34% | 11816 | 11743 | 11721 | 11657 | 11399 | 11413.54 | 13259 | 11283 | 9566.22 | 9250
35% | 11801 | 11731 | 11710 | 11645 | 11381.55 | 11387 | 13241 | 11235.35 | 9522 | 9250
36% | 11787 | 11721 | 11700 | 11633 | 11360 | 11365 | 13224 | 11201 | 9473.88 | 9250
37% | 11775 | 11711 | 11691 | 11623 | 11340.21 | 11344 | 13207 | 11171 | 9426.21 | 9250
38% | 11763 | 11701 | 11681 | 11613 | 11323 | 11325 | 13187 | 11142 | 9378 | 9250
39% | 11752 | 11692 | 11670 | 11604 | 11303.87 | 11311 | 13159 | 11112.59 | 9332 | 9250
40% | 11741 | 11683 | 11657 | 11595 | 11290 | 11298 | 13122.4 | 11086 | 9287 | 9250
41% | 11728 | 11672 | 11645 | 11585 | 11279 | 11286 | 13079 | 11063 | 9231 | 9250
42% | 11716 | 11662 | 11633 | 11575 | 11269 | 11278 | 13044 | 11037 | 9191 | 9250
43% | 11705 | 11650 | 11619 | 11565 | 11261 | 11270 | 13009 | 11013 | 9149 | 9250
44% | 11695 | 11637 | 11607 | 11554 | 11254 | 11264 | 12979 | 10992 | 9103 | 9250
45% | 11686 | 11627 | 11593 | 11544 | 11248 | 11258 | 12955 | 10974 | 9050 | 9250
46% | 11675.18 | 11613 | 11578.26 | 11533 | 11241 | 11252 | 12937 | 10960 | 8990 | 9250
47% | 11665 | 11601 | 11564 | 11521 | 11235 | 11247 | 12923 | 10944 | 8952 | 9250
48% | 11656 | 11588 | 11548 | 11508.88 | 11229 | 11243 | 12911 | 10928 | 8915 | 9250
49% | 11646 | 11572 | 11532 | 11496 | 11223 | 11238 | 12901 | 10914 | 8875 | 9250
50% | 11635.5 | 11557 | 11517 | 11482 | 11217 | 11233.5 | 12893 | 10900 | 8838 | 9250
51% | 11626 | 11541 | 11502 | 11470 | 11211 | 11229 | 12884 | 10887 | 8806 | 9250
52% | 11615 | 11525.12 | 11488 | 11456 | 11204 | 11224 | 12877 | 10875 | 8775 | 9250
53% | 11603 | 11507 | 11472 | 11446 | 11197 | 11220 | 12870 | 10862 | 8748 | 9250
54% | 11591 | 11488.74 | 11455.74 | 11434 | 11189 | 11216 | 12863 | 10848 | 8718 | 9250
55% | 11576 | 11473 | 11443 | 11418 | 11181 | 11211 | 12856 | 10833 | 8687 | 9250
56% | 11565 | 11460 | 11430 | 11404.36 | 11173 | 11205 | 12848 | 10817 | 8659 | 9250
57% | 11549.81 | 11447 | 11418 | 11386 | 11163 | 11200 | 12842 | 10801 | 8616 | 9250
58% | 11532 | 11435 | 11405 | 11370 | 11152 | 11192 | 12835 | 10786 | 8571 | 9250
59% | 11517 | 11423 | 11390 | 11353 | 11140 | 11185 | 12827 | 10765 | 8525.47 | 9250
60% | 11501 | 11409 | 11375 | 11338.6 | 11128.8 | 11175 | 12818 | 10744.6 | 8471 | 9250
61% | 11479 | 11396 | 11363 | 11326.41 | 11118 | 11165 | 12810 | 10723 | 8413 | 9250
62% | 11461 | 11379.22 | 11349 | 11317 | 11109 | 11151 | 12801 | 10695 | 8360 | 9250
63% | 11444 | 11367 | 11336 | 11307 | 11098 | 11134 | 12791.03 | 10670 | 8308.79 | 9250
64% | 11428 | 11355 | 11325 | 11296 | 11085 | 11115.84 | 12784 | 10646 | 8259 | 9250
65% | 11414.45 | 11342 | 11313 | 11285 | 11070 | 11096 | 12771 | 10624.65 | 8221 | 9250
66% | 11399 | 11329 | 11302 | 11274 | 11050 | 11071 | 12757 | 10595 | 8188 | 9250
67% | 11384 | 11316 | 11289 | 11262 | 11027 | 11037 | 12741 | 10556 | 8154 | 9250
68% | 11371 | 11304 | 11278 | 11250 | 10992 | 11007 | 12722 | 10526 | 8114 | 9250
69% | 11358 | 11294 | 11265 | 11235 | 10961 | 10981.89 | 12694 | 10486 | 8081 | 9250
70% | 11346 | 11282 | 11245 | 11221 | 10944 | 10968 | 12659 | 10454 | 8044 | 9250
71% | 11334 | 11270 | 11221.51 | 11205 | 10929 | 10954 | 12616 | 10422 | 8007 | 9250
72% | 11321 | 11253.32 | 11198 | 11190 | 10915 | 10942 | 12577 | 10395 | 7969 | 9250
73% | 11308 | 11234 | 11169 | 11172 | 10904 | 10932 | 12542 | 10371 | 7929 | 9250
74% | 11296 | 11212 | 11148.94 | 11152.94 | 10889 | 10923 | 12518 | 10348.94 | 7889 | 9250
75% | 11282 | 11186 | 11129 | 11133 | 10873 | 10914 | 12498.75 | 10329 | 7847 | 9250
76% | 11263 | 11166 | 11107 | 11112 | 10857 | 10906 | 12478 | 10310 | 7801 | 9250
77% | 11246 | 11139 | 11084 | 11095 | 10846 | 10895 | 12460 | 10291 | 7761 | 9250
78% | 11229 | 11116 | 11061 | 11076 | 10832 | 10884 | 12442 | 10272 | 7717 | 9250
79% | 11208 | 11092.99 | 11040.99 | 11055 | 10818 | 10873 | 12415 | 10255.99 | 7679 | 9250
80% | 11183 | 11072 | 11021 | 11034 | 10802.4 | 10862 | 12392 | 10236 | 7643 | 9250
81% | 11157 | 11051 | 11001 | 11011 | 10786 | 10852 | 12369 | 10219 | 7602 | 9250
82% | 11133 | 11027 | 10981 | 10992 | 10772 | 10841 | 12347 | 10201 | 7565 | 9250
83% | 11109 | 11003 | 10962 | 10965 | 10758 | 10830 | 12326 | 10184 | 7529 | 9250
84% | 11083 | 10983 | 10943 | 10941 | 10740 | 10819 | 12306 | 10165 | 7496.72 | 9250
85% | 11059.05 | 10967 | 10920 | 10921 | 10725 | 10800 | 12280 | 10138 | 7466 | 9250
86% | 11034 | 10944 | 10900 | 10903 | 10705 | 10781 | 12248 | 10101 | 7429 | 9250
87% | 11001.71 | 10920 | 10875 | 10875.47 | 10672 | 10748 | 12212 | 10060 | 7400 | 9250
88% | 10969 | 10893 | 10842 | 10845 | 10621 | 10686 | 12181 | 9997 | 7366 | 9250
89% | 10941 | 10860 | 10795.09 | 10807 | 10559.37 | 10640 | 12139 | 9949 | 7338.37 | 9250
90% | 10909 | 10804 | 10741 | 10760 | 10523 | 10599.9 | 12060 | 9907 | 7302 | 9250
91% | 10872.03 | 10748.71 | 10685 | 10703 | 10491 | 10560 | 11987 | 9863 | 7261 | 9250
92% | 10824 | 10685 | 10641 | 10656 | 10452 | 10524 | 11934 | 9823 | 7207 | 9250
93% | 10775 | 10625 | 10600 | 10596 | 10413 | 10491 | 11897 | 9784 | 7148 | 9250
94% | 10724.02 | 10588.14 | 10565 | 10551 | 10377.02 | 10461 | 11848 | 9747.14 | 7075.02 | 9250
95% | 10655 | 10525.95 | 10519 | 10499 | 10332 | 10427 | 11726.95 | 9714.95 | 6999.35 | 9250
96% | 10599.68 | 10448.76 | 10431.52 | 10436 | 10239.68 | 10294.04 | 11633.76 | 9669.76 | 6895 | 9250
97% | 10515 | 10307 | 10337.14 | 10322 | 10116 | 10151.57 | 11553.57 | 9598 | 6775 | 9250
98% | 10410.68 | 10202 | 10228.38 | 10186 | 10005.34 | 10059 | 11404 | 9357.38 | 6658.34 | 9250
99% | 10183 | 10004.38 | 10044.38 | 10041.19 | 9838.01 | 9706 | 11133.19 | 9223 | 6503 | 9250
100% | 9037 | 8823 | 9024 | 8636 | 8855 | 8498 | 9938 | 7707 | 5388 | 9250

## Wellington 330kV
Projected Wellington 330 kV fault level duration curves
| 2019-20 | 2020-21 | 2021-22 | 2022-23 | 2023-24 | 2024-25 | 2029-30 | 2034-35 | 2039-40 | Requirement
1% | 2230 | 2230 | 2230 | 2229 | 2223 | 2219 | 2218 | 2184 | 3359 | 1900
2% | 2223 | 2223 | 2223 | 2223 | 2214 | 2212 | 2212 | 2162 | 3297 | 1900
3% | 2219 | 2218 | 2218 | 2218 | 2209 | 2207 | 2207 | 2153 | 3241.99 | 1900
4% | 2215 | 2214 | 2215 | 2214 | 2204 | 2203 | 2203 | 2147 | 3206 | 1900
5% | 2212 | 2211 | 2211 | 2210.05 | 2201 | 2200 | 2200 | 2141 | 3169 | 1900
6% | 2209 | 2208 | 2208 | 2207 | 2198 | 2196 | 2197 | 2136 | 3140 | 1900
7% | 2206 | 2205 | 2205 | 2204 | 2194 | 2193 | 2194 | 2131 | 3115 | 1900
8% | 2204 | 2203 | 2203 | 2201 | 2191 | 2191 | 2191 | 2126 | 3088 | 1900
9% | 2201 | 2201 | 2200 | 2198 | 2189 | 2188 | 2188 | 2123 | 3066 | 1900
10% | 2199 | 2198 | 2197 | 2196 | 2186 | 2186 | 2186 | 2119 | 3040 | 1900
11% | 2196 | 2196 | 2195 | 2193 | 2184 | 2184 | 2183 | 2115.91 | 3017 | 1900
12% | 2193 | 2193 | 2193 | 2191 | 2181.96 | 2181 | 2181 | 2112 | 2990 | 1900
13% | 2191 | 2191 | 2190 | 2189 | 2179 | 2179 | 2179 | 2109 | 2969 | 1900
14% | 2189 | 2189 | 2188 | 2187 | 2177 | 2177.34 | 2177 | 2106 | 2938.62 | 1900
15% | 2187 | 2187 | 2186 | 2185 | 2175 | 2176 | 2175 | 2103 | 2912 | 1900
16% | 2185 | 2185 | 2184 | 2183 | 2172.28 | 2174 | 2173 | 2100 | 2882 | 1900
17% | 2183 | 2183 | 2182 | 2182 | 2170 | 2172 | 2171 | 2096 | 2854 | 1900
18% | 2181 | 2181 | 2180 | 2180 | 2169 | 2170 | 2169 | 2094 | 2824 | 1900
19% | 2179 | 2179 | 2178 | 2178 | 2167 | 2168 | 2167 | 2090 | 2790 | 1900
20% | 2177.6 | 2177 | 2176 | 2176 | 2165 | 2167 | 2165 | 2088 | 2757.6 | 1900
21% | 2176 | 2175 | 2174 | 2175 | 2163 | 2165 | 2163 | 2086 | 2732 | 1900
22% | 2174 | 2173 | 2173 | 2173 | 2161 | 2164 | 2162 | 2083 | 2687.26 | 1900
23% | 2172 | 2172 | 2171 | 2171 | 2160 | 2162 | 2160 | 2080 | 2626 | 1900
24% | 2171 | 2170 | 2170 | 2169 | 2158 | 2161 | 2158 | 2078 | 2547 | 1900
25% | 2170 | 2169 | 2168 | 2167 | 2157 | 2159 | 2156 | 2076 | 2243 | 1900
26% | 2168 | 2168 | 2167 | 2165 | 2155 | 2158 | 2155 | 2074 | 2182 | 1900
27% | 2167 | 2166 | 2165 | 2164 | 2154 | 2156 | 2153 | 2072 | 2145 | 1900
28% | 2166 | 2165 | 2163 | 2162 | 2152 | 2155 | 2151 | 2070 | 2125 | 1900
29% | 2164 | 2163 | 2162 | 2161 | 2151 | 2153 | 2149 | 2067 | 2111 | 1900
30% | 2163 | 2162 | 2160 | 2159 | 2149 | 2152 | 2148 | 2065 | 2100 | 1900
31% | 2162 | 2160 | 2159 | 2157 | 2148 | 2151 | 2146 | 2063 | 2089 | 1900
32% | 2160 | 2158 | 2157 | 2156 | 2147 | 2149 | 2144 | 2061 | 2079 | 1900
33% | 2159 | 2157 | 2156 | 2154 | 2145 | 2148 | 2143 | 2059 | 2071 | 1900
34% | 2158 | 2155 | 2154 | 2152 | 2144 | 2147 | 2141 | 2057 | 2064 | 1900
35% | 2156 | 2154 | 2153 | 2151 | 2142 | 2145 | 2139 | 2055 | 2057 | 1900
36% | 2155 | 2152 | 2151 | 2149 | 2141 | 2144 | 2138 | 2053 | 2051 | 1900
37% | 2154 | 2151 | 2149 | 2148 | 2140 | 2143 | 2137 | 2051 | 2044 | 1900
38% | 2152 | 2150 | 2148 | 2146 | 2138 | 2142 | 2135 | 2048 | 2039 | 1900
39% | 2151 | 2148 | 2146 | 2145 | 2137 | 2141 | 2134 | 2047 | 2033 | 1900
40% | 2150 | 2147 | 2145 | 2144 | 2135 | 2139 | 2132 | 2045 | 2027 | 1900
41% | 2149 | 2146 | 2143 | 2142 | 2134 | 2138 | 2131 | 2043 | 2021 | 1900
42% | 2147 | 2144 | 2142 | 2141 | 2133 | 2137 | 2130 | 2041 | 2016 | 1900
43% | 2146 | 2143 | 2141 | 2140 | 2132 | 2136 | 2128 | 2039 | 2011 | 1900
44% | 2145 | 2142 | 2139 | 2138 | 2130 | 2134 | 2127 | 2037 | 2007 | 1900
45% | 2144 | 2140 | 2137 | 2137 | 2129 | 2133 | 2126 | 2035.45 | 2001 | 1900
46% | 2142 | 2139 | 2136 | 2135 | 2128 | 2132 | 2124 | 2034 | 1998 | 1900
47% | 2141 | 2138 | 2135 | 2134 | 2126 | 2131 | 2123 | 2032 | 1994 | 1900
48% | 2140 | 2137 | 2133 | 2133 | 2125 | 2130 | 2122 | 2030 | 1989 | 1900
49% | 2139 | 2135 | 2132 | 2132 | 2124 | 2129 | 2121 | 2029 | 1984 | 1900
50% | 2138 | 2134 | 2131 | 2130 | 2123 | 2128 | 2119 | 2027 | 1980 | 1900
51% | 2136 | 2133 | 2129 | 2129 | 2121 | 2127 | 2118 | 2025 | 1975 | 1900
52% | 2135 | 2131 | 2128 | 2128 | 2120 | 2125 | 2117 | 2024 | 1970 | 1900
53% | 2133 | 2130 | 2127 | 2127 | 2119 | 2124 | 2116 | 2022 | 1966 | 1900
54% | 2132 | 2129 | 2126 | 2126 | 2118 | 2123 | 2115 | 2021 | 1962 | 1900
55% | 2130.15 | 2127 | 2124 | 2124 | 2117 | 2122 | 2114 | 2019 | 1958 | 1900
56% | 2129 | 2126 | 2123 | 2123 | 2115 | 2121 | 2113 | 2018 | 1953 | 1900
57% | 2128 | 2125 | 2122 | 2122 | 2114 | 2120 | 2111 | 2016 | 1950 | 1900
58% | 2127 | 2124 | 2120 | 2121 | 2113 | 2119 | 2110 | 2015 | 1945 | 1900
59% | 2125 | 2122 | 2119 | 2120 | 2112 | 2118 | 2109 | 2013 | 1941 | 1900
60% | 2124 | 2121 | 2118 | 2118 | 2111 | 2117 | 2108 | 2012 | 1937 | 1900
61% | 2123 | 2120 | 2117 | 2117 | 2109 | 2116 | 2107 | 2010 | 1934 | 1900
62% | 2121 | 2119 | 2116 | 2116 | 2108 | 2115 | 2106 | 2008 | 1930 | 1900
63% | 2120 | 2118 | 2114 | 2115 | 2107 | 2113 | 2104 | 2007 | 1926 | 1900
64% | 2119 | 2116 | 2113 | 2113 | 2105 | 2112 | 2103 | 2005 | 1922 | 1900
65% | 2118 | 2115 | 2111 | 2112 | 2103 | 2111 | 2102 | 2003 | 1918 | 1900
66% | 2117 | 2114 | 2110 | 2111 | 2102 | 2110 | 2100 | 2002 | 1915 | 1900
67% | 2115 | 2112 | 2108 | 2109 | 2101 | 2109 | 2099 | 2000 | 1910.11 | 1900
68% | 2114 | 2111 | 2107 | 2108 | 2099 | 2107 | 2098 | 1998 | 1907 | 1900
69% | 2112 | 2109 | 2105 | 2107 | 2097 | 2106 | 2097 | 1997 | 1903 | 1900
70% | 2111 | 2107 | 2104 | 2105 | 2096 | 2104 | 2095 | 1995 | 1899 | 1900
71% | 2109 | 2106 | 2102 | 2103 | 2094 | 2102 | 2094 | 1994 | 1895 | 1900
72% | 2108 | 2104 | 2101 | 2102 | 2093 | 2101 | 2092 | 1992 | 1890 | 1900
73% | 2106 | 2102 | 2099 | 2100 | 2091 | 2099 | 2091 | 1990 | 1887 | 1900
74% | 2104 | 2100 | 2097 | 2098 | 2089 | 2097 | 2089 | 1988 | 1883 | 1900
75% | 2102 | 2098 | 2095 | 2096 | 2087 | 2095 | 2088 | 1987 | 1879 | 1900
76% | 2100 | 2096 | 2093 | 2094 | 2085 | 2093 | 2086 | 1985 | 1875 | 1900
77% | 2098 | 2094 | 2091 | 2092 | 2084 | 2092 | 2084 | 1983 | 1871 | 1900
78% | 2096 | 2092 | 2089 | 2090 | 2081 | 2090 | 2082 | 1981 | 1867 | 1900
79% | 2094 | 2090 | 2086 | 2087 | 2079 | 2088 | 2080 | 1978 | 1863 | 1900
80% | 2091 | 2087 | 2083 | 2085 | 2076.4 | 2085 | 2078 | 1975 | 1859 | 1900
81% | 2088 | 2085 | 2080 | 2082 | 2074 | 2083 | 2076 | 1972 | 1854 | 1900
82% | 2086 | 2082 | 2077 | 2079 | 2071 | 2080 | 2073 | 1970 | 1850.06 | 1900
83% | 2083 | 2078 | 2074 | 2076 | 2068 | 2078 | 2071 | 1967 | 1846 | 1900
84% | 2080 | 2075 | 2070 | 2072 | 2065 | 2075 | 2068 | 1964 | 1841.72 | 1900
85% | 2076 | 2071 | 2066 | 2068 | 2062 | 2072 | 2065 | 1961 | 1837 | 1900
86% | 2072 | 2068 | 2063 | 2064 | 2058 | 2069 | 2062 | 1957 | 1831 | 1900
87% | 2068 | 2064 | 2059 | 2059 | 2054 | 2066 | 2058 | 1954 | 1826 | 1900
88% | 2064 | 2060 | 2055 | 2055 | 2050 | 2062 | 2055 | 1951 | 1820 | 1900
89% | 2061 | 2055 | 2050 | 2050 | 2045 | 2056 | 2051 | 1948 | 1813 | 1900
90% | 2057 | 2050 | 2045 | 2045 | 2039 | 2051 | 2046 | 1944 | 1806 | 1900
91% | 2052 | 2045 | 2040 | 2040 | 2034 | 2046 | 2042 | 1940 | 1797 | 1900
92% | 2047 | 2039 | 2033 | 2035 | 2029 | 2039 | 2038 | 1935 | 1789 | 1900
93% | 2042 | 2033 | 2027 | 2030 | 2024 | 2033 | 2034 | 1929 | 1780 | 1900
94% | 2037 | 2027 | 2021 | 2023 | 2016 | 2028 | 2028 | 1923 | 1769 | 1900
95% | 2028 | 2019 | 2016 | 2016 | 2009 | 2020 | 2023.95 | 1917 | 1756 | 1900
96% | 2019 | 2006 | 2007 | 2007 | 2001 | 2011 | 2017 | 1909 | 1739 | 1900
97% | 2010 | 1993 | 1997 | 1995 | 1992 | 2000 | 2006 | 1900 | 1719 | 1900
98% | 1995 | 1976 | 1981 | 1983 | 1977 | 1984 | 1995 | 1889.38 | 1692 | 1900
99% | 1968.67 | 1951 | 1955 | 1963 | 1957 | 1956 | 1968.19 | 1867 | 1656.67 | 1900
100% | 1794 | 1777 | 1787 | 1737 | 1783 | 1740 | 1811 | 1731 | 1513 | 1900

## Newcastle 330kV
Projected Newcastle 330 kV fault level duration curves
| 2019-20 | 2020-21 | 2021-22 | 2022-23 | 2023-24 | 2024-25 | 2029-30 | 2034-35 | 2039-40 | Requirement
1% | 13930.33 | 13929.81 | 13906.81 | 13879 | 13697 | 13678.81 | 12180.62 | 9972 | 9580 | 8400
2% | 13874 | 13873 | 13843 | 13823 | 13611.66 | 13601 | 12104.62 | 8851.62 | 9380 | 8400
3% | 13836 | 13827 | 13809 | 13783 | 13566 | 13553 | 12063 | 8774 | 9258.99 | 8400
4% | 13803 | 13795 | 13775 | 13752 | 13528 | 13518 | 12018 | 8728.24 | 9141 | 8400
5% | 13770 | 13767 | 13741 | 13716 | 13498 | 13489 | 11974 | 8695 | 8950.3 | 8400
6% | 13746 | 13737 | 13718 | 13689 | 13471 | 13467 | 11939.86 | 8659 | 8603.9 | 8400
7% | 13719 | 13716 | 13696 | 13662 | 13448 | 13443.67 | 11914 | 8632 | 8190.31 | 8400
8% | 13702 | 13696 | 13677 | 13639.48 | 13429 | 13426 | 11887 | 8608.48 | 8097.64 | 8400
9% | 13686 | 13679 | 13660 | 13620 | 13406.97 | 13410 | 11861 | 8587 | 8025.97 | 8400
10% | 13669 | 13661 | 13644 | 13605 | 13383 | 13391 | 11839 | 8566 | 7976 | 8400
11% | 13654.63 | 13647 | 13629 | 13590 | 13361 | 13370 | 11817 | 8545 | 7936.63 | 8400
12% | 13641 | 13632 | 13613 | 13574 | 13338 | 13354 | 11797 | 8526 | 7906 | 8400
13% | 13627 | 13618 | 13599 | 13559 | 13320 | 13334 | 11777 | 8505 | 7880 | 8400
14% | 13615 | 13603 | 13583 | 13543 | 13306 | 13319 | 11758 | 8488 | 7853 | 8400
15% | 13604 | 13590 | 13568 | 13528 | 13293 | 13306 | 11739 | 8471.15 | 7824 | 8400
16% | 13593 | 13572 | 13551 | 13513.96 | 13281 | 13294 | 11717 | 8455 | 7803 | 8400
17% | 13581.61 | 13558 | 13532 | 13499 | 13268 | 13284 | 11698 | 8439 | 7782 | 8400
18% | 13568 | 13544 | 13513 | 13482 | 13258 | 13274 | 11679 | 8422 | 7763 | 8400
19% | 13558 | 13526 | 13497 | 13466 | 13249 | 13264.39 | 11658 | 8406 | 7743 | 8400
20% | 13546 | 13513 | 13485 | 13452 | 13240 | 13255 | 11640 | 8390 | 7723.6 | 8400
21% | 13532 | 13497 | 13472 | 13434 | 13229 | 13245 | 11622 | 8374 | 7705 | 8400
22% | 13519 | 13480 | 13456 | 13419 | 13216 | 13236 | 11607 | 8358 | 7686.26 | 8400
23% | 13505 | 13464 | 13443 | 13403 | 13204 | 13223.63 | 11593 | 8340 | 7666 | 8400
24% | 13493 | 13450 | 13428 | 13391 | 13192 | 13211 | 11579 | 8326 | 7647 | 8400
25% | 13474.25 | 13436.25 | 13413 | 13378 | 13178 | 13198 | 11567 | 8310 | 7628 | 8400
26% | 13459 | 13417 | 13399 | 13365.06 | 13162 | 13185 | 11554 | 8293.06 | 7609 | 8400
27% | 13445 | 13401.87 | 13386.87 | 13353 | 13145 | 13170 | 11542 | 8280 | 7587 | 8400
28% | 13432 | 13387 | 13374 | 13340 | 13129 | 13150 | 11530 | 8266 | 7563 | 8400
29% | 13420 | 13373 | 13363 | 13330 | 13113 | 13131 | 11516.49 | 8251 | 7538 | 8400
30% | 13406 | 13360 | 13352 | 13319 | 13098 | 13116.3 | 11502 | 8236 | 7508.9 | 8400
31% | 13391 | 13348 | 13338 | 13305 | 13088 | 13104 | 11488.11 | 8223 | 7485.23 | 8400
32% | 13373.56 | 13332 | 13316 | 13291 | 13079 | 13095 | 11474 | 8207 | 7457.56 | 8400
33% | 13358 | 13315 | 13294 | 13279 | 13071 | 13085 | 11458 | 8188 | 7429 | 8400
34% | 13345 | 13296 | 13279 | 13269 | 13061 | 13078 | 11445 | 8170 | 7402 | 8400
35% | 13331 | 13275 | 13260 | 13256 | 13053 | 13071 | 11433 | 8153 | 7375 | 8400
36% | 13317 | 13256 | 13236 | 13239 | 13044 | 13064 | 11420 | 8138 | 7350.88 | 8400
37% | 13300 | 13236 | 13214 | 13223 | 13037 | 13058 | 11410 | 8123 | 7326 | 8400
38% | 13275.54 | 13216 | 13197 | 13209 | 13030 | 13051 | 11400.78 | 8111 | 7304.54 | 8400
39% | 13252 | 13197 | 13180 | 13195 | 13023 | 13045 | 11392 | 8098 | 7282 | 8400
40% | 13230 | 13179.4 | 13158 | 13180 | 13017 | 13037.4 | 11385 | 8087 | 7257 | 8400
41% | 13206 | 13160 | 13136 | 13162 | 13009 | 13030 | 11377 | 8074 | 7231 | 8400
42% | 13182 | 13140 | 13119 | 13145 | 13002 | 13023 | 11370 | 8064 | 7205 | 8400
43% | 13160 | 13116.83 | 13100 | 13129 | 12996 | 13017 | 11363 | 8056 | 7182 | 8400
44% | 13137.52 | 13094 | 13076 | 13114 | 12988 | 13010 | 11357 | 8047 | 7156 | 8400
45% | 13110.85 | 13069 | 13049 | 13102 | 12976 | 13003 | 11350 | 8038 | 7132 | 8400
46% | 13082 | 13044 | 13022 | 13085 | 12961 | 12993 | 11344 | 8030 | 7107 | 8400
47% | 13059 | 13022 | 12998 | 13063 | 12945.51 | 12980 | 11338 | 8022 | 7085 | 8400
48% | 13031 | 12996 | 12973 | 13037.88 | 12928 | 12954 | 11331 | 8014 | 7064 | 8400
49% | 13005 | 12975 | 12944 | 13009 | 12910 | 12925.69 | 11325 | 8007 | 7043 | 8400
50% | 12983 | 12948.5 | 12920 | 12986 | 12894.5 | 12892 | 11318 | 8000 | 7023 | 8400
51% | 12959 | 12921 | 12898 | 12961.31 | 12873 | 12872 | 11312 | 7992 | 7002 | 8400
52% | 12931 | 12892.12 | 12873 | 12939 | 12849 | 12855 | 11306 | 7986 | 6981 | 8400
53% | 12903 | 12860.93 | 12843 | 12908 | 12831.49 | 12842 | 11300 | 7978 | 6959 | 8400
54% | 12875 | 12819 | 12815.74 | 12874 | 12814 | 12823 | 11292 | 7970 | 6940 | 8400
55% | 12837 | 12788 | 12782 | 12841 | 12792 | 12803 | 11285 | 7962 | 6919 | 8400
56% | 12815 | 12758 | 12752 | 12799 | 12773 | 12785 | 11276 | 7954 | 6894 | 8400
57% | 12785 | 12729 | 12719 | 12759 | 12748 | 12759 | 11266 | 7945 | 6866 | 8400
58% | 12757 | 12698.98 | 12683 | 12729 | 12713 | 12719 | 11254 | 7935 | 6834 | 8400
59% | 12722 | 12663.79 | 12653 | 12695 | 12674 | 12682 | 11240 | 7925 | 6801 | 8400
60% | 12682 | 12633 | 12627 | 12655 | 12641 | 12648 | 11224 | 7915 | 6767 | 8400
61% | 12651 | 12607 | 12601.41 | 12621 | 12610 | 12608.41 | 11203 | 7905 | 6737 | 8400
62% | 12622 | 12582 | 12575 | 12594 | 12573 | 12558 | 11184 | 7894 | 6707 | 8400
63% | 12594 | 12556 | 12548 | 12563 | 12507 | 12494.03 | 11167 | 7883 | 6686 | 8400
64% | 12564 | 12529 | 12523 | 12540 | 12464 | 12460 | 11149 | 7872 | 6660 | 8400
65% | 12545 | 12505 | 12498 | 12513 | 12430.45 | 12427 | 11134 | 7861 | 6637 | 8400
66% | 12521 | 12482 | 12474 | 12487 | 12395 | 12389 | 11118 | 7848 | 6612.78 | 8400
67% | 12498.11 | 12451 | 12445 | 12462 | 12362 | 12344 | 11100 | 7837 | 6589 | 8400
68% | 12476 | 12423 | 12421.08 | 12435 | 12322 | 12288 | 11085 | 7827 | 6564 | 8400
69% | 12450 | 12396 | 12390 | 12402.89 | 12281 | 12259 | 11067 | 7816 | 6537 | 8400
70% | 12420 | 12372 | 12361 | 12371 | 12248 | 12237 | 11050.7 | 7805 | 6500 | 8400
71% | 12400 | 12353 | 12334 | 12348 | 12223 | 12209 | 11030 | 7793 | 6465.43 | 8400
72% | 12381.76 | 12325 | 12308 | 12325 | 12198 | 12181 | 11010 | 7782 | 6430 | 8400
73% | 12361 | 12296.13 | 12269 | 12305 | 12167 | 12158 | 10978 | 7771 | 6389.09 | 8400
74% | 12338 | 12258 | 12243 | 12281 | 12140 | 12130 | 10936.94 | 7763 | 6350 | 8400
75% | 12312 | 12224.75 | 12212 | 12252.75 | 12096 | 12096 | 10895 | 7755 | 6311.75 | 8400
76% | 12279 | 12188 | 12175 | 12227 | 12058.08 | 12070 | 10858.56 | 7745 | 6278 | 8400
77% | 12245 | 12146 | 12141.37 | 12198.37 | 12029 | 12047 | 10829 | 7736 | 6242 | 8400
78% | 12200 | 12109 | 12105 | 12174 | 12004 | 12028 | 10795 | 7724 | 6208 | 8400
79% | 12147 | 12065 | 12061.99 | 12138 | 11983 | 12010 | 10759 | 7714 | 6174 | 8400
80% | 12094.4 | 12007.8 | 12010 | 12109 | 11954 | 11988.8 | 10709.6 | 7703 | 6143 | 8400
81% | 12054 | 11945 | 11945 | 12075.61 | 11920.73 | 11965 | 10655 | 7693 | 6114 | 8400
82% | 11994 | 11889 | 11891.84 | 12035 | 11886.06 | 11922 | 10592 | 7682 | 6083 | 8400
83% | 11934.39 | 11836 | 11827 | 11980 | 11856 | 11879 | 10551.23 | 7670 | 6052 | 8400
84% | 11856 | 11775 | 11761.04 | 11928 | 11820 | 11846 | 10507.04 | 7658 | 6019 | 8400
85% | 11794.05 | 11726 | 11703 | 11876.85 | 11782 | 11810 | 10452.85 | 7643 | 5994 | 8400
86% | 11729.38 | 11664 | 11640 | 11791.66 | 11738 | 11772 | 10400.66 | 7627 | 5965 | 8400
87% | 11672 | 11618 | 11584 | 11715 | 11669 | 11695 | 10349.47 | 7609 | 5941 | 8400
88% | 11621 | 11580 | 11529 | 11660 | 11593.04 | 11623 | 10289 | 7590 | 5915 | 8400
89% | 11578.37 | 11526.09 | 11483 | 11575.09 | 11530 | 11561.09 | 10226 | 7570.09 | 5886 | 8400
90% | 11531.7 | 11482 | 11438 | 11512.9 | 11466 | 11475 | 10163 | 7550 | 5861 | 8400
91% | 11476 | 11442 | 11394 | 11450 | 11376.06 | 11397 | 10123 | 7533 | 5828.03 | 8400
92% | 11427.36 | 11398 | 11344 | 11377 | 11257.36 | 11299.52 | 10092 | 7517 | 5793 | 8400
93% | 11364 | 11345 | 11290 | 11324.33 | 11150.69 | 11198 | 10049.33 | 7501.33 | 5753.69 | 8400
94% | 11310 | 11303 | 11235 | 11251 | 11038.02 | 11128 | 9960.14 | 7483 | 5707 | 8400
95% | 11243 | 11250 | 11165 | 11174 | 10913 | 11036 | 9867.95 | 7464 | 5659.35 | 8400
96% | 11184.36 | 11127.76 | 11083.28 | 11091 | 10818.68 | 10937.52 | 9734 | 7436.76 | 5600 | 8400
97% | 11070.01 | 10953.71 | 10933.14 | 10992 | 10630.02 | 10785.57 | 9540.14 | 7383 | 5537 | 8400
98% | 10811.34 | 10805 | 10790.14 | 10876.38 | 10362.36 | 10527.38 | 9392.52 | 7295 | 5452 | 8400
99% | 10607.67 | 10572 | 10546 | 10710.19 | 10174.67 | 10292.71 | 9205 | 7210 | 5340 | 8400
100% | 9643 | 9914 | 10022 | 9914 | 9394 | 9318 | 8450 | 6484 | 4642 | 8400

## Darlington Point 330kV
Projected Darlington Point 330 kV fault level duration curves
| 2019-20 | 2020-21 | 2021-22 | 2022-23 | 2023-24 | 2024-25 | 2029-30 | 2034-35 | 2039-40 | Requirement
1% | 2035 | 2034 | 2075.81 | 2039.81 | 4410 | 4456.81 | 5113 | 9455.62 | 9384.32 | 1550
2% | 2012 | 2009 | 2014.62 | 2011.62 | 4366 | 4419 | 5082 | 9276.86 | 9174.66 | 1550
3% | 1997 | 1988 | 1993 | 1990 | 4316 | 4393 | 5055 | 9128 | 9053 | 1550
4% | 1982 | 1970 | 1974 | 1972 | 4280 | 4363 | 5028 | 9049 | 8959 | 1550
5% | 1966 | 1957 | 1959 | 1960 | 4254 | 4330 | 5006 | 8974.05 | 8867.65 | 1550
6% | 1953 | 1946 | 1946 | 1949 | 4231 | 4306 | 4987 | 8917 | 8794 | 1550
7% | 1943 | 1936 | 1937 | 1939 | 4210.31 | 4287 | 4974 | 8862 | 8723.31 | 1550
8% | 1935 | 1928 | 1927 | 1931 | 4188 | 4269 | 4960.48 | 8807 | 8656 | 1550
9% | 1928 | 1920 | 1919.29 | 1923 | 4168 | 4253 | 4946 | 8752 | 8584.97 | 1550
10% | 1921.3 | 1913 | 1913 | 1915 | 4147.3 | 4239 | 4934 | 8707 | 8526 | 1550
11% | 1915 | 1906 | 1905 | 1907.91 | 4120 | 4225 | 4922 | 8658 | 8470 | 1550
12% | 1909 | 1899 | 1899 | 1900 | 4099 | 4210.72 | 4913 | 8616.72 | 8411 | 1550
13% | 1903 | 1892 | 1893 | 1893 | 4070 | 4196 | 4901 | 8576.53 | 8347 | 1550
14% | 1897 | 1885 | 1886 | 1887 | 4044 | 4183.34 | 4891 | 8529.34 | 8296 | 1550
15% | 1892 | 1878 | 1880 | 1879 | 4020 | 4170 | 4883 | 8480 | 8243 | 1550
16% | 1886 | 1869 | 1873 | 1873 | 3995 | 4155 | 4872 | 8437 | 8199 | 1550
17% | 1879 | 1863 | 1866 | 1867 | 3974 | 4145 | 4862 | 8388 | 8151.61 | 1550
18% | 1871.94 | 1857 | 1860 | 1860 | 3954 | 4132 | 4852 | 8345.58 | 8110 | 1550
19% | 1864 | 1851 | 1854 | 1854 | 3937 | 4117 | 4842 | 8308 | 8073 | 1550
20% | 1855 | 1845 | 1849 | 1849 | 3921.6 | 4106 | 4831 | 8267 | 8037 | 1550
21% | 1848 | 1839.01 | 1842 | 1843 | 3909 | 4094 | 4821.01 | 8228 | 7999 | 1550
22% | 1841 | 1833 | 1837 | 1837 | 3897 | 4082 | 4811 | 8191 | 7962 | 1550
23% | 1835 | 1827 | 1831 | 1832 | 3887.59 | 4071 | 4800 | 8158 | 7926.59 | 1550
24% | 1829 | 1821 | 1825 | 1827 | 3879 | 4058 | 4790 | 8125.44 | 7887 | 1550
25% | 1822 | 1816 | 1819 | 1821 | 3870 | 4046 | 4779 | 8096 | 7854 | 1550
26% | 1815 | 1812 | 1813.06 | 1816 | 3862 | 4033 | 4769 | 8062.06 | 7821 | 1550
27% | 1809 | 1807 | 1808 | 1811 | 3856 | 4021 | 4759 | 8033 | 7786 | 1550
28% | 1804 | 1802 | 1802.68 | 1807 | 3850 | 4009 | 4750 | 8005 | 7754 | 1550
29% | 1799 | 1797 | 1798 | 1802 | 3844 | 3996 | 4741 | 7973 | 7724 | 1550
30% | 1793 | 1792 | 1792 | 1796 | 3839 | 3980 | 4730 | 7943 | 7692.9 | 1550
31% | 1789 | 1787 | 1788 | 1792 | 3834 | 3969 | 4720 | 7910.11 | 7658.23 | 1550
32% | 1784 | 1782 | 1783 | 1787 | 3829 | 3956 | 4709 | 7879 | 7617 | 1550
33% | 1780 | 1778 | 1778 | 1782 | 3825 | 3946 | 4698 | 7850 | 7581 | 1550
34% | 1775 | 1774 | 1773 | 1777 | 3820 | 3937 | 4689 | 7813 | 7544 | 1550
35% | 1771 | 1769 | 1769 | 1772 | 3815.55 | 3926 | 4679 | 7778.35 | 7508 | 1550
36% | 1767 | 1765 | 1765 | 1768 | 3810 | 3918 | 4669 | 7733 | 7462 | 1550
37% | 1764 | 1761 | 1760 | 1764 | 3805 | 3911 | 4660 | 7686 | 7425.21 | 1550
38% | 1761 | 1757 | 1756.78 | 1761 | 3800 | 3903 | 4652 | 7631 | 7378 | 1550
39% | 1758 | 1754 | 1753 | 1757 | 3794 | 3897 | 4645 | 7584 | 7331 | 1550
40% | 1755 | 1750 | 1750 | 1754 | 3789 | 3890 | 4638 | 7534.4 | 7283 | 1550
41% | 1752 | 1748 | 1747 | 1751 | 3784 | 3884 | 4631 | 7491 | 7241 | 1550
42% | 1750 | 1744 | 1744 | 1748 | 3778 | 3878 | 4625 | 7447.02 | 7198 | 1550
43% | 1747 | 1741 | 1742 | 1745 | 3773 | 3873 | 4619 | 7413 | 7149 | 1550
44% | 1745 | 1738 | 1740 | 1742 | 3768 | 3868 | 4613 | 7380 | 7106 | 1550
45% | 1742 | 1736 | 1737 | 1739 | 3763 | 3865 | 4608 | 7352 | 7056 | 1550
46% | 1740 | 1733 | 1734 | 1737 | 3758 | 3861 | 4602 | 7333 | 7016 | 1550
47% | 1738 | 1731 | 1732 | 1735 | 3753 | 3857 | 4597 | 7312 | 6984 | 1550
48% | 1736 | 1728 | 1729 | 1733 | 3748 | 3853 | 4592 | 7293 | 6950.84 | 1550
49% | 1734 | 1726 | 1727 | 1730 | 3742 | 3849 | 4587 | 7277 | 6921.17 | 1550
50% | 1732 | 1724 | 1725 | 1728 | 3736 | 3845 | 4581 | 7262 | 6895 | 1550
51% | 1730 | 1722 | 1723 | 1725 | 3729 | 3842 | 4576 | 7249 | 6869 | 1550
52% | 1728 | 1719.12 | 1721 | 1723 | 3722 | 3839 | 4571 | 7232 | 6845 | 1550
53% | 1726 | 1717 | 1719 | 1720 | 3714 | 3835 | 4567 | 7217 | 6821 | 1550
54% | 1724 | 1715 | 1716 | 1718 | 3704 | 3832 | 4562 | 7204 | 6795 | 1550
55% | 1723 | 1713 | 1715 | 1715 | 3692 | 3829 | 4558 | 7194 | 6772 | 1550
56% | 1721 | 1710 | 1713 | 1713 | 3678 | 3825 | 4553 | 7184 | 6748.48 | 1550
57% | 1719 | 1708 | 1710 | 1711 | 3647 | 3822 | 4548 | 7173 | 6725 | 1550
58% | 1717 | 1706 | 1708 | 1709 | 3598.14 | 3819 | 4544 | 7163 | 6707 | 1550
59% | 1715 | 1704 | 1706 | 1707 | 2081.41 | 3816 | 4539 | 7149 | 6685 | 1550
60% | 1714 | 1702 | 1703 | 1705 | 2005 | 3813 | 4535 | 7137 | 6666 | 1550
61% | 1712 | 1699 | 1700 | 1702 | 1973.13 | 3810 | 4531 | 7125 | 6648 | 1550
62% | 1710 | 1697 | 1698 | 1700 | 1942 | 3806 | 4527 | 7113.22 | 6630 | 1550
63% | 1709 | 1695 | 1696 | 1698 | 1924 | 3803 | 4524 | 7102 | 6611 | 1550
64% | 1707 | 1693 | 1693 | 1695 | 1909 | 3800 | 4520 | 7090 | 6591.12 | 1550
65% | 1705 | 1691 | 1691 | 1693 | 1893 | 3797 | 4516 | 7076 | 6574 | 1550
66% | 1703 | 1689 | 1688 | 1691 | 1874 | 3794 | 4512 | 7061 | 6558 | 1550
67% | 1701 | 1686 | 1686 | 1688 | 1856 | 3790 | 4508 | 7050 | 6544 | 1550
68% | 1699 | 1683 | 1683 | 1685 | 1839 | 3787 | 4504 | 7035 | 6529 | 1550
69% | 1697 | 1680 | 1679 | 1682 | 1822 | 3784 | 4500 | 7022 | 6515 | 1550
70% | 1696 | 1677 | 1676 | 1679 | 1807 | 3781 | 4497 | 7009 | 6504 | 1550
71% | 1694 | 1673 | 1673 | 1675 | 1791 | 3777 | 4493 | 6992 | 6492 | 1550
72% | 1692 | 1670 | 1669 | 1672 | 1775 | 3774 | 4489 | 6979 | 6482 | 1550
73% | 1690 | 1667 | 1666 | 1668 | 1760 | 3770 | 4485 | 6963.13 | 6471 | 1550
74% | 1688 | 1664 | 1662 | 1664 | 1749 | 3767 | 4481 | 6949 | 6460 | 1550
75% | 1685 | 1660 | 1658 | 1660 | 1742 | 3763 | 4476.75 | 6933.75 | 6446 | 1550
76% | 1683 | 1656 | 1654 | 1657 | 1735 | 3760 | 4472 | 6920 | 6432 | 1550
77% | 1680 | 1651 | 1650 | 1652 | 1729 | 3756 | 4468 | 6908 | 6420 | 1550
78% | 1678 | 1647 | 1645 | 1649 | 1724 | 3752.18 | 4464 | 6896 | 6408 | 1550
79% | 1675 | 1643 | 1639 | 1645 | 1717 | 3749 | 4459 | 6884 | 6395 | 1550
80% | 1673 | 1639 | 1635 | 1640 | 1711 | 3745 | 4456 | 6873 | 6384 | 1550
81% | 1670 | 1636 | 1629 | 1636 | 1706 | 3741 | 4452 | 6860 | 6372 | 1550
82% | 1668 | 1631 | 1625 | 1630 | 1701 | 3738 | 4448 | 6850 | 6361 | 1550
83% | 1664 | 1627 | 1621 | 1624 | 1696 | 3734 | 4444 | 6839 | 6348 | 1550
84% | 1661 | 1623 | 1616 | 1619 | 1690 | 3730 | 4439 | 6827 | 6335 | 1550
85% | 1658 | 1619 | 1612 | 1615 | 1684 | 3725.85 | 4434 | 6813 | 6322 | 1550
86% | 1654 | 1615 | 1608 | 1610 | 1676 | 3721 | 4430 | 6800.66 | 6308 | 1550
87% | 1650 | 1609 | 1604 | 1606 | 1668 | 3717 | 4425.47 | 6787 | 6291 | 1550
88% | 1647 | 1605 | 1599 | 1602 | 1661 | 3712 | 4420 | 6773 | 6274 | 1550
89% | 1642 | 1600 | 1595 | 1598 | 1652 | 3706 | 4415 | 6759 | 6259 | 1550
90% | 1639 | 1596 | 1590 | 1593 | 1644 | 3701 | 4410 | 6744 | 6238.7 | 1550
91% | 1634 | 1591 | 1585 | 1589 | 1634 | 3695 | 4403 | 6729 | 6214 | 1550
92% | 1629 | 1587 | 1581 | 1585 | 1621.36 | 3687 | 4396 | 6715 | 6192 | 1550
93% | 1624 | 1582 | 1577 | 1580 | 1610 | 3680 | 4388 | 6698.33 | 6167 | 1550
94% | 1618 | 1577 | 1572 | 1575 | 1601 | 3671 | 4377 | 6681 | 6141.02 | 1550
95% | 1613 | 1572 | 1566 | 1569 | 1591 | 3662 | 4366 | 6652.95 | 6113.35 | 1550
96% | 1606 | 1564 | 1559 | 1561 | 1579 | 3649 | 4353 | 6613 | 6080 | 1550
97% | 1600 | 1555 | 1550 | 1552 | 1568 | 3633 | 4334 | 6579 | 6042.01 | 1550
98% | 1590 | 1544 | 1539 | 1541 | 1556 | 3610 | 4312 | 6529.38 | 5995 | 1550
99% | 1569 | 1530.19 | 1526 | 1525 | 1535 | 3584 | 4274 | 6439.19 | 5915 | 1550
100% | 1510 | 1391 | 1455 | 1455 | 1475 | 3440 | 4073 | 5982 | 5516 | 1550

## Davenport 275kV
Projected Davenport 275 kV fault level duration curves
| 2019-20 | 2020-21 | 2021-22 | 2022-23 | 2023-24 | 2024-25 | 2029-30 | 2034-35 | 2039-40 | Requirement
1% | 2001.33 | 3317 | 3368 | 3375.24 | 3591 | 3605 | 3601 | 4073 | 3559.33 | 1150
2% | 1975 | 3303 | 3332.62 | 3316 | 3470 | 3485.62 | 3477 | 4059 | 3543 | 1150
3% | 1963 | 3287 | 3319 | 3307 | 3454 | 3469 | 3469 | 4043 | 3533 | 1150
4% | 1954 | 3266 | 3312 | 3301 | 3443 | 3460 | 3461 | 4028.24 | 3524 | 1150
5% | 1945 | 3229 | 3306 | 3296 | 3432 | 3452 | 3454 | 4015 | 3516 | 1150
6% | 1936 | 3154 | 3302 | 3291 | 3423 | 3445 | 3448 | 4001 | 3506 | 1150
7% | 1926 | 3127 | 3296 | 3287 | 3412 | 3439 | 3444 | 3985 | 3499 | 1150
8% | 1917 | 3104 | 3291 | 3281 | 3401 | 3434 | 3437 | 3967 | 3492 | 1150
9% | 1911 | 3085 | 3285 | 3275 | 3385 | 3429 | 3432 | 3943 | 3486 | 1150
10% | 1903 | 3074 | 3278 | 3270 | 3360 | 3423 | 3424 | 3916 | 3480 | 1150
11% | 1898 | 3065 | 3272 | 3263 | 3318.63 | 3417 | 3417 | 3876.91 | 3475 | 1150
12% | 1893 | 3056 | 3262 | 3255 | 3298 | 3411 | 3407 | 3825.72 | 3470 | 1150
13% | 1889 | 3046 | 3249 | 3247 | 3287 | 3405 | 3393.53 | 3749 | 3464 | 1150
14% | 1885 | 3036 | 3235 | 3238 | 3278 | 3399 | 3370 | 3699 | 3460 | 1150
15% | 1881 | 3014.15 | 3215 | 3224.15 | 3270 | 3390 | 3336.15 | 3653 | 3455 | 1150
16% | 1877 | 2997 | 3185 | 3201 | 3265 | 3377 | 3310 | 3617 | 3449 | 1150
17% | 1873 | 2979 | 3164 | 3170 | 3260 | 3360.77 | 3299 | 3582 | 3444 | 1150
18% | 1869 | 2956 | 3154 | 3149 | 3254 | 3344 | 3291 | 3537.58 | 3439 | 1150
19% | 1866 | 2899 | 3147 | 3140 | 3248 | 3319 | 3281 | 3488 | 3433 | 1150
20% | 1862 | 2883 | 3140 | 3133 | 3242 | 3291 | 3272 | 3480 | 3426 | 1150
21% | 1859 | 2873 | 3133 | 3125 | 3235 | 3276 | 3263 | 3473 | 3420 | 1150
22% | 1855 | 2862 | 3126 | 3117 | 3226 | 3264 | 3252.82 | 3468 | 3412 | 1150
23% | 1851 | 2848.63 | 3119 | 3109 | 3218 | 3255 | 3242 | 3464 | 3406 | 1150
24% | 1847 | 2750 | 3112 | 3097 | 3210 | 3246 | 3233 | 3460 | 3398 | 1150
25% | 1843 | 2387.75 | 3105 | 3089 | 3203 | 3237 | 3226 | 3455 | 3392 | 1150
26% | 1838.58 | 1970 | 3099 | 3083 | 3198 | 3228 | 3219 | 3451 | 3385 | 1150
27% | 1834 | 1943 | 3094 | 3079 | 3193 | 3219.87 | 3214 | 3447 | 3379 | 1150
28% | 1829 | 1919 | 3091 | 3074 | 3189 | 3212 | 3209 | 3444 | 3374 | 1150
29% | 1824.57 | 1908 | 3087 | 3070 | 3185 | 3207 | 3206 | 3441 | 3368 | 1150
30% | 1820 | 1901 | 3084 | 3067 | 3182 | 3203 | 3202 | 3437 | 3361 | 1150
31% | 1815 | 1890.11 | 3081 | 3064 | 3179 | 3199 | 3198 | 3434 | 3355 | 1150
32% | 1809 | 1879 | 3078 | 3062 | 3176 | 3195 | 3194 | 3430 | 3349 | 1150
33% | 1802 | 1866 | 3075 | 3059 | 3173 | 3192 | 3190 | 3425 | 3343 | 1150
34% | 1795 | 1848 | 3073.54 | 3057 | 3170 | 3190 | 3186 | 3421 | 3336 | 1150
35% | 1786 | 1828 | 3071 | 3055 | 3167 | 3188 | 3182 | 3417 | 3328 | 1150
36% | 1775 | 1804 | 3069 | 3053 | 3164 | 3185 | 3177 | 3412 | 3320 | 1150
37% | 1759 | 1768 | 3067 | 3051 | 3161 | 3183 | 3173 | 3408 | 3313 | 1150
38% | 1745 | 1754 | 3066 | 3049 | 3158 | 3181 | 3168 | 3404 | 3304 | 1150
39% | 1734 | 1745 | 3064 | 3048 | 3156 | 3178 | 3163 | 3398 | 3296 | 1150
40% | 1729 | 1739 | 3062 | 3046 | 3152 | 3176 | 3157 | 3393 | 3288 | 1150
41% | 1724 | 1735 | 3060 | 3044 | 3148 | 3174 | 3152 | 3388 | 3280 | 1150
42% | 1719 | 1731 | 3059 | 3041 | 3144 | 3173 | 3145 | 3382 | 3272 | 1150
43% | 1715 | 1727.83 | 3057 | 3039 | 3141 | 3171 | 3138 | 3375 | 3261 | 1150
44% | 1710 | 1724 | 3055 | 3037 | 3135 | 3169 | 3132 | 3368 | 3249 | 1150
45% | 1705 | 1719 | 3053 | 3035 | 3127 | 3167 | 3127 | 3361 | 3235 | 1150
46% | 1700 | 1715 | 3051 | 3032 | 3115 | 3165 | 3122 | 3350 | 3220 | 1150
47% | 1695 | 1710 | 3048 | 3029 | 3103 | 3163 | 3118 | 3335 | 3207 | 1150
48% | 1690 | 1705 | 3046 | 3026 | 3095 | 3162 | 3114 | 3315 | 3196 | 1150
49% | 1685 | 1697 | 3043 | 3022 | 3089 | 3160 | 3111 | 3291 | 3187 | 1150
50% | 1679 | 1691 | 3040 | 3016 | 3085 | 3158 | 3108 | 3277 | 3179 | 1150
51% | 1674 | 1685 | 3037 | 3010 | 3081 | 3156 | 3104 | 3265 | 3172 | 1150
52% | 1669 | 1679 | 3034 | 3002 | 3078 | 3154 | 3100 | 3255 | 3167 | 1150
53% | 1665 | 1673 | 3028.93 | 2997 | 3074 | 3152 | 3095 | 3246 | 3161 | 1150
54% | 1662 | 1668 | 3023 | 2993 | 3071 | 3149 | 3090 | 3238 | 3157 | 1150
55% | 1659 | 1664 | 3017 | 2989 | 3068 | 3147 | 3086 | 3231 | 3152 | 1150
56% | 1656 | 1661 | 3011 | 2986 | 3065 | 3144 | 3080 | 3224 | 3148 | 1150
57% | 1654 | 1658 | 3006 | 2983 | 3061 | 3141 | 3074 | 3219 | 3144 | 1150
58% | 1651 | 1655 | 3001 | 2980 | 3057 | 3137 | 3065 | 3214 | 3140 | 1150
59% | 1650 | 1652 | 2998 | 2977 | 3053 | 3132 | 3055 | 3208 | 3137 | 1150
60% | 1648 | 1650 | 2994 | 2974 | 3047 | 3123 | 3027 | 3203 | 3133 | 1150
61% | 1646 | 1647 | 2989 | 2970 | 3042 | 3112 | 2933 | 3197 | 3130 | 1150
62% | 1644 | 1645 | 2985 | 2965 | 3034 | 3103 | 2905.22 | 3192 | 3127 | 1150
63% | 1642 | 1643 | 2982 | 2961 | 3021 | 3097 | 2894 | 3188 | 3124 | 1150
64% | 1640 | 1641 | 2977 | 2955 | 3008.12 | 3091 | 2886 | 3181 | 3121 | 1150
65% | 1638 | 1639 | 2971.65 | 2946.65 | 3000 | 3088 | 2880 | 3174 | 3118 | 1150
66% | 1636 | 1637 | 2965 | 2925 | 2994 | 3084 | 2875 | 3166 | 3115 | 1150
67% | 1633 | 1635 | 2955 | 2905 | 2989 | 3080 | 2871 | 3161 | 3112 | 1150
68% | 1631 | 1633 | 2941 | 2896 | 2985 | 3076 | 2868 | 3155 | 3109 | 1150
69% | 1627 | 1631 | 2921 | 2891 | 2980 | 3073 | 2865 | 3148 | 3106 | 1150
70% | 1624 | 1628 | 2911 | 2887 | 2975 | 3070 | 2862 | 3139 | 3103 | 1150
71% | 1620 | 1626 | 2905 | 2885 | 2970 | 3066 | 2860 | 3130 | 3100 | 1150
72% | 1617 | 1623 | 2901 | 2882 | 2964 | 3061 | 2858 | 3122 | 3097 | 1150
73% | 1613 | 1620 | 2898 | 2880 | 2958 | 3055 | 2856 | 3111.13 | 3094 | 1150
74% | 1610 | 1618 | 2895 | 2878 | 2951.42 | 3047 | 2854 | 3102 | 3091 | 1150
75% | 1607 | 1615 | 2893 | 2877 | 2942.75 | 3035 | 2852 | 3093 | 3088 | 1150
76% | 1603 | 1612 | 2891 | 2875 | 2916 | 2986 | 2851 | 3085 | 3085 | 1150
77% | 1599 | 1609 | 2889 | 2874 | 2893 | 2867 | 2849 | 3075 | 3083 | 1150
78% | 1595 | 1605 | 2887 | 2873 | 2884 | 2846 | 2847 | 3060 | 3080 | 1150
79% | 1591 | 1602 | 2885 | 2871 | 2879 | 2836 | 2845 | 3040 | 3077 | 1150
80% | 1588 | 1599 | 2884 | 2870 | 2874 | 2829 | 2843 | 3015.8 | 3073.4 | 1150
81% | 1585 | 1595 | 2882 | 2868 | 2870 | 2824 | 2841 | 2914 | 3071 | 1150
82% | 1583 | 1593 | 2880 | 2867 | 2867 | 2820 | 2840 | 2897 | 3068 | 1150
83% | 1581 | 1591 | 2879 | 2865 | 2863 | 2817 | 2838 | 2886 | 3064 | 1150
84% | 1579 | 1588 | 2877 | 2863 | 2859 | 2814 | 2836 | 2878 | 3061 | 1150
85% | 1577 | 1586 | 2875 | 2861 | 2855 | 2810 | 2834 | 2873 | 3057 | 1150
86% | 1575 | 1584 | 2873 | 2860 | 2852 | 2807 | 2832 | 2868 | 3054 | 1150
87% | 1572 | 1582 | 2871 | 2858 | 2848 | 2805 | 2830 | 2862 | 3050 | 1150
88% | 1570 | 1580 | 2868.28 | 2856 | 2844 | 2802 | 2827 | 2858 | 3046.04 | 1150
89% | 1568 | 1578 | 2866 | 2853 | 2839 | 2799 | 2825 | 2854 | 3042 | 1150
90% | 1565 | 1576 | 2864 | 2851 | 2835 | 2797 | 2822 | 2849 | 3037 | 1150
91% | 1563 | 1573 | 2860 | 2849 | 2829 | 2794 | 2819.71 | 2845 | 3032 | 1150
92% | 1560 | 1570 | 2857 | 2846 | 2823 | 2791 | 2817 | 2841 | 3026 | 1150
93% | 1557 | 1566 | 2853 | 2842 | 2815 | 2788 | 2813 | 2836 | 3019.69 | 1150
94% | 1552 | 1562 | 2849 | 2839 | 2808 | 2784 | 2810 | 2831 | 3012 | 1150
95% | 1547 | 1558 | 2844.95 | 2835 | 2802 | 2780 | 2805 | 2826 | 3004 | 1150
96% | 1530 | 1550 | 2837 | 2825 | 2795 | 2776 | 2801 | 2820 | 2992 | 1150
97% | 1476 | 1524.57 | 2813 | 2801 | 2786 | 2771 | 2794 | 2813 | 2980 | 1150
98% | 1462 | 1478 | 2753.38 | 2734.38 | 2776 | 2764 | 2786 | 2805 | 2961 | 1150
99% | 1433 | 1450 | 2721 | 2707.19 | 2764 | 2756 | 2775 | 2790 | 2930 | 1150
100% | 1193 | 1323 | 2636 | 2645 | 2692 | 2690 | 2722 | 2749 | 2813 | 1150

## Para 275kV
Projected Para 275 kV fault level duration curves
| 2019-20 | 2020-21 | 2021-22 | 2022-23 | 2023-24 | 2024-25 | 2029-30 | 2034-35 | 2039-40 | Requirement
1% | 6718.33 | 7489.81 | 7669 | 7606 | 7708 | 7745.81 | 7749.81 | 7900.81 | 4707.33 | 2200
2% | 6536.66 | 7350 | 7534.86 | 7507 | 7607 | 7692 | 7677.62 | 7802 | 4687 | 2200
3% | 6460 | 7185.86 | 7486 | 7470 | 7532 | 7623 | 7590 | 7763 | 4670 | 2200
4% | 6366 | 6987 | 7452 | 7425.72 | 7409 | 7556 | 7554 | 7745 | 4651 | 2200
5% | 6278 | 6718.1 | 7372 | 7352 | 7364.65 | 7524.05 | 7513.05 | 7726 | 4628 | 2200
6% | 6222.98 | 6480.72 | 7337 | 7325 | 7332 | 7494 | 7412.86 | 7705 | 4597 | 2200
7% | 6180 | 6301 | 7286 | 7271 | 7291 | 7419 | 7370 | 7683.67 | 4557 | 2200
8% | 6143 | 6190 | 7219 | 7202 | 7224 | 7371 | 7320 | 7650 | 4528 | 2200
9% | 6106 | 6140 | 7181 | 7159.29 | 7172.97 | 7334 | 7246.29 | 7615.29 | 4510 | 2200
10% | 6060.3 | 6052 | 7133 | 7088 | 7144 | 7298.1 | 7186 | 7585 | 4498 | 2200
11% | 6021 | 5997 | 7014 | 6976 | 7096.63 | 7241.91 | 7083 | 7565 | 4484 | 2200
12% | 5991 | 5898 | 6893.72 | 6865 | 7004.96 | 7184 | 6876 | 7549 | 4472 | 2200
13% | 5962 | 5831.53 | 6780.12 | 6757.53 | 6950 | 7134 | 6604 | 7532 | 4463 | 2200
14% | 5931 | 5701.34 | 6570.68 | 6578.34 | 6867.62 | 7052.34 | 6049.34 | 7513 | 4453 | 2200
15% | 5894 | 5583 | 6153.05 | 6169.15 | 6790 | 6911.15 | 5750 | 7493 | 4443 | 2200
16% | 5862.28 | 5515.96 | 5773.96 | 5825 | 6689.28 | 6725 | 5708.96 | 7473 | 4433 | 2200
17% | 5836 | 5370.77 | 5731 | 5736.77 | 6494 | 6254.54 | 5679.77 | 7449 | 4421 | 2200
18% | 5810 | 5229.58 | 5698 | 5705 | 6036 | 5893.06 | 5586 | 7427 | 4409 | 2200
19% | 5782 | 5181 | 5607 | 5614.78 | 5703.27 | 5690 | 5543 | 7398 | 4394 | 2200
20% | 5748.6 | 5137 | 5581 | 5574.2 | 5607 | 5642 | 5516 | 7377 | 4379 | 2200
21% | 5709 | 5039 | 5558 | 5549 | 5517.93 | 5569 | 5464.01 | 7357 | 4360 | 2200
22% | 5661 | 5010 | 5531 | 5495 | 5464 | 5505 | 5322.82 | 7339 | 4335 | 2200
23% | 5599 | 4984 | 5476 | 5366 | 5361 | 5467 | 5183 | 7318 | 4304 | 2200
24% | 5562 | 4958 | 5362 | 5249.44 | 5277 | 5422 | 5147 | 7298 | 4280 | 2200
25% | 5524 | 4922 | 5262 | 5213 | 5181 | 5271.25 | 5117 | 7277 | 4258 | 2200
26% | 5487 | 4805.06 | 5229.06 | 5191 | 5143 | 5166 | 5078.06 | 7254 | 4236 | 2200
27% | 5452 | 4745 | 5210 | 5171 | 5117 | 5126.87 | 5018 | 7230 | 4213 | 2200
28% | 5413 | 4715.68 | 5194 | 5151 | 5096 | 5103 | 4997 | 7204 | 4193 | 2200
29% | 5377 | 4665 | 5178 | 5125 | 5072 | 5084 | 4986 | 7175.49 | 4172.57 | 2200
30% | 5342 | 4616 | 5166 | 5080 | 5040 | 5065 | 4977 | 7149 | 4153 | 2200
31% | 5286 | 4601 | 5151 | 5057 | 4985.23 | 5041 | 4968 | 7120.11 | 4133 | 2200
32% | 5192 | 4589 | 5127 | 5043 | 4965 | 4997 | 4960.92 | 7091.92 | 4106 | 2200
33% | 5119 | 4580 | 5083.73 | 5034 | 4950 | 4977 | 4953 | 7047 | 4077 | 2200
34% | 5053 | 4571 | 5058.54 | 5028 | 4940 | 4964 | 4946 | 6991.54 | 4049 | 2200
35% | 4957 | 4564 | 5045 | 5021.35 | 4932 | 4952.35 | 4937 | 6918 | 4028 | 2200
36% | 4870 | 4557 | 5037 | 5016 | 4924 | 4945 | 4928 | 6835.48 | 4008 | 2200
37% | 4736.21 | 4547 | 5030 | 5011 | 4918 | 4939 | 4917 | 6731 | 3986 | 2200
38% | 4673 | 4538 | 5024 | 5006 | 4913 | 4933 | 4907 | 6582.78 | 3967 | 2200
39% | 4618 | 4526 | 5018 | 5002 | 4907 | 4927 | 4894 | 6299.18 | 3952 | 2200
40% | 4589 | 4506 | 5013 | 4996 | 4900 | 4922 | 4879 | 6142 | 3933.2 | 2200
41% | 4569 | 4444.21 | 5009 | 4990 | 4894 | 4917 | 4824.21 | 5953.63 | 3918 | 2200
42% | 4558 | 4400 | 5003 | 4985 | 4888 | 4913 | 4571.02 | 5736 | 3902 | 2200
43% | 4548 | 4348 | 4999 | 4980 | 4881 | 4909 | 4528.83 | 5658 | 3882.19 | 2200
44% | 4539 | 4288 | 4994 | 4974 | 4873 | 4906 | 4457.64 | 5598 | 3857 | 2200
45% | 4528 | 4247 | 4989 | 4967 | 4866 | 4902 | 4432 | 5543.45 | 3825 | 2200
46% | 4516 | 4219.26 | 4984 | 4961 | 4858 | 4898 | 4419 | 5499.26 | 3782 | 2200
47% | 4498 | 4199 | 4978 | 4952 | 4849 | 4894 | 4409 | 5462 | 3723.51 | 2200
48% | 4437.68 | 4180 | 4972 | 4941 | 4835 | 4890 | 4402 | 5440 | 3603 | 2200
49% | 4327 | 4164 | 4966 | 4928 | 4812 | 4886 | 4395 | 5418 | 3562 | 2200
50% | 4265 | 4149 | 4959 | 4896.5 | 4764.5 | 4882 | 4389 | 5395.5 | 3536 | 2200
51% | 4225 | 4129 | 4950 | 4757 | 4722 | 4878 | 4381 | 5367 | 3511 | 2200
52% | 4208 | 4111 | 4937 | 4697 | 4645 | 4873 | 4373.12 | 5315 | 3484 | 2200
53% | 4195 | 4084 | 4916 | 4626 | 4601 | 4868 | 4366 | 5165.86 | 3453 | 2200
54% | 4181 | 4064.74 | 4855 | 4599 | 4587 | 4864 | 4357 | 5102 | 3429 | 2200
55% | 4169 | 4052 | 4747 | 4585 | 4575 | 4859 | 4348 | 5066 | 3409.15 | 2200
56% | 4157 | 4045 | 4699 | 4574 | 4564 | 4853 | 4339 | 5038 | 3395 | 2200
57% | 4146 | 4039 | 4637 | 4567 | 4552 | 4845 | 4327 | 5009.17 | 3381 | 2200
58% | 4137 | 4033 | 4599 | 4560 | 4542 | 4835 | 4313 | 4966.98 | 3370 | 2200
59% | 4123 | 4028 | 4583 | 4551 | 4529 | 4817 | 4295 | 4941 | 3358 | 2200
60% | 4112 | 4023 | 4571 | 4540 | 4513.8 | 4742.6 | 4090.6 | 4921 | 3348 | 2200
61% | 4098 | 4019 | 4560 | 4526 | 4495 | 4507 | 3423.05 | 4899 | 3340 | 2200
62% | 4079.46 | 4014 | 4550 | 4512 | 4475 | 4445.22 | 3346 | 4883 | 3332 | 2200
63% | 4061 | 4008 | 4538 | 4488 | 4444 | 4379.03 | 3320 | 4871 | 3324 | 2200
64% | 4050 | 4004 | 4522 | 4464 | 4390.12 | 4362 | 3289 | 4857 | 3317 | 2200
65% | 4042 | 3998 | 4500.65 | 4433 | 4358 | 4350 | 3254 | 4840 | 3311 | 2200
66% | 4035 | 3990 | 4463 | 4260.38 | 4343 | 4341 | 3231.46 | 4820 | 3306 | 2200
67% | 4028 | 3978 | 4432.27 | 4131 | 4333 | 4333 | 3220 | 4787 | 3299 | 2200
68% | 4022 | 3960 | 4384 | 4084.08 | 4325 | 4326 | 3212 | 4661 | 3293 | 2200
69% | 4013 | 3941 | 4147 | 4037 | 4317 | 4320 | 3206 | 4494.89 | 3288 | 2200
70% | 4003 | 3920.7 | 4107.7 | 4016 | 4311 | 4313 | 3201 | 4428.7 | 3282 | 2200
71% | 3995 | 3896 | 4065 | 4007 | 4302.43 | 4305 | 3197 | 4360 | 3277 | 2200
72% | 3984.76 | 3873 | 4027 | 4000 | 4292 | 4295 | 3193 | 4321 | 3272 | 2200
73% | 3942 | 3857 | 4014 | 3995 | 4283 | 4284 | 3190 | 4289 | 3267 | 2200
74% | 3858 | 3846 | 4006.94 | 3991 | 4270 | 4268 | 3186 | 4253 | 3263 | 2200
75% | 3834 | 3833 | 4000 | 3987 | 4244 | 4239 | 3182 | 4186 | 3258 | 2200
76% | 3819 | 3820.56 | 3995 | 3984 | 4127 | 3795 | 3179 | 3657 | 3254 | 2200
77% | 3803 | 3805 | 3990 | 3980 | 4034 | 3287 | 3176 | 3294 | 3250 | 2200
78% | 3784 | 3763 | 3986 | 3977 | 4005 | 3197 | 3172 | 3247 | 3244 | 2200
79% | 3718 | 3712.99 | 3982 | 3974 | 3991 | 3162 | 3169 | 3218 | 3240 | 2200
80% | 3685.4 | 3697 | 3979 | 3971 | 3980 | 3147 | 3166 | 3194 | 3236 | 2200
81% | 3675 | 3689 | 3975 | 3967 | 3970 | 3139 | 3163 | 3172 | 3231 | 2200
82% | 3669 | 3681 | 3971 | 3964 | 3960 | 3131 | 3160 | 3157 | 3227 | 2200
83% | 3662 | 3676 | 3967 | 3960 | 3952 | 3125 | 3156 | 3145 | 3222 | 2200
84% | 3656 | 3671 | 3963 | 3956 | 3944 | 3120 | 3153 | 3132 | 3218 | 2200
85% | 3651 | 3664.85 | 3959 | 3952 | 3934 | 3115 | 3148 | 3121 | 3214 | 2200
86% | 3646 | 3659 | 3954 | 3947 | 3923 | 3110 | 3144 | 3109 | 3210 | 2200
87% | 3641 | 3654 | 3948 | 3942.47 | 3911 | 3105 | 3140 | 3097 | 3205 | 2200
88% | 3636 | 3649 | 3943 | 3938 | 3898 | 3100 | 3136 | 3087 | 3200 | 2200
89% | 3631 | 3644 | 3939 | 3933 | 3869 | 3095 | 3132 | 3077 | 3194 | 2200
90% | 3625.7 | 3637 | 3933 | 3928 | 3804.7 | 3090 | 3127 | 3067 | 3189 | 2200
91% | 3620 | 3630 | 3928 | 3921 | 3705.06 | 3084 | 3122 | 3059 | 3183 | 2200
92% | 3614 | 3621 | 3922 | 3914 | 3165 | 3078 | 3117 | 3050 | 3177 | 2200
93% | 3606 | 3608 | 3914 | 3907 | 3132 | 3071 | 3112 | 3041 | 3171 | 2200
94% | 3595 | 3590.14 | 3903 | 3897 | 3116 | 3064 | 3106 | 3032 | 3165 | 2200
95% | 3582 | 3558 | 3879 | 3867 | 3103 | 3054 | 3100 | 3021 | 3157 | 2200
96% | 3544 | 3358.56 | 3819 | 3805 | 3091 | 3043 | 3094 | 3010 | 3148 | 2200
97% | 3117 | 3246.57 | 3735.57 | 3726 | 3080 | 3032 | 3085 | 2996 | 3136 | 2200
98% | 3085.34 | 3114.76 | 3358.76 | 3321 | 3065 | 3019 | 3072 | 2979 | 3118.34 | 2200
99% | 3033 | 3065 | 3275 | 3267 | 3036.67 | 2998 | 3054 | 2955.19 | 3086 | 2200
100% | 2130 | 2560 | 3125 | 3145 | 2933 | 2878 | 2956 | 2837 | 2939 | 2200

## Robertstown 275kV
Projected Robertstown 275 kV fault level duration curves
| 2019-20 | 2020-21 | 2021-22 | 2022-23 | 2023-24 | 2024-25 | 2029-30 | 2034-35 | 2039-40 | Requirement
1% | 2716 | 4228 | 4270 | 4256 | 5269.33 | 5295 | 5314 | 5361 | 4626.33 | 1400
2% | 2690 | 4198 | 4245 | 4236 | 5241 | 5269 | 5293 | 5345 | 4601 | 1400
3% | 2674 | 4165 | 4228 | 4224 | 5216 | 5250 | 5273 | 5332 | 4583 | 1400
4% | 2659 | 4125 | 4218 | 4213 | 5191 | 5232 | 5255 | 5319 | 4564 | 1400
5% | 2646 | 4042 | 4209 | 4203 | 5166 | 5217 | 5238 | 5310 | 4545 | 1400
6% | 2632 | 3884 | 4199 | 4193 | 5139 | 5203 | 5224 | 5300.86 | 4528 | 1400
7% | 2620 | 3838 | 4190 | 4182 | 5109 | 5189 | 5212 | 5290 | 4513 | 1400
8% | 2610 | 3786.48 | 4178 | 4170 | 5069.64 | 5177 | 5195 | 5282 | 4500 | 1400
9% | 2599 | 3757 | 4167 | 4159 | 5003 | 5165 | 5178 | 5272 | 4490 | 1400
10% | 2591 | 3735 | 4157 | 4147 | 4854 | 5151 | 5159 | 5265 | 4481 | 1400
11% | 2583 | 3719 | 4143 | 4132 | 4786.63 | 5137 | 5136 | 5258 | 4471 | 1400
12% | 2574 | 3705 | 4121 | 4114 | 4752 | 5122 | 5098 | 5250 | 4460 | 1400
13% | 2566 | 3688 | 4099 | 4090 | 4719 | 5105 | 5041.53 | 5242 | 4451 | 1400
14% | 2558 | 3669 | 4062 | 4057 | 4688 | 5084 | 4957.34 | 5235 | 4442.62 | 1400
15% | 2552 | 3625 | 3990 | 3986.15 | 4658 | 5060 | 4904 | 5228 | 4432 | 1400
16% | 2545 | 3593 | 3926 | 3934 | 4640 | 5020 | 4876 | 5220 | 4423 | 1400
17% | 2538 | 3567 | 3903 | 3906 | 4626 | 4959 | 4854 | 5212 | 4413 | 1400
18% | 2532 | 3526.58 | 3888 | 3890 | 4613 | 4888 | 4831 | 5204 | 4404 | 1400
19% | 2526 | 3415 | 3873 | 3873 | 4603 | 4840 | 4810 | 5197 | 4394 | 1400
20% | 2520 | 3392.2 | 3861 | 3859 | 4593 | 4807 | 4792 | 5188 | 4384 | 1400
21% | 2514 | 3376 | 3849 | 3845 | 4586 | 4780 | 4772.01 | 5180 | 4373 | 1400
22% | 2507 | 3362 | 3836 | 3831 | 4578 | 4755 | 4752 | 5172 | 4363 | 1400
23% | 2500 | 3341 | 3824 | 3811 | 4570 | 4736 | 4730 | 5164 | 4352 | 1400
24% | 2492 | 3204 | 3811 | 3794 | 4564 | 4713 | 4710 | 5156 | 4342 | 1400
25% | 2483 | 3063.5 | 3796 | 3783 | 4558 | 4695 | 4693 | 5147 | 4332 | 1400
26% | 2475 | 2680 | 3785 | 3774 | 4553 | 4677 | 4677 | 5138 | 4322 | 1400
27% | 2467 | 2641 | 3777 | 3765 | 4546 | 4663 | 4664.87 | 5128 | 4310 | 1400
28% | 2460 | 2617 | 3770 | 3756 | 4540 | 4650 | 4655 | 5118 | 4299 | 1400
29% | 2450 | 2602 | 3763 | 3747.49 | 4534 | 4640 | 4646.49 | 5109 | 4287 | 1400
30% | 2441 | 2586 | 3756 | 3740 | 4528 | 4634 | 4640 | 5099 | 4274 | 1400
31% | 2432 | 2566 | 3750 | 3735 | 4521 | 4625 | 4633 | 5087 | 4262 | 1400
32% | 2421 | 2546 | 3745 | 3730 | 4515 | 4618 | 4627 | 5078 | 4251 | 1400
33% | 2407 | 2519 | 3741 | 3726 | 4508 | 4612 | 4619 | 5068 | 4238 | 1400
34% | 2388 | 2475 | 3736 | 3723 | 4498.22 | 4605 | 4611 | 5058 | 4227 | 1400
35% | 2372 | 2434 | 3733 | 3720 | 4485.55 | 4599 | 4604 | 5045 | 4214 | 1400
36% | 2351 | 2383 | 3729 | 3717 | 4466 | 4594 | 4596 | 5029 | 4201 | 1400
37% | 2329 | 2338 | 3726 | 3714 | 4430 | 4588 | 4586 | 5013 | 4190.21 | 1400
38% | 2308 | 2320 | 3722 | 3711 | 4398 | 4584 | 4577 | 4995 | 4180 | 1400
39% | 2291 | 2307 | 3719 | 3708 | 4378 | 4578 | 4567 | 4969 | 4166 | 1400
40% | 2283 | 2296 | 3717 | 3705 | 4367 | 4574 | 4556 | 4940 | 4154 | 1400
41% | 2276 | 2288 | 3714 | 3702 | 4358 | 4569 | 4544 | 4883 | 4140.53 | 1400
42% | 2269 | 2281 | 3711 | 3699 | 4349 | 4565 | 4525 | 4844 | 4127 | 1400
43% | 2262 | 2277 | 3709 | 3696 | 4342 | 4561 | 4503 | 4811.83 | 4114 | 1400
44% | 2257 | 2272 | 3706 | 3693 | 4336 | 4557 | 4486 | 4786 | 4095 | 1400
45% | 2251 | 2266 | 3703 | 3688 | 4327 | 4554 | 4473 | 4766 | 4082 | 1400
46% | 2244 | 2260 | 3700 | 3685 | 4319 | 4551 | 4461 | 4749 | 4069 | 1400
47% | 2237 | 2254 | 3696 | 3680 | 4309 | 4547 | 4453 | 4734 | 4053 | 1400
48% | 2228 | 2247 | 3692.88 | 3675 | 4295 | 4543 | 4446 | 4719 | 4035.84 | 1400
49% | 2216 | 2236 | 3689 | 3669 | 4270 | 4540 | 4439 | 4702.69 | 4018 | 1400
50% | 2204 | 2223 | 3685 | 3659 | 4210 | 4536.5 | 4433 | 4690 | 4002 | 1400
51% | 2193 | 2210 | 3680 | 3645 | 4183.83 | 4533 | 4426 | 4678 | 3988 | 1400
52% | 2184 | 2200 | 3676 | 3630.12 | 4164 | 4528 | 4420 | 4665 | 3976 | 1400
53% | 2178 | 2191 | 3667 | 3614.93 | 4147 | 4525 | 4413 | 4651 | 3966 | 1400
54% | 2173 | 2183 | 3657 | 3605 | 4131 | 4520 | 4404 | 4640 | 3955 | 1400
55% | 2169 | 2175 | 3644 | 3597 | 4110 | 4515 | 4395 | 4630 | 3947 | 1400
56% | 2164 | 2169 | 3630 | 3591 | 4086 | 4509 | 4386 | 4619 | 3938 | 1400
57% | 2160 | 2163 | 3616 | 3587 | 4058 | 4503 | 4374 | 4606 | 3929 | 1400
58% | 2156 | 2158 | 3606 | 3582 | 3979 | 4495 | 4359 | 4592.98 | 3921 | 1400
59% | 2153 | 2153 | 3598 | 3578 | 3890 | 4486 | 4337.79 | 4580 | 3914 | 1400
60% | 2151 | 2149 | 3591 | 3573 | 3851 | 4466.6 | 4283.6 | 4570 | 3907 | 1400
61% | 2148 | 2145 | 3584 | 3567 | 3833 | 4439 | 4081.41 | 4560 | 3901 | 1400
62% | 2145 | 2141 | 3579 | 3561 | 3820 | 4420 | 4033 | 4553 | 3895 | 1400
63% | 2142 | 2138 | 3572 | 3554 | 3811 | 4403 | 4010 | 4544 | 3888 | 1400
64% | 2139 | 2135 | 3566 | 3546 | 3801 | 4389 | 3987 | 4534 | 3882 | 1400
65% | 2136 | 2132 | 3559 | 3530.65 | 3790 | 4379 | 3970 | 4521.65 | 3876 | 1400
66% | 2133 | 2129.46 | 3549 | 3496 | 3780 | 4371 | 3957.46 | 4509 | 3870 | 1400
67% | 2129 | 2127 | 3538 | 3457 | 3768 | 4364 | 3948 | 4490 | 3865 | 1400
68% | 2125 | 2123 | 3510.08 | 3437.08 | 3755 | 4358 | 3940 | 4469.08 | 3860 | 1400
69% | 2121 | 2121 | 3467 | 3422 | 3742 | 4351.89 | 3934 | 4437 | 3854 | 1400
70% | 2117 | 2117 | 3447 | 3415 | 3722 | 4345 | 3929 | 4409.7 | 3849 | 1400
71% | 2111 | 2114 | 3431 | 3409 | 3700 | 4337 | 3924 | 4389 | 3844 | 1400
72% | 2105 | 2110 | 3421 | 3405 | 3664 | 4329 | 3920 | 4364 | 3839 | 1400
73% | 2099 | 2106 | 3415 | 3402 | 3640.09 | 4318 | 3917 | 4342 | 3835 | 1400
74% | 2093 | 2102 | 3409 | 3399 | 3620 | 4304 | 3913 | 4311 | 3830 | 1400
75% | 2086 | 2098 | 3406 | 3397 | 3607 | 4282 | 3909 | 4260 | 3826 | 1400
76% | 2078 | 2093 | 3403 | 3394.56 | 3599 | 4185 | 3906 | 4064.56 | 3821 | 1400
77% | 2071 | 2087 | 3400 | 3392 | 3591 | 3952.37 | 3903 | 3942.37 | 3816 | 1400
78% | 2063 | 2078 | 3397 | 3390 | 3584 | 3901 | 3900 | 3912 | 3811 | 1400
79% | 2055 | 2069 | 3395 | 3388 | 3577 | 3875 | 3897 | 3892 | 3807 | 1400
80% | 2048 | 2062 | 3392 | 3386 | 3569 | 3859 | 3894 | 3879 | 3802 | 1400
81% | 2044 | 2057 | 3390 | 3383 | 3561 | 3850 | 3890 | 3869 | 3797 | 1400
82% | 2040 | 2053 | 3388 | 3382 | 3552 | 3842 | 3887 | 3860 | 3792 | 1400
83% | 2036 | 2049 | 3385 | 3379 | 3539 | 3836 | 3883 | 3852 | 3787 | 1400
84% | 2034 | 2046 | 3383 | 3377 | 3525 | 3830 | 3880 | 3844 | 3782 | 1400
85% | 2030.05 | 2043 | 3380.85 | 3375 | 3462 | 3825 | 3876 | 3838 | 3778 | 1400
86% | 2028 | 2040 | 3378 | 3372 | 3422 | 3820 | 3872 | 3831 | 3773 | 1400
87% | 2025 | 2037 | 3375 | 3370 | 3408 | 3815 | 3869 | 3824 | 3767 | 1400
88% | 2022 | 2034 | 3372 | 3367 | 3399 | 3811 | 3864 | 3818 | 3762 | 1400
89% | 2019 | 2031 | 3369 | 3364 | 3392 | 3806 | 3860 | 3812 | 3757 | 1400
90% | 2016 | 2028 | 3366 | 3360 | 3386 | 3802 | 3855 | 3805 | 3751 | 1400
91% | 2013 | 2025 | 3362 | 3356 | 3379 | 3797 | 3851 | 3798 | 3746 | 1400
92% | 2009 | 2021 | 3358.52 | 3353 | 3373 | 3792 | 3846 | 3791 | 3740 | 1400
93% | 2005 | 2016 | 3354 | 3349 | 3369 | 3785 | 3841 | 3783 | 3733 | 1400
94% | 1999 | 2011 | 3349 | 3344 | 3364 | 3779 | 3835 | 3774 | 3723 | 1400
95% | 1992 | 2003 | 3342 | 3337 | 3358 | 3774 | 3828 | 3764 | 3713 | 1400
96% | 1970 | 1993 | 3328 | 3319 | 3351 | 3767 | 3820 | 3753 | 3700 | 1400
97% | 1868 | 1954 | 3292.57 | 3282 | 3344 | 3757 | 3812 | 3742 | 3687 | 1400
98% | 1849 | 1870 | 3177.38 | 3152 | 3335 | 3745 | 3801 | 3728 | 3665 | 1400
99% | 1809 | 1833 | 3121 | 3114 | 3319.67 | 3724 | 3779.19 | 3711 | 3629.67 | 1400
100% | 1460 | 1638 | 3018 | 3029 | 3180 | 3612 | 3691 | 3591 | 3485 | 1400

## Georgetown 220kV
Projected George Town 220 kV fault level duration curves
| 2019-20 | 2020-21 | 2021-22 | 2022-23 | 2023-24 | 2024-25 | 2029-30 | 2034-35 | 2039-40 | Requirement
1% | 3761.33 | 3811.81 | 3848.81 | 3892.81 | 3855 | 3827 | 3903.81 | 3845 | 3945.33 | 1450
2% | 3675.32 | 3668 | 3728 | 3803 | 3765.62 | 3742.62 | 3848 | 3736 | 3879 | 1450
3% | 3588.99 | 3461.15 | 3512 | 3663.43 | 3601.99 | 3680.43 | 3804 | 3690 | 3788 | 1450
4% | 3115.64 | 3101.88 | 3191.48 | 3293 | 3438.32 | 3616 | 3701.24 | 3662.24 | 3640.64 | 1450
5% | 2906 | 2894 | 2892 | 2942 | 3205.65 | 3465 | 3648.05 | 3593.05 | 3527.65 | 1450
6% | 2841 | 2838 | 2836.86 | 2891 | 2938 | 3303.72 | 3473.88 | 3473.86 | 3395 | 1450
7% | 2823.31 | 2821.67 | 2817 | 2866 | 2902 | 3035.67 | 3337.67 | 3352 | 3206 | 1450
8% | 2788 | 2789 | 2804.48 | 2851 | 2865 | 2881 | 3180 | 3056.96 | 3004 | 1450
9% | 2778 | 2776 | 2773 | 2841 | 2852 | 2849 | 2910 | 2945 | 2980 | 1450
10% | 2771 | 2766 | 2758 | 2817 | 2841 | 2831 | 2888 | 2873 | 2932 | 1450
11% | 2766 | 2758 | 2741 | 2793 | 2820.63 | 2819 | 2857 | 2863 | 2909 | 1450
12% | 2762 | 2744 | 2729 | 2758.72 | 2780 | 2784 | 2851 | 2859 | 2873 | 1450
13% | 2754 | 2733 | 2710 | 2717 | 2752 | 2758 | 2845 | 2855 | 2847 | 1450
14% | 2734 | 2725 | 2693 | 2697 | 2722 | 2747 | 2834 | 2849.34 | 2825.62 | 1450
15% | 2720 | 2710 | 2676 | 2677 | 2693 | 2738 | 2818 | 2838 | 2805 | 1450
16% | 2700 | 2674.96 | 2657 | 2632 | 2649 | 2718 | 2788 | 2821 | 2765.28 | 1450
17% | 2684 | 2650 | 2622 | 2608 | 2624 | 2699 | 2766 | 2793 | 2742 | 1450
18% | 2671 | 2629 | 2574.58 | 2601 | 2602.94 | 2684 | 2753 | 2773 | 2708 | 1450
19% | 2662 | 2609 | 2550 | 2593.39 | 2591 | 2664 | 2739 | 2759 | 2680 | 1450
20% | 2655 | 2587 | 2543 | 2580 | 2581 | 2643 | 2707 | 2739 | 2659 | 1450
21% | 2638 | 2576.01 | 2536 | 2563 | 2566 | 2617 | 2693.01 | 2714.01 | 2642 | 1450
22% | 2612 | 2568 | 2525 | 2553 | 2549 | 2596 | 2683 | 2695 | 2623 | 1450
23% | 2602 | 2560 | 2507.63 | 2547 | 2535 | 2582.63 | 2675 | 2688 | 2604 | 1450
24% | 2592 | 2553 | 2500 | 2538 | 2514 | 2550 | 2662 | 2682.44 | 2567 | 1450
25% | 2582 | 2546 | 2496 | 2528 | 2479 | 2535 | 2645 | 2675 | 2525 | 1450
26% | 2576 | 2534.06 | 2491 | 2512 | 2457 | 2515 | 2629 | 2658 | 2490 | 1450
27% | 2569 | 2517 | 2484 | 2494 | 2446 | 2502 | 2614 | 2641 | 2459 | 1450
28% | 2559 | 2494.68 | 2476.68 | 2473 | 2439 | 2491 | 2589.68 | 2627 | 2425 | 1450
29% | 2550 | 2465 | 2469 | 2464 | 2432 | 2471 | 2558 | 2597 | 2405 | 1450
30% | 2544 | 2440 | 2460 | 2459 | 2423 | 2455 | 2549 | 2566 | 2369 | 1450
31% | 2535 | 2429 | 2444 | 2453 | 2418 | 2440.11 | 2541 | 2558 | 2325.23 | 1450
32% | 2526 | 2422 | 2432 | 2445 | 2411 | 2417 | 2536 | 2552 | 2301.56 | 1450
33% | 2516 | 2416 | 2416 | 2438.73 | 2401 | 2390 | 2527.73 | 2547 | 2271 | 1450
34% | 2504 | 2409 | 2394 | 2432 | 2394 | 2361 | 2516.54 | 2544 | 2228 | 1450
35% | 2487 | 2405 | 2373.35 | 2425.35 | 2388 | 2346 | 2510 | 2539 | 2193.55 | 1450
36% | 2470 | 2401 | 2354 | 2418 | 2380 | 2342 | 2502 | 2533 | 2154 | 1450
37% | 2456 | 2399 | 2348 | 2413 | 2375 | 2335 | 2491 | 2527 | 2107.42 | 1450
38% | 2443 | 2394 | 2343 | 2407 | 2369 | 2325 | 2482 | 2518 | 2037 | 1450
39% | 2436 | 2387 | 2336 | 2400 | 2361 | 2315 | 2471 | 2509 | 1972 | 1450
40% | 2430 | 2381 | 2329 | 2395 | 2354 | 2306 | 2465 | 2501 | 1911 | 1450
41% | 2423 | 2376 | 2323 | 2388 | 2350 | 2291 | 2458 | 2486 | 1882 | 1450
42% | 2415 | 2372 | 2318 | 2382 | 2345 | 2280 | 2450 | 2474 | 1863 | 1450
43% | 2407 | 2366 | 2313 | 2375 | 2336.19 | 2272 | 2445 | 2465 | 1857 | 1450
44% | 2403 | 2359 | 2306 | 2370 | 2327 | 2262 | 2440 | 2453 | 1849 | 1450
45% | 2401 | 2353 | 2298 | 2365 | 2315 | 2254 | 2435 | 2445 | 1842 | 1450
46% | 2398 | 2347 | 2292 | 2360 | 2304 | 2246 | 2426 | 2437 | 1833 | 1450
47% | 2394 | 2336 | 2286 | 2356 | 2294 | 2238 | 2417 | 2428 | 1824 | 1450
48% | 2385 | 2322 | 2278 | 2350 | 2283 | 2225 | 2405 | 2417 | 1811 | 1450
49% | 2379 | 2304 | 2272 | 2342 | 2270 | 2211 | 2391 | 2404 | 1787 | 1450
50% | 2370 | 2284 | 2267 | 2337 | 2254 | 2202 | 2381 | 2395 | 1752 | 1450
51% | 2360 | 2269 | 2259 | 2329 | 2240 | 2192 | 2368 | 2374 | 1716 | 1450
52% | 2349 | 2260 | 2252 | 2321 | 2228 | 2184 | 2357 | 2358 | 1676 | 1450
53% | 2343 | 2253 | 2245 | 2316 | 2209.49 | 2169 | 2345 | 2341 | 1655 | 1450
54% | 2337 | 2243 | 2237 | 2308 | 2192 | 2150 | 2321 | 2314 | 1636 | 1450
55% | 2329 | 2229 | 2226 | 2299 | 2162 | 2133 | 2299.55 | 2265 | 1610 | 1450
56% | 2319 | 2208 | 2209.36 | 2286 | 2137 | 2115 | 2272 | 2228 | 1571.48 | 1450
57% | 2309 | 2182 | 2194 | 2274 | 2116 | 2080 | 2250.17 | 2163 | 1552.81 | 1450
58% | 2297 | 2162 | 2183 | 2263 | 2094 | 2050 | 2221 | 2052 | 1497 | 1450
59% | 2290 | 2142.79 | 2165 | 2251 | 2053.47 | 2025.79 | 2171 | 1931.79 | 1467 | 1450
60% | 2279 | 2114 | 2144.6 | 2232 | 2015 | 1968 | 2132 | 1874 | 1421.6 | 1450
61% | 2262.13 | 2072 | 2112.41 | 2207 | 1972.13 | 1922 | 2051 | 1868 | 1363 | 1450
62% | 2242 | 2001.44 | 2080 | 2184 | 1949 | 1877 | 1953 | 1864 | 1339 | 1450
63% | 2210 | 1921.03 | 2045 | 2159 | 1899 | 1860 | 1864 | 1860 | 1317 | 1450
64% | 2178 | 1831 | 1982.84 | 2123 | 1859 | 1857 | 1860 | 1854 | 1288 | 1450
65% | 2122 | 1745 | 1919 | 2072 | 1855 | 1854 | 1856 | 1846 | 1250 | 1450
66% | 2034.78 | 1742 | 1852.46 | 2004.46 | 1853 | 1852 | 1854 | 1838 | 1220 | 1450
67% | 1934 | 1738 | 1837 | 1921 | 1851 | 1851 | 1852 | 1829 | 1204 | 1450
68% | 1836 | 1736 | 1795.08 | 1860 | 1849 | 1848 | 1850 | 1804.08 | 1170.44 | 1450
69% | 1797.77 | 1734 | 1739 | 1856 | 1845 | 1844 | 1848 | 1772 | 1155 | 1450
70% | 1733 | 1733 | 1734 | 1854 | 1832 | 1835 | 1841 | 1737 | 1133 | 1450
71% | 1732 | 1730 | 1730 | 1852 | 1821 | 1827 | 1830 | 1679 | 1126 | 1450
72% | 1731 | 1724 | 1728 | 1850 | 1793 | 1820 | 1822 | 1637 | 1075.76 | 1450
73% | 1727 | 1711 | 1726 | 1847 | 1768 | 1815 | 1817 | 1595 | 1017 | 1450
74% | 1722 | 1697 | 1723 | 1841 | 1743 | 1795 | 1793 | 1530.94 | 969.42 | 1450
75% | 1720 | 1662 | 1713 | 1829 | 1718 | 1778 | 1771 | 1478 | 904 | 1450
76% | 1718 | 1626.56 | 1701 | 1817 | 1681 | 1756.56 | 1730 | 1427 | 897 | 1450
77% | 1709 | 1603 | 1688.37 | 1782 | 1656 | 1729 | 1697 | 1372 | 891 | 1450
78% | 1695 | 1572 | 1654.18 | 1740.18 | 1628 | 1689 | 1650 | 1353 | 878 | 1450
79% | 1673 | 1539 | 1635.99 | 1697.98 | 1592 | 1665 | 1606 | 1337 | 865 | 1450
80% | 1646 | 1512 | 1605 | 1648 | 1553 | 1627 | 1540.8 | 1312.8 | 798 | 1450
81% | 1596 | 1457.61 | 1580 | 1597.61 | 1527 | 1579 | 1502 | 1279 | 703 | 1450
82% | 1549 | 1409 | 1537 | 1553 | 1501 | 1540.42 | 1466 | 1254 | 641 | 1450
83% | 1534 | 1370 | 1504 | 1523 | 1467 | 1509.23 | 1439 | 1238 | 639 | 1450
84% | 1510 | 1329 | 1464 | 1497 | 1444 | 1494 | 1402.04 | 1230 | 637 | 1450
85% | 1475 | 1294 | 1423.85 | 1465 | 1404 | 1464.85 | 1368 | 1203.85 | 636 | 1450
86% | 1404.38 | 1248 | 1388.66 | 1442 | 1371 | 1424 | 1348.66 | 1170 | 631 | 1450
87% | 1381.71 | 1235 | 1357 | 1415 | 1343.71 | 1391 | 1337 | 1115 | 622 | 1450
88% | 1355.04 | 1216.28 | 1324 | 1388 | 1326 | 1363 | 1322 | 1065 | 621 | 1450
89% | 1328 | 1179 | 1285 | 1354 | 1304 | 1344 | 1293.09 | 1054 | 617 | 1450
90% | 1298 | 1150 | 1247 | 1337 | 1275.7 | 1324 | 1268 | 1013 | 615 | 1450
91% | 1253 | 1109.71 | 1203 | 1316 | 1241 | 1300 | 1253 | 1008 | 562 | 1450
92% | 1229.36 | 1091 | 1185 | 1285.52 | 1226 | 1286 | 1231 | 995 | 560 | 1450
93% | 1216 | 1087 | 1157 | 1255 | 1193.69 | 1266 | 1208 | 914 | 559 | 1450
94% | 1166 | 1073.14 | 1114 | 1218.14 | 1149.02 | 1226 | 1172 | 824.28 | 556 | 1450
95% | 1152.35 | 1035 | 1063.95 | 1167.95 | 1087.35 | 1183.95 | 1118 | 678 | 552 | 1450
96% | 1120.68 | 996 | 1030 | 1066 | 1021 | 1102 | 1042 | 673 | 547 | 1450
97% | 1080 | 954 | 957 | 1025 | 991 | 995 | 996 | 617 | 544 | 1450
98% | 1034 | 916.38 | 842 | 892.14 | 908 | 911 | 938.14 | 614 | 542 | 1450
99% | 967 | 806.76 | 808.19 | 807 | 811 | 827 | 841 | 542 | 538 | 1450
100% | 769 | 604 | 613 | 529 | 530 | 530 | 606 | 412 | 311 | 1450

## Risdon 110kV
Projected Risdon 110 kV fault level duration curves
| 2019-20 | 2020-21 | 2021-22 | 2022-23 | 2023-24 | 2024-25 | 2029-30 | 2034-35 | 2039-40 | Requirement
1% | 2301 | 2311 | 2331 | 2335 | 2332 | 2335 | 2340 | 2330 | 2392 | 1330
2% | 2292 | 2300 | 2320 | 2324 | 2322 | 2326 | 2332 | 2321 | 2381 | 1330
3% | 2286 | 2291 | 2312 | 2317 | 2316 | 2316 | 2322 | 2317 | 2373 | 1330
4% | 2282 | 2287 | 2307 | 2309 | 2311 | 2310 | 2315 | 2314 | 2364 | 1330
5% | 2278 | 2283 | 2302 | 2303 | 2305 | 2304 | 2310 | 2311 | 2357 | 1330
6% | 2275 | 2279 | 2297 | 2296 | 2299 | 2301 | 2306 | 2309 | 2348 | 1330
7% | 2272 | 2275 | 2292 | 2289 | 2293 | 2295 | 2301 | 2306 | 2340 | 1330
8% | 2269 | 2270 | 2286 | 2282 | 2287 | 2289 | 2295 | 2301 | 2332 | 1330
9% | 2266 | 2266 | 2281 | 2273 | 2278 | 2283 | 2289 | 2296 | 2325 | 1330
10% | 2262 | 2261 | 2276 | 2262.1 | 2265 | 2277 | 2284 | 2292 | 2319 | 1330
11% | 2258 | 2256 | 2271 | 2253 | 2255 | 2268 | 2279 | 2289 | 2311 | 1330
12% | 2255 | 2250 | 2266 | 2244 | 2245 | 2262 | 2274 | 2286 | 2303 | 1330
13% | 2251 | 2242 | 2261 | 2236 | 2232 | 2257 | 2268 | 2282 | 2295 | 1330
14% | 2246 | 2233.34 | 2253 | 2227 | 2220 | 2249 | 2259 | 2278 | 2283 | 1330
15% | 2241 | 2228 | 2247 | 2220 | 2212 | 2240 | 2251 | 2274 | 2274 | 1330
16% | 2236 | 2222 | 2239 | 2211 | 2205 | 2231 | 2246 | 2271 | 2267 | 1330
17% | 2230 | 2215 | 2232 | 2198 | 2199 | 2225.77 | 2242 | 2266 | 2254 | 1330
18% | 2224 | 2209 | 2224 | 2183 | 2194 | 2219.58 | 2237 | 2262 | 2242 | 1330
19% | 2218 | 2202 | 2215 | 2169 | 2190 | 2213 | 2234 | 2257 | 2224 | 1330
20% | 2211 | 2197 | 2205 | 2158.2 | 2186 | 2208 | 2230 | 2253 | 2208 | 1330
21% | 2203 | 2191 | 2190 | 2151 | 2181 | 2202 | 2226 | 2249 | 2177 | 1330
22% | 2193.26 | 2186 | 2183 | 2145 | 2175 | 2194 | 2221 | 2244 | 2148 | 1330
23% | 2185 | 2181 | 2179 | 2142 | 2170 | 2185 | 2217 | 2240 | 2119 | 1330
24% | 2179 | 2177 | 2176 | 2136 | 2164 | 2178 | 2213 | 2235 | 2094 | 1330
25% | 2174 | 2173 | 2172 | 2131 | 2158 | 2172 | 2210 | 2232 | 2060 | 1330
26% | 2168 | 2169 | 2166 | 2126 | 2152 | 2164 | 2205 | 2228 | 2031 | 1330
27% | 2163 | 2165 | 2162 | 2121 | 2146 | 2157 | 2199 | 2225 | 2004.91 | 1330
28% | 2158 | 2161 | 2158 | 2116 | 2139 | 2148.68 | 2192 | 2222 | 1975 | 1330
29% | 2154 | 2157 | 2154 | 2110 | 2133 | 2140 | 2187 | 2218 | 1946.57 | 1330
30% | 2148 | 2154 | 2150 | 2104 | 2128 | 2134 | 2180 | 2214 | 1919 | 1330
31% | 2143 | 2151 | 2146 | 2095 | 2123 | 2126 | 2170.11 | 2209 | 1904 | 1330
32% | 2137 | 2147 | 2140 | 2086 | 2117.56 | 2118 | 2162 | 2202 | 1888.56 | 1330
33% | 2133 | 2143 | 2135 | 2075 | 2112 | 2110 | 2156 | 2196.73 | 1870 | 1330
34% | 2129 | 2139 | 2129 | 2067 | 2107 | 2104 | 2148 | 2189 | 1852 | 1330
35% | 2122 | 2136 | 2122 | 2058 | 2100 | 2096 | 2142 | 2181 | 1833 | 1330
36% | 2117 | 2132 | 2117 | 2049.16 | 2093 | 2088 | 2137 | 2172 | 1816 | 1330
37% | 2114 | 2128 | 2111 | 2042 | 2086 | 2081 | 2130 | 2163 | 1806 | 1330
38% | 2111 | 2124 | 2105 | 2034 | 2080 | 2075 | 2124 | 2154 | 1799 | 1330
39% | 2107 | 2120 | 2100 | 2028 | 2074 | 2068 | 2119 | 2146 | 1792 | 1330
40% | 2103 | 2116 | 2092 | 2022 | 2066 | 2061 | 2112 | 2137 | 1784 | 1330
41% | 2100 | 2112 | 2087 | 2016 | 2059 | 2050 | 2105 | 2128 | 1778 | 1330
42% | 2098 | 2108 | 2079 | 2011 | 2053 | 2042 | 2100 | 2120 | 1772 | 1330
43% | 2096 | 2104 | 2072 | 2004 | 2047 | 2035 | 2093 | 2111 | 1764 | 1330
44% | 2094 | 2100 | 2064 | 1999 | 2038 | 2025 | 2084 | 2102 | 1752 | 1330
45% | 2093 | 2097 | 2058 | 1993 | 2032 | 2010 | 2076 | 2092 | 1739 | 1330
46% | 2091 | 2095 | 2052 | 1986 | 2025 | 1993 | 2070 | 2078 | 1722 | 1330
47% | 2088 | 2092 | 2044 | 1978 | 2017 | 1979 | 2063 | 2062 | 1705 | 1330
48% | 2085 | 2088.88 | 2035 | 1970 | 2006 | 1957 | 2050 | 2029.88 | 1690 | 1330
49% | 2081 | 2082 | 2029 | 1962 | 1990 | 1935 | 2036 | 1954 | 1672 | 1330
50% | 2077 | 2075 | 2021 | 1953 | 1975 | 1909 | 2015 | 1908 | 1649 | 1330
51% | 2073 | 2068 | 2015 | 1944 | 1953 | 1892 | 1990.31 | 1896 | 1631 | 1330
52% | 2070 | 2061 | 2007 | 1936 | 1934 | 1887 | 1952 | 1882 | 1611 | 1330
53% | 2066 | 2051 | 1999.93 | 1926 | 1918 | 1880 | 1917 | 1853 | 1593 | 1330
54% | 2061 | 2030 | 1991 | 1917 | 1904 | 1864 | 1894 | 1823 | 1575 | 1330
55% | 2055 | 2010 | 1982 | 1911 | 1892.15 | 1839 | 1884 | 1806 | 1556 | 1330
56% | 2047 | 1978.36 | 1968 | 1903 | 1884 | 1823 | 1870 | 1800 | 1532.48 | 1330
57% | 2042 | 1867 | 1953 | 1896 | 1877 | 1796 | 1846 | 1796 | 1511 | 1330
58% | 2032 | 1842 | 1931 | 1890 | 1862 | 1788 | 1815.98 | 1789 | 1490 | 1330
59% | 2019 | 1818 | 1899.79 | 1884 | 1843 | 1784 | 1792 | 1782 | 1457 | 1330
60% | 1998 | 1785 | 1876 | 1877 | 1813 | 1781 | 1786.6 | 1776 | 1422.8 | 1330
61% | 1981.13 | 1755 | 1862 | 1871 | 1788.13 | 1777 | 1784 | 1768 | 1399 | 1330
62% | 1940 | 1728 | 1836 | 1859 | 1784 | 1773 | 1781 | 1758 | 1385 | 1330
63% | 1849 | 1723 | 1811 | 1840 | 1782 | 1769 | 1777 | 1747 | 1370 | 1330
64% | 1817 | 1720 | 1793 | 1822 | 1777 | 1765 | 1772 | 1737 | 1351.12 | 1330
65% | 1766 | 1718 | 1781 | 1806 | 1773 | 1762 | 1768 | 1723 | 1324 | 1330
66% | 1742 | 1714 | 1766 | 1789 | 1768 | 1757 | 1765 | 1686 | 1286 | 1330
67% | 1724 | 1710 | 1753.27 | 1784 | 1764 | 1750 | 1760 | 1659 | 1273 | 1330
68% | 1703 | 1705 | 1750 | 1782 | 1757 | 1744 | 1752 | 1643 | 1264 | 1330
69% | 1699.77 | 1700 | 1748 | 1777 | 1748 | 1734 | 1747 | 1622.89 | 1249 | 1330
70% | 1697 | 1696 | 1743 | 1772 | 1740 | 1723 | 1738 | 1602 | 1229 | 1330
71% | 1696 | 1687 | 1737 | 1768 | 1718 | 1711 | 1726 | 1589 | 1203 | 1330
72% | 1694 | 1675 | 1732 | 1764 | 1701 | 1700 | 1716 | 1574 | 1168 | 1330
73% | 1690 | 1666 | 1727 | 1758 | 1679.09 | 1683 | 1699 | 1560 | 1129 | 1330
74% | 1683 | 1644 | 1719 | 1749 | 1658 | 1667 | 1679 | 1547 | 1086 | 1330
75% | 1678 | 1622 | 1710 | 1742 | 1636 | 1647 | 1659.75 | 1528 | 1047 | 1330
76% | 1671 | 1592 | 1699 | 1719.56 | 1617 | 1634 | 1635 | 1506 | 970 | 1330
77% | 1662 | 1573 | 1685 | 1703 | 1593 | 1618 | 1617 | 1476 | 964 | 1330
78% | 1649 | 1543 | 1667 | 1680.18 | 1577 | 1601 | 1599 | 1461 | 956 | 1330
79% | 1633 | 1512 | 1639 | 1652 | 1562 | 1583 | 1582.99 | 1446 | 931 | 1330
80% | 1620 | 1491 | 1613 | 1631 | 1549 | 1568 | 1566 | 1424 | 918 | 1330
81% | 1606 | 1469 | 1594 | 1614.61 | 1538 | 1553 | 1553 | 1396 | 831 | 1330
82% | 1585 | 1449 | 1571 | 1593 | 1523 | 1544 | 1538 | 1374 | 827 | 1330
83% | 1566 | 1431 | 1541 | 1576 | 1504 | 1536 | 1520 | 1358 | 823 | 1330
84% | 1545 | 1418 | 1519 | 1559 | 1481 | 1519 | 1500 | 1338 | 819.72 | 1330
85% | 1522 | 1398 | 1504 | 1545.85 | 1460 | 1500 | 1474 | 1315 | 817 | 1330
86% | 1501 | 1373 | 1488.66 | 1529 | 1441 | 1479 | 1453 | 1279.66 | 806 | 1330
87% | 1485 | 1359 | 1475 | 1511 | 1421 | 1453 | 1439 | 1225 | 796 | 1330
88% | 1467 | 1333.28 | 1451.28 | 1491 | 1404 | 1434 | 1418 | 1185 | 789 | 1330
89% | 1446 | 1309 | 1431 | 1456 | 1376.37 | 1409 | 1402 | 1169 | 776 | 1330
90% | 1419 | 1294 | 1405.9 | 1432 | 1353 | 1394 | 1376 | 1103.9 | 767 | 1330
91% | 1385.03 | 1263.71 | 1373 | 1404.71 | 1332 | 1368 | 1353 | 1086 | 703 | 1330
92% | 1364 | 1239 | 1342 | 1361.52 | 1308 | 1346 | 1325 | 1074.52 | 700 | 1330
93% | 1343 | 1232 | 1307 | 1319.33 | 1275.69 | 1306 | 1293 | 1023 | 697 | 1330
94% | 1312 | 1220 | 1268 | 1274.14 | 1243.02 | 1280.14 | 1240.14 | 934 | 694 | 1330
95% | 1289 | 1182.95 | 1216 | 1212.95 | 1191 | 1252 | 1188 | 861 | 688 | 1330
96% | 1262 | 1146.76 | 1161.76 | 1161 | 1152 | 1162.76 | 1150 | 848 | 677 | 1330
97% | 1219 | 1071.57 | 1105.57 | 1108 | 1087.01 | 1076 | 1075 | 787 | 669 | 1330
98% | 1164 | 1027 | 1010.38 | 1014.38 | 1054 | 1021 | 1057 | 780 | 663 | 1330
99% | 1110.67 | 988.38 | 964.19 | 898.19 | 964 | 957 | 977.19 | 665 | 655 | 1330
100% | 826 | 739 | 719 | 650 | 651 | 650 | 717 | 471 | 345 | 1330

## Waddamana 220kV
Projected Waddamana 220 kV fault level duration curves
| 2019-20 | 2020-21 | 2021-22 | 2022-23 | 2023-24 | 2024-25 | 2029-30 | 2034-35 | 2039-40 | Requirement
1% | 3466 | 3477.62 | 3561 | 3578 | 3562 | 3566.81 | 3591 | 3542 | 3775 | 1400
2% | 3421.66 | 3378.24 | 3504.62 | 3520 | 3506 | 3523 | 3557 | 3507 | 3721 | 1400
3% | 3348 | 3345 | 3409 | 3434.43 | 3432 | 3490 | 3515.43 | 3485 | 3667 | 1400
4% | 3318 | 3326 | 3383 | 3407 | 3409.32 | 3451 | 3488 | 3442 | 3612 | 1400
5% | 3298 | 3307 | 3369 | 3389.05 | 3391 | 3393 | 3432.05 | 3427 | 3585 | 1400
6% | 3288.98 | 3291 | 3352 | 3364.86 | 3371 | 3368 | 3403 | 3406 | 3551 | 1400
7% | 3281 | 3281 | 3339 | 3331 | 3353 | 3351 | 3389 | 3397 | 3525 | 1400
8% | 3273 | 3270.48 | 3323 | 3310 | 3325.64 | 3337 | 3373 | 3391 | 3501 | 1400
9% | 3260 | 3263 | 3307 | 3281 | 3296.97 | 3325.29 | 3358 | 3383 | 3481 | 1400
10% | 3250 | 3255 | 3286 | 3253.1 | 3275 | 3307 | 3345 | 3373 | 3450 | 1400
11% | 3239 | 3242.91 | 3264 | 3235 | 3247 | 3290 | 3333 | 3360 | 3421 | 1400
12% | 3228 | 3228 | 3253 | 3217 | 3213 | 3270 | 3318 | 3344 | 3399 | 1400
13% | 3220 | 3203 | 3241 | 3199 | 3191 | 3255 | 3305 | 3331 | 3381 | 1400
14% | 3211 | 3177 | 3233 | 3186 | 3166 | 3242 | 3290 | 3320 | 3356 | 1400
15% | 3201 | 3159 | 3220 | 3175 | 3155 | 3235 | 3282 | 3305 | 3332 | 1400
16% | 3189.28 | 3148.96 | 3204 | 3164 | 3146 | 3224 | 3271 | 3289 | 3311.28 | 1400
17% | 3177 | 3140 | 3184 | 3153 | 3137 | 3207 | 3262 | 3283 | 3285 | 1400
18% | 3164 | 3128 | 3166 | 3147 | 3121 | 3193 | 3254 | 3277 | 3254 | 1400
19% | 3150 | 3119 | 3146 | 3140 | 3099 | 3187 | 3246 | 3269 | 3224 | 1400
20% | 3137 | 3109 | 3132 | 3128 | 3086 | 3180 | 3232.2 | 3262 | 3181 | 1400
21% | 3126 | 3102 | 3115 | 3120 | 3078 | 3166.01 | 3220 | 3256 | 3139.93 | 1400
22% | 3118 | 3095 | 3106 | 3108.82 | 3069 | 3147 | 3213.82 | 3248 | 3089 | 1400
23% | 3111 | 3088 | 3100 | 3097 | 3058 | 3128 | 3204 | 3240 | 3052 | 1400
24% | 3104 | 3083 | 3096 | 3089 | 3047.92 | 3111 | 3196 | 3231 | 3010 | 1400
25% | 3094 | 3076 | 3089 | 3081 | 3037.25 | 3097 | 3188 | 3223 | 2938.25 | 1400
26% | 3085 | 3070 | 3078 | 3072 | 3028 | 3085 | 3180 | 3216 | 2899 | 1400
27% | 3070.91 | 3064 | 3070 | 3060.87 | 3020 | 3074.87 | 3171 | 3211 | 2847 | 1400
28% | 3062 | 3057 | 3054 | 3052 | 3014 | 3060 | 3163 | 3203 | 2789 | 1400
29% | 3053 | 3049 | 3041 | 3039 | 3003.57 | 3046 | 3155 | 3196 | 2730 | 1400
30% | 3049 | 3044 | 3032 | 3030 | 2993 | 3035 | 3147 | 3188 | 2691 | 1400
31% | 3044 | 3035 | 3024 | 3022 | 2979 | 3018 | 3132.11 | 3181 | 2664 | 1400
32% | 3039 | 3029 | 3017 | 3006 | 2964 | 3002 | 3121 | 3173 | 2623 | 1400
33% | 3032 | 3022 | 3009 | 2996.73 | 2955 | 2987 | 3109 | 3165 | 2549.89 | 1400
34% | 3025 | 3016 | 3000 | 2988 | 2944 | 2970 | 3097 | 3156 | 2499 | 1400
35% | 3017 | 3008 | 2990 | 2976 | 2933 | 2955 | 3083 | 3146.35 | 2452 | 1400
36% | 3009 | 3003 | 2980 | 2964 | 2923 | 2941 | 3073 | 3135 | 2389 | 1400
37% | 2999 | 2996 | 2968 | 2957 | 2914 | 2925 | 3060 | 3123 | 2343 | 1400
38% | 2993 | 2990 | 2960 | 2939 | 2899 | 2908 | 3047 | 3106.78 | 2295 | 1400
39% | 2984 | 2984 | 2952 | 2931 | 2883 | 2892 | 3029 | 3091 | 2278 | 1400
40% | 2979 | 2980 | 2938 | 2919 | 2869 | 2879 | 3015.4 | 3079 | 2272.2 | 1400
41% | 2977 | 2977 | 2924 | 2908 | 2861 | 2858 | 3002 | 3062 | 2268 | 1400
42% | 2974.86 | 2974 | 2908 | 2896 | 2844 | 2833 | 2992 | 3045 | 2262 | 1400
43% | 2972 | 2969 | 2892.83 | 2886 | 2826 | 2807 | 2978 | 3017 | 2241 | 1400
44% | 2968 | 2959 | 2878 | 2871.64 | 2806 | 2792 | 2952 | 3001 | 2228 | 1400
45% | 2958 | 2953 | 2865 | 2855 | 2790.85 | 2780.45 | 2931 | 2983 | 2211 | 1400
46% | 2950 | 2946 | 2853 | 2838 | 2779 | 2747.26 | 2913 | 2934 | 2193 | 1400
47% | 2939 | 2938 | 2838 | 2822 | 2764 | 2711 | 2896 | 2896 | 2161 | 1400
48% | 2932 | 2929 | 2821 | 2800 | 2752 | 2678.88 | 2874 | 2835 | 2120 | 1400
49% | 2924 | 2916 | 2806 | 2783.69 | 2723.17 | 2643 | 2836 | 2719.69 | 2089 | 1400
50% | 2917 | 2906 | 2792 | 2763 | 2693.5 | 2604 | 2798 | 2607 | 2065 | 1400
51% | 2911 | 2894 | 2768 | 2744 | 2664 | 2593 | 2754 | 2581.31 | 2033 | 1400
52% | 2904 | 2878 | 2746 | 2724 | 2647 | 2561 | 2703 | 2540 | 2008 | 1400
53% | 2890 | 2863.93 | 2726 | 2702 | 2620 | 2536 | 2608 | 2457 | 1978 | 1400
54% | 2878 | 2838 | 2707 | 2678 | 2598 | 2511 | 2594.74 | 2365 | 1930 | 1400
55% | 2872 | 2806.55 | 2693 | 2651.55 | 2587 | 2457 | 2567 | 2288 | 1863 | 1400
56% | 2863 | 2718 | 2669 | 2628 | 2552.48 | 2371.36 | 2535 | 2248 | 1829.48 | 1400
57% | 2854 | 2530.34 | 2636 | 2601 | 2517 | 2341 | 2447 | 2243 | 1777 | 1400
58% | 2838 | 2470.98 | 2598 | 2595 | 2490.14 | 2285.96 | 2370.98 | 2240 | 1766 | 1400
59% | 2813 | 2407 | 2559.79 | 2575 | 2426.47 | 2245 | 2307 | 2238 | 1736 | 1400
60% | 2792 | 2301.2 | 2534 | 2545 | 2372 | 2242 | 2264 | 2232 | 1700 | 1400
61% | 2747 | 2229 | 2494.41 | 2519 | 2303 | 2239 | 2243 | 2220 | 1655 | 1400
62% | 2640 | 2166.22 | 2436.22 | 2494 | 2246.46 | 2237 | 2240 | 2200 | 1630 | 1400
63% | 2476 | 2138.03 | 2367 | 2468 | 2240 | 2235 | 2238 | 2185 | 1600 | 1400
64% | 2414.24 | 2102 | 2307 | 2413.84 | 2238 | 2233 | 2236 | 2175 | 1580 | 1400
65% | 2292.45 | 2097 | 2290 | 2358.65 | 2235 | 2227 | 2233 | 2159 | 1552 | 1400
66% | 2229 | 2095 | 2257 | 2304 | 2233 | 2220 | 2229 | 2141 | 1518.78 | 1400
67% | 2165 | 2093 | 2221 | 2245 | 2231 | 2207 | 2222 | 2102 | 1472 | 1400
68% | 2139.44 | 2091 | 2170 | 2240 | 2223 | 2198 | 2210 | 2070 | 1454 | 1400
69% | 2093 | 2089 | 2157 | 2238 | 2204 | 2185 | 2199 | 2020 | 1448 | 1400
70% | 2091 | 2083 | 2153 | 2235 | 2190 | 2175 | 2185.7 | 1991 | 1444 | 1400
71% | 2089 | 2071 | 2151 | 2233 | 2176 | 2166 | 2177 | 1960 | 1377 | 1400
72% | 2086 | 2053 | 2148 | 2228 | 2152 | 2151 | 2167 | 1921 | 1357 | 1400
73% | 2083 | 2038 | 2145 | 2217 | 2116 | 2142 | 2151 | 1869 | 1250 | 1400
74% | 2080 | 2026 | 2134.94 | 2203 | 2082 | 2107 | 2127 | 1829 | 1109 | 1400
75% | 2071 | 1998 | 2120 | 2185 | 2044 | 2077 | 2094 | 1795 | 1101 | 1400
76% | 2054 | 1949.56 | 2103 | 2167 | 2005 | 2045 | 2060 | 1780 | 1005 | 1400
77% | 2034 | 1913.37 | 2092 | 2130 | 1980 | 2011.37 | 2010 | 1755 | 1003 | 1400
78% | 2027 | 1859 | 2064 | 2089 | 1951 | 1986 | 1978.18 | 1724 | 1001 | 1400
79% | 1995 | 1814 | 2025 | 2055 | 1920.07 | 1962 | 1942 | 1684.99 | 999 | 1400
80% | 1957 | 1774.8 | 1984 | 2004.8 | 1888 | 1926 | 1891 | 1656 | 989.8 | 1400
81% | 1940 | 1738 | 1939.61 | 1972.61 | 1849 | 1880 | 1852 | 1623 | 827 | 1400
82% | 1914.06 | 1708 | 1900 | 1945.42 | 1815.06 | 1851 | 1803 | 1582 | 760 | 1400
83% | 1877.39 | 1677 | 1868 | 1912 | 1788 | 1825 | 1787.23 | 1577 | 759 | 1400
84% | 1833 | 1648 | 1832 | 1874 | 1767 | 1793 | 1767 | 1544 | 758 | 1400
85% | 1811 | 1627 | 1787 | 1842 | 1736 | 1780 | 1735 | 1504 | 757 | 1400
86% | 1773 | 1599 | 1750 | 1798 | 1712.38 | 1748 | 1714 | 1443 | 756 | 1400
87% | 1738 | 1561 | 1710 | 1784 | 1677.71 | 1720 | 1682.47 | 1372 | 756 | 1400
88% | 1709 | 1513 | 1669.28 | 1762 | 1651 | 1691.28 | 1654 | 1259 | 755 | 1400
89% | 1663 | 1496 | 1648 | 1723 | 1609 | 1656 | 1629 | 1219.09 | 754 | 1400
90% | 1638 | 1458 | 1616 | 1677 | 1580 | 1626 | 1596 | 1185 | 754 | 1400
91% | 1597 | 1409 | 1577.71 | 1649.71 | 1549 | 1594.71 | 1564 | 1143 | 654 | 1400
92% | 1551 | 1382 | 1521.52 | 1598 | 1508 | 1556.52 | 1518 | 1140 | 653 | 1400
93% | 1514 | 1380 | 1463 | 1526.33 | 1449.69 | 1496.33 | 1470 | 1066 | 652 | 1400
94% | 1501 | 1363 | 1417 | 1457 | 1402 | 1416 | 1409 | 969 | 652 | 1400
95% | 1469.7 | 1308 | 1348.85 | 1382.9 | 1328 | 1405 | 1319 | 830 | 651 | 1400
96% | 1419 | 1261 | 1262.76 | 1282.76 | 1223 | 1272.76 | 1221 | 828 | 650 | 1400
97% | 1372 | 1205 | 1185 | 1215 | 1171 | 1154 | 1153 | 750 | 650 | 1400
98% | 1277.34 | 1085.38 | 1080 | 1096.66 | 1123 | 1091.9 | 1126.38 | 748 | 649 | 1400
99% | 1149 | 1004 | 994 | 963.19 | 989 | 987.19 | 1005.19 | 645 | 649 | 1400
100% | 881 | 746 | 728 | 642 | 642 | 642 | 728 | 463 | 350 | 1400

## Burnie 110kV
Projected Burnie 110 kV fault level duration curves
| 2019-20 | 2020-21 | 2021-22 | 2022-23 | 2023-24 | 2024-25 | 2029-30 | 2034-35 | 2039-40 | Requirement
1% | 1247.33 | 1259 | 1263 | 1272 | 1269 | 1259 | 1272 | 1262 | 1326 | 750
2% | 1238 | 1241 | 1242 | 1251 | 1248 | 1241 | 1261 | 1247.62 | 1318 | 750
3% | 1226 | 1229 | 1233 | 1244 | 1243 | 1234 | 1250 | 1239 | 1306 | 750
4% | 1219 | 1223 | 1221 | 1231 | 1237 | 1224 | 1237 | 1236 | 1303 | 750
5% | 1213 | 1217 | 1218 | 1226.05 | 1229 | 1219 | 1232 | 1234 | 1297.65 | 750
6% | 1211 | 1213 | 1214 | 1223 | 1222 | 1214 | 1228 | 1231 | 1293 | 750
7% | 1209 | 1209 | 1208 | 1217 | 1215 | 1207 | 1225 | 1230 | 1289 | 750
8% | 1207 | 1206 | 1203 | 1211 | 1208.64 | 1203 | 1222 | 1228 | 1285 | 750
9% | 1205 | 1203 | 1199 | 1204 | 1202 | 1199 | 1219 | 1226 | 1280 | 750
10% | 1203 | 1197 | 1194 | 1198 | 1199 | 1196 | 1213 | 1224 | 1276 | 750
11% | 1199 | 1192 | 1189 | 1187 | 1194 | 1193 | 1206 | 1220 | 1272 | 750
12% | 1191 | 1183 | 1184 | 1181 | 1182 | 1187 | 1201 | 1215 | 1267 | 750
13% | 1184 | 1176 | 1176 | 1176 | 1174 | 1182 | 1197 | 1208 | 1260 | 750
14% | 1180 | 1170 | 1163 | 1173 | 1170 | 1177 | 1191.34 | 1202 | 1254 | 750
15% | 1178 | 1166 | 1156 | 1171 | 1168 | 1169 | 1187 | 1199 | 1251 | 750
16% | 1176 | 1163 | 1151 | 1168 | 1166 | 1164 | 1184 | 1196 | 1249 | 750
17% | 1173 | 1160 | 1149 | 1166 | 1164 | 1161.77 | 1182 | 1192 | 1246 | 750
18% | 1169 | 1158 | 1147 | 1164 | 1162 | 1158 | 1180 | 1189 | 1242 | 750
19% | 1166 | 1155 | 1146 | 1160 | 1159 | 1153 | 1175 | 1186 | 1237 | 750
20% | 1163 | 1153 | 1145 | 1158 | 1156 | 1147 | 1170 | 1184 | 1232 | 750
21% | 1161 | 1151 | 1144 | 1155 | 1153 | 1143 | 1167 | 1182 | 1228 | 750
22% | 1159 | 1148 | 1142 | 1152 | 1149 | 1140 | 1164 | 1180 | 1223 | 750
23% | 1157 | 1145 | 1141 | 1150 | 1145 | 1137 | 1158 | 1176 | 1217 | 750
24% | 1155 | 1142 | 1140 | 1147 | 1142 | 1135 | 1154 | 1172 | 1210 | 750
25% | 1152 | 1138 | 1138 | 1144 | 1138 | 1131 | 1152 | 1166 | 1203 | 750
26% | 1150 | 1134 | 1136 | 1141 | 1135 | 1127 | 1150 | 1162 | 1195 | 750
27% | 1148 | 1127 | 1134 | 1139 | 1132 | 1123 | 1148 | 1160 | 1186 | 750
28% | 1147 | 1123 | 1130.68 | 1137 | 1129 | 1117 | 1146 | 1157 | 1176 | 750
29% | 1145 | 1121 | 1128 | 1136 | 1127 | 1110 | 1144 | 1155 | 1169 | 750
30% | 1143 | 1119 | 1122 | 1134 | 1125 | 1107 | 1141 | 1153 | 1162.9 | 750
31% | 1140 | 1117 | 1115 | 1132 | 1122 | 1104 | 1138 | 1151 | 1153 | 750
32% | 1138 | 1116 | 1110 | 1130 | 1119 | 1099 | 1136 | 1150 | 1143 | 750
33% | 1135 | 1114 | 1106 | 1128 | 1117 | 1096 | 1133 | 1148 | 1133 | 750
34% | 1130 | 1113 | 1104 | 1126 | 1115 | 1093 | 1132 | 1146 | 1124 | 750
35% | 1127 | 1112 | 1102 | 1124 | 1114 | 1089 | 1130 | 1143 | 1115 | 750
36% | 1124 | 1110 | 1099 | 1123 | 1113 | 1087 | 1129 | 1140 | 1105 | 750
37% | 1122 | 1109 | 1098 | 1121 | 1112 | 1085 | 1127 | 1136.97 | 1098 | 750
38% | 1120 | 1107 | 1096 | 1120 | 1110 | 1082 | 1126 | 1134 | 1095 | 750
39% | 1119 | 1105 | 1095 | 1119 | 1109 | 1080 | 1124 | 1132 | 1091 | 750
40% | 1116 | 1104 | 1093 | 1118 | 1108 | 1079 | 1122 | 1129 | 1088 | 750
41% | 1114 | 1102 | 1091 | 1116 | 1106 | 1078 | 1120 | 1128 | 1082 | 750
42% | 1113 | 1100 | 1090 | 1115 | 1105 | 1077 | 1117 | 1125 | 1074 | 750
43% | 1112 | 1099 | 1088 | 1114 | 1102 | 1075 | 1115 | 1123 | 1067 | 750
44% | 1111 | 1097 | 1087 | 1113 | 1100 | 1073 | 1112 | 1121 | 1059 | 750
45% | 1110 | 1095 | 1085 | 1111 | 1098 | 1071 | 1110 | 1118 | 1052 | 750
46% | 1109 | 1093 | 1084 | 1110 | 1095 | 1068 | 1108 | 1114 | 1047 | 750
47% | 1108 | 1088 | 1083 | 1108 | 1092 | 1066 | 1105 | 1109.07 | 1041 | 750
48% | 1107 | 1085 | 1081 | 1107 | 1088 | 1064 | 1101 | 1103 | 1035 | 750
49% | 1105 | 1082 | 1080 | 1105 | 1084 | 1062 | 1096 | 1092 | 1028 | 750
50% | 1104 | 1076 | 1078 | 1103 | 1078 | 1060 | 1088 | 1087 | 1019 | 750
51% | 1102 | 1053.31 | 1077 | 1101 | 1071 | 1057 | 1081 | 1082 | 1009 | 750
52% | 1101 | 1038 | 1075 | 1099 | 1060 | 1054 | 1077 | 1076.12 | 1003 | 750
53% | 1099 | 1031 | 1073 | 1096 | 1047 | 1051 | 1072 | 1070 | 992 | 750
54% | 1097 | 1028 | 1072 | 1093 | 1033 | 1048 | 1067 | 1052 | 978 | 750
55% | 1094 | 1025 | 1069 | 1088 | 1027 | 1043 | 1060 | 1039 | 962 | 750
56% | 1092 | 1022 | 1067 | 1083 | 1019 | 1038 | 1052 | 1036 | 945 | 750
57% | 1087 | 1017 | 1063 | 1078 | 1016 | 1032 | 1043 | 1034 | 927 | 750
58% | 1082 | 1012 | 1056.98 | 1075 | 1014 | 1021 | 1034 | 1032 | 909 | 750
59% | 1075 | 1006 | 1051 | 1068 | 1013 | 1016 | 1025 | 1029 | 897 | 750
60% | 1069 | 998 | 1044 | 1058 | 1012 | 1015 | 1018 | 1026 | 887 | 750
61% | 1061 | 992 | 1035 | 1053 | 1009 | 1013 | 1015 | 1021 | 875 | 750
62% | 1055 | 983 | 1026 | 1049 | 1007 | 1012 | 1014 | 1014 | 863 | 750
63% | 1044 | 980 | 1017 | 1044 | 1003 | 1010 | 1012 | 1008 | 854 | 750
64% | 1031 | 979 | 1005 | 1036 | 1001 | 1008 | 1010 | 1000.84 | 848 | 750
65% | 1023 | 978 | 992 | 1026 | 998 | 1006 | 1008 | 994 | 839 | 750
66% | 1009 | 976 | 983 | 1016 | 996 | 1004 | 1006 | 987 | 832 | 750
67% | 995 | 974 | 973 | 1014 | 993 | 1001 | 1004 | 977 | 821 | 750
68% | 981 | 971 | 970 | 1013 | 989 | 998 | 1001 | 966 | 809 | 750
69% | 959 | 968 | 969 | 1011 | 981.77 | 995 | 999 | 957 | 795 | 750
70% | 958 | 965 | 967 | 1008 | 975 | 993 | 995 | 949 | 781 | 750
71% | 957 | 962 | 964 | 1004 | 970 | 990 | 992 | 936 | 765 | 750
72% | 956 | 958 | 961 | 1001 | 964 | 985 | 988 | 920.32 | 750 | 750
73% | 955 | 953 | 957 | 998 | 958 | 975 | 982 | 900 | 734 | 750
74% | 954 | 944 | 952 | 994 | 949 | 966 | 973 | 866 | 721 | 750
75% | 953 | 932 | 948 | 991 | 939 | 952 | 963 | 851 | 711 | 750
76% | 950 | 920 | 943 | 984 | 931 | 937 | 948 | 835 | 691 | 750
77% | 946 | 903 | 931 | 972 | 919 | 928 | 930 | 828 | 670 | 750
78% | 943 | 889 | 921 | 956 | 905 | 920 | 919 | 819 | 648 | 750
79% | 929 | 877 | 906 | 937 | 893 | 909 | 902 | 807 | 616 | 750
80% | 914 | 857 | 889 | 917.8 | 878 | 898 | 882.8 | 801 | 596 | 750
81% | 895 | 840 | 874 | 885.61 | 867 | 890 | 858 | 792 | 572 | 750
82% | 884 | 825 | 861 | 869 | 854 | 880 | 844 | 785 | 567 | 750
83% | 876 | 811 | 847 | 857.23 | 843 | 874 | 837 | 776 | 565 | 750
84% | 866 | 797 | 836 | 845 | 835 | 863 | 824.04 | 766 | 561.72 | 750
85% | 843 | 783 | 825 | 836 | 825 | 851 | 813 | 756 | 545 | 750
86% | 823 | 766 | 815 | 828 | 813 | 840 | 804 | 742 | 521 | 750
87% | 795 | 754 | 803 | 820 | 804 | 832 | 798 | 727 | 516 | 750
88% | 786 | 740 | 790 | 811 | 796.04 | 815.28 | 790 | 720 | 512 | 750
89% | 777 | 726 | 776 | 804 | 788 | 804 | 784 | 704 | 507 | 750
90% | 771 | 715 | 760 | 798 | 777 | 798 | 777 | 696 | 497 | 750
91% | 765 | 700 | 741 | 789 | 768 | 790.71 | 769 | 685 | 487 | 750
92% | 754 | 696 | 731 | 780 | 754 | 783 | 760 | 665.52 | 480 | 750
93% | 739 | 690 | 716 | 770 | 743 | 771 | 749 | 631 | 473 | 750
94% | 731 | 680 | 699.14 | 751 | 723 | 756 | 736 | 585 | 462 | 750
95% | 719 | 667 | 686 | 733 | 695.35 | 743 | 707 | 512 | 452 | 750
96% | 695 | 648 | 670 | 697 | 662 | 706 | 683 | 503 | 440 | 750
97% | 684 | 629.57 | 628 | 671.57 | 649 | 657.57 | 660 | 479 | 425 | 750
98% | 662 | 612 | 576 | 603.38 | 610 | 616 | 634 | 467.38 | 416 | 750
99% | 641 | 555 | 555 | 554 | 556.67 | 570 | 575 | 427 | 402 | 750
100% | 539 | 437 | 444 | 389 | 391 | 390 | 441 | 335 | 239 | 750

## Western Downs 275kV
Projected Western Downs 275 kV fault level duration curves
| 2019-20 | 2020-21 | 2021-22 | 2022-23 | 2023-24 | 2024-25 | 2029-30 | 2034-35 | 2039-40 | Requirement
1% | 8598.33 | 8484.62 | 8496 | 8585 | 8618 | 8605 | 9913 | 10619.81 | 10459.33 | 2550
2% | 8448 | 8427 | 8431 | 8438 | 8553 | 8482 | 9792 | 10522 | 10200.98 | 2550
3% | 8427 | 8417 | 8420 | 8421 | 8462 | 8424 | 9720 | 10443 | 10033 | 2550
4% | 8419 | 8405.24 | 8410 | 8410 | 8414 | 8412 | 9692 | 10376.24 | 9937 | 2550
5% | 8409 | 8366 | 8367 | 8386 | 8403 | 8403 | 9672 | 10333 | 9869 | 2550
6% | 8365 | 8320 | 8312 | 8318 | 8391 | 8388 | 9646 | 10300 | 9803 | 2550
7% | 8318 | 8305 | 8303 | 8302 | 8357.31 | 8320.67 | 9607 | 10267.67 | 9729 | 2550
8% | 8309 | 8296 | 8296 | 8293 | 8299 | 8295.48 | 9558 | 10242 | 9679 | 2550
9% | 8302 | 8289 | 8289 | 8285 | 8289 | 8285 | 9529.29 | 10222 | 9619 | 2550
10% | 8297 | 8281 | 8281 | 8271 | 8281 | 8278 | 9509 | 10202 | 9545 | 2550
11% | 8291 | 8271 | 8273 | 8251 | 8273 | 8271 | 9492 | 10187 | 9494.63 | 2550
12% | 8285 | 8260 | 8260 | 8232 | 8265 | 8261 | 9475 | 10173 | 9448 | 2550
13% | 8278 | 8250 | 8249.53 | 8216 | 8254 | 8246 | 9455 | 10161 | 9407 | 2550
14% | 8269 | 8241 | 8240 | 8163 | 8237 | 8226 | 9435 | 10145 | 9365 | 2550
15% | 8257 | 8232 | 8233 | 8139 | 8214.95 | 8208 | 9407 | 10132.15 | 9322 | 2550
16% | 8246 | 8224 | 8223 | 8111 | 8163.28 | 8175 | 9372 | 10118 | 9280 | 2550
17% | 8235 | 8214 | 8211 | 8085 | 8132 | 8141 | 9343 | 10106 | 9236 | 2550
18% | 8227 | 8202 | 8177 | 8062 | 8108 | 8118 | 9311.58 | 10092 | 9190 | 2550
19% | 8216 | 8171 | 8151 | 8015 | 8083 | 8097 | 9273 | 10080 | 9147 | 2550
20% | 8189 | 8148 | 8131 | 7970.2 | 8053.6 | 8079 | 9226 | 10064 | 9097 | 2550
21% | 8163 | 8126 | 8113 | 7936 | 8017.93 | 8056 | 9180.01 | 10051 | 9053 | 2550
22% | 8145 | 8108 | 8097 | 7901 | 7957 | 8028 | 9113 | 10037 | 9013 | 2550
23% | 8123 | 8091 | 8081 | 7833 | 7927 | 7989.63 | 9057.63 | 10024 | 8979 | 2550
24% | 8112 | 8073 | 8065 | 7742 | 7898.92 | 7954 | 9015 | 10010 | 8944 | 2550
25% | 8098 | 8059 | 8050 | 7662.25 | 7850 | 7928.25 | 8967 | 9998 | 8910.25 | 2550
26% | 8076 | 8039 | 8034 | 7573 | 7777 | 7898 | 8884 | 9984 | 8878 | 2550
27% | 8057 | 8009 | 8004 | 7478.87 | 7692 | 7863 | 8794 | 9970 | 8851 | 2550
28% | 8036.24 | 7972 | 7969 | 7453 | 7590 | 7798 | 8758 | 9957 | 8823.24 | 2550
29% | 8003 | 7942 | 7939 | 7445 | 7494 | 7734 | 8737 | 9944 | 8796 | 2550
30% | 7969 | 7924 | 7916 | 7440 | 7437 | 7667 | 8692.3 | 9930 | 8771 | 2550
31% | 7949 | 7900 | 7895 | 7436 | 7427 | 7589.22 | 8644 | 9915 | 8748 | 2550
32% | 7932.56 | 7880 | 7878 | 7433 | 7423 | 7519 | 8621 | 9904 | 8726 | 2550
33% | 7901 | 7852 | 7856.73 | 7429 | 7418 | 7445 | 8607 | 9894 | 8704 | 2550
34% | 7861.22 | 7786.54 | 7788 | 7426 | 7415 | 7433 | 8597 | 9884 | 8679 | 2550
35% | 7813 | 7717 | 7727 | 7422 | 7411 | 7426 | 8587 | 9873 | 8654 | 2550
36% | 7753.88 | 7666 | 7675 | 7419 | 7408 | 7421 | 8578 | 9863 | 8627 | 2550
37% | 7687.21 | 7596 | 7610 | 7415 | 7404 | 7416 | 8570 | 9853 | 8601 | 2550
38% | 7617.54 | 7533.78 | 7553 | 7411 | 7400 | 7413 | 8563 | 9841 | 8580 | 2550
39% | 7550.87 | 7460 | 7464.59 | 7407 | 7397 | 7409 | 8555 | 9826 | 8555 | 2550
40% | 7467.2 | 7449 | 7449 | 7403 | 7394 | 7405 | 8548 | 9809 | 8527.2 | 2550
41% | 7458 | 7443 | 7443 | 7399 | 7390 | 7402 | 8539 | 9791 | 8498 | 2550
42% | 7452 | 7438 | 7438 | 7395 | 7386 | 7399 | 8532 | 9771 | 8472 | 2550
43% | 7447 | 7435 | 7433 | 7391 | 7383 | 7395 | 8526 | 9754 | 8444 | 2550
44% | 7443 | 7431 | 7429 | 7386 | 7380 | 7391 | 8519 | 9739 | 8421 | 2550
45% | 7440 | 7428 | 7425 | 7380 | 7375 | 7387 | 8510 | 9722 | 8390.85 | 2550
46% | 7438 | 7425 | 7420 | 7375 | 7370 | 7383 | 8503 | 9707 | 8358 | 2550
47% | 7435 | 7422 | 7416 | 7368 | 7367 | 7379 | 8497 | 9684 | 8322 | 2550
48% | 7433 | 7418 | 7411 | 7351.88 | 7363 | 7373 | 8490 | 9664.88 | 8283 | 2550
49% | 7430 | 7415 | 7407 | 7313 | 7359 | 7367 | 8483 | 9641 | 8245 | 2550
50% | 7428 | 7412 | 7402 | 7296 | 7353 | 7360 | 8476 | 9619 | 8203 | 2550
51% | 7426 | 7407 | 7398 | 7282 | 7343 | 7342.31 | 8468 | 9591 | 8160 | 2550
52% | 7424 | 7403 | 7392 | 7266 | 7306 | 7297 | 8460 | 9560 | 8119 | 2550
53% | 7422 | 7398 | 7385 | 7245 | 7277 | 7279 | 8450 | 9524 | 8076 | 2550
54% | 7420 | 7393 | 7373 | 7229 | 7264 | 7268 | 8439 | 9491 | 8034 | 2550
55% | 7418 | 7388 | 7357 | 7218 | 7251 | 7252 | 8428 | 9460 | 8003.15 | 2550
56% | 7416 | 7382 | 7320 | 7210 | 7238 | 7236 | 8416 | 9431 | 7972.48 | 2550
57% | 7413 | 7373 | 7297 | 7205 | 7223 | 7225 | 8404 | 9401 | 7939 | 2550
58% | 7410 | 7352 | 7280 | 7198 | 7208 | 7214 | 8393.98 | 9373 | 7913 | 2550
59% | 7406 | 7315 | 7261 | 7191 | 7196 | 7205 | 8383 | 9344 | 7887 | 2550
60% | 7402 | 7300 | 7236 | 7184 | 7187 | 7194 | 8373 | 9308.6 | 7867 | 2550
61% | 7398 | 7286.41 | 7218 | 7176 | 7179 | 7178 | 8364 | 9278 | 7845 | 2550
62% | 7392 | 7271 | 7208 | 7163 | 7166 | 7162 | 8355 | 9251 | 7825 | 2550
63% | 7385 | 7244.03 | 7200 | 7144 | 7151 | 7136 | 8343 | 9228 | 7805 | 2550
64% | 7371 | 7228 | 7192.84 | 7107 | 7130 | 7089 | 8333 | 9204 | 7789 | 2550
65% | 7334.45 | 7215 | 7185 | 7089 | 7084 | 7078 | 8321 | 9187 | 7773 | 2550
66% | 7315 | 7207 | 7177 | 7082 | 7066 | 7071 | 8311 | 9168 | 7759.78 | 2550
67% | 7303 | 7199 | 7159 | 7077 | 7058 | 7066 | 8300 | 9148 | 7746 | 2550
68% | 7292 | 7191 | 7124.08 | 7071 | 7051 | 7061.08 | 8286 | 9129 | 7733 | 2550
69% | 7282 | 7181 | 7094 | 7067 | 7046 | 7057 | 8267 | 9108.89 | 7719 | 2550
70% | 7266.1 | 7161 | 7085 | 7062 | 7042 | 7054 | 8249.7 | 9081 | 7709 | 2550
71% | 7244.43 | 7121.51 | 7079 | 7057 | 7039 | 7050 | 8233 | 9052 | 7696.43 | 2550
72% | 7221.76 | 7097 | 7072 | 7053 | 7035 | 7046 | 8214 | 9028 | 7682.76 | 2550
73% | 7204 | 7086 | 7066.13 | 7049 | 7031 | 7042 | 8193 | 9007 | 7668.09 | 2550
74% | 7192 | 7077 | 7061 | 7044 | 7027 | 7036 | 8170 | 8988 | 7655 | 2550
75% | 7178 | 7071 | 7056 | 7039 | 7022 | 7029.75 | 8146 | 8963 | 7641 | 2550
76% | 7144 | 7066 | 7051 | 7032 | 7017 | 7022 | 8114 | 8940 | 7622 | 2550
77% | 7107 | 7059 | 7045 | 7026 | 7012 | 7012 | 8093 | 8917.37 | 7604 | 2550
78% | 7088 | 7053 | 7038 | 7018 | 7005 | 6991.18 | 8072 | 8896 | 7587 | 2550
79% | 7077.07 | 7047 | 7030 | 7003 | 6996 | 6961 | 8053 | 8868 | 7569 | 2550
80% | 7068 | 7039.8 | 7017 | 6981 | 6977.4 | 6944 | 8030 | 8841 | 7548 | 2550
81% | 7058 | 7030 | 6994 | 6942.61 | 6941 | 6912 | 8006 | 8808 | 7529 | 2550
82% | 7049 | 7015 | 6957 | 6911 | 6911.06 | 6892 | 7982 | 8764 | 7510 | 2550
83% | 7039 | 6992 | 6924 | 6889 | 6881 | 6873 | 7963 | 8713.23 | 7488 | 2550
84% | 7023 | 6963 | 6901 | 6864 | 6856.72 | 6844 | 7937 | 8678 | 7460 | 2550
85% | 6997 | 6925.85 | 6881.85 | 6831 | 6824 | 6797 | 7908 | 8643 | 7425 | 2550
86% | 6970.38 | 6892 | 6826 | 6793 | 6782 | 6750 | 7868 | 8615 | 7387 | 2550
87% | 6924 | 6837 | 6773.47 | 6741 | 6729 | 6716 | 7815 | 8585 | 7346 | 2550
88% | 6872.04 | 6789 | 6725 | 6707 | 6692 | 6691 | 7765 | 8539 | 7301 | 2550
89% | 6796.74 | 6737 | 6696.09 | 6688 | 6670 | 6674 | 7697 | 8484.09 | 7248.37 | 2550
90% | 6726 | 6695 | 6675 | 6662 | 6647 | 6643 | 7633 | 8392 | 7182 | 2550
91% | 6672.03 | 6594 | 6590 | 6548 | 6560.06 | 6550 | 7535 | 8263 | 7106 | 2550
92% | 6493.36 | 6460 | 6483.08 | 6437.04 | 6451.72 | 6392.52 | 7441 | 8189.52 | 7035.36 | 2550
93% | 6268 | 6282.33 | 6327 | 6281.33 | 6303.45 | 6248.32 | 7324.66 | 8103 | 6949 | 2550
94% | 6078.02 | 6146.84 | 6157 | 6071.42 | 6063.1 | 6068 | 7051.14 | 7996.14 | 6832.02 | 2550
95% | 5703.7 | 5783.9 | 5973.9 | 5625.85 | 5618.4 | 5693.85 | 6722 | 7843.9 | 6660.35 | 2550
96% | 5548 | 5541.76 | 5617 | 5450 | 5440.04 | 5500 | 6577 | 7654 | 6424.08 | 2550
97% | 5419 | 5423 | 5463 | 5363.14 | 5354 | 5378 | 6453.57 | 7379 | 5962.03 | 2550
98% | 5366 | 5323 | 5374.38 | 5206.76 | 5186 | 5174 | 6301.76 | 7216.76 | 5693.36 | 2550
99% | 5125.34 | 5088.52 | 5096 | 4856.38 | 4811.67 | 4843.19 | 5977.19 | 6954.14 | 5327.04 | 2550
100% | 4437 | 3574 | 3542 | 3555 | 4122 | 3875 | 4587 | 5382 | 4110 | 2550

## Greenbank 275kV
Projected Greenbank 275 kV fault level duration curves
| 2019-20 | 2020-21 | 2021-22 | 2022-23 | 2023-24 | 2024-25 | 2029-30 | 2034-35 | 2039-40 | Requirement
1% | 8263 | 8214.81 | 8282.81 | 8265 | 8341 | 8255.81 | 7330 | 7350.62 | 6480.99 | 3800
2% | 8163.66 | 8089.24 | 8114 | 8172 | 8242 | 8191.62 | 7283 | 7309.62 | 6322 | 3800
3% | 8026 | 7908.86 | 7926.86 | 8071.43 | 8184 | 8060.29 | 7187 | 7265 | 6253.99 | 3800
4% | 7787.32 | 7438.24 | 7441 | 7879 | 8095 | 7822 | 7128.24 | 7211 | 6205 | 3800
5% | 7445 | 7424 | 7429 | 7439 | 8026 | 7523.1 | 7023 | 7155.1 | 6165 | 3800
6% | 7435 | 7412 | 7417 | 7422 | 7698.98 | 7432 | 6988 | 7100 | 6128 | 3800
7% | 7425 | 7394.67 | 7401 | 7411 | 7433 | 7420 | 6946 | 7062 | 6092 | 3800
8% | 7410 | 7365 | 7353.48 | 7390.48 | 7417 | 7409 | 6843 | 7009 | 6049.64 | 3800
9% | 7373.97 | 7286 | 7285 | 7318 | 7403 | 7392.29 | 6712.58 | 6920 | 5996.97 | 3800
10% | 7298 | 7271 | 7271 | 7279 | 7382 | 7325.1 | 6503 | 6795.1 | 5953 | 3800
11% | 7282.63 | 7263 | 7264 | 7268 | 7313 | 7277 | 6486 | 6619.82 | 5908 | 3800
12% | 7275 | 7255 | 7256 | 7259 | 7275 | 7265 | 6474 | 6516.72 | 5862 | 3800
13% | 7270 | 7248 | 7250 | 7251 | 7262 | 7257 | 6458 | 6493 | 5817 | 3800
14% | 7265 | 7242 | 7244 | 7243 | 7254 | 7250 | 6429 | 6473 | 5773.62 | 3800
15% | 7260 | 7234 | 7237 | 7232 | 7247 | 7245 | 6364 | 6451 | 5707.95 | 3800
16% | 7255 | 7228 | 7231 | 7219 | 7240 | 7238.96 | 6339 | 6424 | 5638 | 3800
17% | 7249 | 7222 | 7224 | 7208 | 7232 | 7231 | 6324 | 6391.77 | 5563 | 3800
18% | 7243 | 7216 | 7219 | 7195 | 7223 | 7221 | 6313 | 6365 | 5498.94 | 3800
19% | 7236 | 7209 | 7211 | 7171 | 7209 | 7211 | 6303 | 6348 | 5438 | 3800
20% | 7230 | 7203 | 7204 | 7140 | 7196 | 7201 | 6294 | 6337 | 5381 | 3800
21% | 7224 | 7197 | 7197 | 7133 | 7171 | 7187 | 6285 | 6329 | 5338 | 3800
22% | 7219 | 7190 | 7189 | 7128 | 7131 | 7151 | 6276 | 6321 | 5300 | 3800
23% | 7213 | 7181 | 7177 | 7125 | 7122 | 7130 | 6265 | 6314 | 5268.59 | 3800
24% | 7206 | 7159 | 7150 | 7122 | 7117 | 7124 | 6253 | 6308 | 5227 | 3800
25% | 7195 | 7138.25 | 7133 | 7118.25 | 7114 | 7119 | 6237 | 6303 | 5191 | 3800
26% | 7178.58 | 7131 | 7127 | 7116 | 7111 | 7115 | 6217.06 | 6297 | 5155 | 3800
27% | 7149 | 7126 | 7123 | 7113 | 7108 | 7112 | 6199 | 6291 | 5121 | 3800
28% | 7142 | 7122 | 7119 | 7110 | 7105 | 7108 | 6190 | 6285 | 5084 | 3800
29% | 7138 | 7119 | 7116 | 7108 | 7102 | 7106 | 6184 | 6280 | 5049 | 3800
30% | 7134 | 7115.3 | 7113 | 7105 | 7100 | 7103 | 6179 | 6274 | 5018 | 3800
31% | 7132 | 7112.11 | 7110 | 7103 | 7097 | 7100 | 6174.11 | 6268 | 4993 | 3800
32% | 7129 | 7110 | 7107 | 7100 | 7095 | 7098 | 6171 | 6262 | 4971 | 3800
33% | 7127 | 7106 | 7104 | 7097 | 7093 | 7095 | 6167 | 6257 | 4949 | 3800
34% | 7124 | 7104 | 7101 | 7095 | 7091 | 7093 | 6163 | 6251 | 4930 | 3800
35% | 7122 | 7101 | 7098 | 7092 | 7088 | 7090 | 6159 | 6246 | 4916 | 3800
36% | 7120 | 7098 | 7095 | 7088 | 7086 | 7088 | 6156 | 6241 | 4902 | 3800
37% | 7118 | 7095 | 7091 | 7085 | 7083 | 7085 | 6152 | 6236.97 | 4890 | 3800
38% | 7117 | 7092 | 7087 | 7082 | 7081 | 7082 | 6148 | 6232 | 4878 | 3800
39% | 7115 | 7090 | 7084 | 7079 | 7078 | 7078 | 6145 | 6228 | 4865 | 3800
40% | 7113 | 7087 | 7079 | 7075 | 7075 | 7075 | 6141 | 6223 | 4853 | 3800
41% | 7111 | 7084 | 7073.21 | 7070 | 7071 | 7071 | 6138 | 6219.21 | 4841 | 3800
42% | 7109 | 7081 | 7067 | 7064 | 7068 | 7066 | 6134.02 | 6215 | 4830 | 3800
43% | 7107 | 7077 | 7059 | 7056 | 7065 | 7059 | 6131 | 6211 | 4820 | 3800
44% | 7105 | 7073 | 7049 | 7047 | 7062 | 7051 | 6128 | 6206 | 4810 | 3800
45% | 7104 | 7069 | 7040 | 7033 | 7058 | 7040 | 6124 | 6202 | 4797 | 3800
46% | 7102 | 7062 | 7029 | 7019 | 7052 | 7025.26 | 6121 | 6197 | 4787 | 3800
47% | 7100 | 7055 | 7014 | 6989 | 7045 | 7002 | 6117 | 6193 | 4776.51 | 3800
48% | 7097 | 7046 | 6995 | 6952 | 7035 | 6965 | 6113.88 | 6188 | 4767 | 3800
49% | 7095 | 7036 | 6964.69 | 6935 | 7024 | 6935 | 6110 | 6182.69 | 4755 | 3800
50% | 7092 | 7026 | 6944 | 6923 | 7008 | 6925 | 6106 | 6178 | 4744 | 3800
51% | 7088 | 7013 | 6931 | 6910 | 6975 | 6913 | 6101 | 6172 | 4732 | 3800
52% | 7084 | 6992.12 | 6919 | 6899 | 6934.16 | 6904 | 6096 | 6166 | 4721 | 3800
53% | 7080 | 6961 | 6905 | 6888 | 6920 | 6894 | 6085.93 | 6160 | 4711 | 3800
54% | 7075 | 6943 | 6889 | 6878 | 6909 | 6885 | 6076 | 6153 | 4702 | 3800
55% | 7069 | 6932 | 6878 | 6868 | 6898 | 6875 | 6062 | 6147 | 4691.15 | 3800
56% | 7062 | 6920 | 6865 | 6855 | 6889 | 6860 | 6044 | 6140 | 4681 | 3800
57% | 7056 | 6907 | 6849 | 6840 | 6880 | 6843 | 6020 | 6131 | 4671 | 3800
58% | 7048 | 6895 | 6831 | 6820 | 6872 | 6819 | 6001 | 6124 | 4660 | 3800
59% | 7040 | 6885 | 6813 | 6805 | 6863 | 6792 | 5991 | 6117 | 4650 | 3800
60% | 7030 | 6872 | 6795 | 6784 | 6851 | 6744 | 5983 | 6109 | 4641 | 3800
61% | 7014 | 6857.41 | 6755 | 6724.41 | 6835.13 | 6692.41 | 5977 | 6100.41 | 4631 | 3800
62% | 6985.46 | 6840 | 6713 | 6684 | 6820.46 | 6654 | 5970 | 6092 | 4622 | 3800
63% | 6967.79 | 6824 | 6670 | 6642.03 | 6800 | 6610.06 | 5964.03 | 6084 | 4613 | 3800
64% | 6955 | 6808 | 6631.84 | 6602 | 6772 | 6526 | 5960 | 6075 | 4604 | 3800
65% | 6944 | 6783 | 6568 | 6498.65 | 6710.45 | 6380 | 5955 | 6067 | 4595 | 3800
66% | 6934 | 6740 | 6424 | 6296.46 | 6671 | 6239 | 5950 | 6059 | 4587 | 3800
67% | 6925 | 6697.27 | 6240.54 | 6216 | 6634 | 6193 | 5945 | 6051 | 4579 | 3800
68% | 6918 | 6666 | 6209 | 6131 | 6606 | 6141.08 | 5940 | 6043 | 4570 | 3800
69% | 6908 | 6618.89 | 6191 | 6093 | 6547 | 6099 | 5934 | 6035 | 4563 | 3800
70% | 6899 | 6514.7 | 6157.7 | 6083 | 6451.1 | 6086 | 5926 | 6028 | 4556 | 3800
71% | 6889 | 6356.51 | 6093 | 6078 | 6261 | 6075 | 5919 | 6021 | 4548 | 3800
72% | 6877 | 6224 | 6082 | 6073 | 6193.76 | 6065 | 5911 | 6013 | 4540 | 3800
73% | 6866 | 6202 | 6075 | 6066 | 6097 | 6049.13 | 5903 | 6005 | 4533 | 3800
74% | 6851 | 6179 | 6068 | 6059 | 6078 | 6033 | 5893 | 5995 | 4526 | 3800
75% | 6836 | 6096 | 6059 | 6052 | 6066 | 6011 | 5883 | 5984 | 4520 | 3800
76% | 6813 | 6084 | 6050 | 6041 | 6057 | 5948 | 5870 | 5974 | 4511 | 3800
77% | 6794 | 6076.37 | 6039 | 6022 | 6047 | 5922 | 5854 | 5964 | 4504 | 3800
78% | 6756.74 | 6069 | 6027 | 5987 | 6035.74 | 5914 | 5836.18 | 5949.18 | 4495 | 3800
79% | 6708 | 6060 | 6015 | 5926 | 6019 | 5909 | 5814 | 5935 | 4487 | 3800
80% | 6680 | 6049.8 | 5993 | 5913 | 5993 | 5904 | 5795 | 5919.8 | 4477 | 3800
81% | 6651 | 6038 | 5942 | 5908 | 5916 | 5899 | 5780 | 5904 | 4468 | 3800
82% | 6616 | 6025 | 5920 | 5903 | 5899 | 5894 | 5766.42 | 5887 | 4459 | 3800
83% | 6561 | 6008 | 5910 | 5898 | 5893 | 5890 | 5756 | 5870 | 4450 | 3800
84% | 6485.72 | 5974 | 5904 | 5893 | 5888 | 5885 | 5745 | 5856 | 4441 | 3800
85% | 6282 | 5935 | 5899 | 5888 | 5883 | 5879 | 5736 | 5841 | 4429 | 3800
86% | 6221 | 5916 | 5892 | 5882 | 5878 | 5871 | 5726 | 5830 | 4417 | 3800
87% | 6188.71 | 5905 | 5884 | 5876 | 5874 | 5863 | 5714.47 | 5821 | 4404 | 3800
88% | 6092.04 | 5895 | 5876 | 5868 | 5868 | 5851 | 5701 | 5811 | 4389 | 3800
89% | 6076 | 5887 | 5868 | 5860 | 5862 | 5834.09 | 5684 | 5799.09 | 4375 | 3800
90% | 6062 | 5877 | 5857 | 5846 | 5853 | 5812 | 5669 | 5789 | 4360.7 | 3800
91% | 6043 | 5867 | 5841 | 5831 | 5841.03 | 5779 | 5650 | 5776.71 | 4339 | 3800
92% | 6019.36 | 5857 | 5823 | 5806 | 5826 | 5714 | 5625 | 5760 | 4320.36 | 3800
93% | 5934 | 5841 | 5787 | 5724.33 | 5802 | 5694 | 5580 | 5732 | 4294 | 3800
94% | 5912 | 5811 | 5715 | 5687.14 | 5765.02 | 5673 | 5546 | 5687 | 4266 | 3800
95% | 5896 | 5732.95 | 5687 | 5659 | 5684 | 5649 | 5525 | 5648 | 4233.35 | 3800
96% | 5876 | 5667 | 5654 | 5633 | 5651 | 5622 | 5501.76 | 5613 | 4190.68 | 3800
97% | 5843 | 5634.57 | 5623 | 5597.57 | 5624 | 5585.57 | 5456 | 5574 | 4127 | 3800
98% | 5792 | 5589 | 5538 | 5490 | 5570.34 | 5497.38 | 5382.38 | 5522.38 | 4028.68 | 3800
99% | 5630 | 5437.38 | 5412.19 | 5395.19 | 5402 | 5401.19 | 5220.38 | 5416 | 3885.01 | 3800
100% | 5367 | 4374 | 4329 | 4350 | 4821 | 4857 | 4625 | 4889 | 3229 | 3800

## Nebo 275kV
Projected Nebo 275 kV fault level duration curves
| 2019-20 | 2020-21 | 2021-22 | 2022-23 | 2023-24 | 2024-25 | 2029-30 | 2034-35 | 2039-40 | Requirement
1% | 3263 | 3256.81 | 3179 | 3178 | 3183 | 3189 | 3162 | 3200 | 4028.33 | 1750
2% | 3252 | 3248 | 3168 | 3168 | 3176 | 3183 | 3155 | 3193 | 3994 | 1750
3% | 3243 | 3240 | 3165 | 3164 | 3170 | 3177 | 3149 | 3186 | 3972 | 1750
4% | 3235 | 3231 | 3162 | 3162 | 3166 | 3173 | 3144 | 3182 | 3954 | 1750
5% | 3225 | 3220 | 3160 | 3159 | 3163 | 3169 | 3141 | 3176 | 3939 | 1750
6% | 3215 | 3206 | 3157 | 3157 | 3160 | 3167 | 3137 | 3172 | 3926 | 1750
7% | 3202 | 3187 | 3155 | 3155 | 3157 | 3164 | 3134 | 3167 | 3912 | 1750
8% | 3186 | 3175.48 | 3153 | 3153 | 3154 | 3162 | 3131 | 3163 | 3900 | 1750
9% | 3177 | 3166 | 3151 | 3150 | 3152 | 3159 | 3128 | 3158 | 3890 | 1750
10% | 3171 | 3162 | 3149 | 3148 | 3150 | 3157 | 3126 | 3154 | 3880 | 1750
11% | 3164 | 3159 | 3147 | 3146 | 3147 | 3155 | 3123 | 3150 | 3872 | 1750
12% | 3161 | 3156 | 3145 | 3144 | 3145 | 3152 | 3120 | 3146 | 3864 | 1750
13% | 3157 | 3152 | 3142 | 3141 | 3142 | 3149 | 3116 | 3142 | 3855 | 1750
14% | 3154 | 3150 | 3139 | 3138 | 3139 | 3146 | 3112 | 3140 | 3846 | 1750
15% | 3151 | 3147 | 3136 | 3135 | 3136 | 3144 | 3109 | 3137 | 3838 | 1750
16% | 3149 | 3143 | 3133 | 3133 | 3133 | 3141 | 3105 | 3135 | 3832 | 1750
17% | 3146 | 3139 | 3130 | 3130 | 3130 | 3137 | 3102 | 3131 | 3825 | 1750
18% | 3142 | 3136 | 3126 | 3126 | 3126 | 3133 | 3098 | 3127 | 3818 | 1750
19% | 3138 | 3132 | 3123 | 3124 | 3122 | 3128.39 | 3094 | 3124 | 3810 | 1750
20% | 3135 | 3126 | 3120 | 3120 | 3118 | 3124 | 3090 | 3120 | 3802 | 1750
21% | 3131 | 3123 | 3116 | 3116 | 3114 | 3120 | 3086 | 3116 | 3795 | 1750
22% | 3128 | 3118 | 3113 | 3112 | 3110 | 3116 | 3081 | 3112 | 3788 | 1750
23% | 3124 | 3114 | 3109 | 3109 | 3106 | 3112 | 3077 | 3108 | 3780 | 1750
24% | 3119 | 3109.44 | 3106 | 3103 | 3101 | 3107 | 3073 | 3105 | 3773 | 1750
25% | 3114 | 3105 | 3102 | 3099 | 3096 | 3103 | 3068 | 3101 | 3764 | 1750
26% | 3110 | 3101 | 3097 | 3094 | 3092 | 3099 | 3064 | 3096 | 3756 | 1750
27% | 3106 | 3097 | 3092 | 3090 | 3088 | 3094 | 3061 | 3093 | 3747 | 1750
28% | 3102 | 3092 | 3088 | 3087 | 3085 | 3090 | 3057 | 3089 | 3740 | 1750
29% | 3098 | 3088 | 3085 | 3083 | 3081 | 3086 | 3052 | 3084 | 3731 | 1750
30% | 3092 | 3083 | 3081 | 3079 | 3077 | 3083 | 3048 | 3079 | 3722 | 1750
31% | 3087 | 3079 | 3077 | 3075 | 3074 | 3079 | 3044 | 3075 | 3712 | 1750
32% | 3083 | 3075 | 3073 | 3071 | 3070 | 3076 | 3040 | 3071 | 3703 | 1750
33% | 3078 | 3071 | 3070 | 3067 | 3066 | 3072 | 3036 | 3067 | 3693 | 1750
34% | 3075 | 3067 | 3067 | 3063 | 3063 | 3068 | 3032 | 3063 | 3683 | 1750
35% | 3071 | 3063 | 3063 | 3058 | 3059 | 3064 | 3028 | 3059 | 3674 | 1750
36% | 3067.88 | 3059 | 3058 | 3055 | 3055 | 3061 | 3025 | 3054 | 3666 | 1750
37% | 3063 | 3055 | 3055 | 3051 | 3051 | 3057 | 3021 | 3050 | 3657 | 1750
38% | 3060 | 3051 | 3051 | 3048 | 3049 | 3054 | 3017 | 3044 | 3646 | 1750
39% | 3056 | 3048 | 3048 | 3045 | 3046 | 3051 | 3013 | 3040 | 3635.87 | 1750
40% | 3053 | 3045 | 3045 | 3042 | 3044 | 3047 | 3009 | 3035 | 3624 | 1750
41% | 3051 | 3042 | 3041.21 | 3039 | 3042 | 3044 | 3003 | 3031 | 3610 | 1750
42% | 3048 | 3040 | 3037 | 3035 | 3038 | 3040 | 2996.02 | 3025 | 3591 | 1750
43% | 3045 | 3037 | 3034 | 3032 | 3035 | 3037 | 2989 | 3020 | 3576 | 1750
44% | 3042 | 3033 | 3030 | 3029 | 3031 | 3032 | 2981 | 3013 | 3561 | 1750
45% | 3039 | 3029 | 3028 | 3024 | 3027 | 3028 | 2971 | 3007 | 3542 | 1750
46% | 3036 | 3026 | 3023 | 3019 | 3023 | 3025 | 2960.26 | 3000 | 3516 | 1750
47% | 3032 | 3023 | 3020 | 3015 | 3019 | 3020 | 2951.07 | 2993 | 3485 | 1750
48% | 3029 | 3019 | 3016 | 3010 | 3014 | 3014 | 2942 | 2985 | 3449 | 1750
49% | 3024 | 3014 | 3010 | 3006 | 3009 | 3010 | 2935 | 2976 | 3407 | 1750
50% | 3020 | 3010 | 3004 | 3002 | 3004 | 3004 | 2929 | 2964 | 3363 | 1750
51% | 3017 | 3005 | 2997 | 2997 | 2999 | 2998 | 2926 | 2955 | 3293 | 1750
52% | 3012 | 3000 | 2991 | 2991 | 2994 | 2992 | 2921.12 | 2947 | 3192.16 | 1750
53% | 3005 | 2995 | 2984 | 2984 | 2989 | 2984 | 2917 | 2940 | 2974.49 | 1750
54% | 2999 | 2989 | 2978 | 2977 | 2982 | 2975 | 2913 | 2935 | 2938 | 1750
55% | 2991 | 2983 | 2971 | 2970 | 2974 | 2968 | 2908 | 2931 | 2902 | 1750
56% | 2984 | 2976 | 2964 | 2963 | 2967 | 2962 | 2902 | 2926 | 2880.48 | 1750
57% | 2975 | 2969 | 2955 | 2955 | 2960 | 2957 | 2894 | 2922 | 2864 | 1750
58% | 2967 | 2961 | 2950 | 2950 | 2952 | 2954 | 2885 | 2918 | 2850 | 1750
59% | 2960 | 2954 | 2946 | 2946 | 2948 | 2950 | 2876 | 2912 | 2835 | 1750
60% | 2954 | 2949 | 2944 | 2943 | 2945 | 2947 | 2864 | 2905 | 2817 | 1750
61% | 2948 | 2946 | 2941 | 2940 | 2942 | 2944 | 2853 | 2898 | 2799 | 1750
62% | 2945 | 2944 | 2938 | 2938 | 2940 | 2941 | 2843.22 | 2890 | 2780 | 1750
63% | 2944 | 2942 | 2934 | 2935 | 2937 | 2938 | 2831 | 2880.03 | 2760 | 1750
64% | 2942 | 2939 | 2931 | 2932 | 2935 | 2936 | 2814 | 2872 | 2744 | 1750
65% | 2940 | 2936 | 2928 | 2929 | 2932 | 2933 | 2797 | 2863 | 2727 | 1750
66% | 2939 | 2933 | 2925 | 2926 | 2928 | 2931 | 2784 | 2852 | 2707 | 1750
67% | 2937 | 2930 | 2922 | 2923 | 2924 | 2928 | 2771 | 2842 | 2686 | 1750
68% | 2935 | 2927 | 2920 | 2920 | 2921 | 2926 | 2750 | 2832 | 2657 | 1750
69% | 2932 | 2924 | 2917 | 2918 | 2918 | 2924 | 2726 | 2817 | 2616 | 1750
70% | 2930 | 2921 | 2915 | 2915 | 2915 | 2921 | 2703 | 2803 | 2580 | 1750
71% | 2927 | 2918 | 2913 | 2913 | 2912 | 2917 | 2685 | 2785 | 2529.43 | 1750
72% | 2924 | 2916 | 2911 | 2911 | 2909 | 2913 | 2672 | 2769 | 2486 | 1750
73% | 2922 | 2913 | 2908 | 2908 | 2907 | 2909 | 2650.13 | 2741 | 2449 | 1750
74% | 2918 | 2911 | 2906 | 2906 | 2904 | 2904 | 2632 | 2719 | 2431 | 1750
75% | 2915 | 2908 | 2903 | 2904 | 2901 | 2898 | 2605 | 2698 | 2417 | 1750
76% | 2911 | 2905 | 2900 | 2901 | 2899 | 2892 | 2579 | 2680 | 2404 | 1750
77% | 2906 | 2902 | 2896 | 2899 | 2895 | 2884 | 2547 | 2661.37 | 2392 | 1750
78% | 2902 | 2899 | 2892 | 2896 | 2892 | 2874 | 2511 | 2642.18 | 2382 | 1750
79% | 2898 | 2896 | 2886 | 2892 | 2888 | 2861 | 2499 | 2615 | 2373 | 1750
80% | 2894 | 2890 | 2881.8 | 2888 | 2882 | 2845 | 2492 | 2575 | 2366 | 1750
81% | 2888 | 2885 | 2875 | 2882 | 2875 | 2821 | 2485 | 2528 | 2361 | 1750
82% | 2882 | 2879 | 2868 | 2875 | 2869 | 2804 | 2476 | 2507 | 2357 | 1750
83% | 2878 | 2873 | 2859 | 2866 | 2861.39 | 2782.23 | 2466 | 2499 | 2352 | 1750
84% | 2871 | 2865 | 2847 | 2856 | 2852.72 | 2760 | 2455 | 2489 | 2347 | 1750
85% | 2864 | 2855 | 2832.85 | 2841 | 2838 | 2725 | 2439 | 2481 | 2342 | 1750
86% | 2857 | 2841 | 2817 | 2823.66 | 2817 | 2697 | 2426 | 2467 | 2336 | 1750
87% | 2847 | 2831 | 2798 | 2803 | 2799 | 2667.47 | 2410 | 2449 | 2330 | 1750
88% | 2836.04 | 2810 | 2767 | 2764 | 2775 | 2650 | 2393.28 | 2428.28 | 2324 | 1750
89% | 2815 | 2788 | 2739.09 | 2725 | 2748 | 2622 | 2375 | 2403.09 | 2316 | 1750
90% | 2798 | 2755 | 2698 | 2683 | 2702 | 2573 | 2357 | 2381 | 2305 | 1750
91% | 2773.03 | 2709 | 2668 | 2657 | 2669.03 | 2527.71 | 2339 | 2356 | 2296 | 1750
92% | 2748 | 2672 | 2643 | 2629 | 2636.36 | 2504 | 2317 | 2323 | 2287.36 | 1750
93% | 2715 | 2642 | 2616 | 2597.33 | 2603 | 2497 | 2308 | 2312 | 2279 | 1750
94% | 2677 | 2605 | 2577 | 2556 | 2560 | 2490 | 2302.14 | 2306 | 2269 | 1750
95% | 2634 | 2563 | 2527.95 | 2517.95 | 2518 | 2481 | 2297 | 2300 | 2255 | 1750
96% | 2589.68 | 2521 | 2497 | 2490 | 2486.68 | 2456 | 2291 | 2288 | 2241 | 1750
97% | 2528 | 2489 | 2480 | 2470 | 2469 | 2435 | 2280 | 2253 | 2219 | 1750
98% | 2489 | 2462 | 2459 | 2444 | 2446.34 | 2404.38 | 2232.38 | 2225 | 2191 | 1750
99% | 2435 | 2421.19 | 2421.19 | 2412 | 2417 | 2353.19 | 2205 | 2198 | 2146 | 1750
100% | 2333 | 2261 | 2252 | 2216 | 2309 | 2214 | 2050 | 2043 | 1976 | 1750

## Gin Gin 275kV
Projected Gin Gin 275 kV fault level duration curves
| 2019-20 | 2020-21 | 2021-22 | 2022-23 | 2023-24 | 2024-25 | 2029-30 | 2034-35 | 2039-40 | Requirement
1% | 2597 | 2593 | 2595 | 2599 | 2604.33 | 2601.81 | 2583.81 | 2608 | 2360.33 | 2400
2% | 2579 | 2577 | 2576 | 2583 | 2594 | 2592 | 2574 | 2592 | 2346 | 2400
3% | 2573 | 2574 | 2573 | 2575 | 2584 | 2579 | 2568 | 2586 | 2336 | 2400
4% | 2570.32 | 2571 | 2571 | 2572 | 2576 | 2575.24 | 2564 | 2579 | 2328 | 2400
5% | 2568 | 2568 | 2569 | 2569 | 2572 | 2573 | 2560 | 2574 | 2321 | 2400
6% | 2566 | 2566 | 2566 | 2566 | 2570 | 2571 | 2556 | 2570 | 2316 | 2400
7% | 2564 | 2564 | 2564 | 2564 | 2567 | 2569 | 2553 | 2567 | 2311 | 2400
8% | 2562 | 2562 | 2562 | 2561 | 2565 | 2566 | 2550 | 2563 | 2306 | 2400
9% | 2561 | 2559 | 2560 | 2559 | 2562 | 2564 | 2547 | 2560 | 2301 | 2400
10% | 2559 | 2558 | 2558 | 2557 | 2560 | 2562 | 2544 | 2558 | 2297 | 2400
11% | 2558 | 2557 | 2557 | 2555 | 2558 | 2560 | 2542 | 2555 | 2293 | 2400
12% | 2556 | 2555 | 2556 | 2554 | 2556 | 2558 | 2540 | 2553 | 2289 | 2400
13% | 2555 | 2554 | 2554 | 2552 | 2554 | 2557 | 2538 | 2551 | 2285 | 2400
14% | 2554 | 2553 | 2553 | 2551 | 2553 | 2555 | 2537 | 2549 | 2282 | 2400
15% | 2553 | 2552 | 2552 | 2550 | 2551 | 2554 | 2535 | 2547 | 2279 | 2400
16% | 2552 | 2551 | 2551 | 2549 | 2550 | 2553 | 2533 | 2545 | 2276 | 2400
17% | 2551 | 2551 | 2550 | 2548 | 2548 | 2552 | 2532 | 2543 | 2273 | 2400
18% | 2550 | 2550 | 2549 | 2547 | 2547 | 2550 | 2531 | 2541 | 2270 | 2400
19% | 2550 | 2549 | 2548 | 2546 | 2546 | 2549 | 2529 | 2539 | 2268 | 2400
20% | 2549 | 2548 | 2547 | 2545 | 2545 | 2548 | 2528 | 2537 | 2266 | 2400
21% | 2549 | 2547 | 2546 | 2544 | 2544 | 2546 | 2527 | 2536 | 2264 | 2400
22% | 2548 | 2546 | 2545 | 2543 | 2543 | 2546 | 2526 | 2534 | 2261 | 2400
23% | 2547 | 2545 | 2545 | 2542 | 2542 | 2545 | 2524 | 2533 | 2259 | 2400
24% | 2547 | 2545 | 2544 | 2541 | 2541 | 2544 | 2523 | 2531 | 2256 | 2400
25% | 2546 | 2544 | 2543 | 2541 | 2540 | 2543 | 2522 | 2530 | 2254 | 2400
26% | 2545 | 2543 | 2542 | 2540 | 2539 | 2542 | 2521 | 2528 | 2251 | 2400
27% | 2545 | 2542 | 2541 | 2539 | 2539 | 2541 | 2519 | 2527 | 2248 | 2400
28% | 2544 | 2542 | 2540 | 2538 | 2538 | 2541 | 2518 | 2526 | 2246 | 2400
29% | 2543 | 2541 | 2539 | 2537 | 2537 | 2540 | 2517 | 2524 | 2243 | 2400
30% | 2543 | 2540 | 2538 | 2536 | 2536 | 2539 | 2516 | 2523 | 2241 | 2400
31% | 2542 | 2539 | 2537 | 2535 | 2536 | 2538 | 2515 | 2522 | 2238 | 2400
32% | 2541 | 2538 | 2536 | 2534 | 2535 | 2537 | 2513 | 2521 | 2236 | 2400
33% | 2541 | 2538 | 2535 | 2533 | 2534 | 2536 | 2512 | 2520 | 2233 | 2400
34% | 2540 | 2537 | 2534 | 2532 | 2533 | 2534 | 2511 | 2519 | 2231 | 2400
35% | 2539 | 2536 | 2532 | 2531 | 2532 | 2533 | 2509 | 2517 | 2228 | 2400
36% | 2539 | 2535 | 2531 | 2530 | 2531 | 2532 | 2508 | 2516 | 2226 | 2400
37% | 2538 | 2533 | 2530 | 2528 | 2530 | 2531 | 2506 | 2515 | 2224 | 2400
38% | 2537 | 2532 | 2528 | 2527 | 2529 | 2529 | 2505 | 2514 | 2221 | 2400
39% | 2536 | 2531 | 2526 | 2525 | 2528 | 2527 | 2504 | 2513 | 2219 | 2400
40% | 2536 | 2530 | 2525 | 2524 | 2527 | 2526 | 2502 | 2512 | 2217 | 2400
41% | 2535 | 2528 | 2523 | 2521 | 2526 | 2524 | 2501 | 2511 | 2214 | 2400
42% | 2534 | 2527 | 2521 | 2519 | 2524 | 2522 | 2500 | 2510 | 2212 | 2400
43% | 2533 | 2525 | 2519 | 2518 | 2523 | 2520 | 2499 | 2509 | 2209 | 2400
44% | 2532 | 2523 | 2517 | 2516 | 2522 | 2518 | 2497 | 2508 | 2207 | 2400
45% | 2532 | 2522 | 2516 | 2514 | 2520 | 2517 | 2496 | 2507 | 2204 | 2400
46% | 2531 | 2520 | 2514 | 2512 | 2518 | 2515 | 2494 | 2505 | 2202 | 2400
47% | 2530 | 2518 | 2512 | 2510 | 2517 | 2513 | 2493 | 2504 | 2199 | 2400
48% | 2529 | 2516 | 2510 | 2508 | 2515 | 2511 | 2492 | 2503 | 2196 | 2400
49% | 2527 | 2514 | 2509 | 2507 | 2513 | 2509 | 2490 | 2502 | 2193 | 2400
50% | 2526 | 2512 | 2507 | 2505 | 2511 | 2507 | 2489 | 2500 | 2191 | 2400
51% | 2525 | 2511 | 2505 | 2503 | 2509 | 2505 | 2487 | 2499 | 2188 | 2400
52% | 2524 | 2509 | 2504 | 2502 | 2507 | 2503 | 2486 | 2498 | 2185 | 2400
53% | 2522 | 2508 | 2502 | 2500 | 2505 | 2501 | 2484 | 2496 | 2183 | 2400
54% | 2520 | 2506 | 2501 | 2498 | 2503 | 2500 | 2483 | 2495 | 2180 | 2400
55% | 2519 | 2505 | 2499 | 2497 | 2501 | 2498 | 2481 | 2494 | 2177 | 2400
56% | 2517 | 2503 | 2498 | 2495 | 2499 | 2496 | 2479 | 2492 | 2174 | 2400
57% | 2515 | 2502 | 2496 | 2494 | 2497 | 2494 | 2477 | 2491 | 2171 | 2400
58% | 2514 | 2500 | 2494 | 2492 | 2495 | 2492 | 2476 | 2489 | 2169 | 2400
59% | 2512 | 2499 | 2493 | 2490 | 2493 | 2491 | 2474 | 2488 | 2166 | 2400
60% | 2511 | 2497 | 2491 | 2489 | 2491 | 2489 | 2471 | 2487 | 2163 | 2400
61% | 2510 | 2496 | 2489 | 2487 | 2489 | 2487 | 2469 | 2485 | 2160 | 2400
62% | 2508 | 2494 | 2488 | 2486 | 2487 | 2485 | 2467 | 2484 | 2157 | 2400
63% | 2507 | 2493 | 2486 | 2485 | 2485 | 2483 | 2464 | 2482 | 2154 | 2400
64% | 2505 | 2491 | 2485 | 2483 | 2483 | 2481 | 2462 | 2480 | 2151 | 2400
65% | 2504 | 2489 | 2484 | 2482 | 2481 | 2480 | 2459 | 2478 | 2148 | 2400
66% | 2502 | 2488 | 2482 | 2480 | 2479 | 2478 | 2456 | 2477 | 2144 | 2400
67% | 2500 | 2486 | 2481 | 2479 | 2477.11 | 2476 | 2454 | 2475 | 2141 | 2400
68% | 2498 | 2484 | 2479 | 2478 | 2476 | 2474 | 2451 | 2473 | 2137 | 2400
69% | 2496 | 2482 | 2478 | 2476 | 2474 | 2472 | 2448 | 2471 | 2134 | 2400
70% | 2494 | 2480 | 2476 | 2475 | 2473 | 2471 | 2445 | 2469 | 2130 | 2400
71% | 2492 | 2479 | 2475 | 2473 | 2471 | 2469 | 2442 | 2467 | 2127 | 2400
72% | 2490 | 2477 | 2473 | 2471 | 2470 | 2467 | 2439 | 2464 | 2123 | 2400
73% | 2488 | 2476 | 2471 | 2469 | 2468 | 2465 | 2436 | 2462 | 2120 | 2400
74% | 2486 | 2474 | 2469 | 2467 | 2467 | 2463 | 2432 | 2459 | 2116 | 2400
75% | 2484 | 2472 | 2468 | 2465 | 2465 | 2461 | 2427 | 2456 | 2113 | 2400
76% | 2481 | 2470 | 2466 | 2464 | 2463 | 2459 | 2423 | 2453 | 2109 | 2400
77% | 2479 | 2468 | 2464 | 2461 | 2461 | 2456 | 2419 | 2449 | 2105 | 2400
78% | 2478 | 2466 | 2462 | 2459 | 2458 | 2454 | 2414 | 2445 | 2100 | 2400
79% | 2476 | 2464 | 2460 | 2456 | 2455 | 2452 | 2409 | 2441 | 2096 | 2400
80% | 2474 | 2462 | 2458 | 2454 | 2453 | 2449 | 2404 | 2436 | 2092 | 2400
81% | 2472 | 2459 | 2455 | 2452 | 2451 | 2446 | 2398 | 2431 | 2087 | 2400
82% | 2469 | 2457 | 2453 | 2449 | 2449 | 2443 | 2391 | 2425 | 2082 | 2400
83% | 2467 | 2454 | 2451 | 2446 | 2446 | 2440 | 2384 | 2418 | 2077 | 2400
84% | 2464 | 2451 | 2449 | 2443 | 2443 | 2438 | 2374 | 2411 | 2072 | 2400
85% | 2461 | 2449 | 2445 | 2440 | 2440 | 2435 | 2362 | 2401 | 2066 | 2400
86% | 2459 | 2445 | 2442 | 2437 | 2437 | 2432 | 2346 | 2387 | 2060 | 2400
87% | 2456 | 2441 | 2438 | 2434 | 2434 | 2429 | 2316 | 2369 | 2053 | 2400
88% | 2453 | 2438 | 2435 | 2432 | 2432 | 2425 | 2266 | 2344.28 | 2047 | 2400
89% | 2451 | 2434 | 2431 | 2428 | 2429 | 2421 | 2217 | 2294 | 2041 | 2400
90% | 2448 | 2431 | 2428 | 2424 | 2426 | 2415 | 2172 | 2257 | 2033 | 2400
91% | 2444 | 2427 | 2424 | 2421 | 2420 | 2410 | 2149 | 2210.71 | 2024.03 | 2400
92% | 2442 | 2422 | 2421 | 2416 | 2415 | 2402 | 2136 | 2166 | 2016 | 2400
93% | 2437 | 2417 | 2416 | 2411 | 2408 | 2395 | 2126 | 2150 | 2007 | 2400
94% | 2433 | 2412 | 2410 | 2403 | 2402 | 2386 | 2116 | 2141 | 1997 | 2400
95% | 2427 | 2406.95 | 2402 | 2395 | 2395.35 | 2375.95 | 2106 | 2132.95 | 1983 | 2400
96% | 2421 | 2399 | 2394 | 2388.76 | 2387 | 2363 | 2094 | 2120 | 1967 | 2400
97% | 2410.01 | 2387 | 2381.57 | 2375 | 2376 | 2346 | 2081 | 2104 | 1949 | 2400
98% | 2399 | 2372 | 2367 | 2364 | 2362 | 2281 | 2068 | 2081 | 1926 | 2400
99% | 2368 | 2352 | 2348.19 | 2347 | 2341 | 2145 | 2045 | 2054.19 | 1893 | 2400
100% | 2292 | 2074 | 2081 | 2071 | 2108 | 2044 | 1877 | 1941 | 1740 | 2400

## Lilyvale 132kV
Projected Lilyvale 132 kV fault level duration curves
| 2019-20 | 2020-21 | 2021-22 | 2022-23 | 2023-24 | 2024-25 | 2029-30 | 2034-35 | 2039-40 | Requirement
1% | 1473 | 1471 | 1512 | 1465 | 1467 | 1472 | 1471 | 1470 | 1503 | 1100
2% | 1469 | 1468 | 1464 | 1462 | 1464 | 1469 | 1468 | 1468 | 1486 | 1100
3% | 1466 | 1465 | 1461 | 1460 | 1462 | 1467 | 1465 | 1467 | 1475 | 1100
4% | 1464 | 1464 | 1459 | 1458 | 1460 | 1465 | 1464 | 1465 | 1468 | 1100
5% | 1463 | 1462 | 1458 | 1457 | 1459 | 1464 | 1463 | 1464 | 1462 | 1100
6% | 1462 | 1460 | 1457 | 1456 | 1458 | 1463 | 1462 | 1463 | 1457 | 1100
7% | 1461 | 1459 | 1456 | 1456 | 1457 | 1462 | 1461 | 1462 | 1453 | 1100
8% | 1460 | 1458 | 1455 | 1455 | 1456 | 1461 | 1460 | 1461 | 1449 | 1100
9% | 1458 | 1457 | 1455 | 1454 | 1455 | 1461 | 1459 | 1460 | 1446 | 1100
10% | 1457 | 1456 | 1454 | 1454 | 1455 | 1460 | 1458 | 1459 | 1442 | 1100
11% | 1456 | 1455 | 1453 | 1453 | 1454 | 1459 | 1457 | 1459 | 1438 | 1100
12% | 1455 | 1454 | 1453 | 1452 | 1453 | 1458 | 1456 | 1458 | 1435 | 1100
13% | 1454 | 1453 | 1452 | 1452 | 1453 | 1458 | 1455 | 1457 | 1432 | 1100
14% | 1453 | 1452 | 1451 | 1451 | 1452 | 1457 | 1455 | 1456 | 1429 | 1100
15% | 1453 | 1452 | 1451 | 1450 | 1451 | 1457 | 1454 | 1456 | 1426 | 1100
16% | 1452 | 1451 | 1450 | 1450 | 1451 | 1456 | 1453 | 1455 | 1423 | 1100
17% | 1451 | 1450 | 1449 | 1449 | 1450 | 1455 | 1452 | 1455 | 1421 | 1100
18% | 1450.94 | 1449 | 1449 | 1448 | 1449 | 1455 | 1452 | 1454 | 1418 | 1100
19% | 1450 | 1448 | 1448 | 1448 | 1449 | 1454 | 1451 | 1453 | 1415 | 1100
20% | 1449 | 1448 | 1447 | 1447 | 1448 | 1454 | 1450 | 1453 | 1412 | 1100
21% | 1448 | 1447 | 1447 | 1446 | 1447 | 1453 | 1449 | 1452 | 1410 | 1100
22% | 1447 | 1446 | 1446 | 1446 | 1447 | 1453 | 1449 | 1452 | 1408 | 1100
23% | 1447 | 1446 | 1445 | 1445 | 1446 | 1452 | 1448 | 1451 | 1406 | 1100
24% | 1446 | 1445 | 1445 | 1444 | 1445 | 1451 | 1448 | 1450 | 1404 | 1100
25% | 1445 | 1445 | 1444 | 1444 | 1445 | 1451 | 1447 | 1450 | 1402 | 1100
26% | 1445 | 1444 | 1444 | 1443 | 1444 | 1450 | 1446 | 1449 | 1400 | 1100
27% | 1444 | 1443 | 1443 | 1443 | 1443 | 1450 | 1446 | 1448.87 | 1398 | 1100
28% | 1444 | 1443 | 1443 | 1442 | 1443 | 1449 | 1445 | 1448 | 1396 | 1100
29% | 1443 | 1442 | 1442 | 1442 | 1442 | 1449 | 1444 | 1447 | 1394 | 1100
30% | 1443 | 1442 | 1441 | 1441 | 1442 | 1448 | 1444 | 1447 | 1392 | 1100
31% | 1442 | 1441 | 1441 | 1440 | 1441 | 1448 | 1443 | 1446 | 1390 | 1100
32% | 1441 | 1440 | 1440 | 1440 | 1440 | 1447 | 1442 | 1445 | 1389 | 1100
33% | 1441 | 1440 | 1440 | 1439 | 1440 | 1447 | 1442 | 1445 | 1387 | 1100
34% | 1440 | 1439 | 1439 | 1438 | 1439 | 1446 | 1441 | 1444 | 1385 | 1100
35% | 1440 | 1438 | 1438 | 1438 | 1439 | 1446 | 1440 | 1444 | 1383 | 1100
36% | 1439 | 1438 | 1438 | 1437 | 1438 | 1445 | 1439 | 1443 | 1381 | 1100
37% | 1439 | 1437 | 1437 | 1436 | 1437 | 1444 | 1438 | 1442 | 1379 | 1100
38% | 1438 | 1436 | 1436 | 1436 | 1437 | 1444 | 1438 | 1442 | 1378 | 1100
39% | 1438 | 1436 | 1436 | 1435 | 1436 | 1443 | 1437 | 1441 | 1376 | 1100
40% | 1437 | 1435 | 1435 | 1434 | 1436 | 1442 | 1436 | 1441 | 1375 | 1100
41% | 1437 | 1435 | 1434 | 1434 | 1435 | 1442 | 1435 | 1440 | 1373 | 1100
42% | 1436 | 1434 | 1434 | 1433 | 1434 | 1441 | 1435 | 1439 | 1372 | 1100
43% | 1436 | 1434 | 1433 | 1432 | 1434 | 1441 | 1434 | 1439 | 1370 | 1100
44% | 1435 | 1433 | 1432 | 1432 | 1433 | 1440 | 1433 | 1438 | 1368 | 1100
45% | 1435 | 1432 | 1432 | 1431 | 1432 | 1440 | 1432 | 1437 | 1367 | 1100
46% | 1434 | 1432 | 1431 | 1430 | 1431 | 1439 | 1431 | 1437 | 1365 | 1100
47% | 1434 | 1431 | 1430 | 1430 | 1431 | 1438 | 1431 | 1436 | 1364 | 1100
48% | 1433 | 1430 | 1430 | 1429 | 1430 | 1438 | 1430 | 1435 | 1362 | 1100
49% | 1432 | 1430 | 1429 | 1428 | 1429 | 1437 | 1429 | 1435 | 1361 | 1100
50% | 1432 | 1429 | 1428 | 1428 | 1428 | 1437 | 1428 | 1434 | 1359 | 1100
51% | 1431 | 1428 | 1427 | 1427 | 1428 | 1436 | 1427 | 1433 | 1357 | 1100
52% | 1430 | 1428 | 1427 | 1426 | 1427 | 1435 | 1426 | 1432 | 1356 | 1100
53% | 1430 | 1427 | 1426 | 1426 | 1426 | 1435 | 1425 | 1431 | 1354 | 1100
54% | 1429 | 1427 | 1426 | 1425 | 1426 | 1434 | 1424 | 1430 | 1352 | 1100
55% | 1429 | 1426 | 1425 | 1424 | 1425 | 1433 | 1423 | 1429 | 1351 | 1100
56% | 1428 | 1426 | 1424 | 1424 | 1424 | 1433 | 1422 | 1429 | 1349 | 1100
57% | 1427 | 1425 | 1424 | 1423 | 1424 | 1432 | 1421 | 1428 | 1347 | 1100
58% | 1427 | 1424 | 1423 | 1422 | 1423 | 1431 | 1420 | 1427 | 1346 | 1100
59% | 1426 | 1424 | 1422 | 1422 | 1422 | 1431 | 1418 | 1426 | 1344 | 1100
60% | 1425 | 1423 | 1422 | 1421 | 1422 | 1430 | 1417 | 1424 | 1342 | 1100
61% | 1425 | 1423 | 1421 | 1421 | 1421 | 1429 | 1415 | 1423 | 1340 | 1100
62% | 1424 | 1422 | 1421 | 1420 | 1420 | 1429 | 1414 | 1422 | 1338 | 1100
63% | 1423 | 1421 | 1420 | 1419 | 1420 | 1428 | 1412 | 1421 | 1336 | 1100
64% | 1423 | 1421 | 1419 | 1419 | 1419 | 1427 | 1411 | 1419 | 1334 | 1100
65% | 1422 | 1420 | 1418 | 1418 | 1418 | 1426 | 1409 | 1418 | 1332 | 1100
66% | 1421 | 1419 | 1418 | 1418 | 1418 | 1425 | 1408 | 1416 | 1330 | 1100
67% | 1421 | 1419 | 1417 | 1417 | 1417 | 1425 | 1406 | 1415 | 1328 | 1100
68% | 1420 | 1418 | 1416 | 1416 | 1416 | 1424 | 1405 | 1414 | 1326 | 1100
69% | 1419 | 1417 | 1416 | 1416 | 1416 | 1423 | 1403 | 1412 | 1323 | 1100
70% | 1419 | 1417 | 1415 | 1415 | 1415 | 1422 | 1401 | 1410 | 1321 | 1100
71% | 1418 | 1416 | 1414 | 1414 | 1414 | 1421 | 1399 | 1409 | 1319 | 1100
72% | 1417 | 1415 | 1413 | 1413 | 1414 | 1420 | 1397 | 1406 | 1316 | 1100
73% | 1417 | 1414 | 1412 | 1412 | 1413 | 1419 | 1395 | 1405 | 1314 | 1100
74% | 1416 | 1413 | 1412 | 1412 | 1412 | 1418 | 1393 | 1403 | 1312 | 1100
75% | 1415 | 1412 | 1411 | 1411 | 1411 | 1417 | 1390 | 1401 | 1309 | 1100
76% | 1414 | 1412 | 1410 | 1410 | 1410 | 1416 | 1388 | 1399 | 1306 | 1100
77% | 1413 | 1411 | 1409 | 1409 | 1409 | 1415 | 1385 | 1397 | 1303 | 1100
78% | 1412 | 1410 | 1408 | 1408 | 1408 | 1413 | 1383 | 1395 | 1300 | 1100
79% | 1411 | 1409 | 1407 | 1407 | 1407 | 1412 | 1380 | 1392 | 1297 | 1100
80% | 1410 | 1408 | 1406 | 1406 | 1406 | 1410 | 1377 | 1389 | 1294 | 1100
81% | 1409 | 1407 | 1404 | 1405 | 1405 | 1408 | 1374 | 1387 | 1291 | 1100
82% | 1408 | 1406 | 1403 | 1404 | 1403 | 1407 | 1371 | 1383 | 1287 | 1100
83% | 1407 | 1405 | 1401 | 1402 | 1402 | 1404 | 1367 | 1380 | 1283 | 1100
84% | 1406 | 1403 | 1400 | 1400 | 1400 | 1402 | 1364 | 1376 | 1279 | 1100
85% | 1405 | 1402 | 1398 | 1398 | 1399 | 1399 | 1360 | 1371.85 | 1275 | 1100
86% | 1404 | 1400 | 1395 | 1396 | 1397 | 1396 | 1356 | 1367 | 1270 | 1100
87% | 1402 | 1398 | 1393 | 1393 | 1394 | 1393 | 1352 | 1362 | 1266 | 1100
88% | 1400 | 1395 | 1391 | 1390 | 1391 | 1390 | 1349 | 1358 | 1262 | 1100
89% | 1398 | 1392 | 1388 | 1387 | 1388 | 1388 | 1344 | 1355 | 1257 | 1100
90% | 1395 | 1389 | 1385 | 1383 | 1385 | 1385 | 1341 | 1350 | 1252 | 1100
91% | 1393 | 1385 | 1381 | 1380 | 1381 | 1383 | 1337 | 1345 | 1247.03 | 1100
92% | 1390 | 1382 | 1377 | 1376 | 1377 | 1380 | 1333 | 1340.52 | 1243 | 1100
93% | 1386 | 1378 | 1373 | 1371 | 1374 | 1377 | 1329 | 1336 | 1238 | 1100
94% | 1382 | 1373 | 1370 | 1368 | 1370 | 1374 | 1324 | 1330 | 1232 | 1100
95% | 1378 | 1367 | 1366 | 1363 | 1366 | 1370 | 1319 | 1323 | 1225 | 1100
96% | 1372 | 1362.76 | 1361 | 1358 | 1360.68 | 1365 | 1311 | 1315 | 1218 | 1100
97% | 1365 | 1356 | 1355 | 1353 | 1355 | 1357 | 1304 | 1306 | 1208 | 1100
98% | 1357 | 1349 | 1347 | 1346 | 1349 | 1344 | 1295 | 1294.38 | 1192 | 1100
99% | 1342 | 1337 | 1338 | 1334 | 1340 | 1326.19 | 1278 | 1271 | 1168 | 1100
100% | 1301 | 1268 | 1274 | 1256 | 1295 | 1275 | 1184 | 1209 | 1081 | 1100

## VIC inertia
Projected inertia in the Victoria grid
| 2019-20 | 2020-21 | 2021-22 | 2022-23 | 2023-24 | 2024-25 | 2029-30 | 2034-35 | 2039-40 | Secure Limit | Minimum Threshold
100% | 8192.6 | 8248.4 | 8248.4 | 8248.4 | 8371.2 | 8192.6 | 6972.4 | 5283.2 | 5025.6 | 15400 | 12600
99% | 11067.4 | 10375.4 | 10375.4 | 10375.4 | 10685.8 | 10375.4 | 9099.4 | 6834.5 | 6993.6 | 15400 | 12600
98% | 11433.6 | 11000.4 | 11067.4 | 11067.4 | 11126.2 | 11067.4 | 9850.2 | 7951.2 | 7588.4 | 15400 | 12600
97% | 12446.2 | 11433.6 | 11469.8 | 11469.8 | 11469.8 | 11412.4 | 10386.2 | 8388.464 | 8345.6 | 15400 | 12600
96% | 12886.6 | 12233.6 | 12298.8 | 12161.8 | 12446.2 | 12161.8 | 11067.4 | 8735.2 | 8651.2 | 15400 | 12600
95% | 13319.8 | 12780.8 | 12688.4 | 12610.4 | 12886.6 | 12661 | 11256.4 | 9330 | 9246 | 15400 | 12600
94% | 13722.2 | 13094.2 | 13042.6 | 12886.6 | 13316.4 | 12886.6 | 11610.6 | 9499.2 | 9435.2 | 15400 | 12600
93% | 14061.2 | 13319.8 | 13319.8 | 13248.68 | 13437.8 | 13316.4 | 11851.4 | 10203.6 | 9745.6 | 15400 | 12600
92% | 14162.6 | 13472.4 | 13722.2 | 13437.8 | 13722.2 | 13437.8 | 12102.6 | 10203.6 | 10030 | 15400 | 12600
91% | 14367.2 | 13722.2 | 13722.2 | 13722.2 | 13928 | 13722.2 | 12446.2 | 10287.6 | 10203.6 | 15400 | 12600
90% | 14414.2 | 13952.6 | 14056.8 | 13819.4 | 14103.8 | 13878.2 | 12446.2 | 10598 | 10287.6 | 15400 | 12600
89% | 14595.8 | 14103.8 | 14162.6 | 14056.8 | 14162.6 | 14103.8 | 12780.8 | 10598 | 10553.6 | 15400 | 12600
88% | 15043.6 | 14162.6 | 14212.8 | 14162.6 | 14259.8 | 14162.6 | 12827.8 | 10703.2 | 10598 | 15400 | 12600
87% | 15095.4 | 14367.2 | 14367.2 | 14234.8 | 14414.2 | 14259.8 | 12886.6 | 10987.6 | 10787 | 15400 | 12600
86% | 15379.8 | 14414.2 | 14448.8 | 14367.2 | 14473 | 14414.2 | 12909.6 | 10987.6 | 10903.6 | 15400 | 12600
85% | 15379.8 | 14593.85 | 14595.8 | 14473 | 14595.8 | 14473 | 13091.2 | 10987.6 | 10987.6 | 15400 | 12600
84% | 15379.8 | 14603.2 | 14762.44 | 14595.8 | 14807.6 | 14595.8 | 13197 | 10987.6 | 11299.28 | 15400 | 12600
83% | 15690.2 | 14854.6 | 15043.6 | 14763.11 | 15095.4 | 14854.6 | 13319.8 | 10987.6 | 11403.2 | 15400 | 12600
82% | 15690.2 | 15095.4 | 15095.4 | 15043.6 | 15097.16 | 15095.4 | 13475.8 | 11298 | 11687.6 | 15400 | 12600
81% | 15690.2 | 15099.914 | 15284.4 | 15095.4 | 15379.8 | 15236.8 | 13639.182 | 11298 | 11687.6 | 15400 | 12600
80% | 15847.2 | 15379.8 | 15379.8 | 15357.72 | 15379.8 | 15379.8 | 13819.4 | 11298 | 11687.6 | 15400 | 12600
79% | 16024.8 | 15379.8 | 15379.8 | 15379.8 | 15379.8 | 15379.8 | 13819.4 | 11298 | 11687.6 | 15400 | 12600
78% | 16071.8 | 15415.8 | 15460.212 | 15379.8 | 15679.9 | 15379.8 | 14103.8 | 11964.792 | 11889.3 | 15400 | 12600
77% | 16071.8 | 15690.2 | 15677.122 | 15423.94 | 15690.2 | 15690.2 | 14103.8 | 12255.6 | 11998 | 15400 | 12600
76% | 16130.6 | 15690.2 | 15690.2 | 15639.024 | 15690.2 | 15690.2 | 14103.8 | 12255.6 | 11998 | 15400 | 12600
75% | 16213.8 | 15690.2 | 15690.2 | 15690.2 | 15690.2 | 15690.2 | 14103.8 | 12255.6 | 11998 | 15400 | 12600
74% | 16319.6 | 15690.2 | 15690.2 | 15690.2 | 15879.2 | 15690.2 | 14292.8 | 12255.6 | 11998 | 15400 | 12600
73% | 16897.644 | 15724.8 | 15879.2 | 15690.2 | 16024.8 | 15724.8 | 14414.2 | 12255.6 | 12255.42 | 15400 | 12600
72% | 17347.8 | 15879.2 | 16024.8 | 15775.576 | 16071.8 | 15879.4 | 14414.2 | 12444.6 | 12255.6 | 15400 | 12600
71% | 17347.8 | 16024.8 | 16071.8 | 15879.2 | 16071.8 | 16035.2 | 14414.2 | 12540.6 | 12255.6 | 15400 | 12600
70% | 17347.8 | 16071.8 | 16071.8 | 16024.8 | 16071.8 | 16071.8 | 14414.2 | 12605.6 | 12255.6 | 15400 | 12600
69% | 17347.8 | 16071.8 | 16071.8 | 16071.8 | 16130.6 | 16071.8 | 14414.2 | 12794.6 | 12255.6 | 15400 | 12600
68% | 17347.8 | 16071.8 | 16130.6 | 16071.8 | 16213.8 | 16097.2 | 14566.28 | 12955.6 | 12255.6 | 15400 | 12600
67% | 17347.8 | 16130.6 | 16189.8 | 16071.8 | 16319.6 | 16147.588 | 14709.4 | 12955.6 | 12411.6 | 15400 | 12600
66% | 17347.8 | 16213.8 | 16260.8 | 16130.6 | 16507.188 | 16260.8 | 14748.8 | 12955.6 | 12444.6 | 15400 | 12600
65% | 17347.8 | 16319.6 | 16372.4 | 16260.8 | 16914.6 | 16410.08 | 14795.8 | 12955.6 | 12447.6 | 15400 | 12600
64% | 17347.8 | 16416.8 | 16601 | 16319.6 | 17347.8 | 16786.248 | 14795.8 | 12955.6 | 12605.6 | 15400 | 12600
63% | 17347.8 | 16750.206 | 17043.8 | 16474.242 | 17347.8 | 17153.8 | 14854.6 | 12955.6 | 12797.6 | 15400 | 12600
62% | 17347.8 | 17153.8 | 17302.508 | 16828.772 | 17347.8 | 17347.8 | 14937.8 | 12955.6 | 12955.6 | 15400 | 12600
61% | 17347.8 | 17347.8 | 17347.8 | 17166.2 | 17347.8 | 17347.8 | 15043.6 | 12955.6 | 13144.6 | 15400 | 12600
60% | 17347.8 | 17347.8 | 17347.8 | 17347.8 | 17347.8 | 17347.8 | 15389.28 | 12955.6 | 13305.6 | 15400 | 12600
59% | 17347.8 | 17347.8 | 17347.8 | 17347.8 | 17347.8 | 17347.8 | 15843.2 | 12955.6 | 13461.6 | 15400 | 12600
58% | 17347.8 | 17347.8 | 17347.8 | 17347.8 | 17347.8 | 17347.8 | 16071.8 | 12955.6 | 13655.6 | 15400 | 12600
57% | 17536.8 | 17347.8 | 17347.8 | 17347.8 | 17347.8 | 17347.8 | 16071.8 | 12955.6 | 13655.6 | 15400 | 12600
56% | 17536.8 | 17347.8 | 17347.8 | 17347.8 | 17347.8 | 17347.8 | 16071.8 | 12955.6 | 13655.6 | 15400 | 12600
55% | 17692.8 | 17347.8 | 17347.8 | 17347.8 | 17347.8 | 17347.8 | 16071.8 | 12955.6 | 13655.6 | 15400 | 12600
54% | 17884.8 | 17347.8 | 17347.8 | 17347.8 | 17347.8 | 17347.8 | 16071.8 | 12955.6 | 13655.6 | 15400 | 12600
53% | 18131.8 | 17347.8 | 17347.8 | 17347.8 | 17347.8 | 17347.8 | 16071.8 | 12955.6 | 13655.6 | 15400 | 12600
52% | 18442.2 | 17347.8 | 17347.8 | 17347.8 | 17347.8 | 17347.8 | 16071.8 | 13103.52 | 13655.6 | 15400 | 12600
51% | 18668.8 | 17347.8 | 17347.8 | 17347.8 | 17347.8 | 17347.8 | 16071.8 | 13255.6 | 13655.6 | 15400 | 12600
50% | 18959.8 | 17347.8 | 17347.8 | 17347.8 | 17347.8 | 17347.8 | 16071.8 | 13931.6 | 13655.6 | 15400 | 12600
49% | 19360.8 | 17347.8 | 17347.8 | 17347.8 | 17347.8 | 17347.8 | 16071.8 | 14888.14 | 13655.6 | 15400 | 12600
48% | 19881.08 | 17347.8 | 17347.8 | 17347.8 | 17503.8 | 17347.8 | 16071.8 | 15203.6 | 13655.6 | 15400 | 12600
47% | 20099.8 | 17347.8 | 17347.8 | 17347.8 | 17536.8 | 17347.8 | 16071.8 | 15544.6 | 13655.6 | 15400 | 12600
46% | 20099.8 | 17347.8 | 17503.8 | 17347.8 | 17536.8 | 17536.8 | 16071.8 | 16028.12 | 13655.6 | 15400 | 12600
45% | 20099.8 | 17494.8 | 17536.8 | 17347.8 | 17536.8 | 17536.8 | 16071.8 | 16663.6 | 13655.6 | 15400 | 12600
44% | 20216.792 | 17536.8 | 17536.8 | 17347.8 | 17692.8 | 17536.8 | 16071.8 | 17163.2 | 13655.6 | 15400 | 12600
43% | 20291.8 | 17536.8 | 17536.8 | 17503.8 | 17847.4 | 17692.8 | 16071.8 | 17447.6 | 13655.6 | 15400 | 12600
42% | 20480.8 | 17536.8 | 17692.8 | 17536.8 | 18131.8 | 17929.436 | 16071.8 | 17603.6 | 13751.6 | 15400 | 12600
41% | 20806.548 | 17536.8 | 17847.4 | 17536.8 | 18320.8 | 18131.8 | 16071.8 | 17759.008 | 13844.6 | 15400 | 12600
40% | 21178.8 | 17631.564 | 18131.8 | 17536.8 | 18442.2 | 18442.2 | 16071.8 | 17955.6 | 13948.14 | 15400 | 12600
39% | 21417.4 | 17730.452 | 18228.154 | 17692.8 | 18685.6 | 18631.2 | 16071.8 | 18196.6 | 14411.6 | 15400 | 12600
38% | 21733.72 | 18036.4 | 18442.2 | 17692.8 | 18955.568 | 18815.8 | 16071.8 | 18458 | 14851.6 | 15400 | 12600
37% | 22055.6908 | 18282.764 | 18597.57 | 18003.4 | 19285.8 | 19098.758 | 16227.8 | 18807.97 | 15195 | 15400 | 12600
36% | 22347.8 | 18442.2 | 18823.8 | 18295.84 | 19570.2 | 19594.6 | 16231.976 | 19263.14 | 15745.6 | 15400 | 12600
35% | 22539.8 | 18713.8 | 19069.41 | 18507.51 | 19903.24 | 20018.1 | 16260.8 | 19415.6 | 15966.14 | 15400 | 12600
34% | 22713.9816 | 18849.74 | 19443.616 | 18822.696 | 20099.8 | 20099.8 | 16260.8 | 19463.54 | 16200.54 | 15400 | 12600
33% | 22923.928 | 19097.2 | 19828.828 | 19015.8 | 20099.8 | 20099.8 | 16260.8 | 19604.6 | 16471.6 | 15400 | 12600
32% | 23098.6 | 19422.2 | 20091.24 | 19337.6 | 20099.8 | 20099.8 | 16416.8 | 19625.54 | 16663.6 | 15400 | 12600
31% | 23293.408 | 19786.732 | 20099.8 | 19734.8 | 20288.8 | 20288.8 | 16657.706 | 19760.6 | 16795.54 | 15400 | 12600
30% | 23446.8 | 20098.4 | 20099.8 | 20073.6 | 20378.8 | 20375.3 | 16961.8 | 19923.6 | 16852.6 | 15400 | 12600
29% | 23635.6 | 20099.8 | 20209.558 | 20099.8 | 20655.8 | 20690.2 | 17246.638 | 20013.94 | 17008.6 | 15400 | 12600
28% | 23855.74 | 20136.408 | 20288.8 | 20099.8 | 21029.832 | 21119.1328 | 17606.6 | 20115.6 | 17267.1 | 15400 | 12600
27% | 24219.8612 | 20288.8 | 20433.888 | 20288.8 | 21386.35 | 21381.148 | 17996.776 | 20202.94 | 17552.017 | 15400 | 12600
26% | 24315.8 | 20350.86 | 20646.8 | 20447.8 | 21751.716 | 21689.956 | 18396.868 | 20282.9532 | 17871.6 | 15400 | 12600
25% | 24507.8 | 20521.1 | 20968.8 | 20810 | 22064 | 22012.2 | 18801.6 | 20398.54 | 18002 | 15400 | 12600
24% | 24639.74 | 20820.2 | 21187.76 | 21129.6 | 22407.8 | 22318.288 | 18823.8 | 20557.94 | 18195.54 | 15400 | 12600
23% | 24696.8 | 21152.906 | 21510.6 | 21372.8 | 22641.6 | 22617.8 | 18890.8 | 20713.94 | 18256.14 | 15400 | 12600
22% | 24888.08 | 21465.8 | 21869.8 | 21635.548 | 22850.2 | 22850.2 | 19012.8 | 21032.2 | 18505.94 | 15400 | 12600
21% | 25106.14 | 21784.85 | 22163.2294 | 21936.25 | 23184.8 | 23079.34 | 19284.38 | 21515.54 | 18763.54 | 15400 | 12600
20% | 25331.74 | 22172.88 | 22492.4 | 22239.92 | 23422.404 | 23282.96 | 19713.8 | 21671.54 | 18763.54 | 15400 | 12600
19% | 25547.8 | 22452.6 | 22658.2 | 22459.6 | 23728.8 | 23539.3566 | 20027.6 | 21860.54 | 18952.54 | 15400 | 12600
18% | 25880.136 | 22641.6 | 22943.896 | 22652.4 | 24084.8 | 23832.548 | 20474.476 | 22170.6 | 18952.54 | 15400 | 12600
17% | 26171.608 | 22918.8 | 23231.8 | 22850.2 | 24393.8 | 24238.4 | 20927.6 | 22215.54 | 19262.54 | 15400 | 12600
16% | 26450.2 | 23257.2 | 23576.5736 | 23125.8 | 24560.8 | 24499.74 | 21263.8 | 22366.708 | 19708.54 | 15400 | 12600
15% | 26668.6 | 23627.209 | 23858.8 | 23483.69 | 24852.69 | 24663.8 | 21622.65 | 22404.54 | 20163.54 | 15400 | 12600
14% | 26916.8 | 23863.616 | 24220.8 | 23740.2 | 25134.8 | 24926.8 | 21959.34 | 22560.54 | 20288.7 | 15400 | 12600
13% | 27296.6 | 24388.012 | 24400.39 | 24086.39 | 25413.54 | 25274.8 | 22420.8214 | 23047.14 | 20481.02 | 15400 | 12600
12% | 27581.14 | 24663.8 | 24696.096 | 24507.8 | 25748.8 | 25559.8 | 22897.1504 | 23492.2 | 21029.6 | 15400 | 12600
11% | 27971.784 | 24950.14 | 24950.14 | 24945.8 | 26233.136 | 25940.528 | 23231.8 | 24056.374 | 21608.059 | 15400 | 12600
10% | 28387.74 | 25477.8 | 25303.8 | 25288.706 | 26796.74 | 26550.034 | 23584.38 | 24693.94 | 22428.57 | 15400 | 12600
9% | 28714.34 | 26003.724 | 25827.656 | 25644.8 | 27265.3238 | 26952.74 | 24198.21 | 25358.5082 | 23059.18 | 15400 | 12600
8% | 29249.2 | 26607.74 | 26423.3208 | 26202.2 | 27887.592 | 27497.74 | 24738.8 | 25974.6 | 23683.6 | 15400 | 12600
7% | 29797.356 | 27288.47 | 27110.734 | 26794.7798 | 28396.8 | 28273.2 | 25243.584 | 26530.2 | 24338.44 | 15400 | 12600
6% | 30213.7336 | 27950.352 | 27808.0364 | 27654.084 | 29039.44 | 28976.4 | 25897.824 | 27447.14 | 24793.6 | 15400 | 12600
5% | 30760 | 28739.4 | 28498.8 | 28387.74 | 29774.6 | 29716.14 | 26827.74 | 28030.04 | 25214.6 | 15400 | 12600
4% | 31548.74 | 29503.504 | 29333.3864 | 29249.704 | 30467.4 | 30500.6 | 28061.54 | 28377.54 | 25772.94 | 15400 | 12600
3% | 32267.8 | 30431.74 | 30443.54 | 30380.9502 | 31291.34 | 31325.2 | 29146.8 | 28914.54 | 26562.54 | 15400 | 12600
2% | 33280.74 | 31705.8 | 31666.8 | 31481.8 | 32497.3596 | 32669.8 | 30678.6 | 29704.64 | 27035.04 | 15400 | 12600
1% | 35085.74 | 32899.14 | 33817.74 | 33536.54 | 34367.74 | 34534.74 | 32160.14 | 30512.54 | 27430.54 | 15400 | 12600

## NSW inertia
Projected inertia in the New South Wales
| 2019-20 | 2020-21 | 2021-22 | 2022-23 | 2023-24 | 2024-25 | 2029-30 | 2034-35 | 2039-40 | Secure Limit | Minimum Threshold
100% | 20505.2698 | 18028.2698 | 19247.2698 | 17627.2698 | 18025.2698 | 14892 | 12409 | 9763.2698 | 2480 | 12500 | 10000
99% | 24782.2698 | 23822.2698 | 24140.2413 | 23952 | 22787.8778 | 22113.2698 | 18022.2698 | 13023.2698 | 4960 | 12500 | 10000
98% | 26733.6698 | 24608.2698 | 24879.2698 | 25011.2698 | 24408.2698 | 23082 | 19852 | 14070 | 5636 | 12500 | 10000
97% | 27195 | 25497.712 | 25705.2698 | 26225.2698 | 25086 | 24812 | 20126 | 14880.6476 | 6433.2698 | 12500 | 10000
96% | 27999 | 26438 | 26435 | 26943.2698 | 25468.2698 | 25086 | 20502.2698 | 15412.2698 | 7283.2698 | 12500 | 10000
95% | 28800 | 27088.2698 | 27085.2698 | 27088.2698 | 25471.2698 | 25468.2698 | 20505.2698 | 15533.2698 | 7954.8174 | 12500 | 10000
94% | 29183.379 | 27192 | 27091.2698 | 27742 | 26232 | 25471.2698 | 21041.2698 | 16223.2698 | 8460 | 12500 | 10000
93% | 29568.2698 | 27908.2698 | 27704.419 | 28008.2698 | 26288.2698 | 26235 | 21322.2698 | 16323.2698 | 8860 | 12500 | 10000
92% | 29571.2698 | 28739.6698 | 28053.56 | 28605 | 26883.3498 | 26485 | 21925.2698 | 16550 | 8913.2698 | 12500 | 10000
91% | 29735 | 29052 | 28693.2698 | 28859.9016 | 27159.2698 | 26888.2698 | 22329 | 16800 | 9110 | 12500 | 10000
90% | 30229 | 29336 | 28918 | 28979.2698 | 27295 | 27295 | 22332 | 16953.2698 | 9263.2698 | 12500 | 10000
89% | 30431.2698 | 29568.2698 | 29192 | 29475 | 27298 | 27298 | 22332 | 17053.2698 | 9513.2698 | 12500 | 10000
88% | 30885.2698 | 29571.2698 | 29526.1098 | 29568.2698 | 27569 | 27322.6698 | 22603 | 17283.2698 | 9610 | 12500 | 10000
87% | 31188.2698 | 29571.2698 | 29568.2698 | 29571.2698 | 27765.6898 | 27570 | 22982.2698 | 17529.2698 | 9763.2698 | 12500 | 10000
86% | 31304.1658 | 29737.66 | 29571.2698 | 29672 | 27948.2698 | 27948.2698 | 22982.2698 | 17653.2698 | 9860 | 12500 | 10000
85% | 31477 | 30014.2698 | 29672 | 29778 | 27948.2698 | 27948.2698 | 22985.2698 | 17983.2698 | 9887.6698 | 12500 | 10000
84% | 31907 | 30331.2698 | 29845.2698 | 29996 | 27951.2698 | 27948.2698 | 22985.2698 | 17983.2698 | 10119.2698 | 12500 | 10000
83% | 32051.2698 | 30431.2698 | 30287.6521 | 30328.2698 | 27951.2698 | 27951.2698 | 22985.2698 | 18070 | 10263.2698 | 12500 | 10000
82% | 32155 | 30602.2698 | 30332 | 30385.2698 | 27951.2698 | 27951.2698 | 22985.2698 | 18453.2698 | 10469.7809 | 12500 | 10000
81% | 32219.2698 | 31140 | 30431.2698 | 30535 | 28222.2698 | 27951.2698 | 23256.2698 | 18750 | 10513.2698 | 12500 | 10000
80% | 32608.2698 | 31295 | 30672 | 30599.2698 | 28513.5079 | 27951.2698 | 23297 | 18780 | 10630 | 12500 | 10000
79% | 32739.6698 | 31398 | 31095 | 30861.2698 | 28715 | 28222.2698 | 23752 | 18780 | 10819.2698 | 12500 | 10000
78% | 32818 | 31566 | 31295 | 31137.5886 | 28718 | 28550.8098 | 23802.2698 | 18803.2698 | 11013.2698 | 12500 | 10000
77% | 32999.6698 | 31919.81 | 31398 | 31188.2698 | 28900 | 28715 | 24023 | 18803.2698 | 11280 | 12500 | 10000
76% | 33322.04 | 31984.1258 | 31554 | 31327.2698 | 29039.2698 | 28765.2698 | 24264.2698 | 18909.2698 | 11363.2698 | 12500 | 10000
75% | 33571.5 | 32051.2698 | 31933.2698 | 31425.6698 | 29314 | 28878.6198 | 24469.2698 | 19030 | 11596.6698 | 12500 | 10000
74% | 33602.6698 | 32155 | 31958 | 31672 | 29368.2698 | 28989 | 24812 | 19087.9 | 11760 | 12500 | 10000
73% | 33775 | 32219.2698 | 32051.2698 | 31952 | 29618.2698 | 29305 | 24812 | 19274 | 11931.9198 | 12500 | 10000
72% | 33778 | 32429 | 32066.5035 | 31982.6698 | 29778 | 29371.2698 | 24812 | 19403.2698 | 12063.2698 | 12500 | 10000
71% | 33873.6698 | 32715 | 32158 | 32051.2698 | 29778 | 29639.2698 | 24812 | 19403.2698 | 12235.0198 | 12500 | 10000
70% | 34049 | 32809.6698 | 32295 | 32051.2698 | 29778 | 29778 | 24839.6698 | 19433.2698 | 12386.6349 | 12500 | 10000
69% | 34228.2698 | 32943 | 32608.2698 | 32155 | 29920.8321 | 29778 | 25014.2398 | 19530 | 12539.2698 | 12500 | 10000
68% | 34389.4378 | 33018 | 32808.2698 | 32158 | 30052 | 29778 | 25086 | 19556.3258 | 12539.2698 | 12500 | 10000
67% | 34431.2698 | 33290.5398 | 32808.2698 | 32375.2828 | 30356.2698 | 29970.2698 | 25321.7708 | 19671 | 12539.2698 | 12500 | 10000
66% | 34533.4551 | 33503 | 32917.7041 | 32432 | 30431.2698 | 30052 | 25465.2698 | 19741.1698 | 12683.7428 | 12500 | 10000
65% | 34698 | 33578 | 33070.2698 | 32608.2698 | 30431.2698 | 30321.55 | 25465.2698 | 19872.2698 | 12862.2023 | 12500 | 10000
64% | 34843.52 | 33742.2698 | 33250.4426 | 32808.2698 | 30431.2698 | 30431.2698 | 25465.2698 | 20009.2698 | 13060 | 12500 | 10000
63% | 35106.7765 | 33775 | 33572 | 32811.2698 | 30431.2698 | 30431.2698 | 25465.2698 | 20009.2698 | 13263.2698 | 12500 | 10000
62% | 35195 | 33778 | 33639.2698 | 32954.1904 | 30431.2698 | 30431.2698 | 25465.2698 | 20009.2698 | 13463.2698 | 12500 | 10000
61% | 35291.2698 | 33945.2698 | 33745.2698 | 33018 | 30595 | 30431.2698 | 25465.2698 | 20133.2698 | 13646.4854 | 12500 | 10000
60% | 35450.2698 | 34049 | 33775 | 33082.2698 | 30705.2698 | 30431.2698 | 25465.2698 | 20183.2698 | 13760 | 12500 | 10000
59% | 35703 | 34228.2698 | 33820.0598 | 33168 | 31195 | 30431.2698 | 25654.2698 | 20321 | 13813.2698 | 12500 | 10000
58% | 35848.2698 | 34414.2698 | 34034 | 33500 | 31195 | 30598 | 25739.2698 | 20503.372 | 13813.2698 | 12500 | 10000
57% | 36012 | 34428.2698 | 34052 | 33575 | 31198 | 30828.4659 | 26073.6962 | 20735.31 | 13919.2698 | 12500 | 10000
56% | 36055 | 34438 | 34228.2698 | 33578 | 31198 | 31195 | 26229 | 20883.2698 | 14017.9 | 12500 | 10000
55% | 36082.6698 | 34638 | 34416.2698 | 33671.2698 | 31198 | 31195 | 26232 | 21083.2698 | 14162 | 12500 | 10000
54% | 36176.72 | 34702.2698 | 34428.2698 | 33671.2698 | 31248.2698 | 31195 | 26232 | 21230 | 14319.2698 | 12500 | 10000
53% | 36258 | 34827 | 34438 | 33830.2698 | 31251.2698 | 31198 | 26282.2698 | 21283.2698 | 14413.2698 | 12500 | 10000
52% | 36267.6698 | 35088.2698 | 34638 | 34025.2 | 31394.16 | 31198 | 26295.9626 | 21283.2698 | 14413.2698 | 12500 | 10000
51% | 36447.0917 | 35195 | 34665.6698 | 34228.2698 | 31469 | 31248.2698 | 26421 | 21389.2698 | 14510 | 12500 | 10000
50% | 36532 | 35291.2698 | 34706 | 34414.7698 | 31520 | 31380 | 26506 | 21504 | 14617.2698 | 12500 | 10000
49% | 36708.2698 | 35355.8762 | 35003.6698 | 34438 | 31776.2698 | 31445 | 26695 | 21669 | 14663.2698 | 12500 | 10000
48% | 36711.2698 | 35513 | 35195 | 34499.2698 | 31848.2698 | 31469 | 26882.2698 | 21878.912 | 14818.2698 | 12500 | 10000
47% | 36911.2698 | 35848.2698 | 35291.2698 | 34638 | 31851.2698 | 31522.3209 | 26885.2698 | 21883.2698 | 14913.2698 | 12500 | 10000
46% | 36918 | 35951.2698 | 35365.2698 | 34638 | 31851.2698 | 31719 | 27017.7072 | 21883.2698 | 15019.2698 | 12500 | 10000
45% | 36994 | 36055 | 35565.2698 | 34638 | 31851.2698 | 31848.2698 | 27156.2698 | 21883.2698 | 15019.2698 | 12500 | 10000
44% | 37191.7308 | 36085.6698 | 35848.2698 | 34665.6698 | 32012 | 31848.2698 | 27271.4778 | 21938 | 15019.2698 | 12500 | 10000
43% | 37546.2025 | 36258 | 36055 | 34827 | 32122.2698 | 31851.2698 | 27704.9 | 22087.2698 | 15019.2698 | 12500 | 10000
42% | 37627.84 | 36258 | 36057 | 34912 | 32134 | 31851.2698 | 28112 | 22157.2698 | 15019.2698 | 12500 | 10000
41% | 37675 | 36323 | 36058 | 35063.6 | 32391.83 | 31926.9 | 28435.09 | 22296 | 15019.2698 | 12500 | 10000
40% | 37675 | 36503.2 | 36243 | 35091.2698 | 32665.2698 | 32033.2698 | 28666 | 22489.2698 | 15019.2698 | 12500 | 10000
39% | 37678 | 36568.77 | 36258 | 35291.2698 | 32989.9 | 32122.2698 | 28712 | 22489.2698 | 15163.2698 | 12500 | 10000
38% | 37702.6698 | 36708.2698 | 36284.6698 | 35291.2698 | 33324.9 | 32136.78 | 28712 | 22489.2698 | 15526.5 | 12500 | 10000
37% | 37760.2698 | 36743.88 | 36395 | 35291.2698 | 33656.2698 | 32376.9 | 28712 | 22489.2698 | 15819.9 | 12500 | 10000
36% | 37925 | 36911.2698 | 36532 | 35365.2698 | 33678 | 32599.7786 | 28765.2698 | 22681 | 16219.9 | 12500 | 10000
35% | 37952 | 36911.2698 | 36682 | 35565.2698 | 33678 | 32941 | 28765.2698 | 22814.4563 | 16520.9 | 12500 | 10000
34% | 38199 | 36952.3321 | 36711.2698 | 35910.9257 | 33678 | 33369 | 28897 | 23213.9 | 16795.2698 | 12500 | 10000
33% | 38328.2698 | 37185.2698 | 36843 | 36055 | 33678 | 33653.9 | 28928.6698 | 23488 | 17071.2698 | 12500 | 10000
32% | 38331.2698 | 37376.7816 | 36911.2698 | 36058 | 33678 | 33678 | 28986 | 23939 | 17537.9 | 12500 | 10000
31% | 38465.6641 | 37606 | 36911.2698 | 36082.6698 | 33731.2698 | 33678 | 29103 | 24392.307 | 17713.2698 | 12500 | 10000
30% | 38538 | 37675 | 36918 | 36308 | 33877 | 33678 | 29290.2698 | 24711 | 17849.9 | 12500 | 10000
29% | 38538 | 37678 | 37129.94 | 36360.2698 | 33952 | 33678 | 29365.2698 | 25086.0659 | 18245.8 | 12500 | 10000
28% | 38605.2698 | 37850 | 37192 | 36658.36 | 33979.6698 | 33705.6698 | 29365.2698 | 25205.924 | 18580.5958 | 12500 | 10000
27% | 38727 | 37949 | 37571.2698 | 36711.2698 | 34177.262 | 33867 | 29365.2698 | 25615.098 | 18921.8934 | 12500 | 10000
26% | 38930.2698 | 38141.18 | 37675 | 36822.1696 | 34331.2698 | 33930.2698 | 29554.2698 | 26024.3505 | 19379.29 | 12500 | 10000
25% | 39191.2698 | 38328.2698 | 37760.2698 | 36918 | 34331.2698 | 33952 | 29639.2698 | 26462 | 19815.2 | 12500 | 10000
24% | 39192 | 38331.2698 | 37949 | 36985.2698 | 34331.2698 | 34057.2 | 29824.2698 | 26955.9 | 20167.2698 | 12500 | 10000
23% | 39465.2698 | 38516.2698 | 37980.2698 | 37144 | 34331.2698 | 34233.15 | 30043.2698 | 27449.9 | 20486.35 | 12500 | 10000
22% | 39787.6698 | 38538 | 38316.2698 | 37474.46 | 34495 | 34331.2698 | 30243.2698 | 27884 | 20950 | 12500 | 10000
21% | 40158 | 38602.2698 | 38337 | 37636.2998 | 34530.2698 | 34331.2698 | 30595 | 28209.19 | 21576.4804 | 12500 | 10000
20% | 40158 | 38766.9 | 38538 | 37909.4 | 34605.2698 | 34331.2698 | 30787.2698 | 28585.38 | 22013.2 | 12500 | 10000
19% | 40158 | 39113.4952 | 38602.2698 | 38454.29 | 34785.8898 | 34331.2698 | 31061.9 | 29002.7071 | 22521.185 | 12500 | 10000
18% | 40158 | 39191.2698 | 38727 | 38538 | 35145.666 | 34495 | 31171.2698 | 29435.9 | 22955.9 | 12500 | 10000
17% | 40282.318 | 39465.2698 | 39062 | 38538 | 35288.2698 | 34605.2698 | 31380 | 29915 | 23403.2 | 12500 | 10000
16% | 40374.6698 | 40011.2698 | 39204.2698 | 38603 | 35644.6023 | 34702 | 31654 | 30510.9 | 23974.7879 | 12500 | 10000
15% | 40459.6698 | 40158 | 39484 | 38753.6698 | 36086 | 34937 | 31870 | 30931.35 | 24589.6448 | 12500 | 10000
14% | 40783.6 | 40158 | 40056.5417 | 38812 | 36373.8125 | 35151.2698 | 32130 | 31464.216 | 25203.17 | 12500 | 10000
13% | 40811.2698 | 40333 | 40158 | 39100.9 | 36739.2698 | 35722.3748 | 32475.9 | 32166.8698 | 25886.795 | 12500 | 10000
12% | 40811.2698 | 40432 | 40295 | 39191.2698 | 36978 | 36086 | 32966.871 | 32813.9 | 26651.354 | 12500 | 10000
11% | 40936.1138 | 40596 | 40432 | 39333.7955 | 37217.1 | 36346 | 33466.9 | 33431.841 | 27378.505 | 12500 | 10000
10% | 41085.2698 | 40760 | 40610 | 39465.2698 | 37631.2698 | 36596.49 | 33888 | 34083.1789 | 27911.1 | 12500 | 10000
9% | 41209.6698 | 40811.2698 | 40811.2698 | 39812.9662 | 37905.2698 | 36884.77 | 34420 | 34800 | 28565.1 | 12500 | 10000
8% | 41723.3623 | 41000.2698 | 40944.1295 | 40418.804 | 38699.9 | 37346.44 | 34961.9 | 35473.9 | 29335.1 | 12500 | 10000
7% | 42344.344 | 41343.327 | 41273.2698 | 41147.2698 | 39685.9458 | 37907.9 | 35759.9 | 36267.9 | 29968.89 | 12500 | 10000
6% | 43090.9948 | 42099.172 | 41996.46 | 41599.2698 | 40636.8 | 38607.66 | 36358 | 36988.9 | 30774.1 | 12500 | 10000
5% | 44039.0698 | 42923.8 | 42969.05 | 42230 | 42169.9204 | 39547.195 | 37392.9 | 37838.47 | 31751.6024 | 12500 | 10000
4% | 45132.6447 | 43850.888 | 44030.0968 | 43342.9 | 43109.7 | 40631.64 | 38357.9 | 38705.1 | 32682.1 | 12500 | 10000
3% | 46589.9 | 45512.076 | 45538 | 44552.7 | 44746.1 | 42505.6848 | 39653.2922 | 39792.43 | 33567.1 | 12500 | 10000
2% | 48395.7 | 47579.9 | 47607.5698 | 46936.7625 | 46614.964 | 44705.756 | 41788.1 | 41108.654 | 34764.1 | 12500 | 10000
1% | 51761.3077 | 51264.008 | 50942.7 | 50134.9 | 48774.67 | 47517.8 | 44355.9 | 42832.384 | 36076.035 | 12500 | 10000

## SA inertia
Projected inertia in the South Australia grid
| 2019-20 | 2020-21 | 2021-22 | 2022-23 | 2023-24 | 2024-25 | 2029-30 | 2034-35 | 2039-40 | Secure Limit | Minimum Threshold
100% | 4267.5 | 5006.5 | 5861 | 5861 | 4400 | 4400 | 4400 | 4400 | 4400 | 6000 | 4400
99% | 4267.5 | 5861 | 5861 | 5861 | 4400 | 4400 | 4400 | 4400 | 4400 | 6000 | 4400
98% | 4267.5 | 5861 | 5861 | 5861 | 4400 | 4400 | 4400 | 4400 | 4400 | 6000 | 4400
97% | 4267.5 | 6200 | 5944.1 | 5971.8 | 4400 | 4400 | 4400 | 4400 | 4400 | 6000 | 4400
96% | 4572.2 | 6467.5 | 6200 | 6200 | 4400 | 4400 | 4400 | 4400 | 4400 | 6000 | 4400
95% | 5619 | 6467.5 | 6200 | 6200 | 4400 | 4400 | 4400 | 4400 | 4400 | 6000 | 4400
94% | 6064.5 | 7258 | 6761 | 6761 | 4400 | 4400 | 4400 | 4400 | 4400 | 6000 | 4400
93% | 6341.5 | 7658 | 7658 | 7658 | 4400 | 4400 | 4400 | 4400 | 4400 | 6000 | 4400
92% | 6348 | 7658 | 7658 | 7658 | 4400 | 4400 | 4400 | 4400 | 4400 | 6000 | 4400
91% | 6348 | 7658 | 7658 | 7658 | 4704.7 | 4400 | 4400 | 4400 | 4400 | 6000 | 4400
90% | 6348 | 7658 | 7658 | 7658 | 6200 | 4400 | 4400 | 4400 | 4400 | 6000 | 4400
89% | 6348 | 7824.2 | 7658 | 7658 | 6200 | 4400 | 4400 | 4400 | 4400 | 6000 | 4400
88% | 6348 | 8264.5 | 7658 | 7658 | 6477 | 4400 | 4400 | 4400 | 4400 | 6000 | 4400
87% | 6348 | 8544.5 | 7658 | 7658 | 7658 | 4400 | 4400 | 4400 | 4427.7 | 6000 | 4400
86% | 6348 | 8548 | 7658 | 7658 | 7658 | 4400 | 4400 | 4400 | 4566.2 | 6000 | 4400
85% | 6348 | 8548 | 7658 | 7658 | 7658 | 4400 | 4400 | 4400 | 4677 | 6000 | 4400
84% | 6348 | 8548 | 7658 | 7658 | 7658 | 4400 | 4400 | 4400 | 4704.7 | 6000 | 4400
83% | 6348 | 8548 | 7658 | 7658 | 7658 | 4400 | 4400 | 4400 | 4704.7 | 6000 | 4400
82% | 6348 | 8548 | 7658 | 7658 | 7658 | 4400 | 4400 | 4400 | 4732.4 | 6000 | 4400
81% | 6348 | 8548 | 7658 | 7658 | 7658 | 4400 | 4400 | 4400 | 4732.4 | 6000 | 4400
80% | 6348 | 8548 | 7658 | 7658 | 7658 | 4400 | 4400 | 4400 | 4732.4 | 6000 | 4400
79% | 6348 | 8548 | 7658 | 7658 | 7658 | 4400 | 4400 | 4400 | 4750 | 6000 | 4400
78% | 6348 | 8548 | 7658 | 7658 | 7658 | 4400 | 4400 | 4400 | 4750 | 6000 | 4400
77% | 6348 | 8548 | 7658 | 7658 | 7658 | 4400 | 4400 | 4400 | 4750 | 6000 | 4400
76% | 6348 | 8548 | 7658 | 7658 | 7658 | 4621.6 | 4400 | 4483.1 | 5027 | 6000 | 4400
75% | 6348 | 8548 | 7658 | 7658 | 7658 | 7658 | 4400 | 7658 | 5082.4 | 6000 | 4400
74% | 6348 | 8686.5 | 7658 | 7658 | 7658 | 7658 | 4400 | 7658 | 5100 | 6000 | 4400
73% | 6403.4 | 8719 | 7658 | 7658 | 7658 | 7658 | 4400 | 7658 | 5100 | 6000 | 4400
72% | 6486.5 | 8719 | 7658 | 7658 | 7658 | 7658 | 4400 | 7658 | 5100 | 6000 | 4400
71% | 6519 | 8719 | 7658 | 7658 | 7658 | 7658 | 4400 | 7658 | 5100 | 6000 | 4400
70% | 6519 | 8719 | 7658 | 7658 | 7658 | 7658 | 4400 | 7658 | 5127.7 | 6000 | 4400
69% | 6519 | 8719 | 7658 | 7658 | 7658 | 7658 | 4400 | 7658 | 5432.4 | 6000 | 4400
68% | 6519 | 8719 | 7658 | 7658 | 7658 | 7658 | 4400 | 7685.7 | 5450 | 6000 | 4400
67% | 6519 | 8719 | 9119 | 7658 | 7658 | 7658 | 4400 | 7935 | 5450 | 6000 | 4400
66% | 6519 | 8719 | 9119 | 7658 | 7658 | 7658 | 4400 | 7990.4 | 5450 | 6000 | 4400
65% | 6519 | 8719 | 9119 | 9119 | 7658 | 7658 | 4400 | 8688.4 | 5450 | 6000 | 4400
64% | 6519 | 8719 | 9119 | 9119 | 7658 | 7658 | 4400 | 9287 | 5450 | 6000 | 4400
63% | 6519 | 8769.6 | 9287 | 9119 | 7658 | 7658 | 4400 | 9287 | 5477.7 | 6000 | 4400
62% | 6519 | 8852.7 | 9287 | 9146.7 | 7658 | 7658 | 4400 | 9287 | 5711.2 | 6000 | 4400
61% | 6569.6 | 8887 | 9287 | 9287 | 7962.7 | 7658 | 4427.7 | 9287 | 5738.9 | 6000 | 4400
60% | 6625 | 8887 | 9287 | 9287 | 8558 | 7768.8 | 5751.2 | 9287 | 5738.9 | 6000 | 4400
59% | 6652.7 | 8887 | 9287 | 9287 | 9287 | 8277 | 7658 | 9287 | 5782.4 | 6000 | 4400
58% | 6652.7 | 8996 | 9287 | 9287 | 9287 | 9287 | 7658 | 9287 | 5800 | 6000 | 4400
57% | 6652.7 | 9119 | 9287 | 9287 | 9287 | 9287 | 7658 | 9287 | 5800 | 6000 | 4400
56% | 6687 | 9287 | 9287 | 9287 | 9287 | 9287 | 7658 | 9287 | 5800 | 6000 | 4400
55% | 6687 | 9287 | 9287 | 9287 | 9287 | 9287 | 7658 | 9287 | 5800 | 6000 | 4400
54% | 6687 | 9314.7 | 9287 | 9287 | 9287 | 9287 | 7658 | 9287 | 5800 | 6000 | 4400
53% | 6742.4 | 9723.2 | 9458 | 9287 | 9287 | 9287 | 7658 | 9314.7 | 5800 | 6000 | 4400
52% | 6853.2 | 10019 | 9710.3 | 9287 | 9287 | 9287 | 7658 | 9314.7 | 5800 | 6000 | 4400
51% | 7248 | 10162.2 | 10748 | 9287 | 9287 | 9287 | 7658 | 9314.7 | 5800 | 6000 | 4400
50% | 7248 | 10348 | 10748 | 9327.65 | 9287 | 9287 | 7658 | 9342.4 | 5800 | 6000 | 4400
49% | 7793 | 10348 | 10748 | 9480.9 | 9287 | 9287 | 7658 | 9453.2 | 5800 | 6000 | 4400
48% | 7962.2 | 10348 | 10748 | 9813.104 | 9287 | 9287 | 7658 | 9564 | 5800 | 6000 | 4400
47% | 8148 | 10348 | 10748 | 10748 | 9287 | 9287 | 7658 | 9591.7 | 5800 | 6000 | 4400
46% | 8148 | 10348 | 10748 | 10748 | 9287 | 9287 | 7658 | 9591.7 | 5800 | 6000 | 4400
45% | 8148 | 10348 | 10748 | 10748 | 9287 | 9287 | 7658 | 9591.7 | 5800 | 6000 | 4400
44% | 8148 | 10696.2 | 10748 | 10748 | 9287 | 9287 | 7658 | 9619.4 | 5800 | 6000 | 4400
43% | 8148 | 10748 | 10748 | 10748 | 9287 | 9287 | 7658 | 9619.4 | 5800 | 6000 | 4400
42% | 8148 | 10748 | 10748 | 10748 | 9287 | 9287 | 7658 | 9619.4 | 5800 | 6000 | 4400
41% | 8148 | 10748 | 10748 | 10748 | 9287 | 9287 | 7768.8 | 9619.4 | 5800 | 6000 | 4400
40% | 8148 | 10748 | 10748 | 10748 | 9287 | 9287 | 8304.7 | 9667.2 | 5800 | 6000 | 4400
39% | 8215 | 10748 | 10748 | 10748 | 9287 | 9287 | 9287 | 9694.9 | 5800 | 6000 | 4400
38% | 8319 | 10748 | 10748 | 10748 | 9287 | 9287 | 9287 | 11562.7 | 5800 | 6000 | 4400
37% | 8487 | 10748 | 10748 | 10748 | 9287 | 9287 | 9287 | 11946.4 | 5800 | 6000 | 4400
36% | 8719 | 10748 | 10748 | 10748 | 9287 | 9287 | 9287 | 12319.4 | 5800 | 6000 | 4400
35% | 8838 | 10748 | 10748 | 10748 | 9287 | 9287 | 9287 | 12596.9 | 5800 | 6000 | 4400
34% | 9215.2 | 10748 | 10748 | 10748 | 9287 | 9287 | 9287 | 12925.2 | 5800 | 6000 | 4400
33% | 9948 | 10748 | 10748 | 10748 | 9287 | 9287 | 9287 | 12952.9 | 5827.7 | 6000 | 4400
32% | 9948 | 10748 | 10748 | 10748 | 9287 | 9287 | 9287 | 12952.9 | 5827.7 | 6000 | 4400
31% | 10105 | 10748 | 10748 | 10748 | 9287 | 9287 | 9287 | 13191.7 | 5950.5 | 6000 | 4400
30% | 10225 | 10748 | 10748 | 10748 | 9287 | 9287 | 9287 | 13219.4 | 5999.9 | 6000 | 4400
29% | 10252.7 | 10831.1 | 10748 | 10748 | 9287 | 9287 | 9287 | 13219.4 | 6021.6 | 6000 | 4400
28% | 10378.125 | 10919 | 10748 | 10748 | 9287 | 9287 | 9287 | 13219.4 | 6039.5 | 6000 | 4400
27% | 10645 | 10919 | 10748 | 10748 | 9311.2 | 9287 | 9287 | 13325.9 | 6067.2 | 6000 | 4400
26% | 10894.3 | 10919 | 10748 | 10748 | 9370.1 | 9287 | 9287 | 13592.9 | 6067.2 | 6000 | 4400
25% | 11220.2 | 10919 | 10748 | 10748 | 9453.2 | 9287 | 9287 | 13654.2 | 6067.2 | 6000 | 4400
24% | 11405.2 | 11025 | 10748 | 10748 | 9480.9 | 9370.1 | 9287 | 13681.9 | 6067.2 | 6000 | 4400
23% | 11710.5 | 11052.7 | 10803.4 | 10748 | 9564 | 9480.9 | 9314.7 | 14170.5 | 6094.9 | 6000 | 4400
22% | 11815 | 11087 | 10858.8 | 10803.4 | 9578.2 | 9564 | 9314.7 | 14198.2 | 6094.9 | 6000 | 4400
21% | 11842.7 | 11552.7 | 10941.9 | 10858.8 | 9591.7 | 9591.7 | 9338.9 | 14225.9 | 6094.9 | 6000 | 4400
20% | 11922.06 | 11893.2 | 10997.3 | 10941.9 | 9677 | 9591.7 | 9425.5 | 14225.9 | 6094.9 | 6000 | 4400
19% | 12085.2 | 12425 | 11025 | 11025 | 9858 | 9773.78 | 9564 | 14225.9 | 6094.9 | 6000 | 4400
18% | 12241.125 | 12548 | 11052.7 | 11052.7 | 10162.7 | 9858 | 9591.7 | 14437.5 | 6094.9 | 6000 | 4400
17% | 12339.625 | 12548 | 11319 | 11128.2 | 11997.5 | 10243.618 | 9619.4 | 14465.2 | 6094.9 | 6000 | 4400
16% | 12413.7 | 12548 | 11402.1 | 11319 | 12569.2 | 12025.2 | 9619.4 | 14492.9 | 6094.9 | 6000 | 4400
15% | 12729.175 | 12548 | 11623.7 | 11562.7 | 13047.8 | 12754.2 | 9694.9 | 14526.5 | 6104.7 | 6000 | 4400
14% | 12821.5 | 12554 | 13023.7 | 12861.682 | 13164 | 13075.5 | 9963.328 | 14554.2 | 6132.4 | 6000 | 4400
13% | 12849.2 | 13119 | 13486.2 | 13191.7 | 13191.7 | 13164 | 11584.583 | 14554.2 | 6132.4 | 6000 | 4400
12% | 12849.2 | 13392.5 | 14030.2 | 13832.004 | 13191.7 | 13191.7 | 12541.5 | 14554.2 | 6389.5 | 6000 | 4400
11% | 13149.8 | 13870.5 | 14498.8 | 14330.8 | 13547.7 | 13270.5 | 12997.017 | 14554.2 | 6444.9 | 6000 | 4400
10% | 13177.5 | 14042.7 | 14625 | 14508.8 | 13804.5 | 13626.5 | 13191.7 | 14554.2 | 6761.2 | 6000 | 4400
9% | 13205.2 | 14458.8 | 14652.7 | 14625 | 14170.5 | 13832.2 | 13219.4 | 14581.9 | 6794.9 | 6000 | 4400
8% | 13266.5 | 14652.7 | 14759.2 | 14652.7 | 14198.2 | 14170.5 | 13498.676 | 14581.9 | 7117.2 | 6000 | 4400
7% | 13339.5 | 14993.8 | 15188.2 | 14731.5 | 14198.2 | 14198.2 | 13916.4 | 14581.9 | 7138.9 | 6000 | 4400
6% | 13346.125 | 15049.2 | 15554.2 | 15204.2 | 14437.5 | 14198.2 | 14225.9 | 14581.9 | 7378.2 | 6000 | 4400
5% | 13546.2 | 15405.2 | 15659.2 | 15631.5 | 14526.5 | 14526.5 | 14225.9 | 14581.9 | 7439.5 | 6000 | 4400
4% | 13695.5 | 15583.2 | 15987.5 | 15659.2 | 14554.2 | 14554.2 | 14554.2 | 14581.9 | 7467.2 | 6000 | 4400
3% | 13702.125 | 16426.5 | 16193.2 | 15926.2 | 14615.5 | 14554.2 | 14581.9 | 14581.9 | 7494.9 | 6000 | 4400
2% | 13702.125 | 16454.2 | 16454.2 | 16015.2 | 14732.2 | 14704.5 | 14732.2 | 14581.9 | 7494.9 | 6000 | 4400
1% | 13880.125 | 16932.8 | 16810.2 | 16193.2 | 14769.2 | 14769.2 | 14759.9 | 14581.9 | 7494.9 | 6000 | 4400

## TAS inertia
Projected inertia in the Tasmania grid
| 2019-20 | 2020-21 | 2021-22 | 2022-23 | 2023-24 | 2024-25 | 2029-30 | 2034-35 | 2039-40 | Secure Limit | Minimum Threshold
100% | 1369.295 | 1206.295 | 1359.32 | 1251.2 | 1251.2 | 1251.2 | 1173.295 | 788.6 | 625.6 | 3800 | 3200
99% | 1994.895 | 1765.6024 | 1765.6024 | 1630.64 | 1690.775 | 1690.775 | 1754.7395 | 1251.2 | 1251.2 | 3800 | 3200
98% | 2135.8573 | 1831.895 | 1826.6166 | 1887.44 | 1888.4525 | 1888.4525 | 1940.015 | 1414.2 | 1251.2 | 3800 | 3200
97% | 2238.9823 | 1929.6073 | 2037 | 2051.4525 | 1944.6673 | 2007.295 | 1943.775 | 1414.2 | 1251.2 | 3800 | 3200
96% | 2374.1399 | 2074.8673 | 2111.9673 | 2201.0604 | 2080.2297 | 2168.0374 | 2086.1121 | 1560.575 | 1251.2 | 3800 | 3200
95% | 2454.2023 | 2162.5671 | 2293.7023 | 2363.9173 | 2207.6574 | 2364.84 | 2214.6174 | 1560.575 | 1251.2 | 3800 | 3200
94% | 2495.626 | 2238.9823 | 2400.9073 | 2466.0673 | 2319.2599 | 2538.8525 | 2311.415 | 1642.2224 | 1251.2 | 3800 | 3200
93% | 2525.3623 | 2238.9823 | 2466.0673 | 2576.7569 | 2428.6399 | 2596.2673 | 2400.9073 | 1798.895 | 1251.2 | 3800 | 3200
92% | 2611.9248 | 2238.9823 | 2574.1873 | 2669.0049 | 2511.2199 | 2668.8448 | 2487.1348 | 1888.4525 | 1414.2 | 3800 | 3200
91% | 2743.7248 | 2368.3973 | 2667.5823 | 2730.4913 | 2559.0599 | 2674.215 | 2547.2823 | 1940.015 | 1414.2 | 3800 | 3200
90% | 2821.8064 | 2428.9673 | 2755.6823 | 2858.0353 | 2607.1573 | 2760.1374 | 2608.6647 | 1940.015 | 1414.2 | 3800 | 3200
89% | 2879.4623 | 2473.7998 | 2843.7073 | 2935.3416 | 2693.1399 | 2820.8849 | 2686.3148 | 2051.4525 | 1414.2 | 3800 | 3200
88% | 2958.1748 | 2525.3623 | 2911.3599 | 2979.7323 | 2747.1573 | 2893.2713 | 2710.2823 | 2103.015 | 1414.2 | 3800 | 3200
87% | 3025.3495 | 2577.5823 | 2957.2099 | 3048.8823 | 2803.7174 | 2961.2525 | 2760.1374 | 2168.0374 | 1414.2 | 3800 | 3200
86% | 3089.9748 | 2663.3048 | 3012.8948 | 3091.5323 | 2876.1979 | 3012.815 | 2804.0024 | 2260.2823 | 1414.2 | 3800 | 3200
85% | 3157.5873 | 2698.4873 | 3052.3073 | 3143.0948 | 2933.1523 | 3047.4599 | 2880.7938 | 2334.2673 | 1414.2 | 3800 | 3200
84% | 3218.0623 | 2776.0839 | 3144.6849 | 3195.5186 | 2988.2481 | 3091.5323 | 2933.1523 | 2410.2773 | 1414.2 | 3800 | 3200
83% | 3290.3468 | 2820.5873 | 3228.959 | 3275.3198 | 3034.9748 | 3138.7898 | 3000.3298 | 2467.8774 | 1513.7 | 3800 | 3200
82% | 3345.9498 | 2828.0823 | 3301.5792 | 3358.3957 | 3068.1649 | 3178.8063 | 3037.8541 | 2530.3573 | 1513.7 | 3800 | 3200
81% | 3448.3699 | 2907.0873 | 3370.9698 | 3417.3823 | 3118.9115 | 3240.8374 | 3080.6365 | 2547.2823 | 1513.7 | 3800 | 3200
80% | 3512.2948 | 2958.1748 | 3436.0109 | 3496.8273 | 3177.3789 | 3281.4823 | 3129.6023 | 2553.2174 | 1676.7 | 3800 | 3200
79% | 3564.3123 | 3046.8498 | 3529.6093 | 3586.5698 | 3264.4743 | 3336.1739 | 3143.0948 | 2633.4823 | 1767.252 | 3800 | 3200
78% | 3644.0948 | 3136.8199 | 3629.0588 | 3695.5073 | 3345.5573 | 3417.8999 | 3233.342 | 2710.2823 | 1893.14 | 3800 | 3200
77% | 3738.3748 | 3180.4748 | 3707.9948 | 3810.3524 | 3413.5935 | 3493.8198 | 3328.0073 | 2744.7131 | 1893.14 | 3800 | 3200
76% | 3767.9748 | 3274.1748 | 3785.5523 | 3915.5073 | 3485.0031 | 3549.5948 | 3405.3823 | 2830.9849 | 1893.14 | 3800 | 3200
75% | 3808.0323 | 3419.1898 | 3881.5148 | 4008.1898 | 3558.4899 | 3620.0198 | 3501.7073 | 2929.2024 | 1893.14 | 3800 | 3200
74% | 3814.4952 | 3511.2123 | 3913.1948 | 4043.3948 | 3665.0698 | 3707.9948 | 3588.2698 | 3005.4024 | 1893.14 | 3800 | 3200
73% | 3848.2123 | 3629.6323 | 3939.1447 | 4067.0748 | 3742.3823 | 3761.3948 | 3735.6198 | 3064.3823 | 2028.1024 | 3800 | 3200
72% | 3899.7748 | 3733.8074 | 3958.4323 | 4088.6323 | 3838.1948 | 3838.027 | 3837.9774 | 3116.1899 | 2056.14 | 3800 | 3200
71% | 3899.7748 | 3767.9748 | 3993.4323 | 4123.6323 | 3917.1073 | 3865.8198 | 3865.8198 | 3143.0948 | 2121.3 | 3800 | 3200
70% | 3899.7748 | 3809.2748 | 4044.9948 | 4175.1948 | 4002.0698 | 3925.2698 | 3924.6948 | 3291.7229 | 2244.5424 | 3800 | 3200
69% | 3899.7748 | 3813.2123 | 4044.9948 | 4175.1948 | 4043.3948 | 4012.1948 | 4000.2523 | 3399.7977 | 2377.0273 | 3800 | 3200
68% | 3899.7748 | 3848.2123 | 4044.9948 | 4175.1948 | 4067.0748 | 4043.3948 | 4037.0698 | 3482.6323 | 2472.5649 | 3800 | 3200
67% | 3899.7748 | 3899.7748 | 4044.9948 | 4175.1948 | 4088.6323 | 4051.8148 | 4046.8323 | 3562.5442 | 2500.4073 | 3800 | 3200
66% | 4108.2148 | 3899.7748 | 4044.9948 | 4175.1948 | 4123.6323 | 4084.6948 | 4084.6948 | 3709.4155 | 2500.4073 | 3800 | 3200
65% | 4231.5948 | 3899.7748 | 4131.9948 | 4175.1948 | 4175.1948 | 4088.6323 | 4088.6323 | 3828.9448 | 2500.4073 | 3800 | 3200
64% | 4484.0099 | 3899.7748 | 4259.3899 | 4351.1323 | 4175.1948 | 4098.3948 | 4098.3948 | 3865.8198 | 2606.9974 | 3800 | 3200
63% | 4902.0148 | 3899.7748 | 4340.4348 | 4639.3721 | 4175.1948 | 4147.3524 | 4147.3524 | 3924.6948 | 2663.4073 | 3800 | 3200
62% | 5307.2123 | 3899.7748 | 4468.9948 | 4902.0348 | 4175.1948 | 4175.1948 | 4175.1948 | 4012.1948 | 2663.4073 | 3800 | 3200
61% | 5647.4273 | 3899.7748 | 4708.6348 | 5074.1674 | 4175.1948 | 4175.1948 | 4175.1948 | 4044.9948 | 2750.9073 | 3800 | 3200
60% | 5719.2448 | 4203.7524 | 5002.4348 | 5195.34 | 4175.1948 | 4175.1948 | 4175.1948 | 4067.0748 | 2809.7823 | 3800 | 3200
59% | 5855.5248 | 4440.0348 | 5356.1548 | 5269.2055 | 4289.1073 | 4175.1948 | 4175.1948 | 4088.6323 | 2869.6573 | 3800 | 3200
58% | 5907.8648 | 4795.3581 | 5489.7399 | 5360.1025 | 4479.1724 | 4175.1948 | 4175.1948 | 4123.6323 | 2946.7873 | 3800 | 3200
57% | 5975.5822 | 5086.6467 | 5603.5698 | 5469.3625 | 4745.5664 | 4175.1948 | 4175.1948 | 4175.1948 | 3017.2111 | 3800 | 3200
56% | 6030.7688 | 5564.2948 | 5660.1399 | 5539.2723 | 4982.4032 | 4290.0698 | 4420.4523 | 4175.1948 | 3087.9073 | 3800 | 3200
55% | 6053.4073 | 5802.9698 | 5729.4599 | 5593.2025 | 5148.2098 | 4416.5148 | 4681.6834 | 4175.1948 | 3096.2198 | 3800 | 3200
54% | 6091.5073 | 5882.1728 | 5807.0799 | 5639.7825 | 5266.9123 | 4631.9899 | 5030.0698 | 4175.1948 | 3217.3873 | 3800 | 3200
53% | 6119.7073 | 5966.9748 | 5870.0455 | 5673.3474 | 5354.4947 | 4746.3948 | 5324.3548 | 4175.1948 | 3285.7473 | 3800 | 3200
52% | 6167.5523 | 6010.8399 | 5892.2999 | 5716.5825 | 5476.1324 | 4994.1174 | 5606.9749 | 4431.9948 | 3374.7048 | 3800 | 3200
51% | 6199.9448 | 6059.5323 | 5938.8799 | 5752.016 | 5559.4054 | 5215.5975 | 5792.9546 | 4787.2723 | 3446.7275 | 3800 | 3200
50% | 6212.0823 | 6106.8011 | 5966.7224 | 5785.6349 | 5632.1948 | 5326.7823 | 5934.5224 | 5484.0149 | 3520.7198 | 3800 | 3200
49% | 6226.5323 | 6149.2298 | 5996.9424 | 5813.8548 | 5718.4073 | 5436.2374 | 6038.6667 | 5921.6369 | 3583.6593 | 3800 | 3200
48% | 6261.5273 | 6168.8823 | 6030.9201 | 5844.2573 | 5757.4948 | 5503.0784 | 6096.7323 | 6112.3799 | 3690.9438 | 3800 | 3200
47% | 6290.4448 | 6209.5704 | 6043.5224 | 5876.9098 | 5807.5023 | 5587.4599 | 6150.0324 | 6178.1148 | 3747.7273 | 3800 | 3200
46% | 6314.1649 | 6240.6448 | 6088.4323 | 5896.6559 | 5819.2209 | 5654.778 | 6204.4898 | 6295.6248 | 3830.0948 | 3800 | 3200
45% | 6342.0073 | 6265.019 | 6120.3224 | 5930.2025 | 5873.3191 | 5690.7723 | 6279.4824 | 6369.2851 | 3866.7148 | 3800 | 3200
44% | 6342.0073 | 6290.4448 | 6146.2648 | 5949.4517 | 5913.1698 | 5738.1073 | 6329.6227 | 6406.5698 | 3965.3198 | 3800 | 3200
43% | 6342.0073 | 6307.2937 | 6166.6512 | 5972.4474 | 5956.4324 | 5752.8224 | 6379.9698 | 6449.4424 | 4000.3323 | 3800 | 3200
42% | 6342.0073 | 6340.8748 | 6184.9823 | 6000.2898 | 5999.0051 | 5787.7424 | 6402.8624 | 6495.4649 | 4037.8198 | 3800 | 3200
41% | 6351.7698 | 6342.0073 | 6219.771 | 6019.0274 | 6018.5624 | 5815.4823 | 6428.2249 | 6536.8715 | 4041.7573 | 3800 | 3200
40% | 6385.2073 | 6342.0073 | 6243.7024 | 6048.5124 | 6035.5148 | 5836.7 | 6449.4424 | 6579.3224 | 4100.6948 | 3800 | 3200
39% | 6428.5073 | 6342.0073 | 6271.5448 | 6076.3548 | 6065.1424 | 5869.9062 | 6476.2448 | 6630.8849 | 4128.3198 | 3800 | 3200
38% | 6431.9473 | 6367.4948 | 6275.8799 | 6089.5573 | 6080.1073 | 5903.1142 | 6500.6849 | 6651.9073 | 4128.3198 | 3800 | 3200
37% | 6476.4148 | 6391.7523 | 6321.2898 | 6095.8274 | 6106.7723 | 5951.4885 | 6526.2424 | 6680.2323 | 4128.3198 | 3800 | 3200
36% | 6515.1323 | 6427.0073 | 6358.1073 | 6123.6698 | 6118.2224 | 5979.2873 | 6554.0849 | 6737.8698 | 4130.4284 | 3800 | 3200
35% | 6530.7199 | 6428.5698 | 6388.3523 | 6124.1773 | 6164.7709 | 6007.5498 | 6579.1948 | 6775.3198 | 4251.8073 | 3800 | 3200
34% | 6555.6273 | 6463.5698 | 6413.4024 | 6175.6215 | 6178.1148 | 6039.0248 | 6608.9823 | 6782.1073 | 4381.2831 | 3800 | 3200
33% | 6584.0123 | 6493.6748 | 6444.6698 | 6210.2323 | 6201.7954 | 6092.5649 | 6640.9873 | 6822.4948 | 4471.719 | 3800 | 3200
32% | 6597.5548 | 6515.1323 | 6479.6698 | 6240.9079 | 6246.5849 | 6120.4073 | 6677.4649 | 6831.8523 | 4684.6198 | 3800 | 3200
31% | 6601.6948 | 6533.6623 | 6518.0448 | 6259.9773 | 6272.5273 | 6145.6748 | 6726.6123 | 6867.7323 | 4956.2497 | 3800 | 3200
30% | 6644.8948 | 6555.3123 | 6531.2323 | 6296.7948 | 6295.9323 | 6152.4123 | 6754.2649 | 6872.9748 | 5173.5236 | 3800 | 3200
29% | 6679.0073 | 6590.6948 | 6535.9123 | 6309.4474 | 6341.2649 | 6195.4073 | 6782.1073 | 6930.6698 | 5330.6698 | 3800 | 3200
28% | 6679.0073 | 6601.6948 | 6580.7024 | 6368.5573 | 6372.4222 | 6238.9748 | 6814.1123 | 6954.2948 | 5537.9568 | 3800 | 3200
27% | 6711.0123 | 6624.4498 | 6608.5448 | 6383.3573 | 6397.8073 | 6284.6175 | 6857.7211 | 6955.2323 | 5617.7873 | 3800 | 3200
26% | 6756.7623 | 6655.2248 | 6645.4323 | 6383.3573 | 6402.0148 | 6319.2823 | 6877.4948 | 7004.3349 | 5831.8073 | 3800 | 3200
25% | 6800.5698 | 6679.0073 | 6695.1073 | 6410.6323 | 6447.5523 | 6380.0948 | 6918.4148 | 7041.7948 | 5939.9073 | 3800 | 3200
24% | 6837.7023 | 6683.9184 | 6736.4323 | 6469.8573 | 6495.4698 | 6453.9148 | 6954.2948 | 7051.9148 | 6078.9398 | 3800 | 3200
23% | 6852.1323 | 6715.9748 | 6781.6698 | 6519.3899 | 6543.0899 | 6539.5495 | 6963.7398 | 7108.9823 | 6160.4073 | 3800 | 3200
22% | 6929.3748 | 6754.6323 | 6791.4323 | 6579.1948 | 6570.9323 | 6593.7148 | 7016.3684 | 7119.1073 | 6271.7273 | 3800 | 3200
21% | 6938.6948 | 6800.5698 | 6840.3899 | 6605.9524 | 6605.9323 | 6665.5447 | 7041.7948 | 7153.2323 | 6418.2198 | 3800 | 3200
20% | 6938.6948 | 6852.1323 | 6868.2323 | 6633.7948 | 6640.3754 | 6717.0948 | 7118.2323 | 7204.7948 | 6535.9948 | 3800 | 3200
19% | 7017.6073 | 6873.7102 | 6868.2323 | 6720.3573 | 6657.4948 | 6773.9148 | 7156.4948 | 7204.7948 | 6669.7748 | 3800 | 3200
18% | 7141.0948 | 6887.1323 | 6909.0607 | 6720.3573 | 6697.9898 | 6881.4522 | 7204.7948 | 7246.9948 | 6764.8761 | 3800 | 3200
17% | 7214.8123 | 6938.6948 | 6986.4323 | 6720.3573 | 6737.4148 | 6954.2948 | 7230.5448 | 7282.1073 | 6879.2998 | 3800 | 3200
16% | 7266.3748 | 6966.4748 | 7079.4843 | 6787.6038 | 6845.3148 | 7027.9523 | 7277.8023 | 7327.2323 | 7043.8308 | 3800 | 3200
15% | 7304.3948 | 6976.7148 | 7118.2323 | 6863.7948 | 6893.7948 | 7048.9148 | 7328.4563 | 7378.7948 | 7149.6073 | 3800 | 3200
14% | 7421.3523 | 7130.3498 | 7195.5448 | 6943.8773 | 6950.8148 | 7079.5148 | 7378.7948 | 7450.0523 | 7257.9123 | 3800 | 3200
13% | 7481.0348 | 7226.8348 | 7204.7948 | 7031.6698 | 6994.4948 | 7143.9823 | 7378.7948 | 7537.1273 | 7363.6748 | 3800 | 3200
12% | 7598.1948 | 7303.4748 | 7280.9778 | 7113.5867 | 6994.4948 | 7204.7948 | 7455.2323 | 7544.1708 | 7472.4748 | 3800 | 3200
11% | 7598.1948 | 7495.1948 | 7492.9148 | 7178.0349 | 7161.5329 | 7310.2948 | 7541.7948 | 7660.0771 | 7645.2748 | 3800 | 3200
10% | 7751.8948 | 7635.2948 | 7603.7523 | 7205.8773 | 7302.4148 | 7427.9999 | 7697.4348 | 7733.5348 | 7796.2723 | 3800 | 3200
9% | 7833.2148 | 7827.0148 | 7820.6015 | 7323.8623 | 7371.8948 | 7512.9348 | 7787.0523 | 7873.6148 | 7992.0348 | 3800 | 3200
8% | 7951.9148 | 7951.9148 | 7940.7523 | 7541.7948 | 7498.1348 | 7541.7948 | 7873.6148 | 8019.8348 | 8178.1148 | 3800 | 3200
7% | 7997.1523 | 7997.1523 | 8027.3148 | 7733.5148 | 7752.3148 | 7649.8098 | 8065.3348 | 8099.4473 | 8367.8023 | 3800 | 3200
6% | 8055.8724 | 8083.7148 | 8105.5548 | 7975.7523 | 7861.2348 | 7750.2348 | 8227.3348 | 8227.3348 | 8512.8348 | 3800 | 3200
5% | 8083.7148 | 8120.8148 | 8228.9348 | 8112.6148 | 8123.7348 | 7787.9348 | 8307.5723 | 8272.5723 | 8669.1548 | 3800 | 3200
4% | 8083.7148 | 8279.4348 | 8303.5356 | 8277.4348 | 8276.5523 | 7873.6148 | 8359.1348 | 8359.1348 | 8817.3548 | 3800 | 3200
3% | 8083.7148 | 8419.5148 | 8503.2723 | 8363.1148 | 8363.1148 | 8037.1723 | 8410.3468 | 8359.1348 | 9012.2842 | 3800 | 3200
2% | 8292.1484 | 8481.5661 | 8564.7348 | 8598.1348 | 8599.9748 | 8132.6148 | 8667.0924 | 8479.1548 | 9253.2673 | 3800 | 3200
1% | 8419.5148 | 8877.1924 | 8959.7548 | 8797.0723 | 8848.6348 | 8477.4548 | 8886.6548 | 8758.2923 | 9391.3923 | 3800 | 3200

## QLD inertia
Projected inertia in the Queensland grid
| 2019-20 | 2020-21 | 2021-22 | 2022-23 | 2023-24 | 2024-25 | 2029-30 | 2034-35 | 2039-40 | Secure Limit | Minimum Threshold
100% | 21098.2 | 17708.2 | 17708.2 | 17362.2 | 19838 | 16222.2 | 11349.2 | 12193 | 8394 | 16000 | 12800
99% | 23972.2 | 22342.2 | 22530.15 | 22345.62 | 22914.2 | 20312.85 | 16296.2 | 17387.564 | 12196.2 | 16000 | 12800
98% | 25100 | 23791.2 | 23671.2 | 23575.38 | 23896.2 | 21636.2 | 17344.2 | 18394.2 | 12711.2 | 16000 | 12800
97% | 25598.3 | 24531.206 | 24385.356 | 24363.2 | 24612.072 | 22842.2 | 17362.2 | 19094.2 | 13459.2 | 16000 | 12800
96% | 25987.2 | 25063.2 | 25020.2 | 24814.2 | 25057.2 | 23526.12 | 18404.2 | 19792.2 | 13897.2 | 16000 | 12800
95% | 26369.2 | 25503.2 | 25366.2 | 25190.2 | 25436.65 | 24215.15 | 18755 | 20160.2 | 14160.2 | 16000 | 12800
94% | 26557.2 | 25773.2 | 25509.2 | 25481.2 | 25706.2 | 24707.2 | 19166.4 | 20743.064 | 14319.2 | 16000 | 12800
93% | 26963 | 26111.2 | 25860.744 | 25685.2 | 26007.892 | 25000.2 | 19540.2 | 21340.2 | 14855.2 | 16000 | 12800
92% | 27241.2 | 26384.2 | 26146.2 | 25986.2 | 26201.2 | 25344.72 | 19940.2 | 21708.2 | 15208.2 | 16000 | 12800
91% | 27605.14 | 26557.2 | 26349.17 | 26156.2 | 26431 | 25545.2 | 19958.2 | 22270.344 | 15297.2 | 16000 | 12800
90% | 27687.2 | 26648.2 | 26533.2 | 26410.2 | 26557.2 | 25823.2 | 20396.2 | 22738.2 | 15647.1 | 16000 | 12800
89% | 27951.2 | 26901 | 26595 | 26557.2 | 26656.2 | 26131.2 | 20784.2 | 22738.2 | 15995.2 | 16000 | 12800
88% | 28237.228 | 27036.04 | 26793.2 | 26589 | 26969.2 | 26248.056 | 20988.2 | 22756.2 | 16258.2 | 16000 | 12800
87% | 28646.2 | 27267.71 | 26985.2 | 26771.2 | 27175.91 | 26461.576 | 20988.2 | 23278.2 | 16349.2 | 16000 | 12800
86% | 28735.2 | 27595.2 | 27241.2 | 26973.2 | 27286.2 | 26557.2 | 21006.2 | 23804.2 | 16639.2 | 16000 | 12800
85% | 28856.6 | 27615 | 27392 | 27197.9 | 27539.2 | 26741.2 | 21274 | 24035.2 | 16781.65 | 16000 | 12800
84% | 29127.2 | 27803.2 | 27605.2 | 27286.2 | 27605.2 | 26963 | 21707.36 | 24328.2 | 17047.2 | 16000 | 12800
83% | 29278.2 | 28002.58 | 27669.2 | 27587.2 | 27669.2 | 27192.43 | 21981 | 24635.912 | 17305.2 | 16000 | 12800
82% | 29476.2 | 28227.2 | 27732 | 27605.2 | 27732 | 27286.2 | 22182.2 | 25030.3 | 17397.2 | 16000 | 12800
81% | 29647.5 | 28521.2 | 27951.2 | 27653.01 | 27880.2 | 27523.2 | 22347.2 | 25404 | 17397.2 | 16000 | 12800
80% | 29783.2 | 28653.2 | 28087.2 | 27732 | 28017.2 | 27605.2 | 22562.2 | 25610.2 | 17712.2 | 16000 | 12800
79% | 29962.5 | 28735.2 | 28297.2 | 27944.2 | 28325.014 | 27687.19 | 22813.62 | 25850.91 | 17824.2 | 16000 | 12800
78% | 30047.2 | 28735.2 | 28601.786 | 28065.704 | 28642.2 | 27794.46 | 23012.2 | 26074.2 | 18101.7 | 16000 | 12800
77% | 30220.64 | 28863.5 | 28653.2 | 28286.31 | 28723.2 | 27951.2 | 23266.2 | 26333.473 | 18243.2 | 16000 | 12800
76% | 30364.2 | 28999.2 | 28735.2 | 28577.2 | 28735.2 | 28109.2 | 23513.984 | 26559.5 | 18445.2 | 16000 | 12800
75% | 30470.2 | 29212.2 | 28735.2 | 28653.2 | 28735.2 | 28325.2 | 23694.7 | 26755.3 | 18536.95 | 16000 | 12800
74% | 30634.932 | 29440.5 | 28735.2 | 28722.96 | 28765.4 | 28634.14 | 23841.2 | 26887.2 | 18659.2 | 16000 | 12800
73% | 30811.12 | 29640.2 | 28867.2 | 28735.2 | 28950.64 | 28734.2 | 24002 | 27035.2 | 18844.2 | 16000 | 12800
72% | 30969.744 | 29782.2 | 29020.548 | 28735.2 | 29091.5 | 28735.2 | 24060.2 | 27167.2 | 18945.2 | 16000 | 12800
71% | 31110.76 | 29783.2 | 29197.178 | 28735.2 | 29235.2 | 28735.2 | 24237.2 | 27351.801 | 19079.55 | 16000 | 12800
70% | 31201.2 | 29790.2 | 29425.87 | 28917.2 | 29458.2 | 28828.96 | 24326.5 | 27515.2 | 19201.2 | 16000 | 12800
69% | 31308.2 | 29968.068 | 29640.09 | 29005.518 | 29636.743 | 28949.2 | 24461.2 | 27687.2 | 19291.2 | 16000 | 12800
68% | 31418 | 30086.2 | 29754.2 | 29210.36 | 29782.2 | 29112.2 | 24663.2 | 27861.2 | 19344.2 | 16000 | 12800
67% | 31559.2 | 30239.054 | 29783.2 | 29344.484 | 29783.2 | 29213.2 | 24889.2 | 28024.2 | 19513.09 | 16000 | 12800
66% | 31722.2 | 30384.2 | 29783.2 | 29581.2 | 29873.2 | 29449 | 25108.2 | 28175.39 | 19597.2 | 16000 | 12800
65% | 31783.2 | 30542.5 | 29994.45 | 29765.2 | 30018.2 | 29631.2 | 25190.2 | 28307.2 | 19758.2 | 16000 | 12800
64% | 31878.2 | 30693.2 | 30154.2 | 29783.2 | 30194.2 | 29783.2 | 25285.2 | 28389.2 | 19894.2 | 16000 | 12800
63% | 31956.04 | 30812.314 | 30260.2 | 29783.2 | 30277.2 | 29783.2 | 25427.2 | 28571.2 | 19901.2 | 16000 | 12800
62% | 31960.2 | 30931.2 | 30421.2 | 29838.86 | 30455.2 | 29852.2 | 25509.2 | 28670.2 | 19993.2 | 16000 | 12800
61% | 31991.42 | 31088.2 | 30604 | 29997.2 | 30604 | 29979.2 | 25581.87 | 28899.35 | 19993.2 | 16000 | 12800
60% | 32094.6 | 31222.6 | 30693.2 | 30086.2 | 30731 | 30096.2 | 25668.2 | 29080.06 | 20108.2 | 16000 | 12800
59% | 32142.2 | 31318.5 | 30830.2 | 30232.2 | 30912.2 | 30243.2 | 25789.2 | 29251.173 | 20339.2 | 16000 | 12800
58% | 32174.2 | 31407 | 30974.992 | 30359 | 31088.2 | 30419.2 | 25921.382 | 29421.382 | 20630.2 | 16000 | 12800
57% | 32221.2 | 31592.2 | 31121.2 | 30446.046 | 31226.2 | 30604 | 26003.2 | 29454.2 | 20630.2 | 16000 | 12800
56% | 32290.2 | 31736.2 | 31287.704 | 30603.36 | 31305.2 | 30730.2 | 26223.08 | 29593.1 | 20737.2 | 16000 | 12800
55% | 32356.2 | 31872.2 | 31390.2 | 30735.2 | 31382.5 | 30895.3 | 26331 | 29707.5 | 20844.2 | 16000 | 12800
54% | 32429.2 | 31878.2 | 31569.2 | 30886.2 | 31522.2 | 30954.5 | 26415.2 | 29849.02 | 20844.2 | 16000 | 12800
53% | 32447.2 | 31960.2 | 31736.2 | 31094.2 | 31736.2 | 31119.2 | 26547.2 | 29956.5 | 20974.2 | 16000 | 12800
52% | 32771.84 | 32066.2 | 31860.2 | 31249.2 | 31868.2 | 31258.2 | 26557.2 | 30113.2 | 21041.2 | 16000 | 12800
51% | 32990.2 | 32142.2 | 31880.5 | 31308.2 | 31878.2 | 31365.2 | 26639.2 | 30224 | 21041.2 | 16000 | 12800
50% | 33008.2 | 32174.2 | 31960.2 | 31393.7 | 31960.2 | 31511.2 | 26656.2 | 30384.2 | 21041.2 | 16000 | 12800
49% | 33008.2 | 32224.2 | 32092.2 | 31559.2 | 31991.319 | 31736.2 | 26755.2 | 30509.2 | 21041.2 | 16000 | 12800
48% | 33008.2 | 32313.2 | 32142.2 | 31736.2 | 32118.2 | 31868.2 | 26821.2 | 30584.2 | 21041.2 | 16000 | 12800
47% | 33008.2 | 32356.2 | 32184.5 | 31878.2 | 32174.2 | 31878.2 | 26853.2 | 30704.213 | 21194.2 | 16000 | 12800
46% | 33190.5 | 32438.2 | 32290.2 | 31925.76 | 32239.2 | 31960.2 | 26903.2 | 30816.2 | 21441.2 | 16000 | 12800
45% | 33222.2 | 32447.2 | 32356.2 | 31980.2 | 32356.2 | 32092.2 | 27007.2 | 30947.2 | 21640.2 | 16000 | 12800
44% | 33222.2 | 32600.8 | 32379.2 | 32132.2 | 32379.2 | 32153.2 | 27035.2 | 31039.2 | 21788.6 | 16000 | 12800
43% | 33272.2 | 32871.2 | 32438.2 | 32174.2 | 32438.2 | 32216.5 | 27099.2 | 31125.2 | 22048.5 | 16000 | 12800
42% | 33344.2 | 33008.2 | 32652.5 | 32239.2 | 32783.2 | 32290.2 | 27117.2 | 31171.2 | 22089.2 | 16000 | 12800
41% | 33398.2 | 33008.2 | 32871.2 | 32356.2 | 33008.2 | 32356.2 | 27370.5 | 31253.2 | 22251.1 | 16000 | 12800
40% | 33480.2 | 33087.2 | 33008.2 | 32361.2 | 33008.2 | 32438.2 | 27669.2 | 31305.2 | 22434.2 | 16000 | 12800
39% | 33486.2 | 33215.749 | 33008.2 | 32438.2 | 33008.2 | 32438.2 | 27687.2 | 31486.2 | 22632.8 | 16000 | 12800
38% | 33486.2 | 33222.2 | 33141 | 32438.2 | 33008.2 | 32779.2 | 27687.2 | 31632.2 | 22749.1 | 16000 | 12800
37% | 33578.5 | 33254.2 | 33222.2 | 32779.2 | 33216.2 | 32997.2 | 27885.2 | 31823.2 | 22902.2 | 16000 | 12800
36% | 33789.232 | 33354.2 | 33272.2 | 33008.2 | 33222.2 | 33008.2 | 27944.2 | 31889.2 | 22988.2 | 16000 | 12800
35% | 33918.2 | 33455.305 | 33354.2 | 33008.2 | 33222.2 | 33008.2 | 27951.2 | 32037.2 | 23197.7 | 16000 | 12800
34% | 34003 | 33486.2 | 33430.2 | 33092.632 | 33249.2 | 33190.5 | 28058.2 | 32087.2 | 23430.2 | 16000 | 12800
33% | 34261.2 | 33486.2 | 33486.2 | 33222.2 | 33272.2 | 33222.2 | 28147.2 | 32229.553 | 23538.2 | 16000 | 12800
32% | 34397.2 | 33577.2 | 33486.2 | 33222.2 | 33420.2 | 33254.2 | 28165.2 | 32297.2 | 23780.2 | 16000 | 12800
31% | 34565.2 | 33782.53 | 33543.2 | 33254.2 | 33486.2 | 33313.2 | 28165.2 | 32301.2 | 24030.2 | 16000 | 12800
30% | 34816.2 | 33919.2 | 33797.2 | 33299.5 | 33486.2 | 33420.2 | 28165.2 | 32301.2 | 24184.2 | 16000 | 12800
29% | 34966.2 | 34090.2 | 33919.2 | 33420.2 | 33486.2 | 33486.2 | 28165.2 | 32301.2 | 24274.2 | 16000 | 12800
28% | 35202.72 | 34304.2 | 34099.56 | 33486.2 | 33695.88 | 33486.2 | 28366.36 | 32443.2 | 24482.2 | 16000 | 12800
27% | 35356.2 | 34411.42 | 34280.935 | 33486.2 | 33986.2 | 33486.2 | 28629.2 | 32566.8 | 24589.2 | 16000 | 12800
26% | 35444.2 | 34591.86 | 34396.2 | 33486.2 | 34290.2 | 33741.2 | 28913.52 | 32696.78 | 24747.9 | 16000 | 12800
25% | 35604.2 | 34865.2 | 34604.2 | 33519.2 | 34511.3 | 33919.2 | 29174 | 32843.2 | 25146.225 | 16000 | 12800
24% | 35848.2 | 35010.16 | 34911.2 | 33792.5 | 34820.2 | 34182.2 | 29403.2 | 32921.2 | 25458.8 | 16000 | 12800
23% | 36004.2 | 35312.2 | 35164.2 | 33995.2 | 34968.2 | 34396.2 | 29639.272 | 33003.2 | 25559.315 | 16000 | 12800
22% | 36070.2 | 35444.2 | 35394.2 | 34314.2 | 35308.2 | 34602.2 | 29909.2 | 33223.2 | 25744.2 | 16000 | 12800
21% | 36115.76 | 35608.2 | 35526.2 | 34510.8 | 35444.2 | 34914.2 | 30123.2 | 33450.35 | 25838.2 | 16000 | 12800
20% | 36310.2 | 35872.6 | 35872.2 | 34840.5 | 35695.2 | 35224.2 | 30283.2 | 33573.2 | 26348.8 | 16000 | 12800
19% | 36482.2 | 36014.2 | 36014.2 | 35034.2 | 35975.2 | 35441.2 | 30551.2 | 33701.2 | 26652.6 | 16000 | 12800
18% | 36556.2 | 36117.546 | 36173.2 | 35362.2 | 36096.2 | 35658.2 | 30693.2 | 33903.2 | 26984.5 | 16000 | 12800
17% | 36590.5 | 36326.5 | 36310.2 | 35534.516 | 36360.2 | 35919.2 | 30882.3 | 34051.2 | 27468.6 | 16000 | 12800
16% | 36866.2 | 36492.2 | 36426.2 | 35872.2 | 36492.2 | 36162.2 | 31105.2 | 34051.2 | 27783.36 | 16000 | 12800
15% | 37144.2 | 36574.2 | 36492.2 | 36064.2 | 36574.2 | 36364.7 | 31171.2 | 34205.2 | 27994.275 | 16000 | 12800
14% | 37144.2 | 36590.5 | 36574.2 | 36278.2 | 37011.22 | 36492.2 | 31253.2 | 34511.6 | 28340.2 | 16000 | 12800
13% | 37144.2 | 36916.2 | 37126.2 | 36482.2 | 37261 | 36574.2 | 31313.2 | 34815.2 | 28847.8 | 16000 | 12800
12% | 37358.2 | 37144.2 | 37144.2 | 36568.2 | 37538.2 | 37136.2 | 31687.5 | 35467.2 | 29187.8 | 16000 | 12800
11% | 37490.2 | 37144.2 | 37352.2 | 36916.2 | 37622.2 | 37351.3 | 32037.2 | 35914.3 | 29388.2 | 16000 | 12800
10% | 37622.2 | 37358.2 | 37408.2 | 37144.2 | 37622.2 | 37457.1 | 32235.2 | 36109.2 | 29589.65 | 16000 | 12800
9% | 37622.2 | 37358.2 | 37604.2 | 37358.2 | 37622.2 | 37622.2 | 32301.2 | 36565.2 | 30074.9 | 16000 | 12800
8% | 37642.16 | 37556.2 | 37622.2 | 37622.2 | 39296.2 | 37622.2 | 32301.2 | 37228.8 | 30687.8 | 16000 | 12800
7% | 37713.2 | 37622.2 | 37622.2 | 37622.2 | 40981.6 | 37622.2 | 32301.2 | 37695.2 | 30687.8 | 16000 | 12800
6% | 40161.2 | 37622.2 | 37622.2 | 37622.2 | 42448.9 | 38468.2 | 32833.8 | 38628.8 | 31446.2 | 16000 | 12800
5% | 42821.1 | 37713.2 | 40058.065 | 40008.7 | 44029.8 | 40213.07 | 33777.2 | 39563.16 | 32581.8 | 16000 | 12800
4% | 45014.8 | 41159.98 | 42868.6 | 42433.6 | 45520.8 | 42373.8 | 34913.5 | 40788.76 | 33489.8 | 16000 | 12800
3% | 46137.6 | 44430.8 | 45063.96 | 44716.196 | 46703.64 | 45058.8 | 36403.1 | 41568.6 | 34331.8 | 16000 | 12800
2% | 47922.2 | 46385.9 | 46769.8 | 46591.96 | 48243.98 | 46917.8 | 38840.8 | 42846.8 | 34887.8 | 16000 | 12800
1% | 49352.86 | 48319.8 | 48878.48 | 48855.8 | 49651.8 | 48465.8 | 41385.6 | 44586.8 | 36713.8 | 16000 | 12800

## NEM inertia
NEM Mainland inertia outlook (Tasmania excluded)
| 2019-20 | 2020-21 | 2021-22 | 2022-23 | 2023-24 | 2024-25 | 2029-30 | 2034-35 | 2039-40 | Historic minimum | Sum of Minimum Thresholds
100% | 61631.3698 | 65747.6698 | 63708.4698 | 61362.8698 | 59872.6698 | 56099.2698 | 47237.2698 | 44437.4698 | 27691.6698 | 67000 | 39800
99% | 72658.6698 | 72762.1795 | 72320.0698 | 71331.408 | 69999.2698 | 65248.6598 | 55876.1858 | 51205.0558 | 34602.3998 | 67000 | 39800
98% | 75246.3089 | 74298.2778 | 74014.7338 | 73462.6698 | 71713.6201 | 67891.2698 | 57971.8698 | 52733.4698 | 36579.1498 | 67000 | 39800
97% | 77212.2698 | 75549.8 | 75151.1798 | 74706.2698 | 72997.4 | 69358.7558 | 59161.6698 | 53571.0698 | 37826.4386 | 67000 | 39800
96% | 78280.7019 | 76540.8008 | 76155.7048 | 75945.6698 | 73742.4698 | 70646.4 | 60003.0698 | 54458.5098 | 38816.7355 | 67000 | 39800
95% | 79175.2698 | 77703.2635 | 77138.6598 | 76666.8248 | 74734.4798 | 71576.6698 | 60831.6698 | 55271.0698 | 39817.8793 | 67000 | 39800
94% | 79889.11 | 78440.7698 | 77805.6698 | 77485.6698 | 75404.9204 | 72414.5938 | 61457.4698 | 55979.8698 | 40581.7698 | 67000 | 39800
93% | 80681.5534 | 79028.7438 | 78548.207 | 78081.4638 | 76019.2698 | 72943.1058 | 61996.2698 | 56592.0978 | 41235.4118 | 67000 | 39800
92% | 81244.9558 | 79740 | 79368.1723 | 78859.3055 | 76687.8698 | 73724.5323 | 62468.2 | 57106.0058 | 41870.712 | 67000 | 39800
91% | 81918.9598 | 80511.3758 | 79971.1928 | 79350.4698 | 77116 | 74305.1502 | 62994.2698 | 57777.6598 | 42514.1898 | 67000 | 39800
90% | 82599.2698 | 81041.5798 | 80530.2698 | 79858.2698 | 77715.7809 | 75023.6698 | 63363.13 | 58376.0698 | 43062.4698 | 67000 | 39800
89% | 83177.6898 | 81553.2698 | 81094.2215 | 80351.4 | 78162.2698 | 75877.0698 | 63850.4 | 58945.4698 | 43583.5051 | 67000 | 39800
88% | 83680.6698 | 82124.8698 | 81567.4378 | 80771.0023 | 78478.6698 | 76344.2698 | 64347.2698 | 59475.3098 | 44040.487 | 67000 | 39800
87% | 84142.8548 | 82656.683 | 82067.5138 | 81263 | 78957.7678 | 76856.8 | 64732.9698 | 60055.7998 | 44402.502 | 67000 | 39800
86% | 84602.2898 | 83167.8217 | 82449.3258 | 81760.7258 | 79286.0698 | 77293.3917 | 65196.1358 | 60518.0778 | 44827.4498 | 67000 | 39800
85% | 85137 | 83688.2898 | 82767.2698 | 82084 | 79620.4 | 77721.2698 | 65578.2898 | 60903.0698 | 45208.9398 | 67000 | 39800
84% | 85659.1698 | 84244.856 | 83167.2698 | 82405.4828 | 80001.4583 | 78142.323 | 66024.6 | 61296.0355 | 45534.4698 | 67000 | 39800
83% | 86083.6263 | 84718.4998 | 83553.2 | 82700.8698 | 80370.6698 | 78431.2698 | 66434.2698 | 61569.0698 | 45922.4698 | 67000 | 39800
82% | 86501.7 | 85120.2698 | 83981.3665 | 83040.2465 | 80696.3898 | 78843.8653 | 66837.2836 | 62109.0698 | 46263.5 | 67000 | 39800
81% | 86938.62 | 85421.2698 | 84360.2698 | 83341.194 | 80971.7998 | 79244.0298 | 67125.1521 | 62520.9297 | 46582.4698 | 67000 | 39800
80% | 87367.4 | 85864 | 84668.8 | 83657.2698 | 81263.2698 | 79533.4 | 67438.3098 | 62601.0698 | 46828.5698 | 67000 | 39800
79% | 87757.6698 | 86189.396 | 85160.1778 | 83984.4698 | 81667.655 | 79857.2698 | 67745.2698 | 63252.5 | 47156.8698 | 67000 | 39800
78% | 88090.2698 | 86616.8 | 85498.2698 | 84316.2698 | 81962.2698 | 80304.6698 | 68034.6698 | 63728.0698 | 47394.0698 | 67000 | 39800
77% | 88460.6398 | 86897.1578 | 85792.2698 | 84542.7498 | 82222.2698 | 80646.472 | 68343.2698 | 64153.6528 | 47744.5523 | 67000 | 39800
76% | 88797.68 | 87287.9507 | 86021.8 | 84906.8698 | 82526.816 | 80943 | 68607.2698 | 64733.8058 | 48064.5018 | 67000 | 39800
75% | 89118.3924 | 87615.3948 | 86393 | 85188.3675 | 82807.2698 | 81291.2698 | 68896.0524 | 65110.0698 | 48362.4698 | 67000 | 39800
74% | 89472.1798 | 87918.2356 | 86711.4618 | 85525.976 | 83042.2698 | 81647.2698 | 69216.9985 | 65677.6578 | 48580.4698 | 67000 | 39800
73% | 89761.5 | 88332.2468 | 87114.2698 | 85884 | 83331 | 81945.2698 | 69547.8 | 66267.9906 | 48864.8398 | 67000 | 39800
72% | 90042.6 | 88642.7875 | 87493.5498 | 86260.3183 | 83627.36 | 82162 | 69777.6 | 66785.8298 | 49144.0698 | 67000 | 39800
71% | 90305.9455 | 88997.0796 | 87840 | 86570.2698 | 84036 | 82469.2698 | 70059.8318 | 67264.0698 | 49426.0509 | 67000 | 39800
70% | 90567.9198 | 89393.8409 | 88225.6098 | 86878.9189 | 84286.4528 | 82853.2698 | 70265.4 | 67706.1 | 49703.0698 | 67000 | 39800
69% | 90814.3448 | 89775.4938 | 88496.2698 | 87133.2258 | 84571.2698 | 83134.2698 | 70491 | 68154.0698 | 49952.2 | 67000 | 39800
68% | 91172.834 | 90107.4 | 88831.2698 | 87438.4882 | 84870.9187 | 83453.3338 | 70793.704 | 68643.7111 | 50272.8627 | 67000 | 39800
67% | 91473.1864 | 90410.4448 | 89093.5318 | 87724.8318 | 85134.2698 | 83787.4 | 71067 | 69130.3646 | 50484.706 | 67000 | 39800
66% | 91811.497 | 90680.2698 | 89406.2698 | 87982.0538 | 85378.8 | 84172.2698 | 71313.4 | 69611.7058 | 50794.2438 | 67000 | 39800
65% | 92075.375 | 90938.44 | 89701.5198 | 88266.65 | 85681.7398 | 84468 | 71528.2213 | 69984.8 | 51027.0648 | 67000 | 39800
64% | 92305.1698 | 91224.9 | 89976.6698 | 88558.1578 | 85962.9258 | 84773.2698 | 71894.0324 | 70461.3124 | 51321.7734 | 67000 | 39800
63% | 92543.6698 | 91520.12 | 90321.7188 | 88925.3217 | 86299.5107 | 85109.4678 | 72143.2698 | 70783.6816 | 51518.7394 | 67000 | 39800
62% | 92810.2 | 91845.962 | 90672 | 89202.5624 | 86619.8477 | 85333.6514 | 72393.3877 | 71217.2241 | 51798.0698 | 67000 | 39800
61% | 93090.2698 | 92134.7138 | 90956 | 89505.2686 | 86904.156 | 85670.9792 | 72717.2698 | 71615.749 | 51990.5898 | 67000 | 39800
60% | 93347 | 92391 | 91224.8819 | 89795.2698 | 87182.4 | 85948.4019 | 72970.734 | 72065.2498 | 52256.742 | 67000 | 39800
59% | 93576.2698 | 92704.8467 | 91583.6 | 90080.2698 | 87458.083 | 86193.0698 | 73226.2698 | 72409.6521 | 52587.6698 | 67000 | 39800
58% | 93875.0498 | 92993.2644 | 91907.6698 | 90365.6284 | 87772.392 | 86507.2698 | 73465 | 72740.9778 | 52813.2098 | 67000 | 39800
57% | 94197.95 | 93235.842 | 92174.51 | 90692.6999 | 88088.1048 | 86808.2698 | 73693.0138 | 73098.8046 | 53036.0698 | 67000 | 39800
56% | 94446.3 | 93519.2698 | 92451.0971 | 90925.2698 | 88361.5163 | 87085.5211 | 73975.1658 | 73441.1215 | 53263.6698 | 67000 | 39800
55% | 94743 | 93749 | 92705.9914 | 91137 | 88636.15 | 87446.3698 | 74276.7098 | 73821.7198 | 53499.8144 | 67000 | 39800
54% | 94991.2698 | 94009.6618 | 92989.662 | 91433 | 88845.9226 | 87778.8477 | 74597 | 74198.6072 | 53694.0698 | 67000 | 39800
53% | 95246.4698 | 94269.888 | 93247.8729 | 91654.8 | 89120.7398 | 88006 | 74867.0591 | 74657.7308 | 53923.0698 | 67000 | 39800
52% | 95590.48 | 94550.8414 | 93520.1894 | 91915.6698 | 89425.8698 | 88335.2458 | 75216.2352 | 75090.3392 | 54173.5778 | 67000 | 39800
51% | 95872 | 94826 | 93769.8898 | 92167.4 | 89657.2698 | 88617.3318 | 75510.6618 | 75507.889 | 54414.3998 | 67000 | 39800
50% | 96164.6349 | 95068.6349 | 93999.15 | 92442.9349 | 89909.6849 | 88908.3 | 75800 | 75952.6 | 54655.2549 | 67000 | 39800
49% | 96456.645 | 95282 | 94216.0638 | 92710.8482 | 90167.3599 | 89196.7762 | 76064.3188 | 76463.226 | 54964.6778 | 67000 | 39800
48% | 96857.454 | 95512.792 | 94607.8698 | 92987.2538 | 90396.5466 | 89441.352 | 76351.5338 | 76843.7 | 55184.9432 | 67000 | 39800
47% | 97098 | 95750.2698 | 94941.3 | 93280.4389 | 90692.0158 | 89720.0539 | 76690.4 | 77354.3 | 55512.44 | 67000 | 39800
46% | 97382 | 95998.7557 | 95228.8757 | 93600.0641 | 91022.6172 | 89942.6597 | 76941.4012 | 77864.3248 | 55516.0698 | 67000 | 39800
45% | 97704.2698 | 96232 | 95546 | 94009.3948 | 91314.6005 | 90253.2664 | 77138.4 | 78355.4744 | 55897.6754 | 67000 | 39800
44% | 98034.8898 | 96515.1618 | 95855.896 | 94333.048 | 91601.1695 | 90537.1058 | 77449.896 | 78882.7975 | 56245.728 | 67000 | 39800
43% | 98466.293 | 96835.498 | 96145.6759 | 94600 | 91894.5273 | 90822 | 77729.7242 | 79585.4596 | 56693.8 | 67000 | 39800
42% | 98857.3889 | 97069.814 | 96452.5964 | 94821.6864 | 92144.5858 | 91112 | 78071.086 | 80176.1816 | 57199.0698 | 67000 | 39800
41% | 99275.6054 | 97401.2247 | 96688.2247 | 95056.7391 | 92451 | 91389.6898 | 78451.9637 | 80727.917 | 57624.0698 | 67000 | 39800
40% | 99665.14 | 97678 | 96962.6 | 95376 | 92757.2698 | 91775.2679 | 78811.88 | 81338.22 | 58037.4 | 67000 | 39800
39% | 100043.009 | 97954 | 97280.6186 | 95781.3856 | 93090 | 92055.8112 | 79177.7638 | 81796.071 | 58448.635 | 67000 | 39800
38% | 100467.8 | 98228.956 | 97585.934 | 96066.0124 | 93437.0377 | 92317.846 | 79503.9601 | 82529.066 | 58952.2141 | 67000 | 39800
37% | 100921.5755 | 98452.964 | 97972.013 | 96351.2698 | 93739.351 | 92594 | 79892.9466 | 83195.4952 | 59494.3992 | 67000 | 39800
36% | 101408.9079 | 98747.4392 | 98298.32 | 96660.8872 | 94057.1498 | 92940.86 | 80249.9218 | 83791.748 | 60167.3698 | 67000 | 39800
35% | 101822.2698 | 99089.1248 | 98622 | 96954.2698 | 94398.5714 | 93294.1198 | 80564.415 | 84331.925 | 60824.99 | 67000 | 39800
34% | 102293.3625 | 99318.7101 | 98978.9721 | 97272.5217 | 94753.8704 | 93604.8637 | 80943.2698 | 84816.5 | 61549.6234 | 67000 | 39800
33% | 102758.537 | 99562.554 | 99283.136 | 97614.971 | 95114.0201 | 93906 | 81341.6938 | 85434.7432 | 62155.6946 | 67000 | 39800
32% | 103199.34 | 99839.2698 | 99596.1418 | 97991 | 95518.8787 | 94244.6976 | 81726.68 | 86186.8704 | 62852.528 | 67000 | 39800
31% | 103685 | 100151 | 99979.4601 | 98468.4491 | 95998.5348 | 94737.684 | 82131.2028 | 86899.2918 | 63515.9176 | 67000 | 39800
30% | 104270.9849 | 100424.3198 | 100338.73 | 98846.25 | 96417.747 | 95255.1709 | 82587.57 | 87760.45 | 64213.1568 | 67000 | 39800
29% | 104717.8493 | 100784.7398 | 100698.0148 | 99273.0976 | 96800.4658 | 95685.6998 | 83064.947 | 88346.6642 | 64963.4 | 67000 | 39800
28% | 105244.2 | 101118.972 | 101061.7863 | 99808.6395 | 97231.872 | 96073.3583 | 83531.312 | 89133.472 | 65647.192 | 67000 | 39800
27% | 105813.8748 | 101490.6698 | 101472.735 | 100240.7607 | 97727.3608 | 96504.7311 | 84043.587 | 89780.7286 | 66412.54 | 67000 | 39800
26% | 106312.4988 | 101882.3322 | 101798.2582 | 100657.5696 | 98172.6445 | 96914.2698 | 84508.4133 | 90469.2333 | 67265.6872 | 67000 | 39800
25% | 106808.6274 | 102231.2674 | 102165 | 101132.1773 | 98784.1198 | 97400.225 | 85056.35 | 91148.805 | 68235.24 | 67000 | 39800
24% | 107408.9519 | 102678.5911 | 102645.548 | 101648.8698 | 99231.5456 | 97957.3258 | 85667.288 | 92029.06 | 68977.444 | 67000 | 39800
23% | 107950.9243 | 103156.141 | 103105.142 | 102133.631 | 99850.8772 | 98459.0848 | 86264.6685 | 92824.8782 | 69867.943 | 67000 | 39800
22% | 108531.2164 | 103666.4786 | 103637.424 | 102678.7692 | 100542.3161 | 99043.166 | 86995.0278 | 93754.7477 | 70865.1684 | 67000 | 39800
21% | 109082.9704 | 104209.5417 | 104239.713 | 103197.3061 | 101245.5578 | 99785.01 | 87588.443 | 94632.6308 | 71836.3598 | 67000 | 39800
20% | 109657.6 | 104703.8558 | 104756 | 103646.4958 | 102049.02 | 100523.852 | 88335.8079 | 95611.4819 | 72991.14 | 67000 | 39800
19% | 110283.3 | 105342.2698 | 105317.05 | 104235.9632 | 102897.931 | 101229.995 | 88996.5361 | 96442.103 | 74003.34 | 67000 | 39800
18% | 110971.3878 | 106061.9693 | 106008.6513 | 104812.3138 | 103656.886 | 101987.6105 | 89737.464 | 97407.8316 | 74977.8682 | 67000 | 39800
17% | 111698.062 | 106793.6291 | 106689 | 105513.149 | 104783.7026 | 102841.815 | 90723.7 | 98530.7634 | 75918.671 | 67000 | 39800
16% | 112402.9829 | 107489.2108 | 107458.688 | 106270.239 | 105772.3743 | 103787.207 | 91863.3903 | 99505.34 | 76967.9448 | 67000 | 39800
15% | 113108.825 | 108242.641 | 108371.73 | 107101.96 | 106934.7163 | 104821.5305 | 92886.8214 | 100588.56 | 78019.5484 | 67000 | 39800
14% | 113824.816 | 109185.5038 | 109148.9021 | 107972.7158 | 108066.492 | 105973.98 | 93928.6433 | 101549.602 | 78993.0025 | 67000 | 39800
13% | 114748.11 | 110210.5518 | 110283.359 | 109063.878 | 109368.0838 | 107188.7468 | 95115.1947 | 102623.13 | 79971.022 | 67000 | 39800
12% | 115632.2038 | 111384.512 | 111293.264 | 110209.1992 | 110855.367 | 108317.476 | 96217.472 | 103601.4744 | 81028.28 | 67000 | 39800
11% | 116543.1348 | 112574.9163 | 112441.792 | 111251.1 | 112419.8622 | 109478.573 | 97512.449 | 104802.669 | 82126.203 | 67000 | 39800
10% | 117622.37 | 113820.8 | 113765.6228 | 112402.7728 | 114055.618 | 110824.3528 | 98952.52 | 106142.51 | 83360.66 | 67000 | 39800
9% | 118802.9815 | 115154.6966 | 115392.9642 | 113703.74 | 115816.482 | 112344.0466 | 100376.751 | 107664.34 | 84457.3 | 67000 | 39800
8% | 120209.949 | 116512.5835 | 116989.9655 | 115393.172 | 117791.0264 | 114017.3895 | 101917.372 | 109267.84 | 85723.4887 | 67000 | 39800
7% | 121903.0188 | 118325.103 | 118755.336 | 117290.64 | 119742.8 | 116110.8238 | 103370.005 | 110839.4985 | 87090.249 | 67000 | 39800
6% | 123729.8098 | 120120.2424 | 120870.456 | 119344.2 | 122221.904 | 118059.97 | 105604.306 | 112344.936 | 88919.106 | 67000 | 39800
5% | 125953.0486 | 121876.5763 | 123076.94 | 121928.74 | 124553.9 | 120858.94 | 107831.3 | 114067.316 | 90741.91 | 67000 | 39800
4% | 128558.002 | 124542.864 | 126159.4736 | 124131.333 | 127494.608 | 123520.556 | 110335.5575 | 116275.64 | 92466.1768 | 67000 | 39800
3% | 131690.3048 | 128428.0302 | 129708.378 | 127524.1162 | 130829.022 | 126602.6632 | 113302.5156 | 118824.014 | 94798.851 | 67000 | 39800
2% | 135532.4125 | 133653.5 | 134780.5572 | 132302.78 | 134367.1941 | 130509.806 | 118194.806 | 122225.552 | 97605.538 | 67000 | 39800
1% | 141715.3687 | 139767.123 | 140636.449 | 139463.4076 | 139566.0398 | 137509.1784 | 125109.966 | 126176.54 | 101821.988 | 67000 | 39800