{"text_format":"1","workbook":"xlsx","n_sheets":7,"sheets":["Introduction","Report","CommentaryInput","CommentarySelection","DataInput","DataSelection","Lists_Selections"],"not_rendered":{"charts":2,"images":5,"macros":1,"external_links":1,"defined_names":21,"comments":3,"pivot_tables":0},"unopened":[],"bounds":{"document_bytes":16777216,"sheet_cells":100000,"rows_first":2000,"rows_last":500,"rows_between":2000,"halvings":0,"cell_chars":16384,"cell_head_chars":4096},"cells_cut":0,"cells_raw":0,"read":"whole","date_system":"1900"}

{"sheet":"Introduction","index":0,"n_rows":30,"n_cols":33,"rows_kept":30,"cut":false,"hidden":false,"merged":[]}
[]
[]
[]
[]
[]
[]
[]
[]
[]
[]
[]
[]
[]
[]
[]
[]
[]
[]
[]
[]
[]
[]
[]
[]
[]
[]
[]
[]
[]
[null,null,null,null,null,null,null,null,null,null,null,null,null,null,null,null,null,null,null,null,null,null,null,null,null,null,null,null,null,null,null,null,"  "]

{"sheet":"Report","index":1,"n_rows":3,"n_cols":2,"rows_kept":3,"cut":false,"hidden":false,"merged":[]}
[]
[null,3]
[null,"VICTORIA"]

{"sheet":"CommentaryInput","index":2,"n_rows":8189,"n_cols":20,"rows_kept":4500,"cut":true,"hidden":true,"merged":[],"bounds":{"rows_first":2000,"rows_last":500,"rows_between":2000,"halvings":0}}
[]
[]
[null,"VICTORIA"]
[]
[null,null,null,null,null,null,null,null,null,null,null,null,null,null,null,null,null,"Used for lookup in Selection","Used for lookup in Selection","Used for lookup in Selection"]
[null,null,"VIC Alcoa Portland 500 kV",null,null,null,null,null,null,null,null,null,null,null,null,null,null,{"$f":"MOD(ROW(Q6)-6,31)+1","v":1},{"$f":"T6&R6","v":"VIC Alcoa Portland 500 kV1"},{"$f":"C6","v":"VIC Alcoa Portland 500 kV"}]
[null,null,null,null,null,null,null,null,null,null,null,null,null,null,null,null,null,{"$f":"MOD(ROW(Q7)-6,31)+1","v":2},{"$f":"T7&R7","v":"VIC Alcoa Portland 500 kV2"},{"$f":"T6","v":"VIC Alcoa Portland 500 kV"}]
[null,null,null,"MAIN SECTORS",null,null,null,null,null,null,null,null,null,null,null,null,null,3,"VIC Alcoa Portland 500 kV3",{"$f":"T7","v":"VIC Alcoa Portland 500 kV"}]
[null,null,null,"The forecast is confidential.",null,null,null,null,null,null,null,null,null,null,null,null,null,4,"VIC Alcoa Portland 500 kV4","VIC Alcoa Portland 500 kV"]
[null,null,null,null,null,null,null,null,null,null,null,null,null,null,null,null,null,5,"VIC Alcoa Portland 500 kV5","VIC Alcoa Portland 500 kV"]
[null,null,null,null,null,null,null,null,null,null,null,null,null,null,null,null,null,6,"VIC Alcoa Portland 500 kV6","VIC Alcoa Portland 500 kV"]
[null,null,null,null,null,null,null,null,null,null,null,null,null,null,null,null,null,7,"VIC Alcoa Portland 500 kV7","VIC Alcoa Portland 500 kV"]
[null,null,null,null,null,null,null,null,null,null,null,null,null,null,null,null,null,8,"VIC Alcoa Portland 500 kV8","VIC Alcoa Portland 500 kV"]
[null,null,null,"MEDIUM SCENARIO",null,null,null,null,null,null,null,null,null,null,null,null,null,9,"VIC Alcoa Portland 500 kV9","VIC Alcoa Portland 500 kV"]
[null,null,null,"Summer",null,null,null,null,null,null,null,null,null,null,null,null,null,10,"VIC Alcoa Portland 500 kV10","VIC Alcoa Portland 500 kV"]
[null,null,null,null,null,null,null,null,null,null,null,null,null,null,null,null,null,11,"VIC Alcoa Portland 500 kV11","VIC Alcoa Portland 500 kV"]
[null,null,null,null,null,null,null,null,null,null,null,null,null,null,null,null,null,12,"VIC Alcoa Portland 500 kV12","VIC Alcoa Portland 500 kV"]
[null,null,null,null,null,null,null,null,null,null,null,null,null,null,null,null,null,13,"VIC Alcoa Portland 500 kV13","VIC Alcoa Portland 500 kV"]
[null,null,null,null,null,null,null,null,null,null,null,null,null,null,null,null,null,14,"VIC Alcoa Portland 500 kV14","VIC Alcoa Portland 500 kV"]
[null,null,null,null,null,null,null,null,null,null,null,null,null,null,null,null,null,15,"VIC Alcoa Portland 500 kV15","VIC Alcoa Portland 500 kV"]
[null,null,null,"Winter",null,null,null,null,null,null,null,null,null,null,null,null,null,16,"VIC Alcoa Portland 500 kV16","VIC Alcoa Portland 500 kV"]
[null,null,null,null,null,null,null,null,null,null,null,null,null,null,null,null,null,17,"VIC Alcoa Portland 500 kV17","VIC Alcoa Portland 500 kV"]
[null,null,null,null,null,null,null,null,null,null,null,null,null,null,null,null,null,18,"VIC Alcoa Portland 500 kV18","VIC Alcoa Portland 500 kV"]
[null,null,null,null,null,null,null,null,null,null,null,null,null,null,null,null,null,19,"VIC Alcoa Portland 500 kV19","VIC Alcoa Portland 500 kV"]
[null,null,null,null,null,null,null,null,null,null,null,null,null,null,null,null,null,20,"VIC Alcoa Portland 500 kV20","VIC Alcoa Portland 500 kV"]
[null,null,null,null,null,null,null,null,null,null,null,null,null,null,null,null,null,21,"VIC Alcoa Portland 500 kV21","VIC Alcoa Portland 500 kV"]
[null,null,null,"Other",null,null,null,null,null,null,null,null,null,null,null,null,null,22,"VIC Alcoa Portland 500 kV22","VIC Alcoa Portland 500 kV"]
[null,null,null,null,null,null,null,null,null,null,null,null,null,null,null,null,null,23,"VIC Alcoa Portland 500 kV23","VIC Alcoa Portland 500 kV"]
[null,null,null,null,null,null,null,null,null,null,null,null,null,null,null,null,null,24,"VIC Alcoa Portland 500 kV24","VIC Alcoa Portland 500 kV"]
[null,null,null,null,null,null,null,null,null,null,null,null,null,null,null,null,null,25,"VIC Alcoa Portland 500 kV25","VIC Alcoa Portland 500 kV"]
[null,null,null,null,null,null,null,null,null,null,null,null,null,null,null,null,null,26,"VIC Alcoa Portland 500 kV26","VIC Alcoa Portland 500 kV"]
[null,null,null,null,null,null,null,null,null,null,null,null,null,null,null,null,null,27,"VIC Alcoa Portland 500 kV27","VIC Alcoa Portland 500 kV"]
[null,null,null,null,null,null,null,null,null,null,null,null,null,null,null,null,null,28,"VIC Alcoa Portland 500 kV28","VIC Alcoa Portland 500 kV"]
[null,null,null,null,null,null,null,null,null,null,null,null,null,null,null,null,null,29,"VIC Alcoa Portland 500 kV29","VIC Alcoa Portland 500 kV"]
[null,null,null,null,null,null,null,null,null,null,null,null,null,null,null,null,null,30,"VIC Alcoa Portland 500 kV30","VIC Alcoa Portland 500 kV"]
[null,null,null,null,null,null,null,null,null,null,null,null,null,null,null,null,null,31,"VIC Alcoa Portland 500 kV31","VIC Alcoa Portland 500 kV"]
[null,null,"VIC Altona-Brooklyn (Jemena) 66 kV",null,null,null,null,null,null,null,null,null,null,null,null,null,null,1,"VIC Altona-Brooklyn (Jemena) 66 kV1",{"$f":"C37","v":"VIC Altona-Brooklyn (Jemena) 66 kV"}]
[null,null,null,null,null,null,null,null,null,null,null,null,null,null,null,null,null,2,"VIC Altona-Brooklyn (Jemena) 66 kV2",{"$f":"T37","v":"VIC Altona-Brooklyn (Jemena) 66 kV"}]
[null,null,null,"MAIN SECTORS",null,null,null,null,null,null,null,null,null,null,null,null,null,3,"VIC Altona-Brooklyn (Jemena) 66 kV3","VIC Altona-Brooklyn (Jemena) 66 kV"]
[null,null,null,"Predominantly residential and commercial.",null,null,null,null,null,null,null,null,null,null,null,null,null,4,"VIC Altona-Brooklyn (Jemena) 66 kV4","VIC Altona-Brooklyn (Jemena) 66 kV"]
[null,null,null,null,null,null,null,null,null,null,null,null,null,null,null,null,null,5,"VIC Altona-Brooklyn (Jemena) 66 kV5","VIC Altona-Brooklyn (Jemena) 66 kV"]
[null,null,null,null,null,null,null,null,null,null,null,null,null,null,null,null,null,6,"VIC Altona-Brooklyn (Jemena) 66 kV6","VIC Altona-Brooklyn (Jemena) 66 kV"]
[null,null,null,null,null,null,null,null,null,null,null,null,null,null,null,null,null,7,"VIC Altona-Brooklyn (Jemena) 66 kV7","VIC Altona-Brooklyn (Jemena) 66 kV"]
[null,null,null,null,null,null,null,null,null,null,null,null,null,null,null,null,null,8,"VIC Altona-Brooklyn (Jemena) 66 kV8","VIC Altona-Brooklyn (Jemena) 66 kV"]
[null,null,null,"MEDIUM SCENARIO",null,null,null,null,null,null,null,null,null,null,null,null,null,9,"VIC Altona-Brooklyn (Jemena) 66 kV9","VIC Altona-Brooklyn (Jemena) 66 kV"]
[null,null,null,"Summer",null,null,null,null,null,null,null,null,null,null,null,null,null,10,"VIC Altona-Brooklyn (Jemena) 66 kV10","VIC Altona-Brooklyn (Jemena) 66 kV"]
[null,null,null,"Temperature corrected actuals have decreased since 2010.",null,null,null,null,null,null,null,null,null,null,null,null,null,11,"VIC Altona-Brooklyn (Jemena) 66 kV11","VIC Altona-Brooklyn (Jemena) 66 kV"]
[null,null,null,"Forecast demand is decreasing over the outlook period.",null,null,null,null,null,null,null,null,null,null,null,null,null,12,"VIC Altona-Brooklyn (Jemena) 66 kV12","VIC Altona-Brooklyn (Jemena) 66 kV"]
[null,null,null,"The 10% POE offset for PV ranges from 2.6% to 9.3% between 2017 and 2026.",null,null,null,null,null,null,null,null,null,null,null,null,null,13,"VIC Altona-Brooklyn (Jemena) 66 kV13","VIC Altona-Brooklyn (Jemena) 66 kV"]
[null,null,null,null,null,null,null,null,null,null,null,null,null,null,null,null,null,14,"VIC Altona-Brooklyn (Jemena) 66 kV14","VIC Altona-Brooklyn (Jemena) 66 kV"]
[null,null,null,null,null,null,null,null,null,null,null,null,null,null,null,null,null,15,"VIC Altona-Brooklyn (Jemena) 66 kV15","VIC Altona-Brooklyn (Jemena) 66 kV"]
[null,null,null,"Winter",null,null,null,null,null,null,null,null,null,null,null,null,null,16,"VIC Altona-Brooklyn (Jemena) 66 kV16","VIC Altona-Brooklyn (Jemena) 66 kV"]
[null,null,null,"Temperature corrected actuals have decreased since 2010.",null,null,null,null,null,null,null,null,null,null,null,null,null,17,"VIC Altona-Brooklyn (Jemena) 66 kV17","VIC Altona-Brooklyn (Jemena) 66 kV"]
[null,null,null,"Forecast demand is decreasing over the outlook period.",null,null,null,null,null,null,null,null,null,null,null,null,null,18,"VIC Altona-Brooklyn (Jemena) 66 kV18","VIC Altona-Brooklyn (Jemena) 66 kV"]
[null,null,null,"The 10% POE offset for PV ranges from 0.2% to 0.8% between 2016 and 2025.",null,null,null,null,null,null,null,null,null,null,null,null,null,19,"VIC Altona-Brooklyn (Jemena) 66 kV19","VIC Altona-Brooklyn (Jemena) 66 kV"]
[null,null,null,null,null,null,null,null,null,null,null,null,null,null,null,null,null,20,"VIC Altona-Brooklyn (Jemena) 66 kV20","VIC Altona-Brooklyn (Jemena) 66 kV"]
[null,null,null,null,null,null,null,null,null,null,null,null,null,null,null,null,null,21,"VIC Altona-Brooklyn (Jemena) 66 kV21","VIC Altona-Brooklyn (Jemena) 66 kV"]
[null,null,null,"Other",null,null,null,null,null,null,null,null,null,null,null,null,null,22,"VIC Altona-Brooklyn (Jemena) 66 kV22","VIC Altona-Brooklyn (Jemena) 66 kV"]
[null,null,null,"Supplies Footscray West, Newport , Tottenham, Yarraville T.S.",null,null,null,null,null,null,null,null,null,null,null,null,null,23,"VIC Altona-Brooklyn (Jemena) 66 kV23","VIC Altona-Brooklyn (Jemena) 66 kV"]
[null,null,null,"The impact of the following embedded generator(s) has been removed in the forecasts; Brooklyn Landfill Gas Power Station.",null,null,null,null,null,null,null,null,null,null,null,null,null,24,"VIC Altona-Brooklyn (Jemena) 66 kV24","VIC Altona-Brooklyn (Jemena) 66 kV"]
[null,null,null,"Demand is is weather sensitive in summer and winter.",null,null,null,null,null,null,null,null,null,null,null,null,null,25,"VIC Altona-Brooklyn (Jemena) 66 kV25","VIC Altona-Brooklyn (Jemena) 66 kV"]
[null,null,null,"Diversity factors: Summer = 1; Winter = 1.",null,null,null,null,null,null,null,null,null,null,null,null,null,26,"VIC Altona-Brooklyn (Jemena) 66 kV26","VIC Altona-Brooklyn (Jemena) 66 kV"]
[null,null,null,"Power factors: Summer = 0.99, lagging; Winter = 1, lagging.",null,null,null,null,null,null,null,null,null,null,null,null,null,27,"VIC Altona-Brooklyn (Jemena) 66 kV27","VIC Altona-Brooklyn (Jemena) 66 kV"]
[null,null,null,null,null,null,null,null,null,null,null,null,null,null,null,null,null,28,"VIC Altona-Brooklyn (Jemena) 66 kV28","VIC Altona-Brooklyn (Jemena) 66 kV"]
[null,null,null,null,null,null,null,null,null,null,null,null,null,null,null,null,null,29,"VIC Altona-Brooklyn (Jemena) 66 kV29","VIC Altona-Brooklyn (Jemena) 66 kV"]
[null,null,null,null,null,null,null,null,null,null,null,null,null,null,null,null,null,30,"VIC Altona-Brooklyn (Jemena) 66 kV30","VIC Altona-Brooklyn (Jemena) 66 kV"]
[null,null,null,null,null,null,null,null,null,null,null,null,null,null,null,null,null,31,"VIC Altona-Brooklyn (Jemena) 66 kV31","VIC Altona-Brooklyn (Jemena) 66 kV"]
[null,null,"VIC Altona-Brooklyn (Powercor) 66 kV",null,null,null,null,null,null,null,null,null,null,null,null,null,null,1,"VIC Altona-Brooklyn (Powercor) 66 kV1",{"$f":"C68","v":"VIC Altona-Brooklyn (Powercor) 66 kV"}]
[null,null,null,null,null,null,null,null,null,null,null,null,null,null,null,null,null,2,"VIC Altona-Brooklyn (Powercor) 66 kV2",{"$f":"T68","v":"VIC Altona-Brooklyn (Powercor) 66 kV"}]
[null,null,null,"MAIN SECTORS",null,null,null,null,null,null,null,null,null,null,null,null,null,3,"VIC Altona-Brooklyn (Powercor) 66 kV3","VIC Altona-Brooklyn (Powercor) 66 kV"]
[null,null,null,"Predominantly residential and commercial.",null,null,null,null,null,null,null,null,null,null,null,null,null,{"$f":"MOD(ROW(Q71)-6,31)+1","v":4},{"$f":"T71&R71","v":"VIC Altona-Brooklyn (Powercor) 66 kV4"},"VIC Altona-Brooklyn (Powercor) 66 kV"]
[null,null,null,null,null,null,null,null,null,null,null,null,null,null,null,null,null,5,"VIC Altona-Brooklyn (Powercor) 66 kV5","VIC Altona-Brooklyn (Powercor) 66 kV"]
[null,null,null,null,null,null,null,null,null,null,null,null,null,null,null,null,null,6,"VIC Altona-Brooklyn (Powercor) 66 kV6","VIC Altona-Brooklyn (Powercor) 66 kV"]
[null,null,null,null,null,null,null,null,null,null,null,null,null,null,null,null,null,7,"VIC Altona-Brooklyn (Powercor) 66 kV7","VIC Altona-Brooklyn (Powercor) 66 kV"]
[null,null,null,null,null,null,null,null,null,null,null,null,null,null,null,null,null,8,"VIC Altona-Brooklyn (Powercor) 66 kV8","VIC Altona-Brooklyn (Powercor) 66 kV"]
[null,null,null,"MEDIUM SCENARIO",null,null,null,null,null,null,null,null,null,null,null,null,null,9,"VIC Altona-Brooklyn (Powercor) 66 kV9","VIC Altona-Brooklyn (Powercor) 66 kV"]
[null,null,null,"Summer",null,null,null,null,null,null,null,null,null,null,null,null,null,10,"VIC Altona-Brooklyn (Powercor) 66 kV10","VIC Altona-Brooklyn (Powercor) 66 kV"]
[null,null,null,"Temperature corrected actuals have increased over the historical period.",null,null,null,null,null,null,null,null,null,null,null,null,null,11,"VIC Altona-Brooklyn (Powercor) 66 kV11","VIC Altona-Brooklyn (Powercor) 66 kV"]
[null,null,null,"Forecast demand is increasing over the outlook period.",null,null,null,null,null,null,null,null,null,null,null,null,null,12,"VIC Altona-Brooklyn (Powercor) 66 kV12","VIC Altona-Brooklyn (Powercor) 66 kV"]
[null,null,null,"The 10% POE offset for PV ranges from 2.4% to 5.8% between 2017 and 2026.",null,null,null,null,null,null,null,null,null,null,null,null,null,13,"VIC Altona-Brooklyn (Powercor) 66 kV13","VIC Altona-Brooklyn (Powercor) 66 kV"]
[null,null,null,null,null,null,null,null,null,null,null,null,null,null,null,null,null,14,"VIC Altona-Brooklyn (Powercor) 66 kV14","VIC Altona-Brooklyn (Powercor) 66 kV"]
[null,null,null,null,null,null,null,null,null,null,null,null,null,null,null,null,null,15,"VIC Altona-Brooklyn (Powercor) 66 kV15","VIC Altona-Brooklyn (Powercor) 66 kV"]
[null,null,null,"Winter",null,null,null,null,null,null,null,null,null,null,null,null,null,16,"VIC Altona-Brooklyn (Powercor) 66 kV16","VIC Altona-Brooklyn (Powercor) 66 kV"]
[null,null,null,"Temperature corrected actuals have increased over the historical period.",null,null,null,null,null,null,null,null,null,null,null,null,null,17,"VIC Altona-Brooklyn (Powercor) 66 kV17","VIC Altona-Brooklyn (Powercor) 66 kV"]
[null,null,null,"Forecast demand is increasing over the outlook period.",null,null,null,null,null,null,null,null,null,null,null,null,null,18,"VIC Altona-Brooklyn (Powercor) 66 kV18","VIC Altona-Brooklyn (Powercor) 66 kV"]
[null,null,null,"The 10% POE offset for PV ranges from 0.1% to 0.2% between 2016 and 2025.",null,null,null,null,null,null,null,null,null,null,null,null,null,19,"VIC Altona-Brooklyn (Powercor) 66 kV19","VIC Altona-Brooklyn (Powercor) 66 kV"]
[null,null,null,null,null,null,null,null,null,null,null,null,null,null,null,null,null,20,"VIC Altona-Brooklyn (Powercor) 66 kV20","VIC Altona-Brooklyn (Powercor) 66 kV"]
[null,null,null,null,null,null,null,null,null,null,null,null,null,null,null,null,null,21,"VIC Altona-Brooklyn (Powercor) 66 kV21","VIC Altona-Brooklyn (Powercor) 66 kV"]
[null,null,null,"Other",null,null,null,null,null,null,null,null,null,null,null,null,null,22,"VIC Altona-Brooklyn (Powercor) 66 kV22","VIC Altona-Brooklyn (Powercor) 66 kV"]
[null,null,null,"Supplies Altona, Laverton North.",null,null,null,null,null,null,null,null,null,null,null,null,null,23,"VIC Altona-Brooklyn (Powercor) 66 kV23","VIC Altona-Brooklyn (Powercor) 66 kV"]
[null,null,null,"A decrease in demand in 2018 occurs due to a manufacturing plant closure.",null,null,null,null,null,null,null,null,null,null,null,null,null,24,"VIC Altona-Brooklyn (Powercor) 66 kV24","VIC Altona-Brooklyn (Powercor) 66 kV"]
[null,null,null,"The impact of the following embedded generator(s) has been removed in the forecasts; Boral Landfill & Waste Biogas.",null,null,null,null,null,null,null,null,null,null,null,null,null,25,"VIC Altona-Brooklyn (Powercor) 66 kV25","VIC Altona-Brooklyn (Powercor) 66 kV"]
[null,null,null,"Demand is not weather sensitive.",null,null,null,null,null,null,null,null,null,null,null,null,null,26,"VIC Altona-Brooklyn (Powercor) 66 kV26","VIC Altona-Brooklyn (Powercor) 66 kV"]
[null,null,null,"Diversity factors: Summer = 0.97; Winter = 0.91.",null,null,null,null,null,null,null,null,null,null,null,null,null,27,"VIC Altona-Brooklyn (Powercor) 66 kV27","VIC Altona-Brooklyn (Powercor) 66 kV"]
[null,null,null,"Power factors: Summer = 0.99, lagging; Winter = 1, lagging.",null,null,null,null,null,null,null,null,null,null,null,null,null,28,"VIC Altona-Brooklyn (Powercor) 66 kV28","VIC Altona-Brooklyn (Powercor) 66 kV"]
[null,null,null,null,null,null,null,null,null,null,null,null,null,null,null,null,null,29,"VIC Altona-Brooklyn (Powercor) 66 kV29","VIC Altona-Brooklyn (Powercor) 66 kV"]
[null,null,null,null,null,null,null,null,null,null,null,null,null,null,null,null,null,30,"VIC Altona-Brooklyn (Powercor) 66 kV30","VIC Altona-Brooklyn (Powercor) 66 kV"]
[null,null,null,null,null,null,null,null,null,null,null,null,null,null,null,null,null,31,"VIC Altona-Brooklyn (Powercor) 66 kV31","VIC Altona-Brooklyn (Powercor) 66 kV"]
[null,null,"VIC Air Liquid",null,null,null,null,null,null,null,null,null,null,null,null,null,null,1,"VIC Air Liquid1",{"$f":"C99","v":"VIC Air Liquid"}]
[null,null,null,null,null,null,null,null,null,null,null,null,null,null,null,null,null,2,"VIC Air Liquid2",{"$f":"T99","v":"VIC Air Liquid"}]
[null,null,null,"MAIN SECTORS",null,null,null,null,null,null,null,null,null,null,null,null,null,3,"VIC Air Liquid3","VIC Air Liquid"]
[null,null,null,"The forecast is confidential.",null,null,null,null,null,null,null,null,null,null,null,null,null,4,"VIC Air Liquid4",{"$f":"T101","v":"VIC Air Liquid"}]
[null,null,null,null,null,null,null,null,null,null,null,null,null,null,null,null,null,5,"VIC Air Liquid5","VIC Air Liquid"]
[null,null,null,null,null,null,null,null,null,null,null,null,null,null,null,null,null,6,"VIC Air Liquid6","VIC Air Liquid"]
[null,null,null,null,null,null,null,null,null,null,null,null,null,null,null,null,null,7,"VIC Air Liquid7","VIC Air Liquid"]
[null,null,null,null,null,null,null,null,null,null,null,null,null,null,null,null,null,8,"VIC Air Liquid8","VIC Air Liquid"]
[null,null,null,"MEDIUM SCENARIO",null,null,null,null,null,null,null,null,null,null,null,null,null,9,"VIC Air Liquid9","VIC Air Liquid"]
[null,null,null,"Summer",null,null,null,null,null,null,null,null,null,null,null,null,null,10,"VIC Air Liquid10","VIC Air Liquid"]
[null,null,null,null,null,null,null,null,null,null,null,null,null,null,null,null,null,11,"VIC Air Liquid11","VIC Air Liquid"]
[null,null,null,null,null,null,null,null,null,null,null,null,null,null,null,null,null,12,"VIC Air Liquid12","VIC Air Liquid"]
[null,null,null,null,null,null,null,null,null,null,null,null,null,null,null,null,null,13,"VIC Air Liquid13","VIC Air Liquid"]
[null,null,null,null,null,null,null,null,null,null,null,null,null,null,null,null,null,14,"VIC Air Liquid14","VIC Air Liquid"]
[null,null,null,null,null,null,null,null,null,null,null,null,null,null,null,null,null,15,"VIC Air Liquid15","VIC Air Liquid"]
[null,null,null,"Winter",null,null,null,null,null,null,null,null,null,null,null,null,null,16,"VIC Air Liquid16","VIC Air Liquid"]
[null,null,null,null,null,null,null,null,null,null,null,null,null,null,null,null,null,17,"VIC Air Liquid17","VIC Air Liquid"]
[null,null,null,null,null,null,null,null,null,null,null,null,null,null,null,null,null,18,"VIC Air Liquid18","VIC Air Liquid"]
[null,null,null,null,null,null,null,null,null,null,null,null,null,null,null,null,null,19,"VIC Air Liquid19","VIC Air Liquid"]
[null,null,null,null,null,null,null,null,null,null,null,null,null,null,null,null,null,20,"VIC Air Liquid20","VIC Air Liquid"]
[null,null,null,null,null,null,null,null,null,null,null,null,null,null,null,null,null,21,"VIC Air Liquid21","VIC Air Liquid"]
[null,null,null,"Other",null,null,null,null,null,null,null,null,null,null,null,null,null,22,"VIC Air Liquid22","VIC Air Liquid"]
[null,null,null,null,null,null,null,null,null,null,null,null,null,null,null,null,null,23,"VIC Air Liquid23","VIC Air Liquid"]
[null,null,null,null,null,null,null,null,null,null,null,null,null,null,null,null,null,24,"VIC Air Liquid24","VIC Air Liquid"]
[null,null,null,null,null,null,null,null,null,null,null,null,null,null,null,null,null,25,"VIC Air Liquid25","VIC Air Liquid"]
[null,null,null,null,null,null,null,null,null,null,null,null,null,null,null,null,null,26,"VIC Air Liquid26","VIC Air Liquid"]
[null,null,null,null,null,null,null,null,null,null,null,null,null,null,null,null,null,27,"VIC Air Liquid27","VIC Air Liquid"]
[null,null,null,null,null,null,null,null,null,null,null,null,null,null,null,null,null,28,"VIC Air Liquid28","VIC Air Liquid"]
[null,null,null,null,null,null,null,null,null,null,null,null,null,null,null,null,null,29,"VIC Air Liquid29","VIC Air Liquid"]
[null,null,null,null,null,null,null,null,null,null,null,null,null,null,null,null,null,30,"VIC Air Liquid30","VIC Air Liquid"]
[null,null,null,null,null,null,null,null,null,null,null,null,null,null,null,null,null,31,"VIC Air Liquid31","VIC Air Liquid"]
[null,null,"VIC Altona West (Powercor) 66 kV",null,null,null,null,null,null,null,null,null,null,null,null,null,null,1,"VIC Altona West (Powercor) 66 kV1",{"$f":"C130","v":"VIC Altona West (Powercor) 66 kV"}]
[null,null,null,null,null,null,null,null,null,null,null,null,null,null,null,null,null,2,"VIC Altona West (Powercor) 66 kV2",{"$f":"T130","v":"VIC Altona West (Powercor) 66 kV"}]
[null,null,null,"MAIN SECTORS",null,null,null,null,null,null,null,null,null,null,null,null,null,3,"VIC Altona West (Powercor) 66 kV3","VIC Altona West (Powercor) 66 kV"]
[null,null,null,"Predominantly residential and commercial.",null,null,null,null,null,null,null,null,null,null,null,null,null,4,"VIC Altona West (Powercor) 66 kV4","VIC Altona West (Powercor) 66 kV"]
[null,null,null,null,null,null,null,null,null,null,null,null,null,null,null,null,null,5,"VIC Altona West (Powercor) 66 kV5","VIC Altona West (Powercor) 66 kV"]
[null,null,null,null,null,null,null,null,null,null,null,null,null,null,null,null,null,{"$f":"MOD(ROW(Q135)-6,31)+1","v":6},{"$f":"T135&R135","v":"VIC Altona West (Powercor) 66 kV6"},"VIC Altona West (Powercor) 66 kV"]
[null,null,null,null,null,null,null,null,null,null,null,null,null,null,null,null,null,7,"VIC Altona West (Powercor) 66 kV7","VIC Altona West (Powercor) 66 kV"]
[null,null,null,null,null,null,null,null,null,null,null,null,null,null,null,null,null,8,"VIC Altona West (Powercor) 66 kV8","VIC Altona West (Powercor) 66 kV"]
[null,null,null,"MEDIUM SCENARIO",null,null,null,null,null,null,null,null,null,null,null,null,null,9,"VIC Altona West (Powercor) 66 kV9","VIC Altona West (Powercor) 66 kV"]
[null,null,null,"Summer",null,null,null,null,null,null,null,null,null,null,null,null,null,10,"VIC Altona West (Powercor) 66 kV10","VIC Altona West (Powercor) 66 kV"]
[null,null,null,"Temperature corrected actuals have increased over the historical period.",null,null,null,null,null,null,null,null,null,null,null,null,null,11,"VIC Altona West (Powercor) 66 kV11","VIC Altona West (Powercor) 66 kV"]
[null,null,null,"Forecast demand is increasing over the outlook period.",null,null,null,null,null,null,null,null,null,null,null,null,null,12,"VIC Altona West (Powercor) 66 kV12","VIC Altona West (Powercor) 66 kV"]
[null,null,null,"The 10% POE offset for PV ranges from 4.5% to 9.8% between 2017 and 2026.",null,null,null,null,null,null,null,null,null,null,null,null,null,13,"VIC Altona West (Powercor) 66 kV13","VIC Altona West (Powercor) 66 kV"]
[null,null,null,null,null,null,null,null,null,null,null,null,null,null,null,null,null,14,"VIC Altona West (Powercor) 66 kV14","VIC Altona West (Powercor) 66 kV"]
[null,null,null,null,null,null,null,null,null,null,null,null,null,null,null,null,null,15,"VIC Altona West (Powercor) 66 kV15","VIC Altona West (Powercor) 66 kV"]
[null,null,null,"Winter",null,null,null,null,null,null,null,null,null,null,null,null,null,16,"VIC Altona West (Powercor) 66 kV16","VIC Altona West (Powercor) 66 kV"]
[null,null,null,"Temperature corrected actuals have increased over the historical period.",null,null,null,null,null,null,null,null,null,null,null,null,null,17,"VIC Altona West (Powercor) 66 kV17","VIC Altona West (Powercor) 66 kV"]
[null,null,null,"Forecast demand is increasing over the outlook period.",null,null,null,null,null,null,null,null,null,null,null,null,null,18,"VIC Altona West (Powercor) 66 kV18","VIC Altona West (Powercor) 66 kV"]
[null,null,null,"The 10% POE offset for PV is zero.",null,null,null,null,null,null,null,null,null,null,null,null,null,19,"VIC Altona West (Powercor) 66 kV19","VIC Altona West (Powercor) 66 kV"]
[null,null,null,null,null,null,null,null,null,null,null,null,null,null,null,null,null,20,"VIC Altona West (Powercor) 66 kV20","VIC Altona West (Powercor) 66 kV"]
[null,null,null,null,null,null,null,null,null,null,null,null,null,null,null,null,null,21,"VIC Altona West (Powercor) 66 kV21","VIC Altona West (Powercor) 66 kV"]
[null,null,null,"Other",null,null,null,null,null,null,null,null,null,null,null,null,null,22,"VIC Altona West (Powercor) 66 kV22","VIC Altona West (Powercor) 66 kV"]
[null,null,null,"Supplies Laverton, Hoppers Crossers Pumping, Werribee.",null,null,null,null,null,null,null,null,null,null,null,null,null,23,"VIC Altona West (Powercor) 66 kV23","VIC Altona West (Powercor) 66 kV"]
[null,null,null,"A block load causes a drop in demand in 2018.",null,null,null,null,null,null,null,null,null,null,null,null,null,24,"VIC Altona West (Powercor) 66 kV24","VIC Altona West (Powercor) 66 kV"]
[null,null,null,"Demand is is weather sensitive in summer and winter.",null,null,null,null,null,null,null,null,null,null,null,null,null,25,"VIC Altona West (Powercor) 66 kV25","VIC Altona West (Powercor) 66 kV"]
[null,null,null,"Diversity factors: Summer = 1; Winter = 1.",null,null,null,null,null,null,null,null,null,null,null,null,null,26,"VIC Altona West (Powercor) 66 kV26","VIC Altona West (Powercor) 66 kV"]
[null,null,null,"Power factors: Summer = 0.98, lagging; Winter = 0.99, lagging.",null,null,null,null,null,null,null,null,null,null,null,null,null,27,"VIC Altona West (Powercor) 66 kV27","VIC Altona West (Powercor) 66 kV"]
[null,null,null,null,null,null,null,null,null,null,null,null,null,null,null,null,null,28,"VIC Altona West (Powercor) 66 kV28","VIC Altona West (Powercor) 66 kV"]
[null,null,null,null,null,null,null,null,null,null,null,null,null,null,null,null,null,29,"VIC Altona West (Powercor) 66 kV29","VIC Altona West (Powercor) 66 kV"]
[null,null,null,null,null,null,null,null,null,null,null,null,null,null,null,null,null,30,"VIC Altona West (Powercor) 66 kV30","VIC Altona West (Powercor) 66 kV"]
[null,null,null,null,null,null,null,null,null,null,null,null,null,null,null,null,null,31,"VIC Altona West (Powercor) 66 kV31","VIC Altona West (Powercor) 66 kV"]
[null,null,"VIC Ballarat (Powercor) 66 kV",null,null,null,null,null,null,null,null,null,null,null,null,null,null,1,"VIC Ballarat (Powercor) 66 kV1",{"$f":"C161","v":"VIC Ballarat (Powercor) 66 kV"}]
[null,null,null,null,null,null,null,null,null,null,null,null,null,null,null,null,null,2,"VIC Ballarat (Powercor) 66 kV2",{"$f":"T161","v":"VIC Ballarat (Powercor) 66 kV"}]
[null,null,null,"MAIN SECTORS",null,null,null,null,null,null,null,null,null,null,null,null,null,3,"VIC Ballarat (Powercor) 66 kV3","VIC Ballarat (Powercor) 66 kV"]
[null,null,null,"Mix of agricultural (cattle grazing, grape growing), residential and commercial (confectionary, food packaging, breweries).",null,null,null,null,null,null,null,null,null,null,null,null,null,4,"VIC Ballarat (Powercor) 66 kV4","VIC Ballarat (Powercor) 66 kV"]
[null,null,null,null,null,null,null,null,null,null,null,null,null,null,null,null,null,5,"VIC Ballarat (Powercor) 66 kV5","VIC Ballarat (Powercor) 66 kV"]
[null,null,null,null,null,null,null,null,null,null,null,null,null,null,null,null,null,6,"VIC Ballarat (Powercor) 66 kV6",{"$f":"T165","v":"VIC Ballarat (Powercor) 66 kV"}]
[null,null,null,null,null,null,null,null,null,null,null,null,null,null,null,null,null,7,"VIC Ballarat (Powercor) 66 kV7","VIC Ballarat (Powercor) 66 kV"]
[null,null,null,null,null,null,null,null,null,null,null,null,null,null,null,null,null,8,"VIC Ballarat (Powercor) 66 kV8","VIC Ballarat (Powercor) 66 kV"]
[null,null,null,"MEDIUM SCENARIO",null,null,null,null,null,null,null,null,null,null,null,null,null,9,"VIC Ballarat (Powercor) 66 kV9","VIC Ballarat (Powercor) 66 kV"]
[null,null,null,"Summer",null,null,null,null,null,null,null,null,null,null,null,null,null,10,"VIC Ballarat (Powercor) 66 kV10","VIC Ballarat (Powercor) 66 kV"]
[null,null,null,"Temperature corrected actuals have remained relatively flat since 2009.",null,null,null,null,null,null,null,null,null,null,null,null,null,11,"VIC Ballarat (Powercor) 66 kV11","VIC Ballarat (Powercor) 66 kV"]
[null,null,null,"Forecast demand is decreasing over the outlook period.",null,null,null,null,null,null,null,null,null,null,null,null,null,12,"VIC Ballarat (Powercor) 66 kV12","VIC Ballarat (Powercor) 66 kV"]
[null,null,null,"The 10% POE offset for PV ranges from 4.6% to 10.5% between 2017 and 2026.",null,null,null,null,null,null,null,null,null,null,null,null,null,13,"VIC Ballarat (Powercor) 66 kV13","VIC Ballarat (Powercor) 66 kV"]
[null,null,null,null,null,null,null,null,null,null,null,null,null,null,null,null,null,14,"VIC Ballarat (Powercor) 66 kV14","VIC Ballarat (Powercor) 66 kV"]
[null,null,null,null,null,null,null,null,null,null,null,null,null,null,null,null,null,15,"VIC Ballarat (Powercor) 66 kV15","VIC Ballarat (Powercor) 66 kV"]
[null,null,null,"Winter",null,null,null,null,null,null,null,null,null,null,null,null,null,16,"VIC Ballarat (Powercor) 66 kV16","VIC Ballarat (Powercor) 66 kV"]
[null,null,null,"Temperature corrected actuals have remained relatively flat since 2009.",null,null,null,null,null,null,null,null,null,null,null,null,null,17,"VIC Ballarat (Powercor) 66 kV17","VIC Ballarat (Powercor) 66 kV"]
[null,null,null,"Forecast demand is increasing over the outlook period.",null,null,null,null,null,null,null,null,null,null,null,null,null,18,"VIC Ballarat (Powercor) 66 kV18","VIC Ballarat (Powercor) 66 kV"]
[null,null,null,"The 10% POE offset for PV is zero.",null,null,null,null,null,null,null,null,null,null,null,null,null,19,"VIC Ballarat (Powercor) 66 kV19","VIC Ballarat (Powercor) 66 kV"]
[null,null,null,null,null,null,null,null,null,null,null,null,null,null,null,null,null,20,"VIC Ballarat (Powercor) 66 kV20","VIC Ballarat (Powercor) 66 kV"]
[null,null,null,null,null,null,null,null,null,null,null,null,null,null,null,null,null,21,"VIC Ballarat (Powercor) 66 kV21","VIC Ballarat (Powercor) 66 kV"]
[null,null,null,"Other",null,null,null,null,null,null,null,null,null,null,null,null,null,22,"VIC Ballarat (Powercor) 66 kV22","VIC Ballarat (Powercor) 66 kV"]
[null,null,null,"Supplies Ararat, Ballarat, Bacchus Marsh.",null,null,null,null,null,null,null,null,null,null,null,null,null,23,"VIC Ballarat (Powercor) 66 kV23","VIC Ballarat (Powercor) 66 kV"]
[null,null,null,"The impact of the following embedded generator(s) has been removed in the forecasts; Hepburn Wind Farm, Ballarat Base",null,null,null,null,null,null,null,null,null,null,null,null,null,24,"VIC Ballarat (Powercor) 66 kV24","VIC Ballarat (Powercor) 66 kV"]
[null,null,null,"Hospital Plant.",null,null,null,null,null,null,null,null,null,null,null,null,null,25,"VIC Ballarat (Powercor) 66 kV25","VIC Ballarat (Powercor) 66 kV"]
[null,null,null,"Demand is is weather sensitive in summer and winter.",null,null,null,null,null,null,null,null,null,null,null,null,null,26,"VIC Ballarat (Powercor) 66 kV26","VIC Ballarat (Powercor) 66 kV"]
[null,null,null,"Diversity factors: Summer = 0.97; Winter = 0.95.",null,null,null,null,null,null,null,null,null,null,null,null,null,27,"VIC Ballarat (Powercor) 66 kV27","VIC Ballarat (Powercor) 66 kV"]
[null,null,null,"Power factors: Summer = 1, lagging; Winter = 0.99, lagging.",null,null,null,null,null,null,null,null,null,null,null,null,null,28,"VIC Ballarat (Powercor) 66 kV28","VIC Ballarat (Powercor) 66 kV"]
[null,null,null,null,null,null,null,null,null,null,null,null,null,null,null,null,null,29,"VIC Ballarat (Powercor) 66 kV29","VIC Ballarat (Powercor) 66 kV"]
[null,null,null,null,null,null,null,null,null,null,null,null,null,null,null,null,null,30,"VIC Ballarat (Powercor) 66 kV30","VIC Ballarat (Powercor) 66 kV"]
[null,null,null,null,null,null,null,null,null,null,null,null,null,null,null,null,null,31,"VIC Ballarat (Powercor) 66 kV31","VIC Ballarat (Powercor) 66 kV"]
[null,null,"VIC Bendigo (Powercor) 22 kV",null,null,null,null,null,null,null,null,null,null,null,null,null,null,1,"VIC Bendigo (Powercor) 22 kV1",{"$f":"C192","v":"VIC Bendigo (Powercor) 22 kV"}]
[null,null,null,null,null,null,null,null,null,null,null,null,null,null,null,null,null,2,"VIC Bendigo (Powercor) 22 kV2",{"$f":"T192","v":"VIC Bendigo (Powercor) 22 kV"}]
[null,null,null,"MAIN SECTORS",null,null,null,null,null,null,null,null,null,null,null,null,null,3,"VIC Bendigo (Powercor) 22 kV3","VIC Bendigo (Powercor) 22 kV"]
[null,null,null,"Predominantly residential and commercial.",null,null,null,null,null,null,null,null,null,null,null,null,null,4,"VIC Bendigo (Powercor) 22 kV4","VIC Bendigo (Powercor) 22 kV"]
[null,null,null,null,null,null,null,null,null,null,null,null,null,null,null,null,null,5,"VIC Bendigo (Powercor) 22 kV5","VIC Bendigo (Powercor) 22 kV"]
[null,null,null,null,null,null,null,null,null,null,null,null,null,null,null,null,null,6,"VIC Bendigo (Powercor) 22 kV6","VIC Bendigo (Powercor) 22 kV"]
[null,null,null,null,null,null,null,null,null,null,null,null,null,null,null,null,null,7,"VIC Bendigo (Powercor) 22 kV7","VIC Bendigo (Powercor) 22 kV"]
[null,null,null,null,null,null,null,null,null,null,null,null,null,null,null,null,null,{"$f":"MOD(ROW(Q199)-6,31)+1","v":8},{"$f":"T199&R199","v":"VIC Bendigo (Powercor) 22 kV8"},"VIC Bendigo (Powercor) 22 kV"]
[null,null,null,"MEDIUM SCENARIO",null,null,null,null,null,null,null,null,null,null,null,null,null,9,"VIC Bendigo (Powercor) 22 kV9","VIC Bendigo (Powercor) 22 kV"]
[null,null,null,"Summer",null,null,null,null,null,null,null,null,null,null,null,null,null,10,"VIC Bendigo (Powercor) 22 kV10","VIC Bendigo (Powercor) 22 kV"]
[null,null,null,"Temperature corrected actuals have increased over the historical period.",null,null,null,null,null,null,null,null,null,null,null,null,null,11,"VIC Bendigo (Powercor) 22 kV11","VIC Bendigo (Powercor) 22 kV"]
[null,null,null,"Forecast demand is increasing over the outlook period.",null,null,null,null,null,null,null,null,null,null,null,null,null,12,"VIC Bendigo (Powercor) 22 kV12","VIC Bendigo (Powercor) 22 kV"]
[null,null,null,"The 10% POE offset for PV ranges from 24.4% to 35.1% between 2017 and 2026.",null,null,null,null,null,null,null,null,null,null,null,null,null,13,"VIC Bendigo (Powercor) 22 kV13","VIC Bendigo (Powercor) 22 kV"]
[null,null,null,null,null,null,null,null,null,null,null,null,null,null,null,null,null,14,"VIC Bendigo (Powercor) 22 kV14","VIC Bendigo (Powercor) 22 kV"]
[null,null,null,null,null,null,null,null,null,null,null,null,null,null,null,null,null,15,"VIC Bendigo (Powercor) 22 kV15","VIC Bendigo (Powercor) 22 kV"]
[null,null,null,"Winter",null,null,null,null,null,null,null,null,null,null,null,null,null,16,"VIC Bendigo (Powercor) 22 kV16","VIC Bendigo (Powercor) 22 kV"]
[null,null,null,"Temperature corrected actuals have increased over the historical period.",null,null,null,null,null,null,null,null,null,null,null,null,null,17,"VIC Bendigo (Powercor) 22 kV17","VIC Bendigo (Powercor) 22 kV"]
[null,null,null,"Forecast demand is increasing over the outlook period.",null,null,null,null,null,null,null,null,null,null,null,null,null,18,"VIC Bendigo (Powercor) 22 kV18","VIC Bendigo (Powercor) 22 kV"]
[null,null,null,"The 10% POE offset for PV ranges from 11.0% to 10.3% between 2016 and 2025.",null,null,null,null,null,null,null,null,null,null,null,null,null,19,"VIC Bendigo (Powercor) 22 kV19","VIC Bendigo (Powercor) 22 kV"]
[null,null,null,null,null,null,null,null,null,null,null,null,null,null,null,null,null,20,"VIC Bendigo (Powercor) 22 kV20","VIC Bendigo (Powercor) 22 kV"]
[null,null,null,null,null,null,null,null,null,null,null,null,null,null,null,null,null,21,"VIC Bendigo (Powercor) 22 kV21","VIC Bendigo (Powercor) 22 kV"]
[null,null,null,"Other",null,null,null,null,null,null,null,null,null,null,null,null,null,22,"VIC Bendigo (Powercor) 22 kV22","VIC Bendigo (Powercor) 22 kV"]
[null,null,null,"Supplies Bendigo.",null,null,null,null,null,null,null,null,null,null,null,null,null,23,"VIC Bendigo (Powercor) 22 kV23","VIC Bendigo (Powercor) 22 kV"]
[null,null,null,"Demand is is weather sensitive in summer and winter.",null,null,null,null,null,null,null,null,null,null,null,null,null,24,"VIC Bendigo (Powercor) 22 kV24","VIC Bendigo (Powercor) 22 kV"]
[null,null,null,"Diversity factors: Summer = 0.99; Winter = 1.",null,null,null,null,null,null,null,null,null,null,null,null,null,25,"VIC Bendigo (Powercor) 22 kV25","VIC Bendigo (Powercor) 22 kV"]
[null,null,null,"Power factors: Summer = 0.99, lagging; Winter = 1, lagging.",null,null,null,null,null,null,null,null,null,null,null,null,null,26,"VIC Bendigo (Powercor) 22 kV26","VIC Bendigo (Powercor) 22 kV"]
[null,null,null,null,null,null,null,null,null,null,null,null,null,null,null,null,null,27,"VIC Bendigo (Powercor) 22 kV27","VIC Bendigo (Powercor) 22 kV"]
[null,null,null,null,null,null,null,null,null,null,null,null,null,null,null,null,null,28,"VIC Bendigo (Powercor) 22 kV28","VIC Bendigo (Powercor) 22 kV"]
[null,null,null,null,null,null,null,null,null,null,null,null,null,null,null,null,null,29,"VIC Bendigo (Powercor) 22 kV29","VIC Bendigo (Powercor) 22 kV"]
[null,null,null,null,null,null,null,null,null,null,null,null,null,null,null,null,null,30,"VIC Bendigo (Powercor) 22 kV30","VIC Bendigo (Powercor) 22 kV"]
[null,null,null,null,null,null,null,null,null,null,null,null,null,null,null,null,null,31,"VIC Bendigo (Powercor) 22 kV31","VIC Bendigo (Powercor) 22 kV"]
[null,null,"VIC Bendigo (Powercor) 66 kV",null,null,null,null,null,null,null,null,null,null,null,null,null,null,1,"VIC Bendigo (Powercor) 66 kV1",{"$f":"C223","v":"VIC Bendigo (Powercor) 66 kV"}]
[null,null,null,null,null,null,null,null,null,null,null,null,null,null,null,null,null,2,"VIC Bendigo (Powercor) 66 kV2",{"$f":"T223","v":"VIC Bendigo (Powercor) 66 kV"}]
[null,null,null,"MAIN SECTORS",null,null,null,null,null,null,null,null,null,null,null,null,null,3,"VIC Bendigo (Powercor) 66 kV3","VIC Bendigo (Powercor) 66 kV"]
[null,null,null,"Mix of agricultural (poultry, pigs, grape growing), residential and commercial.",null,null,null,null,null,null,null,null,null,null,null,null,null,4,"VIC Bendigo (Powercor) 66 kV4","VIC Bendigo (Powercor) 66 kV"]
[null,null,null,null,null,null,null,null,null,null,null,null,null,null,null,null,null,5,"VIC Bendigo (Powercor) 66 kV5","VIC Bendigo (Powercor) 66 kV"]
[null,null,null,null,null,null,null,null,null,null,null,null,null,null,null,null,null,6,"VIC Bendigo (Powercor) 66 kV6","VIC Bendigo (Powercor) 66 kV"]
[null,null,null,null,null,null,null,null,null,null,null,null,null,null,null,null,null,7,"VIC Bendigo (Powercor) 66 kV7","VIC Bendigo (Powercor) 66 kV"]
[null,null,null,null,null,null,null,null,null,null,null,null,null,null,null,null,null,8,"VIC Bendigo (Powercor) 66 kV8",{"$f":"T229","v":"VIC Bendigo (Powercor) 66 kV"}]
[null,null,null,"MEDIUM SCENARIO",null,null,null,null,null,null,null,null,null,null,null,null,null,9,"VIC Bendigo (Powercor) 66 kV9","VIC Bendigo (Powercor) 66 kV"]
[null,null,null,"Summer",null,null,null,null,null,null,null,null,null,null,null,null,null,10,"VIC Bendigo (Powercor) 66 kV10","VIC Bendigo (Powercor) 66 kV"]
[null,null,null,"Temperature corrected actuals have decreased since 2010.",null,null,null,null,null,null,null,null,null,null,null,null,null,11,"VIC Bendigo (Powercor) 66 kV11","VIC Bendigo (Powercor) 66 kV"]
[null,null,null,"Forecast demand is decreasing over the outlook period.",null,null,null,null,null,null,null,null,null,null,null,null,null,12,"VIC Bendigo (Powercor) 66 kV12","VIC Bendigo (Powercor) 66 kV"]
[null,null,null,"The 10% POE offset for PV ranges from 0.9% to 2.3% between 2017 and 2026.",null,null,null,null,null,null,null,null,null,null,null,null,null,13,"VIC Bendigo (Powercor) 66 kV13","VIC Bendigo (Powercor) 66 kV"]
[null,null,null,null,null,null,null,null,null,null,null,null,null,null,null,null,null,14,"VIC Bendigo (Powercor) 66 kV14","VIC Bendigo (Powercor) 66 kV"]
[null,null,null,null,null,null,null,null,null,null,null,null,null,null,null,null,null,15,"VIC Bendigo (Powercor) 66 kV15","VIC Bendigo (Powercor) 66 kV"]
[null,null,null,"Winter",null,null,null,null,null,null,null,null,null,null,null,null,null,16,"VIC Bendigo (Powercor) 66 kV16","VIC Bendigo (Powercor) 66 kV"]
[null,null,null,"Temperature corrected actuals have decreased since 2010.",null,null,null,null,null,null,null,null,null,null,null,null,null,17,"VIC Bendigo (Powercor) 66 kV17","VIC Bendigo (Powercor) 66 kV"]
[null,null,null,"Forecast demand is decreasing over the outlook period.",null,null,null,null,null,null,null,null,null,null,null,null,null,18,"VIC Bendigo (Powercor) 66 kV18","VIC Bendigo (Powercor) 66 kV"]
[null,null,null,"The 10% POE offset for PV is zero.",null,null,null,null,null,null,null,null,null,null,null,null,null,19,"VIC Bendigo (Powercor) 66 kV19","VIC Bendigo (Powercor) 66 kV"]
[null,null,null,null,null,null,null,null,null,null,null,null,null,null,null,null,null,20,"VIC Bendigo (Powercor) 66 kV20","VIC Bendigo (Powercor) 66 kV"]
[null,null,null,null,null,null,null,null,null,null,null,null,null,null,null,null,null,21,"VIC Bendigo (Powercor) 66 kV21","VIC Bendigo (Powercor) 66 kV"]
[null,null,null,"Other",null,null,null,null,null,null,null,null,null,null,null,null,null,22,"VIC Bendigo (Powercor) 66 kV22","VIC Bendigo (Powercor) 66 kV"]
[null,null,null,"Supplies Bendigo, Castlemaine, Charlton, Eaglehawk, Inglewood, Maryborough.",null,null,null,null,null,null,null,null,null,null,null,null,null,23,"VIC Bendigo (Powercor) 66 kV23","VIC Bendigo (Powercor) 66 kV"]
[null,null,null,"An increase in load due to the Bendigo hospital expansion is forecast in 2017.",null,null,null,null,null,null,null,null,null,null,null,null,null,24,"VIC Bendigo (Powercor) 66 kV24","VIC Bendigo (Powercor) 66 kV"]
[null,null,null,"The impact of the following embedded generator(s) has been removed in the forecasts; Coonooer Bridge Wind Farm.",null,null,null,null,null,null,null,null,null,null,null,null,null,25,"VIC Bendigo (Powercor) 66 kV25","VIC Bendigo (Powercor) 66 kV"]
[null,null,null,"Demand is is weather sensitive in summer and winter.",null,null,null,null,null,null,null,null,null,null,null,null,null,26,"VIC Bendigo (Powercor) 66 kV26","VIC Bendigo (Powercor) 66 kV"]
[null,null,null,"Diversity factors: Summer = 1; Winter = 1.",null,null,null,null,null,null,null,null,null,null,null,null,null,27,"VIC Bendigo (Powercor) 66 kV27","VIC Bendigo (Powercor) 66 kV"]
[null,null,null,"Power factors: Summer = 0.99, lagging; Winter = 1, leading.",null,null,null,null,null,null,null,null,null,null,null,null,null,28,"VIC Bendigo (Powercor) 66 kV28","VIC Bendigo (Powercor) 66 kV"]
[null,null,null,null,null,null,null,null,null,null,null,null,null,null,null,null,null,29,"VIC Bendigo (Powercor) 66 kV29","VIC Bendigo (Powercor) 66 kV"]
[null,null,null,null,null,null,null,null,null,null,null,null,null,null,null,null,null,30,"VIC Bendigo (Powercor) 66 kV30","VIC Bendigo (Powercor) 66 kV"]
[null,null,null,null,null,null,null,null,null,null,null,null,null,null,null,null,null,31,"VIC Bendigo (Powercor) 66 kV31","VIC Bendigo (Powercor) 66 kV"]
[null,null,"VIC Brooklyn (Jemena) 22 kV",null,null,null,null,null,null,null,null,null,null,null,null,null,null,1,"VIC Brooklyn (Jemena) 22 kV1",{"$f":"C254","v":"VIC Brooklyn (Jemena) 22 kV"}]
[null,null,null,null,null,null,null,null,null,null,null,null,null,null,null,null,null,2,"VIC Brooklyn (Jemena) 22 kV2",{"$f":"T254","v":"VIC Brooklyn (Jemena) 22 kV"}]
[null,null,null,"MAIN SECTORS",null,null,null,null,null,null,null,null,null,null,null,null,null,3,"VIC Brooklyn (Jemena) 22 kV3","VIC Brooklyn (Jemena) 22 kV"]
[null,null,null,"Prediminantly industrial.",null,null,null,null,null,null,null,null,null,null,null,null,null,4,"VIC Brooklyn (Jemena) 22 kV4","VIC Brooklyn (Jemena) 22 kV"]
[null,null,null,null,null,null,null,null,null,null,null,null,null,null,null,null,null,5,"VIC Brooklyn (Jemena) 22 kV5","VIC Brooklyn (Jemena) 22 kV"]
[null,null,null,null,null,null,null,null,null,null,null,null,null,null,null,null,null,6,"VIC Brooklyn (Jemena) 22 kV6","VIC Brooklyn (Jemena) 22 kV"]
[null,null,null,null,null,null,null,null,null,null,null,null,null,null,null,null,null,7,"VIC Brooklyn (Jemena) 22 kV7","VIC Brooklyn (Jemena) 22 kV"]
[null,null,null,null,null,null,null,null,null,null,null,null,null,null,null,null,null,8,"VIC Brooklyn (Jemena) 22 kV8","VIC Brooklyn (Jemena) 22 kV"]
[null,null,null,"MEDIUM SCENARIO",null,null,null,null,null,null,null,null,null,null,null,null,null,9,"VIC Brooklyn (Jemena) 22 kV9","VIC Brooklyn (Jemena) 22 kV"]
[null,null,null,"Summer",null,null,null,null,null,null,null,null,null,null,null,null,null,{"$f":"MOD(ROW(Q263)-6,31)+1","v":10},{"$f":"T263&R263","v":"VIC Brooklyn (Jemena) 22 kV10"},"VIC Brooklyn (Jemena) 22 kV"]
[null,null,null,"Temperature corrected actuals have fluctuated over the historical period.",null,null,null,null,null,null,null,null,null,null,null,null,null,11,"VIC Brooklyn (Jemena) 22 kV11","VIC Brooklyn (Jemena) 22 kV"]
[null,null,null,"Forecast demand is relatively flat over the outlook period.",null,null,null,null,null,null,null,null,null,null,null,null,null,12,"VIC Brooklyn (Jemena) 22 kV12","VIC Brooklyn (Jemena) 22 kV"]
[null,null,null,"The 10% POE offset for PV is zero.",null,null,null,null,null,null,null,null,null,null,null,null,null,13,"VIC Brooklyn (Jemena) 22 kV13","VIC Brooklyn (Jemena) 22 kV"]
[null,null,null,null,null,null,null,null,null,null,null,null,null,null,null,null,null,14,"VIC Brooklyn (Jemena) 22 kV14","VIC Brooklyn (Jemena) 22 kV"]
[null,null,null,null,null,null,null,null,null,null,null,null,null,null,null,null,null,15,"VIC Brooklyn (Jemena) 22 kV15","VIC Brooklyn (Jemena) 22 kV"]
[null,null,null,"Winter",null,null,null,null,null,null,null,null,null,null,null,null,null,16,"VIC Brooklyn (Jemena) 22 kV16","VIC Brooklyn (Jemena) 22 kV"]
[null,null,null,"Temperature corrected actuals have fluctuated over the historical period.",null,null,null,null,null,null,null,null,null,null,null,null,null,17,"VIC Brooklyn (Jemena) 22 kV17","VIC Brooklyn (Jemena) 22 kV"]
[null,null,null,"Forecast demand is relatively flat over the outlook period.",null,null,null,null,null,null,null,null,null,null,null,null,null,18,"VIC Brooklyn (Jemena) 22 kV18","VIC Brooklyn (Jemena) 22 kV"]
[null,null,null,"The 10% POE offset for PV is zero.",null,null,null,null,null,null,null,null,null,null,null,null,null,19,"VIC Brooklyn (Jemena) 22 kV19","VIC Brooklyn (Jemena) 22 kV"]
[null,null,null,null,null,null,null,null,null,null,null,null,null,null,null,null,null,20,"VIC Brooklyn (Jemena) 22 kV20","VIC Brooklyn (Jemena) 22 kV"]
[null,null,null,null,null,null,null,null,null,null,null,null,null,null,null,null,null,21,"VIC Brooklyn (Jemena) 22 kV21","VIC Brooklyn (Jemena) 22 kV"]
[null,null,null,"Other",null,null,null,null,null,null,null,null,null,null,null,null,null,22,"VIC Brooklyn (Jemena) 22 kV22","VIC Brooklyn (Jemena) 22 kV"]
[null,null,null,"Supplies Footscray West, Yarraville, Tottenham.",null,null,null,null,null,null,null,null,null,null,null,null,null,23,"VIC Brooklyn (Jemena) 22 kV23","VIC Brooklyn (Jemena) 22 kV"]
[null,null,null,"Property development increases load in 2018.",null,null,null,null,null,null,null,null,null,null,null,null,null,24,"VIC Brooklyn (Jemena) 22 kV24","VIC Brooklyn (Jemena) 22 kV"]
[null,null,null,"Demand is not weather sensitive.",null,null,null,null,null,null,null,null,null,null,null,null,null,25,"VIC Brooklyn (Jemena) 22 kV25","VIC Brooklyn (Jemena) 22 kV"]
[null,null,null,"Diversity factors: Summer = 0.51; Winter = 0.61.",null,null,null,null,null,null,null,null,null,null,null,null,null,26,"VIC Brooklyn (Jemena) 22 kV26","VIC Brooklyn (Jemena) 22 kV"]
[null,null,null,"Power factors: Summer = 0.84, lagging; Winter = 0.87, lagging.",null,null,null,null,null,null,null,null,null,null,null,null,null,27,"VIC Brooklyn (Jemena) 22 kV27","VIC Brooklyn (Jemena) 22 kV"]
[null,null,null,null,null,null,null,null,null,null,null,null,null,null,null,null,null,28,"VIC Brooklyn (Jemena) 22 kV28","VIC Brooklyn (Jemena) 22 kV"]
[null,null,null,null,null,null,null,null,null,null,null,null,null,null,null,null,null,29,"VIC Brooklyn (Jemena) 22 kV29","VIC Brooklyn (Jemena) 22 kV"]
[null,null,null,null,null,null,null,null,null,null,null,null,null,null,null,null,null,30,"VIC Brooklyn (Jemena) 22 kV30","VIC Brooklyn (Jemena) 22 kV"]
[null,null,null,null,null,null,null,null,null,null,null,null,null,null,null,null,null,31,"VIC Brooklyn (Jemena) 22 kV31","VIC Brooklyn (Jemena) 22 kV"]
[null,null,"VIC Brooklyn (Powercor) 22 kV",null,null,null,null,null,null,null,null,null,null,null,null,null,null,1,"VIC Brooklyn (Powercor) 22 kV1",{"$f":"C285","v":"VIC Brooklyn (Powercor) 22 kV"}]
[null,null,null,null,null,null,null,null,null,null,null,null,null,null,null,null,null,2,"VIC Brooklyn (Powercor) 22 kV2",{"$f":"T285","v":"VIC Brooklyn (Powercor) 22 kV"}]
[null,null,null,"MAIN SECTORS",null,null,null,null,null,null,null,null,null,null,null,null,null,3,"VIC Brooklyn (Powercor) 22 kV3","VIC Brooklyn (Powercor) 22 kV"]
[null,null,null,"Predominantly commercial and industrial.Includes oil refinery loads.",null,null,null,null,null,null,null,null,null,null,null,null,null,4,"VIC Brooklyn (Powercor) 22 kV4","VIC Brooklyn (Powercor) 22 kV"]
[null,null,null,null,null,null,null,null,null,null,null,null,null,null,null,null,null,5,"VIC Brooklyn (Powercor) 22 kV5","VIC Brooklyn (Powercor) 22 kV"]
[null,null,null,null,null,null,null,null,null,null,null,null,null,null,null,null,null,6,"VIC Brooklyn (Powercor) 22 kV6","VIC Brooklyn (Powercor) 22 kV"]
[null,null,null,null,null,null,null,null,null,null,null,null,null,null,null,null,null,7,"VIC Brooklyn (Powercor) 22 kV7","VIC Brooklyn (Powercor) 22 kV"]
[null,null,null,null,null,null,null,null,null,null,null,null,null,null,null,null,null,8,"VIC Brooklyn (Powercor) 22 kV8","VIC Brooklyn (Powercor) 22 kV"]
[null,null,null,"MEDIUM SCENARIO",null,null,null,null,null,null,null,null,null,null,null,null,null,9,"VIC Brooklyn (Powercor) 22 kV9","VIC Brooklyn (Powercor) 22 kV"]
[null,null,null,"Summer",null,null,null,null,null,null,null,null,null,null,null,null,null,10,"VIC Brooklyn (Powercor) 22 kV10",{"$f":"T293","v":"VIC Brooklyn (Powercor) 22 kV"}]
[null,null,null,"Temperature corrected actuals have decreased since 2010.",null,null,null,null,null,null,null,null,null,null,null,null,null,11,"VIC Brooklyn (Powercor) 22 kV11","VIC Brooklyn (Powercor) 22 kV"]
[null,null,null,"Forecast demand is decreasing over the outlook period.",null,null,null,null,null,null,null,null,null,null,null,null,null,12,"VIC Brooklyn (Powercor) 22 kV12","VIC Brooklyn (Powercor) 22 kV"]
[null,null,null,"The 10% POE offset for PV ranges from 3.1% to 9.8% between 2017 and 2026.",null,null,null,null,null,null,null,null,null,null,null,null,null,13,"VIC Brooklyn (Powercor) 22 kV13","VIC Brooklyn (Powercor) 22 kV"]
[null,null,null,null,null,null,null,null,null,null,null,null,null,null,null,null,null,14,"VIC Brooklyn (Powercor) 22 kV14","VIC Brooklyn (Powercor) 22 kV"]
[null,null,null,null,null,null,null,null,null,null,null,null,null,null,null,null,null,15,"VIC Brooklyn (Powercor) 22 kV15","VIC Brooklyn (Powercor) 22 kV"]
[null,null,null,"Winter",null,null,null,null,null,null,null,null,null,null,null,null,null,16,"VIC Brooklyn (Powercor) 22 kV16","VIC Brooklyn (Powercor) 22 kV"]
[null,null,null,"Temperature corrected actuals have increased over the historical period.",null,null,null,null,null,null,null,null,null,null,null,null,null,17,"VIC Brooklyn (Powercor) 22 kV17","VIC Brooklyn (Powercor) 22 kV"]
[null,null,null,"Forecast demand is increasing over the outlook period.",null,null,null,null,null,null,null,null,null,null,null,null,null,18,"VIC Brooklyn (Powercor) 22 kV18","VIC Brooklyn (Powercor) 22 kV"]
[null,null,null,"The 10% POE offset for PV ranges from 0.9% to 2.0% between 2016 and 2025.",null,null,null,null,null,null,null,null,null,null,null,null,null,19,"VIC Brooklyn (Powercor) 22 kV19","VIC Brooklyn (Powercor) 22 kV"]
[null,null,null,null,null,null,null,null,null,null,null,null,null,null,null,null,null,20,"VIC Brooklyn (Powercor) 22 kV20","VIC Brooklyn (Powercor) 22 kV"]
[null,null,null,null,null,null,null,null,null,null,null,null,null,null,null,null,null,21,"VIC Brooklyn (Powercor) 22 kV21","VIC Brooklyn (Powercor) 22 kV"]
[null,null,null,"Other",null,null,null,null,null,null,null,null,null,null,null,null,null,22,"VIC Brooklyn (Powercor) 22 kV22","VIC Brooklyn (Powercor) 22 kV"]
[null,null,null,"Supplies Brooklyn.",null,null,null,null,null,null,null,null,null,null,null,null,null,23,"VIC Brooklyn (Powercor) 22 kV23","VIC Brooklyn (Powercor) 22 kV"]
[null,null,null,"Demand is not weather sensitive.",null,null,null,null,null,null,null,null,null,null,null,null,null,24,"VIC Brooklyn (Powercor) 22 kV24","VIC Brooklyn (Powercor) 22 kV"]
[null,null,null,"Diversity factors: Summer = 0.96; Winter = 0.93.",null,null,null,null,null,null,null,null,null,null,null,null,null,25,"VIC Brooklyn (Powercor) 22 kV25","VIC Brooklyn (Powercor) 22 kV"]
[null,null,null,"Power factors: Summer = 0.84, lagging; Winter = 0.87, lagging.",null,null,null,null,null,null,null,null,null,null,null,null,null,26,"VIC Brooklyn (Powercor) 22 kV26","VIC Brooklyn (Powercor) 22 kV"]
[null,null,null,null,null,null,null,null,null,null,null,null,null,null,null,null,null,27,"VIC Brooklyn (Powercor) 22 kV27","VIC Brooklyn (Powercor) 22 kV"]
[null,null,null,null,null,null,null,null,null,null,null,null,null,null,null,null,null,28,"VIC Brooklyn (Powercor) 22 kV28","VIC Brooklyn (Powercor) 22 kV"]
[null,null,null,null,null,null,null,null,null,null,null,null,null,null,null,null,null,29,"VIC Brooklyn (Powercor) 22 kV29","VIC Brooklyn (Powercor) 22 kV"]
[null,null,null,null,null,null,null,null,null,null,null,null,null,null,null,null,null,30,"VIC Brooklyn (Powercor) 22 kV30","VIC Brooklyn (Powercor) 22 kV"]
[null,null,null,null,null,null,null,null,null,null,null,null,null,null,null,null,null,31,"VIC Brooklyn (Powercor) 22 kV31","VIC Brooklyn (Powercor) 22 kV"]
[null,null,"VIC Brooklyn (Powercor) 66 kV - Onesteel",null,null,null,null,null,null,null,null,null,null,null,null,null,null,1,"VIC Brooklyn (Powercor) 66 kV - Onesteel1",{"$f":"C316","v":"VIC Brooklyn (Powercor) 66 kV - Onesteel"}]
[null,null,null,null,null,null,null,null,null,null,null,null,null,null,null,null,null,2,"VIC Brooklyn (Powercor) 66 kV - Onesteel2",{"$f":"T316","v":"VIC Brooklyn (Powercor) 66 kV - Onesteel"}]
[null,null,null,"MAIN SECTORS",null,null,null,null,null,null,null,null,null,null,null,null,null,3,"VIC Brooklyn (Powercor) 66 kV - Onesteel3","VIC Brooklyn (Powercor) 66 kV - Onesteel"]
[null,null,null,"The forecast is confidential.",null,null,null,null,null,null,null,null,null,null,null,null,null,4,"VIC Brooklyn (Powercor) 66 kV - Onesteel4","VIC Brooklyn (Powercor) 66 kV - Onesteel"]
[null,null,null,null,null,null,null,null,null,null,null,null,null,null,null,null,null,5,"VIC Brooklyn (Powercor) 66 kV - Onesteel5","VIC Brooklyn (Powercor) 66 kV - Onesteel"]
[null,null,null,null,null,null,null,null,null,null,null,null,null,null,null,null,null,6,"VIC Brooklyn (Powercor) 66 kV - Onesteel6","VIC Brooklyn (Powercor) 66 kV - Onesteel"]
[null,null,null,null,null,null,null,null,null,null,null,null,null,null,null,null,null,7,"VIC Brooklyn (Powercor) 66 kV - Onesteel7","VIC Brooklyn (Powercor) 66 kV - Onesteel"]
[null,null,null,null,null,null,null,null,null,null,null,null,null,null,null,null,null,8,"VIC Brooklyn (Powercor) 66 kV - Onesteel8","VIC Brooklyn (Powercor) 66 kV - Onesteel"]
[null,null,null,"MEDIUM SCENARIO",null,null,null,null,null,null,null,null,null,null,null,null,null,9,"VIC Brooklyn (Powercor) 66 kV - Onesteel9","VIC Brooklyn (Powercor) 66 kV - Onesteel"]
[null,null,null,"Summer",null,null,null,null,null,null,null,null,null,null,null,null,null,10,"VIC Brooklyn (Powercor) 66 kV - Onesteel10","VIC Brooklyn (Powercor) 66 kV - Onesteel"]
[null,null,null,null,null,null,null,null,null,null,null,null,null,null,null,null,null,11,"VIC Brooklyn (Powercor) 66 kV - Onesteel11","VIC Brooklyn (Powercor) 66 kV - Onesteel"]
[null,null,null,null,null,null,null,null,null,null,null,null,null,null,null,null,null,{"$f":"MOD(ROW(Q327)-6,31)+1","v":12},{"$f":"T327&R327","v":"VIC Brooklyn (Powercor) 66 kV - Onesteel12"},"VIC Brooklyn (Powercor) 66 kV - Onesteel"]
[null,null,null,null,null,null,null,null,null,null,null,null,null,null,null,null,null,13,"VIC Brooklyn (Powercor) 66 kV - Onesteel13","VIC Brooklyn (Powercor) 66 kV - Onesteel"]
[null,null,null,null,null,null,null,null,null,null,null,null,null,null,null,null,null,14,"VIC Brooklyn (Powercor) 66 kV - Onesteel14","VIC Brooklyn (Powercor) 66 kV - Onesteel"]
[null,null,null,null,null,null,null,null,null,null,null,null,null,null,null,null,null,15,"VIC Brooklyn (Powercor) 66 kV - Onesteel15","VIC Brooklyn (Powercor) 66 kV - Onesteel"]
[null,null,null,"Winter",null,null,null,null,null,null,null,null,null,null,null,null,null,16,"VIC Brooklyn (Powercor) 66 kV - Onesteel16","VIC Brooklyn (Powercor) 66 kV - Onesteel"]
[null,null,null,null,null,null,null,null,null,null,null,null,null,null,null,null,null,17,"VIC Brooklyn (Powercor) 66 kV - Onesteel17","VIC Brooklyn (Powercor) 66 kV - Onesteel"]
[null,null,null,null,null,null,null,null,null,null,null,null,null,null,null,null,null,18,"VIC Brooklyn (Powercor) 66 kV - Onesteel18","VIC Brooklyn (Powercor) 66 kV - Onesteel"]
[null,null,null,null,null,null,null,null,null,null,null,null,null,null,null,null,null,19,"VIC Brooklyn (Powercor) 66 kV - Onesteel19","VIC Brooklyn (Powercor) 66 kV - Onesteel"]
[null,null,null,null,null,null,null,null,null,null,null,null,null,null,null,null,null,20,"VIC Brooklyn (Powercor) 66 kV - Onesteel20","VIC Brooklyn (Powercor) 66 kV - Onesteel"]
[null,null,null,null,null,null,null,null,null,null,null,null,null,null,null,null,null,21,"VIC Brooklyn (Powercor) 66 kV - Onesteel21","VIC Brooklyn (Powercor) 66 kV - Onesteel"]
[null,null,null,"Other",null,null,null,null,null,null,null,null,null,null,null,null,null,22,"VIC Brooklyn (Powercor) 66 kV - Onesteel22","VIC Brooklyn (Powercor) 66 kV - Onesteel"]
[null,null,null,null,null,null,null,null,null,null,null,null,null,null,null,null,null,23,"VIC Brooklyn (Powercor) 66 kV - Onesteel23","VIC Brooklyn (Powercor) 66 kV - Onesteel"]
[null,null,null,null,null,null,null,null,null,null,null,null,null,null,null,null,null,24,"VIC Brooklyn (Powercor) 66 kV - Onesteel24","VIC Brooklyn (Powercor) 66 kV - Onesteel"]
[null,null,null,null,null,null,null,null,null,null,null,null,null,null,null,null,null,25,"VIC Brooklyn (Powercor) 66 kV - Onesteel25","VIC Brooklyn (Powercor) 66 kV - Onesteel"]
[null,null,null,null,null,null,null,null,null,null,null,null,null,null,null,null,null,26,"VIC Brooklyn (Powercor) 66 kV - Onesteel26","VIC Brooklyn (Powercor) 66 kV - Onesteel"]
[null,null,null,null,null,null,null,null,null,null,null,null,null,null,null,null,null,27,"VIC Brooklyn (Powercor) 66 kV - Onesteel27","VIC Brooklyn (Powercor) 66 kV - Onesteel"]
[null,null,null,null,null,null,null,null,null,null,null,null,null,null,null,null,null,28,"VIC Brooklyn (Powercor) 66 kV - Onesteel28","VIC Brooklyn (Powercor) 66 kV - Onesteel"]
[null,null,null,null,null,null,null,null,null,null,null,null,null,null,null,null,null,29,"VIC Brooklyn (Powercor) 66 kV - Onesteel29","VIC Brooklyn (Powercor) 66 kV - Onesteel"]
[null,null,null,null,null,null,null,null,null,null,null,null,null,null,null,null,null,30,"VIC Brooklyn (Powercor) 66 kV - Onesteel30","VIC Brooklyn (Powercor) 66 kV - Onesteel"]
[null,null,null,null,null,null,null,null,null,null,null,null,null,null,null,null,null,31,"VIC Brooklyn (Powercor) 66 kV - Onesteel31","VIC Brooklyn (Powercor) 66 kV - Onesteel"]
[null,null,"VIC Brunswick (CitiPower) 22 kV",null,null,null,null,null,null,null,null,null,null,null,null,null,null,1,"VIC Brunswick (CitiPower) 22 kV1",{"$f":"C347","v":"VIC Brunswick (CitiPower) 22 kV"}]
[null,null,null,null,null,null,null,null,null,null,null,null,null,null,null,null,null,2,"VIC Brunswick (CitiPower) 22 kV2",{"$f":"T347","v":"VIC Brunswick (CitiPower) 22 kV"}]
[null,null,null,"MAIN SECTORS",null,null,null,null,null,null,null,null,null,null,null,null,null,3,"VIC Brunswick (CitiPower) 22 kV3","VIC Brunswick (CitiPower) 22 kV"]
[null,null,null,"Mix of industrial, residential and commercial.",null,null,null,null,null,null,null,null,null,null,null,null,null,4,"VIC Brunswick (CitiPower) 22 kV4","VIC Brunswick (CitiPower) 22 kV"]
[null,null,null,null,null,null,null,null,null,null,null,null,null,null,null,null,null,5,"VIC Brunswick (CitiPower) 22 kV5","VIC Brunswick (CitiPower) 22 kV"]
[null,null,null,null,null,null,null,null,null,null,null,null,null,null,null,null,null,6,"VIC Brunswick (CitiPower) 22 kV6","VIC Brunswick (CitiPower) 22 kV"]
[null,null,null,null,null,null,null,null,null,null,null,null,null,null,null,null,null,7,"VIC Brunswick (CitiPower) 22 kV7","VIC Brunswick (CitiPower) 22 kV"]
[null,null,null,null,null,null,null,null,null,null,null,null,null,null,null,null,null,8,"VIC Brunswick (CitiPower) 22 kV8","VIC Brunswick (CitiPower) 22 kV"]
[null,null,null,"MEDIUM SCENARIO",null,null,null,null,null,null,null,null,null,null,null,null,null,9,"VIC Brunswick (CitiPower) 22 kV9","VIC Brunswick (CitiPower) 22 kV"]
[null,null,null,"Summer",null,null,null,null,null,null,null,null,null,null,null,null,null,10,"VIC Brunswick (CitiPower) 22 kV10","VIC Brunswick (CitiPower) 22 kV"]
[null,null,null,"Temperature corrected actuals have increased over the historical period.",null,null,null,null,null,null,null,null,null,null,null,null,null,11,"VIC Brunswick (CitiPower) 22 kV11","VIC Brunswick (CitiPower) 22 kV"]
[null,null,null,"Forecast demand is relatively flat over the outlook period.",null,null,null,null,null,null,null,null,null,null,null,null,null,12,"VIC Brunswick (CitiPower) 22 kV12",{"$f":"T357","v":"VIC Brunswick (CitiPower) 22 kV"}]
[null,null,null,"The 10% POE offset for PV ranges from 3.0% to 7.1% between 2017 and 2026.",null,null,null,null,null,null,null,null,null,null,null,null,null,13,"VIC Brunswick (CitiPower) 22 kV13","VIC Brunswick (CitiPower) 22 kV"]
[null,null,null,null,null,null,null,null,null,null,null,null,null,null,null,null,null,14,"VIC Brunswick (CitiPower) 22 kV14","VIC Brunswick (CitiPower) 22 kV"]
[null,null,null,null,null,null,null,null,null,null,null,null,null,null,null,null,null,15,"VIC Brunswick (CitiPower) 22 kV15","VIC Brunswick (CitiPower) 22 kV"]
[null,null,null,"Winter",null,null,null,null,null,null,null,null,null,null,null,null,null,16,"VIC Brunswick (CitiPower) 22 kV16","VIC Brunswick (CitiPower) 22 kV"]
[null,null,null,"Temperature corrected actuals have remained relatively flat over the historical period.",null,null,null,null,null,null,null,null,null,null,null,null,null,17,"VIC Brunswick (CitiPower) 22 kV17","VIC Brunswick (CitiPower) 22 kV"]
[null,null,null,"Forecast demand is increasing over the outlook period.",null,null,null,null,null,null,null,null,null,null,null,null,null,18,"VIC Brunswick (CitiPower) 22 kV18","VIC Brunswick (CitiPower) 22 kV"]
[null,null,null,"The 10% POE offset for PV is zero.",null,null,null,null,null,null,null,null,null,null,null,null,null,19,"VIC Brunswick (CitiPower) 22 kV19","VIC Brunswick (CitiPower) 22 kV"]
[null,null,null,null,null,null,null,null,null,null,null,null,null,null,null,null,null,20,"VIC Brunswick (CitiPower) 22 kV20","VIC Brunswick (CitiPower) 22 kV"]
[null,null,null,null,null,null,null,null,null,null,null,null,null,null,null,null,null,21,"VIC Brunswick (CitiPower) 22 kV21","VIC Brunswick (CitiPower) 22 kV"]
[null,null,null,"Other",null,null,null,null,null,null,null,null,null,null,null,null,null,22,"VIC Brunswick (CitiPower) 22 kV22","VIC Brunswick (CitiPower) 22 kV"]
[null,null,null,"Supplies Brunswick, Fairfield, Melbourne northern suburbs.",null,null,null,null,null,null,null,null,null,null,null,null,null,23,"VIC Brunswick (CitiPower) 22 kV23","VIC Brunswick (CitiPower) 22 kV"]
[null,null,null,"Demand is is weather sensitive in summer and winter.",null,null,null,null,null,null,null,null,null,null,null,null,null,24,"VIC Brunswick (CitiPower) 22 kV24","VIC Brunswick (CitiPower) 22 kV"]
[null,null,null,"Diversity factors: Summer = 1; Winter = 1.",null,null,null,null,null,null,null,null,null,null,null,null,null,25,"VIC Brunswick (CitiPower) 22 kV25","VIC Brunswick (CitiPower) 22 kV"]
[null,null,null,"Power factors: Summer = 0.92, lagging; Winter = 0.95, lagging.",null,null,null,null,null,null,null,null,null,null,null,null,null,26,"VIC Brunswick (CitiPower) 22 kV26","VIC Brunswick (CitiPower) 22 kV"]
[null,null,null,null,null,null,null,null,null,null,null,null,null,null,null,null,null,27,"VIC Brunswick (CitiPower) 22 kV27","VIC Brunswick (CitiPower) 22 kV"]
[null,null,null,null,null,null,null,null,null,null,null,null,null,null,null,null,null,28,"VIC Brunswick (CitiPower) 22 kV28","VIC Brunswick (CitiPower) 22 kV"]
[null,null,null,null,null,null,null,null,null,null,null,null,null,null,null,null,null,29,"VIC Brunswick (CitiPower) 22 kV29","VIC Brunswick (CitiPower) 22 kV"]
[null,null,null,null,null,null,null,null,null,null,null,null,null,null,null,null,null,30,"VIC Brunswick (CitiPower) 22 kV30","VIC Brunswick (CitiPower) 22 kV"]
[null,null,null,null,null,null,null,null,null,null,null,null,null,null,null,null,null,31,"VIC Brunswick (CitiPower) 22 kV31","VIC Brunswick (CitiPower) 22 kV"]
[null,null,"VIC Brunswick (Jemena) 22 kV",null,null,null,null,null,null,null,null,null,null,null,null,null,null,1,"VIC Brunswick (Jemena) 22 kV1",{"$f":"C378","v":"VIC Brunswick (Jemena) 22 kV"}]
[null,null,null,null,null,null,null,null,null,null,null,null,null,null,null,null,null,2,"VIC Brunswick (Jemena) 22 kV2",{"$f":"T378","v":"VIC Brunswick (Jemena) 22 kV"}]
[null,null,null,"MAIN SECTORS",null,null,null,null,null,null,null,null,null,null,null,null,null,3,"VIC Brunswick (Jemena) 22 kV3","VIC Brunswick (Jemena) 22 kV"]
[null,null,null,"Mix of industrial, residential and commercial.",null,null,null,null,null,null,null,null,null,null,null,null,null,4,"VIC Brunswick (Jemena) 22 kV4","VIC Brunswick (Jemena) 22 kV"]
[null,null,null,null,null,null,null,null,null,null,null,null,null,null,null,null,null,5,"VIC Brunswick (Jemena) 22 kV5","VIC Brunswick (Jemena) 22 kV"]
[null,null,null,null,null,null,null,null,null,null,null,null,null,null,null,null,null,6,"VIC Brunswick (Jemena) 22 kV6","VIC Brunswick (Jemena) 22 kV"]
[null,null,null,null,null,null,null,null,null,null,null,null,null,null,null,null,null,7,"VIC Brunswick (Jemena) 22 kV7","VIC Brunswick (Jemena) 22 kV"]
[null,null,null,null,null,null,null,null,null,null,null,null,null,null,null,null,null,8,"VIC Brunswick (Jemena) 22 kV8","VIC Brunswick (Jemena) 22 kV"]
[null,null,null,"MEDIUM SCENARIO",null,null,null,null,null,null,null,null,null,null,null,null,null,9,"VIC Brunswick (Jemena) 22 kV9","VIC Brunswick (Jemena) 22 kV"]
[null,null,null,"Summer",null,null,null,null,null,null,null,null,null,null,null,null,null,10,"VIC Brunswick (Jemena) 22 kV10","VIC Brunswick (Jemena) 22 kV"]
[null,null,null,"Temperature corrected actuals have fluctuated over the historical period.",null,null,null,null,null,null,null,null,null,null,null,null,null,11,"VIC Brunswick (Jemena) 22 kV11","VIC Brunswick (Jemena) 22 kV"]
[null,null,null,"Forecast demand is increasing over the outlook period.",null,null,null,null,null,null,null,null,null,null,null,null,null,12,"VIC Brunswick (Jemena) 22 kV12","VIC Brunswick (Jemena) 22 kV"]
[null,null,null,"The 10% POE offset for PV ranges from 3.2% to 7.4% between 2017 and 2026.",null,null,null,null,null,null,null,null,null,null,null,null,null,13,"VIC Brunswick (Jemena) 22 kV13","VIC Brunswick (Jemena) 22 kV"]
[null,null,null,null,null,null,null,null,null,null,null,null,null,null,null,null,null,{"$f":"MOD(ROW(Q391)-6,31)+1","v":14},{"$f":"T391&R391","v":"VIC Brunswick (Jemena) 22 kV14"},"VIC Brunswick (Jemena) 22 kV"]
[null,null,null,null,null,null,null,null,null,null,null,null,null,null,null,null,null,15,"VIC Brunswick (Jemena) 22 kV15","VIC Brunswick (Jemena) 22 kV"]
[null,null,null,"Winter",null,null,null,null,null,null,null,null,null,null,null,null,null,16,"VIC Brunswick (Jemena) 22 kV16","VIC Brunswick (Jemena) 22 kV"]
[null,null,null,"Temperature corrected actuals have decreased over the historical period.",null,null,null,null,null,null,null,null,null,null,null,null,null,17,"VIC Brunswick (Jemena) 22 kV17","VIC Brunswick (Jemena) 22 kV"]
[null,null,null,"Forecast demand is increasing over the outlook period.",null,null,null,null,null,null,null,null,null,null,null,null,null,18,"VIC Brunswick (Jemena) 22 kV18","VIC Brunswick (Jemena) 22 kV"]
[null,null,null,"The 10% POE offset for PV is zero.",null,null,null,null,null,null,null,null,null,null,null,null,null,19,"VIC Brunswick (Jemena) 22 kV19","VIC Brunswick (Jemena) 22 kV"]
[null,null,null,null,null,null,null,null,null,null,null,null,null,null,null,null,null,20,"VIC Brunswick (Jemena) 22 kV20","VIC Brunswick (Jemena) 22 kV"]
[null,null,null,null,null,null,null,null,null,null,null,null,null,null,null,null,null,21,"VIC Brunswick (Jemena) 22 kV21","VIC Brunswick (Jemena) 22 kV"]
[null,null,null,"Other",null,null,null,null,null,null,null,null,null,null,null,null,null,22,"VIC Brunswick (Jemena) 22 kV22","VIC Brunswick (Jemena) 22 kV"]
[null,null,null,"Supplies Brunswick, Fairfield.",null,null,null,null,null,null,null,null,null,null,null,null,null,23,"VIC Brunswick (Jemena) 22 kV23","VIC Brunswick (Jemena) 22 kV"]
[null,null,null,"Residential development cause inceasing demand, particularly in 2018.",null,null,null,null,null,null,null,null,null,null,null,null,null,24,"VIC Brunswick (Jemena) 22 kV24","VIC Brunswick (Jemena) 22 kV"]
[null,null,null,"Demand is is weather sensitive in summer and winter.",null,null,null,null,null,null,null,null,null,null,null,null,null,25,"VIC Brunswick (Jemena) 22 kV25","VIC Brunswick (Jemena) 22 kV"]
[null,null,null,"Diversity factors: Summer = 1; Winter = 1.",null,null,null,null,null,null,null,null,null,null,null,null,null,26,"VIC Brunswick (Jemena) 22 kV26","VIC Brunswick (Jemena) 22 kV"]
[null,null,null,"Power factors: Summer = 0.92, lagging; Winter = 0.95, lagging.",null,null,null,null,null,null,null,null,null,null,null,null,null,27,"VIC Brunswick (Jemena) 22 kV27","VIC Brunswick (Jemena) 22 kV"]
[null,null,null,null,null,null,null,null,null,null,null,null,null,null,null,null,null,28,"VIC Brunswick (Jemena) 22 kV28","VIC Brunswick (Jemena) 22 kV"]
[null,null,null,null,null,null,null,null,null,null,null,null,null,null,null,null,null,29,"VIC Brunswick (Jemena) 22 kV29","VIC Brunswick (Jemena) 22 kV"]
[null,null,null,null,null,null,null,null,null,null,null,null,null,null,null,null,null,30,"VIC Brunswick (Jemena) 22 kV30","VIC Brunswick (Jemena) 22 kV"]
[null,null,null,null,null,null,null,null,null,null,null,null,null,null,null,null,null,31,"VIC Brunswick (Jemena) 22 kV31","VIC Brunswick (Jemena) 22 kV"]
[null,null,"VIC Brunswick (CitiPower) 66 kV",null,null,null,null,null,null,null,null,null,null,null,null,null,null,1,"VIC Brunswick (CitiPower) 66 kV1",{"$f":"C409","v":"VIC Brunswick (CitiPower) 66 kV"}]
[null,null,null,null,null,null,null,null,null,null,null,null,null,null,null,null,null,2,"VIC Brunswick (CitiPower) 66 kV2",{"$f":"T409","v":"VIC Brunswick (CitiPower) 66 kV"}]
[null,null,null,"MAIN SECTORS",null,null,null,null,null,null,null,null,null,null,null,null,null,3,"VIC Brunswick (CitiPower) 66 kV3","VIC Brunswick (CitiPower) 66 kV"]
[null,null,null,"Predominantly residential and commerical.",null,null,null,null,null,null,null,null,null,null,null,null,null,4,"VIC Brunswick (CitiPower) 66 kV4","VIC Brunswick (CitiPower) 66 kV"]
[null,null,null,null,null,null,null,null,null,null,null,null,null,null,null,null,null,5,"VIC Brunswick (CitiPower) 66 kV5","VIC Brunswick (CitiPower) 66 kV"]
[null,null,null,null,null,null,null,null,null,null,null,null,null,null,null,null,null,6,"VIC Brunswick (CitiPower) 66 kV6","VIC Brunswick (CitiPower) 66 kV"]
[null,null,null,null,null,null,null,null,null,null,null,null,null,null,null,null,null,7,"VIC Brunswick (CitiPower) 66 kV7","VIC Brunswick (CitiPower) 66 kV"]
[null,null,null,null,null,null,null,null,null,null,null,null,null,null,null,null,null,8,"VIC Brunswick (CitiPower) 66 kV8","VIC Brunswick (CitiPower) 66 kV"]
[null,null,null,"MEDIUM SCENARIO",null,null,null,null,null,null,null,null,null,null,null,null,null,9,"VIC Brunswick (CitiPower) 66 kV9","VIC Brunswick (CitiPower) 66 kV"]
[null,null,null,"Summer",null,null,null,null,null,null,null,null,null,null,null,null,null,10,"VIC Brunswick (CitiPower) 66 kV10","VIC Brunswick (CitiPower) 66 kV"]
[null,null,null,"Forecast demand is increasing over the outlook period.",null,null,null,null,null,null,null,null,null,null,null,null,null,11,"VIC Brunswick (CitiPower) 66 kV11","VIC Brunswick (CitiPower) 66 kV"]
[null,null,null,"The 10% POE offset for PV ranges from 1.1% to 2.1% between 2017 and 2026.",null,null,null,null,null,null,null,null,null,null,null,null,null,12,"VIC Brunswick (CitiPower) 66 kV12","VIC Brunswick (CitiPower) 66 kV"]
[null,null,null,null,null,null,null,null,null,null,null,null,null,null,null,null,null,13,"VIC Brunswick (CitiPower) 66 kV13","VIC Brunswick (CitiPower) 66 kV"]
[null,null,null,null,null,null,null,null,null,null,null,null,null,null,null,null,null,14,"VIC Brunswick (CitiPower) 66 kV14",{"$f":"T421","v":"VIC Brunswick (CitiPower) 66 kV"}]
[null,null,null,null,null,null,null,null,null,null,null,null,null,null,null,null,null,15,"VIC Brunswick (CitiPower) 66 kV15","VIC Brunswick (CitiPower) 66 kV"]
[null,null,null,"Winter",null,null,null,null,null,null,null,null,null,null,null,null,null,16,"VIC Brunswick (CitiPower) 66 kV16","VIC Brunswick (CitiPower) 66 kV"]
[null,null,null,"Forecast demand is increasing over the outlook period.",null,null,null,null,null,null,null,null,null,null,null,null,null,17,"VIC Brunswick (CitiPower) 66 kV17","VIC Brunswick (CitiPower) 66 kV"]
[null,null,null,"The 10% POE offset for PV ranges from zero to 1.2% between 2016 and 2025.",null,null,null,null,null,null,null,null,null,null,null,null,null,18,"VIC Brunswick (CitiPower) 66 kV18","VIC Brunswick (CitiPower) 66 kV"]
[null,null,null,null,null,null,null,null,null,null,null,null,null,null,null,null,null,19,"VIC Brunswick (CitiPower) 66 kV19","VIC Brunswick (CitiPower) 66 kV"]
[null,null,null,null,null,null,null,null,null,null,null,null,null,null,null,null,null,20,"VIC Brunswick (CitiPower) 66 kV20","VIC Brunswick (CitiPower) 66 kV"]
[null,null,null,null,null,null,null,null,null,null,null,null,null,null,null,null,null,21,"VIC Brunswick (CitiPower) 66 kV21","VIC Brunswick (CitiPower) 66 kV"]
[null,null,null,"Other",null,null,null,null,null,null,null,null,null,null,null,null,null,22,"VIC Brunswick (CitiPower) 66 kV22","VIC Brunswick (CitiPower) 66 kV"]
[null,null,null,"Future connection point, with load transferred from West Melbourne, Brunswick 22 kV and Richmond.",null,null,null,null,null,null,null,null,null,null,null,null,null,23,"VIC Brunswick (CitiPower) 66 kV23","VIC Brunswick (CitiPower) 66 kV"]
[null,null,null,"The connection point is new and recieves transfers from Richmond and West Melbourne.",null,null,null,null,null,null,null,null,null,null,null,null,null,24,"VIC Brunswick (CitiPower) 66 kV24","VIC Brunswick (CitiPower) 66 kV"]
[null,null,null,"Demand is is weather sensitive in summer and winter.",null,null,null,null,null,null,null,null,null,null,null,null,null,25,"VIC Brunswick (CitiPower) 66 kV25","VIC Brunswick (CitiPower) 66 kV"]
[null,null,null,"Diversity factors: Summer = 1; Winter = 0.",null,null,null,null,null,null,null,null,null,null,null,null,null,26,"VIC Brunswick (CitiPower) 66 kV26","VIC Brunswick (CitiPower) 66 kV"]
[null,null,null,"Power factors: Summer = 0.98, lagging; Winter = 0.99, lagging.",null,null,null,null,null,null,null,null,null,null,null,null,null,27,"VIC Brunswick (CitiPower) 66 kV27","VIC Brunswick (CitiPower) 66 kV"]
[null,null,null,null,null,null,null,null,null,null,null,null,null,null,null,null,null,28,"VIC Brunswick (CitiPower) 66 kV28","VIC Brunswick (CitiPower) 66 kV"]
[null,null,null,null,null,null,null,null,null,null,null,null,null,null,null,null,null,29,"VIC Brunswick (CitiPower) 66 kV29","VIC Brunswick (CitiPower) 66 kV"]
[null,null,null,null,null,null,null,null,null,null,null,null,null,null,null,null,null,30,"VIC Brunswick (CitiPower) 66 kV30","VIC Brunswick (CitiPower) 66 kV"]
[null,null,null,null,null,null,null,null,null,null,null,null,null,null,null,null,null,31,"VIC Brunswick (CitiPower) 66 kV31","VIC Brunswick (CitiPower) 66 kV"]
[null,null,"VIC Cranbourne (AusNet) 66 kV",null,null,null,null,null,null,null,null,null,null,null,null,null,null,1,"VIC Cranbourne (AusNet) 66 kV1",{"$f":"C440","v":"VIC Cranbourne (AusNet) 66 kV"}]
[null,null,null,null,null,null,null,null,null,null,null,null,null,null,null,null,null,2,"VIC Cranbourne (AusNet) 66 kV2",{"$f":"T440","v":"VIC Cranbourne (AusNet) 66 kV"}]
[null,null,null,"MAIN SECTORS",null,null,null,null,null,null,null,null,null,null,null,null,null,3,"VIC Cranbourne (AusNet) 66 kV3","VIC Cranbourne (AusNet) 66 kV"]
[null,null,null,"Predominantly residential.",null,null,null,null,null,null,null,null,null,null,null,null,null,4,"VIC Cranbourne (AusNet) 66 kV4","VIC Cranbourne (AusNet) 66 kV"]
[null,null,null,null,null,null,null,null,null,null,null,null,null,null,null,null,null,5,"VIC Cranbourne (AusNet) 66 kV5","VIC Cranbourne (AusNet) 66 kV"]
[null,null,null,null,null,null,null,null,null,null,null,null,null,null,null,null,null,6,"VIC Cranbourne (AusNet) 66 kV6","VIC Cranbourne (AusNet) 66 kV"]
[null,null,null,null,null,null,null,null,null,null,null,null,null,null,null,null,null,7,"VIC Cranbourne (AusNet) 66 kV7","VIC Cranbourne (AusNet) 66 kV"]
[null,null,null,null,null,null,null,null,null,null,null,null,null,null,null,null,null,8,"VIC Cranbourne (AusNet) 66 kV8","VIC Cranbourne (AusNet) 66 kV"]
[null,null,null,"MEDIUM SCENARIO",null,null,null,null,null,null,null,null,null,null,null,null,null,9,"VIC Cranbourne (AusNet) 66 kV9","VIC Cranbourne (AusNet) 66 kV"]
[null,null,null,"Summer",null,null,null,null,null,null,null,null,null,null,null,null,null,10,"VIC Cranbourne (AusNet) 66 kV10","VIC Cranbourne (AusNet) 66 kV"]
[null,null,null,"Temperature corrected actuals have increased over the historical period.",null,null,null,null,null,null,null,null,null,null,null,null,null,11,"VIC Cranbourne (AusNet) 66 kV11","VIC Cranbourne (AusNet) 66 kV"]
[null,null,null,"Forecast demand is increasing over the outlook period.",null,null,null,null,null,null,null,null,null,null,null,null,null,12,"VIC Cranbourne (AusNet) 66 kV12","VIC Cranbourne (AusNet) 66 kV"]
[null,null,null,"The 10% POE offset for PV ranges from 5.6% to 9.2% between 2017 and 2026.",null,null,null,null,null,null,null,null,null,null,null,null,null,13,"VIC Cranbourne (AusNet) 66 kV13","VIC Cranbourne (AusNet) 66 kV"]
[null,null,null,null,null,null,null,null,null,null,null,null,null,null,null,null,null,14,"VIC Cranbourne (AusNet) 66 kV14","VIC Cranbourne (AusNet) 66 kV"]
[null,null,null,null,null,null,null,null,null,null,null,null,null,null,null,null,null,15,"VIC Cranbourne (AusNet) 66 kV15","VIC Cranbourne (AusNet) 66 kV"]
[null,null,null,"Winter",null,null,null,null,null,null,null,null,null,null,null,null,null,{"$f":"MOD(ROW(Q455)-6,31)+1","v":16},{"$f":"T455&R455","v":"VIC Cranbourne (AusNet) 66 kV16"},"VIC Cranbourne (AusNet) 66 kV"]
[null,null,null,"Temperature corrected actuals have increased over the historical period.",null,null,null,null,null,null,null,null,null,null,null,null,null,17,"VIC Cranbourne (AusNet) 66 kV17","VIC Cranbourne (AusNet) 66 kV"]
[null,null,null,"Forecast demand is increasing over the outlook period.",null,null,null,null,null,null,null,null,null,null,null,null,null,18,"VIC Cranbourne (AusNet) 66 kV18","VIC Cranbourne (AusNet) 66 kV"]
[null,null,null,"The 10% POE offset for PV is zero.",null,null,null,null,null,null,null,null,null,null,null,null,null,19,"VIC Cranbourne (AusNet) 66 kV19","VIC Cranbourne (AusNet) 66 kV"]
[null,null,null,null,null,null,null,null,null,null,null,null,null,null,null,null,null,20,"VIC Cranbourne (AusNet) 66 kV20","VIC Cranbourne (AusNet) 66 kV"]
[null,null,null,null,null,null,null,null,null,null,null,null,null,null,null,null,null,21,"VIC Cranbourne (AusNet) 66 kV21","VIC Cranbourne (AusNet) 66 kV"]
[null,null,null,"Other",null,null,null,null,null,null,null,null,null,null,null,null,null,22,"VIC Cranbourne (AusNet) 66 kV22","VIC Cranbourne (AusNet) 66 kV"]
[null,null,null,"Supplies Lysterfield, Narre Warren, Pakenham, Officer, Berwick, Clyde, Lang Lang .",null,null,null,null,null,null,null,null,null,null,null,null,null,23,"VIC Cranbourne (AusNet) 66 kV23","VIC Cranbourne (AusNet) 66 kV"]
[null,null,null,"The impact of the following embedded generator(s) has been removed in the forecasts; Berwick Landfill, Cardinia Hydro.",null,null,null,null,null,null,null,null,null,null,null,null,null,24,"VIC Cranbourne (AusNet) 66 kV24","VIC Cranbourne (AusNet) 66 kV"]
[null,null,null,"Demand is is weather sensitive in summer and winter.",null,null,null,null,null,null,null,null,null,null,null,null,null,25,"VIC Cranbourne (AusNet) 66 kV25","VIC Cranbourne (AusNet) 66 kV"]
[null,null,null,"Diversity factors: Summer = 1; Winter = 1.",null,null,null,null,null,null,null,null,null,null,null,null,null,26,"VIC Cranbourne (AusNet) 66 kV26","VIC Cranbourne (AusNet) 66 kV"]
[null,null,null,"Power factors: Summer = 0.97, lagging; Winter = 0.98, lagging.",null,null,null,null,null,null,null,null,null,null,null,null,null,27,"VIC Cranbourne (AusNet) 66 kV27","VIC Cranbourne (AusNet) 66 kV"]
[null,null,null,null,null,null,null,null,null,null,null,null,null,null,null,null,null,28,"VIC Cranbourne (AusNet) 66 kV28","VIC Cranbourne (AusNet) 66 kV"]
[null,null,null,null,null,null,null,null,null,null,null,null,null,null,null,null,null,29,"VIC Cranbourne (AusNet) 66 kV29","VIC Cranbourne (AusNet) 66 kV"]
[null,null,null,null,null,null,null,null,null,null,null,null,null,null,null,null,null,30,"VIC Cranbourne (AusNet) 66 kV30","VIC Cranbourne (AusNet) 66 kV"]
[null,null,null,null,null,null,null,null,null,null,null,null,null,null,null,null,null,31,"VIC Cranbourne (AusNet) 66 kV31","VIC Cranbourne (AusNet) 66 kV"]
[null,null,"VIC Cranbourne (United Energy) 66 kV",null,null,null,null,null,null,null,null,null,null,null,null,null,null,1,"VIC Cranbourne (United Energy) 66 kV1",{"$f":"C471","v":"VIC Cranbourne (United Energy) 66 kV"}]
[null,null,null,null,null,null,null,null,null,null,null,null,null,null,null,null,null,2,"VIC Cranbourne (United Energy) 66 kV2",{"$f":"T471","v":"VIC Cranbourne (United Energy) 66 kV"}]
[null,null,null,"MAIN SECTORS",null,null,null,null,null,null,null,null,null,null,null,null,null,3,"VIC Cranbourne (United Energy) 66 kV3","VIC Cranbourne (United Energy) 66 kV"]
[null,null,null,"Predominantly residential and commercial.",null,null,null,null,null,null,null,null,null,null,null,null,null,4,"VIC Cranbourne (United Energy) 66 kV4","VIC Cranbourne (United Energy) 66 kV"]
[null,null,null,null,null,null,null,null,null,null,null,null,null,null,null,null,null,5,"VIC Cranbourne (United Energy) 66 kV5","VIC Cranbourne (United Energy) 66 kV"]
[null,null,null,null,null,null,null,null,null,null,null,null,null,null,null,null,null,6,"VIC Cranbourne (United Energy) 66 kV6","VIC Cranbourne (United Energy) 66 kV"]
[null,null,null,null,null,null,null,null,null,null,null,null,null,null,null,null,null,7,"VIC Cranbourne (United Energy) 66 kV7","VIC Cranbourne (United Energy) 66 kV"]
[null,null,null,null,null,null,null,null,null,null,null,null,null,null,null,null,null,8,"VIC Cranbourne (United Energy) 66 kV8","VIC Cranbourne (United Energy) 66 kV"]
[null,null,null,"MEDIUM SCENARIO",null,null,null,null,null,null,null,null,null,null,null,null,null,9,"VIC Cranbourne (United Energy) 66 kV9","VIC Cranbourne (United Energy) 66 kV"]
[null,null,null,"Summer",null,null,null,null,null,null,null,null,null,null,null,null,null,10,"VIC Cranbourne (United Energy) 66 kV10","VIC Cranbourne (United Energy) 66 kV"]
[null,null,null,"Temperature corrected actuals have increased over the historical period.",null,null,null,null,null,null,null,null,null,null,null,null,null,11,"VIC Cranbourne (United Energy) 66 kV11","VIC Cranbourne (United Energy) 66 kV"]
[null,null,null,"Forecast demand is increasing over the outlook period.",null,null,null,null,null,null,null,null,null,null,null,null,null,12,"VIC Cranbourne (United Energy) 66 kV12","VIC Cranbourne (United Energy) 66 kV"]
[null,null,null,"The 10% POE offset for PV ranges from 2.4% to 5.2% between 2017 and 2026.",null,null,null,null,null,null,null,null,null,null,null,null,null,13,"VIC Cranbourne (United Energy) 66 kV13","VIC Cranbourne (United Energy) 66 kV"]
[null,null,null,null,null,null,null,null,null,null,null,null,null,null,null,null,null,14,"VIC Cranbourne (United Energy) 66 kV14","VIC Cranbourne (United Energy) 66 kV"]
[null,null,null,null,null,null,null,null,null,null,null,null,null,null,null,null,null,15,"VIC Cranbourne (United Energy) 66 kV15","VIC Cranbourne (United Energy) 66 kV"]
[null,null,null,"Winter",null,null,null,null,null,null,null,null,null,null,null,null,null,16,"VIC Cranbourne (United Energy) 66 kV16",{"$f":"T485","v":"VIC Cranbourne (United Energy) 66 kV"}]
[null,null,null,"Temperature corrected actuals have increased over the historical period.",null,null,null,null,null,null,null,null,null,null,null,null,null,17,"VIC Cranbourne (United Energy) 66 kV17","VIC Cranbourne (United Energy) 66 kV"]
[null,null,null,"Forecast demand is increasing over the outlook period.",null,null,null,null,null,null,null,null,null,null,null,null,null,18,"VIC Cranbourne (United Energy) 66 kV18","VIC Cranbourne (United Energy) 66 kV"]
[null,null,null,"The 10% POE offset for PV is zero.",null,null,null,null,null,null,null,null,null,null,null,null,null,19,"VIC Cranbourne (United Energy) 66 kV19","VIC Cranbourne (United Energy) 66 kV"]
[null,null,null,null,null,null,null,null,null,null,null,null,null,null,null,null,null,20,"VIC Cranbourne (United Energy) 66 kV20","VIC Cranbourne (United Energy) 66 kV"]
[null,null,null,null,null,null,null,null,null,null,null,null,null,null,null,null,null,21,"VIC Cranbourne (United Energy) 66 kV21","VIC Cranbourne (United Energy) 66 kV"]
[null,null,null,"Other",null,null,null,null,null,null,null,null,null,null,null,null,null,22,"VIC Cranbourne (United Energy) 66 kV22","VIC Cranbourne (United Energy) 66 kV"]
[null,null,null,"Supplies Carrum, Frankston.",null,null,null,null,null,null,null,null,null,null,null,null,null,23,"VIC Cranbourne (United Energy) 66 kV23","VIC Cranbourne (United Energy) 66 kV"]
[null,null,null,"Demand is is weather sensitive in summer and winter.",null,null,null,null,null,null,null,null,null,null,null,null,null,24,"VIC Cranbourne (United Energy) 66 kV24","VIC Cranbourne (United Energy) 66 kV"]
[null,null,null,"Diversity factors: Summer = 1; Winter = 0.99.",null,null,null,null,null,null,null,null,null,null,null,null,null,25,"VIC Cranbourne (United Energy) 66 kV25","VIC Cranbourne (United Energy) 66 kV"]
[null,null,null,"Power factors: Summer = 0.97, lagging; Winter = 0.98, lagging.",null,null,null,null,null,null,null,null,null,null,null,null,null,26,"VIC Cranbourne (United Energy) 66 kV26","VIC Cranbourne (United Energy) 66 kV"]
[null,null,null,null,null,null,null,null,null,null,null,null,null,null,null,null,null,27,"VIC Cranbourne (United Energy) 66 kV27","VIC Cranbourne (United Energy) 66 kV"]
[null,null,null,null,null,null,null,null,null,null,null,null,null,null,null,null,null,28,"VIC Cranbourne (United Energy) 66 kV28","VIC Cranbourne (United Energy) 66 kV"]
[null,null,null,null,null,null,null,null,null,null,null,null,null,null,null,null,null,29,"VIC Cranbourne (United Energy) 66 kV29","VIC Cranbourne (United Energy) 66 kV"]
[null,null,null,null,null,null,null,null,null,null,null,null,null,null,null,null,null,30,"VIC Cranbourne (United Energy) 66 kV30","VIC Cranbourne (United Energy) 66 kV"]
[null,null,null,null,null,null,null,null,null,null,null,null,null,null,null,null,null,31,"VIC Cranbourne (United Energy) 66 kV31","VIC Cranbourne (United Energy) 66 kV"]
[null,null,"VIC Deer Park (Powercor) 66 kV",null,null,null,null,null,null,null,null,null,null,null,null,null,null,1,"VIC Deer Park (Powercor) 66 kV1",{"$f":"C502","v":"VIC Deer Park (Powercor) 66 kV"}]
[null,null,null,null,null,null,null,null,null,null,null,null,null,null,null,null,null,2,"VIC Deer Park (Powercor) 66 kV2",{"$f":"T502","v":"VIC Deer Park (Powercor) 66 kV"}]
[null,null,null,"MAIN SECTORS",null,null,null,null,null,null,null,null,null,null,null,null,null,3,"VIC Deer Park (Powercor) 66 kV3","VIC Deer Park (Powercor) 66 kV"]
[null,null,null,"Predominantly residential and commerical.",null,null,null,null,null,null,null,null,null,null,null,null,null,4,"VIC Deer Park (Powercor) 66 kV4","VIC Deer Park (Powercor) 66 kV"]
[null,null,null,null,null,null,null,null,null,null,null,null,null,null,null,null,null,5,"VIC Deer Park (Powercor) 66 kV5","VIC Deer Park (Powercor) 66 kV"]
[null,null,null,null,null,null,null,null,null,null,null,null,null,null,null,null,null,6,"VIC Deer Park (Powercor) 66 kV6","VIC Deer Park (Powercor) 66 kV"]
[null,null,null,null,null,null,null,null,null,null,null,null,null,null,null,null,null,7,"VIC Deer Park (Powercor) 66 kV7","VIC Deer Park (Powercor) 66 kV"]
[null,null,null,null,null,null,null,null,null,null,null,null,null,null,null,null,null,8,"VIC Deer Park (Powercor) 66 kV8","VIC Deer Park (Powercor) 66 kV"]
[null,null,null,"MEDIUM SCENARIO",null,null,null,null,null,null,null,null,null,null,null,null,null,9,"VIC Deer Park (Powercor) 66 kV9","VIC Deer Park (Powercor) 66 kV"]
[null,null,null,"Summer",null,null,null,null,null,null,null,null,null,null,null,null,null,10,"VIC Deer Park (Powercor) 66 kV10","VIC Deer Park (Powercor) 66 kV"]
[null,null,null,"Forecast demand is increasing over the outlook period.",null,null,null,null,null,null,null,null,null,null,null,null,null,11,"VIC Deer Park (Powercor) 66 kV11","VIC Deer Park (Powercor) 66 kV"]
[null,null,null,"The 10% POE offset for PV ranges from zero to 11.5% between 2017 and 2026.",null,null,null,null,null,null,null,null,null,null,null,null,null,12,"VIC Deer Park (Powercor) 66 kV12","VIC Deer Park (Powercor) 66 kV"]
[null,null,null,null,null,null,null,null,null,null,null,null,null,null,null,null,null,13,"VIC Deer Park (Powercor) 66 kV13","VIC Deer Park (Powercor) 66 kV"]
[null,null,null,null,null,null,null,null,null,null,null,null,null,null,null,null,null,14,"VIC Deer Park (Powercor) 66 kV14","VIC Deer Park (Powercor) 66 kV"]
[null,null,null,null,null,null,null,null,null,null,null,null,null,null,null,null,null,15,"VIC Deer Park (Powercor) 66 kV15","VIC Deer Park (Powercor) 66 kV"]
[null,null,null,"Winter",null,null,null,null,null,null,null,null,null,null,null,null,null,16,"VIC Deer Park (Powercor) 66 kV16","VIC Deer Park (Powercor) 66 kV"]
[null,null,null,"Forecast demand is increasing over the outlook period.",null,null,null,null,null,null,null,null,null,null,null,null,null,17,"VIC Deer Park (Powercor) 66 kV17","VIC Deer Park (Powercor) 66 kV"]
[null,null,null,"The 10% POE offset for PV ranges from zero to 0.9% between 2016 and 2025.",null,null,null,null,null,null,null,null,null,null,null,null,null,{"$f":"MOD(ROW(Q519)-6,31)+1","v":18},{"$f":"T519&R519","v":"VIC Deer Park (Powercor) 66 kV18"},"VIC Deer Park (Powercor) 66 kV"]
[null,null,null,null,null,null,null,null,null,null,null,null,null,null,null,null,null,19,"VIC Deer Park (Powercor) 66 kV19","VIC Deer Park (Powercor) 66 kV"]
[null,null,null,null,null,null,null,null,null,null,null,null,null,null,null,null,null,20,"VIC Deer Park (Powercor) 66 kV20","VIC Deer Park (Powercor) 66 kV"]
[null,null,null,null,null,null,null,null,null,null,null,null,null,null,null,null,null,21,"VIC Deer Park (Powercor) 66 kV21","VIC Deer Park (Powercor) 66 kV"]
[null,null,null,"Other",null,null,null,null,null,null,null,null,null,null,null,null,null,22,"VIC Deer Park (Powercor) 66 kV22","VIC Deer Park (Powercor) 66 kV"]
[null,null,null,"Future connection point, with load transferred from Altona, Brooklyn and Keilor.",null,null,null,null,null,null,null,null,null,null,null,null,null,23,"VIC Deer Park (Powercor) 66 kV23","VIC Deer Park (Powercor) 66 kV"]
[null,null,null,"The connection point is new and recieves transfers from Altona, Brooklyn and Keilor.",null,null,null,null,null,null,null,null,null,null,null,null,null,24,"VIC Deer Park (Powercor) 66 kV24","VIC Deer Park (Powercor) 66 kV"]
[null,null,null,"Demand is is weather sensitive in summer and winter.",null,null,null,null,null,null,null,null,null,null,null,null,null,25,"VIC Deer Park (Powercor) 66 kV25","VIC Deer Park (Powercor) 66 kV"]
[null,null,null,"Diversity factors: Summer = 0; Winter = 0.",null,null,null,null,null,null,null,null,null,null,null,null,null,26,"VIC Deer Park (Powercor) 66 kV26","VIC Deer Park (Powercor) 66 kV"]
[null,null,null,"Power factors: Summer = 0.97, lagging; Winter = 0.99, lagging.",null,null,null,null,null,null,null,null,null,null,null,null,null,27,"VIC Deer Park (Powercor) 66 kV27","VIC Deer Park (Powercor) 66 kV"]
[null,null,null,null,null,null,null,null,null,null,null,null,null,null,null,null,null,28,"VIC Deer Park (Powercor) 66 kV28","VIC Deer Park (Powercor) 66 kV"]
[null,null,null,null,null,null,null,null,null,null,null,null,null,null,null,null,null,29,"VIC Deer Park (Powercor) 66 kV29","VIC Deer Park (Powercor) 66 kV"]
[null,null,null,null,null,null,null,null,null,null,null,null,null,null,null,null,null,30,"VIC Deer Park (Powercor) 66 kV30","VIC Deer Park (Powercor) 66 kV"]
[null,null,null,null,null,null,null,null,null,null,null,null,null,null,null,null,null,31,"VIC Deer Park (Powercor) 66 kV31","VIC Deer Park (Powercor) 66 kV"]
[null,null,"VIC East Rowville 12 (AusNet) 66 kV",null,null,null,null,null,null,null,null,null,null,null,null,null,null,1,"VIC East Rowville 12 (AusNet) 66 kV1",{"$f":"C533","v":"VIC East Rowville 12 (AusNet) 66 kV"}]
[null,null,null,null,null,null,null,null,null,null,null,null,null,null,null,null,null,2,"VIC East Rowville 12 (AusNet) 66 kV2",{"$f":"T533","v":"VIC East Rowville 12 (AusNet) 66 kV"}]
[null,null,null,"MAIN SECTORS",null,null,null,null,null,null,null,null,null,null,null,null,null,3,"VIC East Rowville 12 (AusNet) 66 kV3","VIC East Rowville 12 (AusNet) 66 kV"]
[null,null,null,"Predominantly industrial and residential.",null,null,null,null,null,null,null,null,null,null,null,null,null,4,"VIC East Rowville 12 (AusNet) 66 kV4","VIC East Rowville 12 (AusNet) 66 kV"]
[null,null,null,null,null,null,null,null,null,null,null,null,null,null,null,null,null,5,"VIC East Rowville 12 (AusNet) 66 kV5","VIC East Rowville 12 (AusNet) 66 kV"]
[null,null,null,null,null,null,null,null,null,null,null,null,null,null,null,null,null,6,"VIC East Rowville 12 (AusNet) 66 kV6","VIC East Rowville 12 (AusNet) 66 kV"]
[null,null,null,null,null,null,null,null,null,null,null,null,null,null,null,null,null,7,"VIC East Rowville 12 (AusNet) 66 kV7","VIC East Rowville 12 (AusNet) 66 kV"]
[null,null,null,null,null,null,null,null,null,null,null,null,null,null,null,null,null,8,"VIC East Rowville 12 (AusNet) 66 kV8","VIC East Rowville 12 (AusNet) 66 kV"]
[null,null,null,"MEDIUM SCENARIO",null,null,null,null,null,null,null,null,null,null,null,null,null,9,"VIC East Rowville 12 (AusNet) 66 kV9","VIC East Rowville 12 (AusNet) 66 kV"]
[null,null,null,"Summer",null,null,null,null,null,null,null,null,null,null,null,null,null,10,"VIC East Rowville 12 (AusNet) 66 kV10","VIC East Rowville 12 (AusNet) 66 kV"]
[null,null,null,"Temperature corrected actuals have decreased over the historical period.",null,null,null,null,null,null,null,null,null,null,null,null,null,11,"VIC East Rowville 12 (AusNet) 66 kV11","VIC East Rowville 12 (AusNet) 66 kV"]
[null,null,null,"Forecast demand is decreasing over the outlook period.",null,null,null,null,null,null,null,null,null,null,null,null,null,12,"VIC East Rowville 12 (AusNet) 66 kV12","VIC East Rowville 12 (AusNet) 66 kV"]
[null,null,null,"The 10% POE offset for PV ranges from 3.2% to 6.1% between 2017 and 2026.",null,null,null,null,null,null,null,null,null,null,null,null,null,13,"VIC East Rowville 12 (AusNet) 66 kV13","VIC East Rowville 12 (AusNet) 66 kV"]
[null,null,null,null,null,null,null,null,null,null,null,null,null,null,null,null,null,14,"VIC East Rowville 12 (AusNet) 66 kV14","VIC East Rowville 12 (AusNet) 66 kV"]
[null,null,null,null,null,null,null,null,null,null,null,null,null,null,null,null,null,15,"VIC East Rowville 12 (AusNet) 66 kV15","VIC East Rowville 12 (AusNet) 66 kV"]
[null,null,null,"Winter",null,null,null,null,null,null,null,null,null,null,null,null,null,16,"VIC East Rowville 12 (AusNet) 66 kV16","VIC East Rowville 12 (AusNet) 66 kV"]
[null,null,null,"Temperature corrected actuals have decreased over the historical period.",null,null,null,null,null,null,null,null,null,null,null,null,null,17,"VIC East Rowville 12 (AusNet) 66 kV17","VIC East Rowville 12 (AusNet) 66 kV"]
[null,null,null,"Forecast demand is relatively flat over the outlook period.",null,null,null,null,null,null,null,null,null,null,null,null,null,18,"VIC East Rowville 12 (AusNet) 66 kV18",{"$f":"T549","v":"VIC East Rowville 12 (AusNet) 66 kV"}]
[null,null,null,"The 10% POE offset for PV is zero.",null,null,null,null,null,null,null,null,null,null,null,null,null,19,"VIC East Rowville 12 (AusNet) 66 kV19","VIC East Rowville 12 (AusNet) 66 kV"]
[null,null,null,null,null,null,null,null,null,null,null,null,null,null,null,null,null,20,"VIC East Rowville 12 (AusNet) 66 kV20","VIC East Rowville 12 (AusNet) 66 kV"]
[null,null,null,null,null,null,null,null,null,null,null,null,null,null,null,null,null,21,"VIC East Rowville 12 (AusNet) 66 kV21","VIC East Rowville 12 (AusNet) 66 kV"]
[null,null,null,"Other",null,null,null,null,null,null,null,null,null,null,null,null,null,22,"VIC East Rowville 12 (AusNet) 66 kV22","VIC East Rowville 12 (AusNet) 66 kV"]
[null,null,null,"Supplies Belgrave, Ferntree Gully.",null,null,null,null,null,null,null,null,null,null,null,null,null,23,"VIC East Rowville 12 (AusNet) 66 kV23","VIC East Rowville 12 (AusNet) 66 kV"]
[null,null,null,"Demand is is weather sensitive in summer and winter.",null,null,null,null,null,null,null,null,null,null,null,null,null,24,"VIC East Rowville 12 (AusNet) 66 kV24","VIC East Rowville 12 (AusNet) 66 kV"]
[null,null,null,"Diversity factors: Summer = 1; Winter = 1.",null,null,null,null,null,null,null,null,null,null,null,null,null,25,"VIC East Rowville 12 (AusNet) 66 kV25","VIC East Rowville 12 (AusNet) 66 kV"]
[null,null,null,"Power factors: Summer = 0.99, lagging; Winter = 1, leading.",null,null,null,null,null,null,null,null,null,null,null,null,null,26,"VIC East Rowville 12 (AusNet) 66 kV26","VIC East Rowville 12 (AusNet) 66 kV"]
[null,null,null,null,null,null,null,null,null,null,null,null,null,null,null,null,null,27,"VIC East Rowville 12 (AusNet) 66 kV27","VIC East Rowville 12 (AusNet) 66 kV"]
[null,null,null,null,null,null,null,null,null,null,null,null,null,null,null,null,null,28,"VIC East Rowville 12 (AusNet) 66 kV28","VIC East Rowville 12 (AusNet) 66 kV"]
[null,null,null,null,null,null,null,null,null,null,null,null,null,null,null,null,null,29,"VIC East Rowville 12 (AusNet) 66 kV29","VIC East Rowville 12 (AusNet) 66 kV"]
[null,null,null,null,null,null,null,null,null,null,null,null,null,null,null,null,null,30,"VIC East Rowville 12 (AusNet) 66 kV30","VIC East Rowville 12 (AusNet) 66 kV"]
[null,null,null,null,null,null,null,null,null,null,null,null,null,null,null,null,null,31,"VIC East Rowville 12 (AusNet) 66 kV31","VIC East Rowville 12 (AusNet) 66 kV"]
[null,null,"VIC East Rowville 12 (United Energy) 66 kV",null,null,null,null,null,null,null,null,null,null,null,null,null,null,1,"VIC East Rowville 12 (United Energy) 66 kV1",{"$f":"C564","v":"VIC East Rowville 12 (United Energy) 66 kV"}]
[null,null,null,null,null,null,null,null,null,null,null,null,null,null,null,null,null,2,"VIC East Rowville 12 (United Energy) 66 kV2",{"$f":"T564","v":"VIC East Rowville 12 (United Energy) 66 kV"}]
[null,null,null,"MAIN SECTORS",null,null,null,null,null,null,null,null,null,null,null,null,null,3,"VIC East Rowville 12 (United Energy) 66 kV3","VIC East Rowville 12 (United Energy) 66 kV"]
[null,null,null,"Mix of industrial, residential and commercial.",null,null,null,null,null,null,null,null,null,null,null,null,null,4,"VIC East Rowville 12 (United Energy) 66 kV4","VIC East Rowville 12 (United Energy) 66 kV"]
[null,null,null,null,null,null,null,null,null,null,null,null,null,null,null,null,null,5,"VIC East Rowville 12 (United Energy) 66 kV5","VIC East Rowville 12 (United Energy) 66 kV"]
[null,null,null,null,null,null,null,null,null,null,null,null,null,null,null,null,null,6,"VIC East Rowville 12 (United Energy) 66 kV6","VIC East Rowville 12 (United Energy) 66 kV"]
[null,null,null,null,null,null,null,null,null,null,null,null,null,null,null,null,null,7,"VIC East Rowville 12 (United Energy) 66 kV7","VIC East Rowville 12 (United Energy) 66 kV"]
[null,null,null,null,null,null,null,null,null,null,null,null,null,null,null,null,null,8,"VIC East Rowville 12 (United Energy) 66 kV8","VIC East Rowville 12 (United Energy) 66 kV"]
[null,null,null,"MEDIUM SCENARIO",null,null,null,null,null,null,null,null,null,null,null,null,null,9,"VIC East Rowville 12 (United Energy) 66 kV9","VIC East Rowville 12 (United Energy) 66 kV"]
[null,null,null,"Summer",null,null,null,null,null,null,null,null,null,null,null,null,null,10,"VIC East Rowville 12 (United Energy) 66 kV10","VIC East Rowville 12 (United Energy) 66 kV"]
[null,null,null,"Temperature corrected actuals have fluctuated over the historical period.",null,null,null,null,null,null,null,null,null,null,null,null,null,11,"VIC East Rowville 12 (United Energy) 66 kV11","VIC East Rowville 12 (United Energy) 66 kV"]
[null,null,null,"Forecast demand is relatively flat over the outlook period.",null,null,null,null,null,null,null,null,null,null,null,null,null,12,"VIC East Rowville 12 (United Energy) 66 kV12","VIC East Rowville 12 (United Energy) 66 kV"]
[null,null,null,"The 10% POE offset for PV ranges from 2.4% to 7.2% between 2017 and 2026.",null,null,null,null,null,null,null,null,null,null,null,null,null,13,"VIC East Rowville 12 (United Energy) 66 kV13","VIC East Rowville 12 (United Energy) 66 kV"]
[null,null,null,null,null,null,null,null,null,null,null,null,null,null,null,null,null,14,"VIC East Rowville 12 (United Energy) 66 kV14","VIC East Rowville 12 (United Energy) 66 kV"]
[null,null,null,null,null,null,null,null,null,null,null,null,null,null,null,null,null,15,"VIC East Rowville 12 (United Energy) 66 kV15","VIC East Rowville 12 (United Energy) 66 kV"]
[null,null,null,"Winter",null,null,null,null,null,null,null,null,null,null,null,null,null,16,"VIC East Rowville 12 (United Energy) 66 kV16","VIC East Rowville 12 (United Energy) 66 kV"]
[null,null,null,"Temperature corrected actuals have increased over the historical period.",null,null,null,null,null,null,null,null,null,null,null,null,null,17,"VIC East Rowville 12 (United Energy) 66 kV17","VIC East Rowville 12 (United Energy) 66 kV"]
[null,null,null,"Forecast demand is increasing over the outlook period.",null,null,null,null,null,null,null,null,null,null,null,null,null,18,"VIC East Rowville 12 (United Energy) 66 kV18","VIC East Rowville 12 (United Energy) 66 kV"]
[null,null,null,"The 10% POE offset for PV is zero.",null,null,null,null,null,null,null,null,null,null,null,null,null,19,"VIC East Rowville 12 (United Energy) 66 kV19","VIC East Rowville 12 (United Energy) 66 kV"]
[null,null,null,null,null,null,null,null,null,null,null,null,null,null,null,null,null,{"$f":"MOD(ROW(Q583)-6,31)+1","v":20},{"$f":"T583&R583","v":"VIC East Rowville 12 (United Energy) 66 kV20"},"VIC East Rowville 12 (United Energy) 66 kV"]
[null,null,null,null,null,null,null,null,null,null,null,null,null,null,null,null,null,21,"VIC East Rowville 12 (United Energy) 66 kV21","VIC East Rowville 12 (United Energy) 66 kV"]
[null,null,null,"Other",null,null,null,null,null,null,null,null,null,null,null,null,null,22,"VIC East Rowville 12 (United Energy) 66 kV22","VIC East Rowville 12 (United Energy) 66 kV"]
[null,null,null,"Supplies Mulgrave, Lyndale.",null,null,null,null,null,null,null,null,null,null,null,null,null,23,"VIC East Rowville 12 (United Energy) 66 kV23","VIC East Rowville 12 (United Energy) 66 kV"]
[null,null,null,"Demand is is weather sensitive in summer and winter.",null,null,null,null,null,null,null,null,null,null,null,null,null,24,"VIC East Rowville 12 (United Energy) 66 kV24","VIC East Rowville 12 (United Energy) 66 kV"]
[null,null,null,"Diversity factors: Summer = 1; Winter = 1.",null,null,null,null,null,null,null,null,null,null,null,null,null,25,"VIC East Rowville 12 (United Energy) 66 kV25","VIC East Rowville 12 (United Energy) 66 kV"]
[null,null,null,"Power factors: Summer = 0.99, lagging; Winter = 1, leading.",null,null,null,null,null,null,null,null,null,null,null,null,null,26,"VIC East Rowville 12 (United Energy) 66 kV26","VIC East Rowville 12 (United Energy) 66 kV"]
[null,null,null,null,null,null,null,null,null,null,null,null,null,null,null,null,null,27,"VIC East Rowville 12 (United Energy) 66 kV27","VIC East Rowville 12 (United Energy) 66 kV"]
[null,null,null,null,null,null,null,null,null,null,null,null,null,null,null,null,null,28,"VIC East Rowville 12 (United Energy) 66 kV28","VIC East Rowville 12 (United Energy) 66 kV"]
[null,null,null,null,null,null,null,null,null,null,null,null,null,null,null,null,null,29,"VIC East Rowville 12 (United Energy) 66 kV29","VIC East Rowville 12 (United Energy) 66 kV"]
[null,null,null,null,null,null,null,null,null,null,null,null,null,null,null,null,null,30,"VIC East Rowville 12 (United Energy) 66 kV30","VIC East Rowville 12 (United Energy) 66 kV"]
[null,null,null,null,null,null,null,null,null,null,null,null,null,null,null,null,null,31,"VIC East Rowville 12 (United Energy) 66 kV31","VIC East Rowville 12 (United Energy) 66 kV"]
[null,null,"VIC East Rowville 34 (AusNet) 66 kV",null,null,null,null,null,null,null,null,null,null,null,null,null,null,1,"VIC East Rowville 34 (AusNet) 66 kV1",{"$f":"C595","v":"VIC East Rowville 34 (AusNet) 66 kV"}]
[null,null,null,null,null,null,null,null,null,null,null,null,null,null,null,null,null,2,"VIC East Rowville 34 (AusNet) 66 kV2",{"$f":"T595","v":"VIC East Rowville 34 (AusNet) 66 kV"}]
[null,null,null,"MAIN SECTORS",null,null,null,null,null,null,null,null,null,null,null,null,null,3,"VIC East Rowville 34 (AusNet) 66 kV3","VIC East Rowville 34 (AusNet) 66 kV"]
[null,null,null,"Predominantly industrial and residential.",null,null,null,null,null,null,null,null,null,null,null,null,null,4,"VIC East Rowville 34 (AusNet) 66 kV4","VIC East Rowville 34 (AusNet) 66 kV"]
[null,null,null,null,null,null,null,null,null,null,null,null,null,null,null,null,null,5,"VIC East Rowville 34 (AusNet) 66 kV5","VIC East Rowville 34 (AusNet) 66 kV"]
[null,null,null,null,null,null,null,null,null,null,null,null,null,null,null,null,null,6,"VIC East Rowville 34 (AusNet) 66 kV6","VIC East Rowville 34 (AusNet) 66 kV"]
[null,null,null,null,null,null,null,null,null,null,null,null,null,null,null,null,null,7,"VIC East Rowville 34 (AusNet) 66 kV7","VIC East Rowville 34 (AusNet) 66 kV"]
[null,null,null,null,null,null,null,null,null,null,null,null,null,null,null,null,null,8,"VIC East Rowville 34 (AusNet) 66 kV8","VIC East Rowville 34 (AusNet) 66 kV"]
[null,null,null,"MEDIUM SCENARIO",null,null,null,null,null,null,null,null,null,null,null,null,null,9,"VIC East Rowville 34 (AusNet) 66 kV9","VIC East Rowville 34 (AusNet) 66 kV"]
[null,null,null,"Summer",null,null,null,null,null,null,null,null,null,null,null,null,null,10,"VIC East Rowville 34 (AusNet) 66 kV10","VIC East Rowville 34 (AusNet) 66 kV"]
[null,null,null,"Temperature corrected actuals have remained relatively flat since 2012.",null,null,null,null,null,null,null,null,null,null,null,null,null,11,"VIC East Rowville 34 (AusNet) 66 kV11","VIC East Rowville 34 (AusNet) 66 kV"]
[null,null,null,"Forecast demand is relatively flat over the outlook period.",null,null,null,null,null,null,null,null,null,null,null,null,null,12,"VIC East Rowville 34 (AusNet) 66 kV12","VIC East Rowville 34 (AusNet) 66 kV"]
[null,null,null,"The 10% POE offset for PV ranges from 8.0% to 12.8% between 2017 and 2026.",null,null,null,null,null,null,null,null,null,null,null,null,null,13,"VIC East Rowville 34 (AusNet) 66 kV13","VIC East Rowville 34 (AusNet) 66 kV"]
[null,null,null,null,null,null,null,null,null,null,null,null,null,null,null,null,null,14,"VIC East Rowville 34 (AusNet) 66 kV14","VIC East Rowville 34 (AusNet) 66 kV"]
[null,null,null,null,null,null,null,null,null,null,null,null,null,null,null,null,null,15,"VIC East Rowville 34 (AusNet) 66 kV15","VIC East Rowville 34 (AusNet) 66 kV"]
[null,null,null,"Winter",null,null,null,null,null,null,null,null,null,null,null,null,null,16,"VIC East Rowville 34 (AusNet) 66 kV16","VIC East Rowville 34 (AusNet) 66 kV"]
[null,null,null,"Temperature corrected actuals have remained relatively flat since 2012.",null,null,null,null,null,null,null,null,null,null,null,null,null,17,"VIC East Rowville 34 (AusNet) 66 kV17","VIC East Rowville 34 (AusNet) 66 kV"]
[null,null,null,"Forecast demand is increasing over the outlook period.",null,null,null,null,null,null,null,null,null,null,null,null,null,18,"VIC East Rowville 34 (AusNet) 66 kV18","VIC East Rowville 34 (AusNet) 66 kV"]
[null,null,null,"The 10% POE offset for PV is zero.",null,null,null,null,null,null,null,null,null,null,null,null,null,19,"VIC East Rowville 34 (AusNet) 66 kV19","VIC East Rowville 34 (AusNet) 66 kV"]
[null,null,null,null,null,null,null,null,null,null,null,null,null,null,null,null,null,20,"VIC East Rowville 34 (AusNet) 66 kV20",{"$f":"T613","v":"VIC East Rowville 34 (AusNet) 66 kV"}]
[null,null,null,null,null,null,null,null,null,null,null,null,null,null,null,null,null,21,"VIC East Rowville 34 (AusNet) 66 kV21","VIC East Rowville 34 (AusNet) 66 kV"]
[null,null,null,"Other",null,null,null,null,null,null,null,null,null,null,null,null,null,22,"VIC East Rowville 34 (AusNet) 66 kV22","VIC East Rowville 34 (AusNet) 66 kV"]
[null,null,null,"Supplies Hampton Park .",null,null,null,null,null,null,null,null,null,null,null,null,null,23,"VIC East Rowville 34 (AusNet) 66 kV23","VIC East Rowville 34 (AusNet) 66 kV"]
[null,null,null,"The impact of the following embedded generator(s) has been removed in the forecasts; Hallam Road Renewable Energy Facility,",null,null,null,null,null,null,null,null,null,null,null,null,null,24,"VIC East Rowville 34 (AusNet) 66 kV24","VIC East Rowville 34 (AusNet) 66 kV"]
[null,null,null,"South East Water - Hallam Hydro Plant.",null,null,null,null,null,null,null,null,null,null,null,null,null,25,"VIC East Rowville 34 (AusNet) 66 kV25","VIC East Rowville 34 (AusNet) 66 kV"]
[null,null,null,"Demand is is weather sensitive in summer and winter.",null,null,null,null,null,null,null,null,null,null,null,null,null,26,"VIC East Rowville 34 (AusNet) 66 kV26","VIC East Rowville 34 (AusNet) 66 kV"]
[null,null,null,"Diversity factors: Summer = 1; Winter = 1.",null,null,null,null,null,null,null,null,null,null,null,null,null,27,"VIC East Rowville 34 (AusNet) 66 kV27","VIC East Rowville 34 (AusNet) 66 kV"]
[null,null,null,"Power factors: Summer = 0.99, lagging; Winter = 1, leading.",null,null,null,null,null,null,null,null,null,null,null,null,null,28,"VIC East Rowville 34 (AusNet) 66 kV28","VIC East Rowville 34 (AusNet) 66 kV"]
[null,null,null,null,null,null,null,null,null,null,null,null,null,null,null,null,null,29,"VIC East Rowville 34 (AusNet) 66 kV29","VIC East Rowville 34 (AusNet) 66 kV"]
[null,null,null,null,null,null,null,null,null,null,null,null,null,null,null,null,null,30,"VIC East Rowville 34 (AusNet) 66 kV30","VIC East Rowville 34 (AusNet) 66 kV"]
[null,null,null,null,null,null,null,null,null,null,null,null,null,null,null,null,null,31,"VIC East Rowville 34 (AusNet) 66 kV31","VIC East Rowville 34 (AusNet) 66 kV"]
[null,null,"VIC East Rowville 34 (United Energy) 66 kV",null,null,null,null,null,null,null,null,null,null,null,null,null,null,1,"VIC East Rowville 34 (United Energy) 66 kV1",{"$f":"C626","v":"VIC East Rowville 34 (United Energy) 66 kV"}]
[null,null,null,null,null,null,null,null,null,null,null,null,null,null,null,null,null,2,"VIC East Rowville 34 (United Energy) 66 kV2",{"$f":"T626","v":"VIC East Rowville 34 (United Energy) 66 kV"}]
[null,null,null,"MAIN SECTORS",null,null,null,null,null,null,null,null,null,null,null,null,null,3,"VIC East Rowville 34 (United Energy) 66 kV3","VIC East Rowville 34 (United Energy) 66 kV"]
[null,null,null,"Mix of industrial, residential and commercial.",null,null,null,null,null,null,null,null,null,null,null,null,null,4,"VIC East Rowville 34 (United Energy) 66 kV4","VIC East Rowville 34 (United Energy) 66 kV"]
[null,null,null,null,null,null,null,null,null,null,null,null,null,null,null,null,null,5,"VIC East Rowville 34 (United Energy) 66 kV5","VIC East Rowville 34 (United Energy) 66 kV"]
[null,null,null,null,null,null,null,null,null,null,null,null,null,null,null,null,null,6,"VIC East Rowville 34 (United Energy) 66 kV6","VIC East Rowville 34 (United Energy) 66 kV"]
[null,null,null,null,null,null,null,null,null,null,null,null,null,null,null,null,null,7,"VIC East Rowville 34 (United Energy) 66 kV7","VIC East Rowville 34 (United Energy) 66 kV"]
[null,null,null,null,null,null,null,null,null,null,null,null,null,null,null,null,null,8,"VIC East Rowville 34 (United Energy) 66 kV8","VIC East Rowville 34 (United Energy) 66 kV"]
[null,null,null,"MEDIUM SCENARIO",null,null,null,null,null,null,null,null,null,null,null,null,null,9,"VIC East Rowville 34 (United Energy) 66 kV9","VIC East Rowville 34 (United Energy) 66 kV"]
[null,null,null,"Summer",null,null,null,null,null,null,null,null,null,null,null,null,null,10,"VIC East Rowville 34 (United Energy) 66 kV10","VIC East Rowville 34 (United Energy) 66 kV"]
[null,null,null,"Temperature corrected actuals have decreased over the historical period.",null,null,null,null,null,null,null,null,null,null,null,null,null,11,"VIC East Rowville 34 (United Energy) 66 kV11","VIC East Rowville 34 (United Energy) 66 kV"]
[null,null,null,"Forecast demand is decreasing over the outlook period.",null,null,null,null,null,null,null,null,null,null,null,null,null,12,"VIC East Rowville 34 (United Energy) 66 kV12","VIC East Rowville 34 (United Energy) 66 kV"]
[null,null,null,"The 10% POE offset for PV ranges from 3.4% to 10.8% between 2017 and 2026.",null,null,null,null,null,null,null,null,null,null,null,null,null,13,"VIC East Rowville 34 (United Energy) 66 kV13","VIC East Rowville 34 (United Energy) 66 kV"]
[null,null,null,null,null,null,null,null,null,null,null,null,null,null,null,null,null,14,"VIC East Rowville 34 (United Energy) 66 kV14","VIC East Rowville 34 (United Energy) 66 kV"]
[null,null,null,null,null,null,null,null,null,null,null,null,null,null,null,null,null,15,"VIC East Rowville 34 (United Energy) 66 kV15","VIC East Rowville 34 (United Energy) 66 kV"]
[null,null,null,"Winter",null,null,null,null,null,null,null,null,null,null,null,null,null,16,"VIC East Rowville 34 (United Energy) 66 kV16","VIC East Rowville 34 (United Energy) 66 kV"]
[null,null,null,"Temperature corrected actuals have remained relatively flat over the historical period.",null,null,null,null,null,null,null,null,null,null,null,null,null,17,"VIC East Rowville 34 (United Energy) 66 kV17","VIC East Rowville 34 (United Energy) 66 kV"]
[null,null,null,"Forecast demand is increasing over the outlook period.",null,null,null,null,null,null,null,null,null,null,null,null,null,18,"VIC East Rowville 34 (United Energy) 66 kV18","VIC East Rowville 34 (United Energy) 66 kV"]
[null,null,null,"The 10% POE offset for PV ranges from 1.0% to 2.6% between 2016 and 2025.",null,null,null,null,null,null,null,null,null,null,null,null,null,19,"VIC East Rowville 34 (United Energy) 66 kV19","VIC East Rowville 34 (United Energy) 66 kV"]
[null,null,null,null,null,null,null,null,null,null,null,null,null,null,null,null,null,20,"VIC East Rowville 34 (United Energy) 66 kV20","VIC East Rowville 34 (United Energy) 66 kV"]
[null,null,null,null,null,null,null,null,null,null,null,null,null,null,null,null,null,21,"VIC East Rowville 34 (United Energy) 66 kV21","VIC East Rowville 34 (United Energy) 66 kV"]
[null,null,null,"Other",null,null,null,null,null,null,null,null,null,null,null,null,null,{"$f":"MOD(ROW(Q647)-6,31)+1","v":22},{"$f":"T647&R647","v":"VIC East Rowville 34 (United Energy) 66 kV22"},"VIC East Rowville 34 (United Energy) 66 kV"]
[null,null,null,"Supplies Dandenong.",null,null,null,null,null,null,null,null,null,null,null,null,null,23,"VIC East Rowville 34 (United Energy) 66 kV23","VIC East Rowville 34 (United Energy) 66 kV"]
[null,null,null,"The impact of the following embedded generator(s) has been removed in the forecasts; Dandenong PEP, Dandenong HOSP.",null,null,null,null,null,null,null,null,null,null,null,null,null,24,"VIC East Rowville 34 (United Energy) 66 kV24","VIC East Rowville 34 (United Energy) 66 kV"]
[null,null,null,"Demand is is weather sensitive in summer and winter.",null,null,null,null,null,null,null,null,null,null,null,null,null,25,"VIC East Rowville 34 (United Energy) 66 kV25","VIC East Rowville 34 (United Energy) 66 kV"]
[null,null,null,"Diversity factors: Summer = 0.89; Winter = 0.79.",null,null,null,null,null,null,null,null,null,null,null,null,null,26,"VIC East Rowville 34 (United Energy) 66 kV26","VIC East Rowville 34 (United Energy) 66 kV"]
[null,null,null,"Power factors: Summer = 0.99, lagging; Winter = 1, leading.",null,null,null,null,null,null,null,null,null,null,null,null,null,27,"VIC East Rowville 34 (United Energy) 66 kV27","VIC East Rowville 34 (United Energy) 66 kV"]
[null,null,null,null,null,null,null,null,null,null,null,null,null,null,null,null,null,28,"VIC East Rowville 34 (United Energy) 66 kV28","VIC East Rowville 34 (United Energy) 66 kV"]
[null,null,null,null,null,null,null,null,null,null,null,null,null,null,null,null,null,29,"VIC East Rowville 34 (United Energy) 66 kV29","VIC East Rowville 34 (United Energy) 66 kV"]
[null,null,null,null,null,null,null,null,null,null,null,null,null,null,null,null,null,30,"VIC East Rowville 34 (United Energy) 66 kV30","VIC East Rowville 34 (United Energy) 66 kV"]
[null,null,null,null,null,null,null,null,null,null,null,null,null,null,null,null,null,31,"VIC East Rowville 34 (United Energy) 66 kV31","VIC East Rowville 34 (United Energy) 66 kV"]
[null,null,"VIC Fishermans Bend (Citipower) 66 kV",null,null,null,null,null,null,null,null,null,null,null,null,null,null,1,"VIC Fishermans Bend (Citipower) 66 kV1",{"$f":"C657","v":"VIC Fishermans Bend (Citipower) 66 kV"}]
[null,null,null,null,null,null,null,null,null,null,null,null,null,null,null,null,null,2,"VIC Fishermans Bend (Citipower) 66 kV2",{"$f":"T657","v":"VIC Fishermans Bend (Citipower) 66 kV"}]
[null,null,null,"MAIN SECTORS",null,null,null,null,null,null,null,null,null,null,null,null,null,3,"VIC Fishermans Bend (Citipower) 66 kV3","VIC Fishermans Bend (Citipower) 66 kV"]
[null,null,null,"Mainly residential and commercial.",null,null,null,null,null,null,null,null,null,null,null,null,null,4,"VIC Fishermans Bend (Citipower) 66 kV4","VIC Fishermans Bend (Citipower) 66 kV"]
[null,null,null,"Includes car manufacturing loads.",null,null,null,null,null,null,null,null,null,null,null,null,null,5,"VIC Fishermans Bend (Citipower) 66 kV5","VIC Fishermans Bend (Citipower) 66 kV"]
[null,null,null,null,null,null,null,null,null,null,null,null,null,null,null,null,null,6,"VIC Fishermans Bend (Citipower) 66 kV6","VIC Fishermans Bend (Citipower) 66 kV"]
[null,null,null,null,null,null,null,null,null,null,null,null,null,null,null,null,null,7,"VIC Fishermans Bend (Citipower) 66 kV7","VIC Fishermans Bend (Citipower) 66 kV"]
[null,null,null,null,null,null,null,null,null,null,null,null,null,null,null,null,null,8,"VIC Fishermans Bend (Citipower) 66 kV8","VIC Fishermans Bend (Citipower) 66 kV"]
[null,null,null,"MEDIUM SCENARIO",null,null,null,null,null,null,null,null,null,null,null,null,null,9,"VIC Fishermans Bend (Citipower) 66 kV9","VIC Fishermans Bend (Citipower) 66 kV"]
[null,null,null,"Summer",null,null,null,null,null,null,null,null,null,null,null,null,null,10,"VIC Fishermans Bend (Citipower) 66 kV10","VIC Fishermans Bend (Citipower) 66 kV"]
[null,null,null,"Temperature corrected actuals have increased over the historical period.",null,null,null,null,null,null,null,null,null,null,null,null,null,11,"VIC Fishermans Bend (Citipower) 66 kV11","VIC Fishermans Bend (Citipower) 66 kV"]
[null,null,null,"Forecast demand is increasing over the outlook period.",null,null,null,null,null,null,null,null,null,null,null,null,null,12,"VIC Fishermans Bend (Citipower) 66 kV12","VIC Fishermans Bend (Citipower) 66 kV"]
[null,null,null,"The 10% POE offset for PV ranges from 0.4% to 1.0% between 2017 and 2026.",null,null,null,null,null,null,null,null,null,null,null,null,null,13,"VIC Fishermans Bend (Citipower) 66 kV13","VIC Fishermans Bend (Citipower) 66 kV"]
[null,null,null,null,null,null,null,null,null,null,null,null,null,null,null,null,null,14,"VIC Fishermans Bend (Citipower) 66 kV14","VIC Fishermans Bend (Citipower) 66 kV"]
[null,null,null,null,null,null,null,null,null,null,null,null,null,null,null,null,null,15,"VIC Fishermans Bend (Citipower) 66 kV15","VIC Fishermans Bend (Citipower) 66 kV"]
[null,null,null,"Winter",null,null,null,null,null,null,null,null,null,null,null,null,null,16,"VIC Fishermans Bend (Citipower) 66 kV16","VIC Fishermans Bend (Citipower) 66 kV"]
[null,null,null,"Temperature corrected actuals have increased since 2008.",null,null,null,null,null,null,null,null,null,null,null,null,null,17,"VIC Fishermans Bend (Citipower) 66 kV17","VIC Fishermans Bend (Citipower) 66 kV"]
[null,null,null,"Forecast demand is increasing over the outlook period.",null,null,null,null,null,null,null,null,null,null,null,null,null,18,"VIC Fishermans Bend (Citipower) 66 kV18","VIC Fishermans Bend (Citipower) 66 kV"]
[null,null,null,"The 10% POE offset for PV ranges from 0.2% to 0.4% between 2016 and 2025.",null,null,null,null,null,null,null,null,null,null,null,null,null,19,"VIC Fishermans Bend (Citipower) 66 kV19","VIC Fishermans Bend (Citipower) 66 kV"]
[null,null,null,null,null,null,null,null,null,null,null,null,null,null,null,null,null,20,"VIC Fishermans Bend (Citipower) 66 kV20","VIC Fishermans Bend (Citipower) 66 kV"]
[null,null,null,null,null,null,null,null,null,null,null,null,null,null,null,null,null,21,"VIC Fishermans Bend (Citipower) 66 kV21","VIC Fishermans Bend (Citipower) 66 kV"]
[null,null,null,"Other",null,null,null,null,null,null,null,null,null,null,null,null,null,22,"VIC Fishermans Bend (Citipower) 66 kV22",{"$f":"T677","v":"VIC Fishermans Bend (Citipower) 66 kV"}]
[null,null,null,"Supplies Fishermens Bend, Westgate, Port Melbourne, Southbank, South Melbourne, Albert Park.",null,null,null,null,null,null,null,null,null,null,null,null,null,23,"VIC Fishermans Bend (Citipower) 66 kV23","VIC Fishermans Bend (Citipower) 66 kV"]
[null,null,null,"Demand is is weather sensitive in summer and winter.",null,null,null,null,null,null,null,null,null,null,null,null,null,24,"VIC Fishermans Bend (Citipower) 66 kV24","VIC Fishermans Bend (Citipower) 66 kV"]
[null,null,null,"Diversity factors: Summer = 1; Winter = 1.",null,null,null,null,null,null,null,null,null,null,null,null,null,25,"VIC Fishermans Bend (Citipower) 66 kV25","VIC Fishermans Bend (Citipower) 66 kV"]
[null,null,null,"Power factors: Summer = 0.96, lagging; Winter = 0.99, lagging.",null,null,null,null,null,null,null,null,null,null,null,null,null,26,"VIC Fishermans Bend (Citipower) 66 kV26","VIC Fishermans Bend (Citipower) 66 kV"]
[null,null,null,null,null,null,null,null,null,null,null,null,null,null,null,null,null,27,"VIC Fishermans Bend (Citipower) 66 kV27","VIC Fishermans Bend (Citipower) 66 kV"]
[null,null,null,null,null,null,null,null,null,null,null,null,null,null,null,null,null,28,"VIC Fishermans Bend (Citipower) 66 kV28","VIC Fishermans Bend (Citipower) 66 kV"]
[null,null,null,null,null,null,null,null,null,null,null,null,null,null,null,null,null,29,"VIC Fishermans Bend (Citipower) 66 kV29","VIC Fishermans Bend (Citipower) 66 kV"]
[null,null,null,null,null,null,null,null,null,null,null,null,null,null,null,null,null,30,"VIC Fishermans Bend (Citipower) 66 kV30","VIC Fishermans Bend (Citipower) 66 kV"]
[null,null,null,null,null,null,null,null,null,null,null,null,null,null,null,null,null,31,"VIC Fishermans Bend (Citipower) 66 kV31","VIC Fishermans Bend (Citipower) 66 kV"]
[null,null,"VIC Fishermans Bend (Powercor) 66 kV",null,null,null,null,null,null,null,null,null,null,null,null,null,null,1,"VIC Fishermans Bend (Powercor) 66 kV1",{"$f":"C688","v":"VIC Fishermans Bend (Powercor) 66 kV"}]
[null,null,null,null,null,null,null,null,null,null,null,null,null,null,null,null,null,2,"VIC Fishermans Bend (Powercor) 66 kV2",{"$f":"T688","v":"VIC Fishermans Bend (Powercor) 66 kV"}]
[null,null,null,"MAIN SECTORS",null,null,null,null,null,null,null,null,null,null,null,null,null,3,"VIC Fishermans Bend (Powercor) 66 kV3","VIC Fishermans Bend (Powercor) 66 kV"]
[null,null,null,"Mainly residential and commercial.",null,null,null,null,null,null,null,null,null,null,null,null,null,4,"VIC Fishermans Bend (Powercor) 66 kV4","VIC Fishermans Bend (Powercor) 66 kV"]
[null,null,null,null,null,null,null,null,null,null,null,null,null,null,null,null,null,5,"VIC Fishermans Bend (Powercor) 66 kV5","VIC Fishermans Bend (Powercor) 66 kV"]
[null,null,null,null,null,null,null,null,null,null,null,null,null,null,null,null,null,6,"VIC Fishermans Bend (Powercor) 66 kV6","VIC Fishermans Bend (Powercor) 66 kV"]
[null,null,null,null,null,null,null,null,null,null,null,null,null,null,null,null,null,7,"VIC Fishermans Bend (Powercor) 66 kV7","VIC Fishermans Bend (Powercor) 66 kV"]
[null,null,null,null,null,null,null,null,null,null,null,null,null,null,null,null,null,8,"VIC Fishermans Bend (Powercor) 66 kV8","VIC Fishermans Bend (Powercor) 66 kV"]
[null,null,null,"MEDIUM SCENARIO",null,null,null,null,null,null,null,null,null,null,null,null,null,9,"VIC Fishermans Bend (Powercor) 66 kV9","VIC Fishermans Bend (Powercor) 66 kV"]
[null,null,null,"Summer",null,null,null,null,null,null,null,null,null,null,null,null,null,10,"VIC Fishermans Bend (Powercor) 66 kV10","VIC Fishermans Bend (Powercor) 66 kV"]
[null,null,null,"Temperature corrected actuals have decreased since 2010.",null,null,null,null,null,null,null,null,null,null,null,null,null,11,"VIC Fishermans Bend (Powercor) 66 kV11","VIC Fishermans Bend (Powercor) 66 kV"]
[null,null,null,"Forecast demand is decreasing over the outlook period.",null,null,null,null,null,null,null,null,null,null,null,null,null,12,"VIC Fishermans Bend (Powercor) 66 kV12","VIC Fishermans Bend (Powercor) 66 kV"]
[null,null,null,"The 10% POE offset for PV ranges from 0.1% to 0.4% between 2017 and 2026.",null,null,null,null,null,null,null,null,null,null,null,null,null,13,"VIC Fishermans Bend (Powercor) 66 kV13","VIC Fishermans Bend (Powercor) 66 kV"]
[null,null,null,null,null,null,null,null,null,null,null,null,null,null,null,null,null,14,"VIC Fishermans Bend (Powercor) 66 kV14","VIC Fishermans Bend (Powercor) 66 kV"]
[null,null,null,null,null,null,null,null,null,null,null,null,null,null,null,null,null,15,"VIC Fishermans Bend (Powercor) 66 kV15","VIC Fishermans Bend (Powercor) 66 kV"]
[null,null,null,"Winter",null,null,null,null,null,null,null,null,null,null,null,null,null,16,"VIC Fishermans Bend (Powercor) 66 kV16","VIC Fishermans Bend (Powercor) 66 kV"]
[null,null,null,"Temperature corrected actuals have remained relatively flat since 2010.",null,null,null,null,null,null,null,null,null,null,null,null,null,17,"VIC Fishermans Bend (Powercor) 66 kV17","VIC Fishermans Bend (Powercor) 66 kV"]
[null,null,null,"Forecast demand is increasing over the outlook period.",null,null,null,null,null,null,null,null,null,null,null,null,null,18,"VIC Fishermans Bend (Powercor) 66 kV18","VIC Fishermans Bend (Powercor) 66 kV"]
[null,null,null,"The 10% POE offset for PV ranges from 0.1% to 0.2% between 2016 and 2025.",null,null,null,null,null,null,null,null,null,null,null,null,null,19,"VIC Fishermans Bend (Powercor) 66 kV19","VIC Fishermans Bend (Powercor) 66 kV"]
[null,null,null,null,null,null,null,null,null,null,null,null,null,null,null,null,null,20,"VIC Fishermans Bend (Powercor) 66 kV20","VIC Fishermans Bend (Powercor) 66 kV"]
[null,null,null,null,null,null,null,null,null,null,null,null,null,null,null,null,null,21,"VIC Fishermans Bend (Powercor) 66 kV21","VIC Fishermans Bend (Powercor) 66 kV"]
[null,null,null,"Other",null,null,null,null,null,null,null,null,null,null,null,null,null,22,"VIC Fishermans Bend (Powercor) 66 kV22","VIC Fishermans Bend (Powercor) 66 kV"]
[null,null,null,"Supplies Docklands.",null,null,null,null,null,null,null,null,null,null,null,null,null,23,"VIC Fishermans Bend (Powercor) 66 kV23","VIC Fishermans Bend (Powercor) 66 kV"]
[null,null,null,"Demand is is weather sensitive in summer only.",null,null,null,null,null,null,null,null,null,null,null,null,null,{"$f":"MOD(ROW(Q711)-6,31)+1","v":24},{"$f":"T711&R711","v":"VIC Fishermans Bend (Powercor) 66 kV24"},"VIC Fishermans Bend (Powercor) 66 kV"]
[null,null,null,"Diversity factors: Summer = 0.99; Winter = 1.",null,null,null,null,null,null,null,null,null,null,null,null,null,25,"VIC Fishermans Bend (Powercor) 66 kV25","VIC Fishermans Bend (Powercor) 66 kV"]
[null,null,null,"Power factors: Summer = 0.96, lagging; Winter = 0.99, lagging.",null,null,null,null,null,null,null,null,null,null,null,null,null,26,"VIC Fishermans Bend (Powercor) 66 kV26","VIC Fishermans Bend (Powercor) 66 kV"]
[null,null,null,null,null,null,null,null,null,null,null,null,null,null,null,null,null,27,"VIC Fishermans Bend (Powercor) 66 kV27","VIC Fishermans Bend (Powercor) 66 kV"]
[null,null,null,null,null,null,null,null,null,null,null,null,null,null,null,null,null,28,"VIC Fishermans Bend (Powercor) 66 kV28","VIC Fishermans Bend (Powercor) 66 kV"]
[null,null,null,null,null,null,null,null,null,null,null,null,null,null,null,null,null,29,"VIC Fishermans Bend (Powercor) 66 kV29","VIC Fishermans Bend (Powercor) 66 kV"]
[null,null,null,null,null,null,null,null,null,null,null,null,null,null,null,null,null,30,"VIC Fishermans Bend (Powercor) 66 kV30","VIC Fishermans Bend (Powercor) 66 kV"]
[null,null,null,null,null,null,null,null,null,null,null,null,null,null,null,null,null,31,"VIC Fishermans Bend (Powercor) 66 kV31","VIC Fishermans Bend (Powercor) 66 kV"]
[null,null,"VIC Fosterville 220 kV",null,null,null,null,null,null,null,null,null,null,null,null,null,null,1,"VIC Fosterville 220 kV1",{"$f":"C719","v":"VIC Fosterville 220 kV"}]
[null,null,null,null,null,null,null,null,null,null,null,null,null,null,null,null,null,2,"VIC Fosterville 220 kV2",{"$f":"T719","v":"VIC Fosterville 220 kV"}]
[null,null,null,"MAIN SECTORS",null,null,null,null,null,null,null,null,null,null,null,null,null,3,"VIC Fosterville 220 kV3","VIC Fosterville 220 kV"]
[null,null,null,"The forecast is confidential.",null,null,null,null,null,null,null,null,null,null,null,null,null,4,"VIC Fosterville 220 kV4","VIC Fosterville 220 kV"]
[null,null,null,null,null,null,null,null,null,null,null,null,null,null,null,null,null,5,"VIC Fosterville 220 kV5","VIC Fosterville 220 kV"]
[null,null,null,null,null,null,null,null,null,null,null,null,null,null,null,null,null,6,"VIC Fosterville 220 kV6","VIC Fosterville 220 kV"]
[null,null,null,null,null,null,null,null,null,null,null,null,null,null,null,null,null,7,"VIC Fosterville 220 kV7","VIC Fosterville 220 kV"]
[null,null,null,null,null,null,null,null,null,null,null,null,null,null,null,null,null,8,"VIC Fosterville 220 kV8","VIC Fosterville 220 kV"]
[null,null,null,"MEDIUM SCENARIO",null,null,null,null,null,null,null,null,null,null,null,null,null,9,"VIC Fosterville 220 kV9","VIC Fosterville 220 kV"]
[null,null,null,"Summer",null,null,null,null,null,null,null,null,null,null,null,null,null,10,"VIC Fosterville 220 kV10","VIC Fosterville 220 kV"]
[null,null,null,null,null,null,null,null,null,null,null,null,null,null,null,null,null,11,"VIC Fosterville 220 kV11","VIC Fosterville 220 kV"]
[null,null,null,null,null,null,null,null,null,null,null,null,null,null,null,null,null,12,"VIC Fosterville 220 kV12","VIC Fosterville 220 kV"]
[null,null,null,null,null,null,null,null,null,null,null,null,null,null,null,null,null,13,"VIC Fosterville 220 kV13","VIC Fosterville 220 kV"]
[null,null,null,null,null,null,null,null,null,null,null,null,null,null,null,null,null,14,"VIC Fosterville 220 kV14","VIC Fosterville 220 kV"]
[null,null,null,null,null,null,null,null,null,null,null,null,null,null,null,null,null,15,"VIC Fosterville 220 kV15","VIC Fosterville 220 kV"]
[null,null,null,"Winter",null,null,null,null,null,null,null,null,null,null,null,null,null,16,"VIC Fosterville 220 kV16","VIC Fosterville 220 kV"]
[null,null,null,null,null,null,null,null,null,null,null,null,null,null,null,null,null,17,"VIC Fosterville 220 kV17","VIC Fosterville 220 kV"]
[null,null,null,null,null,null,null,null,null,null,null,null,null,null,null,null,null,18,"VIC Fosterville 220 kV18","VIC Fosterville 220 kV"]
[null,null,null,null,null,null,null,null,null,null,null,null,null,null,null,null,null,19,"VIC Fosterville 220 kV19","VIC Fosterville 220 kV"]
[null,null,null,null,null,null,null,null,null,null,null,null,null,null,null,null,null,20,"VIC Fosterville 220 kV20","VIC Fosterville 220 kV"]
[null,null,null,null,null,null,null,null,null,null,null,null,null,null,null,null,null,21,"VIC Fosterville 220 kV21","VIC Fosterville 220 kV"]
[null,null,null,"Other",null,null,null,null,null,null,null,null,null,null,null,null,null,22,"VIC Fosterville 220 kV22","VIC Fosterville 220 kV"]
[null,null,null,null,null,null,null,null,null,null,null,null,null,null,null,null,null,23,"VIC Fosterville 220 kV23","VIC Fosterville 220 kV"]
[null,null,null,null,null,null,null,null,null,null,null,null,null,null,null,null,null,24,"VIC Fosterville 220 kV24",{"$f":"T741","v":"VIC Fosterville 220 kV"}]
[null,null,null,null,null,null,null,null,null,null,null,null,null,null,null,null,null,25,"VIC Fosterville 220 kV25","VIC Fosterville 220 kV"]
[null,null,null,null,null,null,null,null,null,null,null,null,null,null,null,null,null,26,"VIC Fosterville 220 kV26","VIC Fosterville 220 kV"]
[null,null,null,null,null,null,null,null,null,null,null,null,null,null,null,null,null,27,"VIC Fosterville 220 kV27","VIC Fosterville 220 kV"]
[null,null,null,null,null,null,null,null,null,null,null,null,null,null,null,null,null,28,"VIC Fosterville 220 kV28","VIC Fosterville 220 kV"]
[null,null,null,null,null,null,null,null,null,null,null,null,null,null,null,null,null,29,"VIC Fosterville 220 kV29","VIC Fosterville 220 kV"]
[null,null,null,null,null,null,null,null,null,null,null,null,null,null,null,null,null,30,"VIC Fosterville 220 kV30","VIC Fosterville 220 kV"]
[null,null,null,null,null,null,null,null,null,null,null,null,null,null,null,null,null,31,"VIC Fosterville 220 kV31","VIC Fosterville 220 kV"]
[null,null,"VIC Glenrowan (AusNet) 66 kV",null,null,null,null,null,null,null,null,null,null,null,null,null,null,1,"VIC Glenrowan (AusNet) 66 kV1",{"$f":"C750","v":"VIC Glenrowan (AusNet) 66 kV"}]
[null,null,null,null,null,null,null,null,null,null,null,null,null,null,null,null,null,2,"VIC Glenrowan (AusNet) 66 kV2",{"$f":"T750","v":"VIC Glenrowan (AusNet) 66 kV"}]
[null,null,null,"MAIN SECTORS",null,null,null,null,null,null,null,null,null,null,null,null,null,3,"VIC Glenrowan (AusNet) 66 kV3","VIC Glenrowan (AusNet) 66 kV"]
[null,null,null,"Predominantly agricultural and residential.",null,null,null,null,null,null,null,null,null,null,null,null,null,4,"VIC Glenrowan (AusNet) 66 kV4","VIC Glenrowan (AusNet) 66 kV"]
[null,null,null,null,null,null,null,null,null,null,null,null,null,null,null,null,null,5,"VIC Glenrowan (AusNet) 66 kV5","VIC Glenrowan (AusNet) 66 kV"]
[null,null,null,null,null,null,null,null,null,null,null,null,null,null,null,null,null,6,"VIC Glenrowan (AusNet) 66 kV6","VIC Glenrowan (AusNet) 66 kV"]
[null,null,null,null,null,null,null,null,null,null,null,null,null,null,null,null,null,7,"VIC Glenrowan (AusNet) 66 kV7","VIC Glenrowan (AusNet) 66 kV"]
[null,null,null,null,null,null,null,null,null,null,null,null,null,null,null,null,null,8,"VIC Glenrowan (AusNet) 66 kV8","VIC Glenrowan (AusNet) 66 kV"]
[null,null,null,"MEDIUM SCENARIO",null,null,null,null,null,null,null,null,null,null,null,null,null,9,"VIC Glenrowan (AusNet) 66 kV9","VIC Glenrowan (AusNet) 66 kV"]
[null,null,null,"Summer",null,null,null,null,null,null,null,null,null,null,null,null,null,10,"VIC Glenrowan (AusNet) 66 kV10","VIC Glenrowan (AusNet) 66 kV"]
[null,null,null,"Temperature corrected actuals have remained relatively flat over the historical period.",null,null,null,null,null,null,null,null,null,null,null,null,null,11,"VIC Glenrowan (AusNet) 66 kV11","VIC Glenrowan (AusNet) 66 kV"]
[null,null,null,"Forecast demand is relatively flat over the outlook period.",null,null,null,null,null,null,null,null,null,null,null,null,null,12,"VIC Glenrowan (AusNet) 66 kV12","VIC Glenrowan (AusNet) 66 kV"]
[null,null,null,"The 10% POE offset for PV ranges from 4.4% to 8.1% between 2017 and 2026.",null,null,null,null,null,null,null,null,null,null,null,null,null,13,"VIC Glenrowan (AusNet) 66 kV13","VIC Glenrowan (AusNet) 66 kV"]
[null,null,null,null,null,null,null,null,null,null,null,null,null,null,null,null,null,14,"VIC Glenrowan (AusNet) 66 kV14","VIC Glenrowan (AusNet) 66 kV"]
[null,null,null,null,null,null,null,null,null,null,null,null,null,null,null,null,null,15,"VIC Glenrowan (AusNet) 66 kV15","VIC Glenrowan (AusNet) 66 kV"]
[null,null,null,"Winter",null,null,null,null,null,null,null,null,null,null,null,null,null,16,"VIC Glenrowan (AusNet) 66 kV16","VIC Glenrowan (AusNet) 66 kV"]
[null,null,null,"Temperature corrected actuals have decreased over the historical period.",null,null,null,null,null,null,null,null,null,null,null,null,null,17,"VIC Glenrowan (AusNet) 66 kV17","VIC Glenrowan (AusNet) 66 kV"]
[null,null,null,"Forecast demand is relatively flat over the outlook period.",null,null,null,null,null,null,null,null,null,null,null,null,null,18,"VIC Glenrowan (AusNet) 66 kV18","VIC Glenrowan (AusNet) 66 kV"]
[null,null,null,"The 10% POE offset for PV is zero.",null,null,null,null,null,null,null,null,null,null,null,null,null,19,"VIC Glenrowan (AusNet) 66 kV19","VIC Glenrowan (AusNet) 66 kV"]
[null,null,null,null,null,null,null,null,null,null,null,null,null,null,null,null,null,20,"VIC Glenrowan (AusNet) 66 kV20","VIC Glenrowan (AusNet) 66 kV"]
[null,null,null,null,null,null,null,null,null,null,null,null,null,null,null,null,null,21,"VIC Glenrowan (AusNet) 66 kV21","VIC Glenrowan (AusNet) 66 kV"]
[null,null,null,"Other",null,null,null,null,null,null,null,null,null,null,null,null,null,22,"VIC Glenrowan (AusNet) 66 kV22","VIC Glenrowan (AusNet) 66 kV"]
[null,null,null,"Supplies Glenrowan, Mansfield, Wangaratta, Myrtleford, Bright.",null,null,null,null,null,null,null,null,null,null,null,null,null,23,"VIC Glenrowan (AusNet) 66 kV23","VIC Glenrowan (AusNet) 66 kV"]
[null,null,null,"Demand is is weather sensitive in summer and winter.",null,null,null,null,null,null,null,null,null,null,null,null,null,24,"VIC Glenrowan (AusNet) 66 kV24","VIC Glenrowan (AusNet) 66 kV"]
[null,null,null,"Diversity factors: Summer = 0.87; Winter = 0.88.",null,null,null,null,null,null,null,null,null,null,null,null,null,25,"VIC Glenrowan (AusNet) 66 kV25","VIC Glenrowan (AusNet) 66 kV"]
[null,null,null,"Power factors: Summer = 1, lagging; Winter = 1, lagging.",null,null,null,null,null,null,null,null,null,null,null,null,null,{"$f":"MOD(ROW(Q775)-6,31)+1","v":26},{"$f":"T775&R775","v":"VIC Glenrowan (AusNet) 66 kV26"},"VIC Glenrowan (AusNet) 66 kV"]
[null,null,null,null,null,null,null,null,null,null,null,null,null,null,null,null,null,27,"VIC Glenrowan (AusNet) 66 kV27","VIC Glenrowan (AusNet) 66 kV"]
[null,null,null,null,null,null,null,null,null,null,null,null,null,null,null,null,null,28,"VIC Glenrowan (AusNet) 66 kV28","VIC Glenrowan (AusNet) 66 kV"]
[null,null,null,null,null,null,null,null,null,null,null,null,null,null,null,null,null,29,"VIC Glenrowan (AusNet) 66 kV29","VIC Glenrowan (AusNet) 66 kV"]
[null,null,null,null,null,null,null,null,null,null,null,null,null,null,null,null,null,30,"VIC Glenrowan (AusNet) 66 kV30","VIC Glenrowan (AusNet) 66 kV"]
[null,null,null,null,null,null,null,null,null,null,null,null,null,null,null,null,null,31,"VIC Glenrowan (AusNet) 66 kV31","VIC Glenrowan (AusNet) 66 kV"]
[null,null,"VIC Geelong 12 (Powercor) 66 kV",null,null,null,null,null,null,null,null,null,null,null,null,null,null,1,"VIC Geelong 12 (Powercor) 66 kV1",{"$f":"C781","v":"VIC Geelong 12 (Powercor) 66 kV"}]
[null,null,null,null,null,null,null,null,null,null,null,null,null,null,null,null,null,2,"VIC Geelong 12 (Powercor) 66 kV2",{"$f":"T781","v":"VIC Geelong 12 (Powercor) 66 kV"}]
[null,null,null,"MAIN SECTORS",null,null,null,null,null,null,null,null,null,null,null,null,null,3,"VIC Geelong 12 (Powercor) 66 kV3","VIC Geelong 12 (Powercor) 66 kV"]
[null,null,null,"Predominantly agricultural and residential.",null,null,null,null,null,null,null,null,null,null,null,null,null,4,"VIC Geelong 12 (Powercor) 66 kV4","VIC Geelong 12 (Powercor) 66 kV"]
[null,null,null,null,null,null,null,null,null,null,null,null,null,null,null,null,null,5,"VIC Geelong 12 (Powercor) 66 kV5","VIC Geelong 12 (Powercor) 66 kV"]
[null,null,null,null,null,null,null,null,null,null,null,null,null,null,null,null,null,6,"VIC Geelong 12 (Powercor) 66 kV6","VIC Geelong 12 (Powercor) 66 kV"]
[null,null,null,null,null,null,null,null,null,null,null,null,null,null,null,null,null,7,"VIC Geelong 12 (Powercor) 66 kV7","VIC Geelong 12 (Powercor) 66 kV"]
[null,null,null,null,null,null,null,null,null,null,null,null,null,null,null,null,null,8,"VIC Geelong 12 (Powercor) 66 kV8","VIC Geelong 12 (Powercor) 66 kV"]
[null,null,null,"MEDIUM SCENARIO",null,null,null,null,null,null,null,null,null,null,null,null,null,9,"VIC Geelong 12 (Powercor) 66 kV9","VIC Geelong 12 (Powercor) 66 kV"]
[null,null,null,"Summer",null,null,null,null,null,null,null,null,null,null,null,null,null,10,"VIC Geelong 12 (Powercor) 66 kV10","VIC Geelong 12 (Powercor) 66 kV"]
[null,null,null,"Temperature corrected actuals have fluctuated over the historical period.",null,null,null,null,null,null,null,null,null,null,null,null,null,11,"VIC Geelong 12 (Powercor) 66 kV11","VIC Geelong 12 (Powercor) 66 kV"]
[null,null,null,"Forecast demand is relatively flat over the outlook period.",null,null,null,null,null,null,null,null,null,null,null,null,null,12,"VIC Geelong 12 (Powercor) 66 kV12","VIC Geelong 12 (Powercor) 66 kV"]
[null,null,null,"The 10% POE offset for PV ranges from 5.5% to 10.5% between 2017 and 2026.",null,null,null,null,null,null,null,null,null,null,null,null,null,13,"VIC Geelong 12 (Powercor) 66 kV13","VIC Geelong 12 (Powercor) 66 kV"]
[null,null,null,null,null,null,null,null,null,null,null,null,null,null,null,null,null,14,"VIC Geelong 12 (Powercor) 66 kV14","VIC Geelong 12 (Powercor) 66 kV"]
[null,null,null,null,null,null,null,null,null,null,null,null,null,null,null,null,null,15,"VIC Geelong 12 (Powercor) 66 kV15","VIC Geelong 12 (Powercor) 66 kV"]
[null,null,null,"Winter",null,null,null,null,null,null,null,null,null,null,null,null,null,16,"VIC Geelong 12 (Powercor) 66 kV16","VIC Geelong 12 (Powercor) 66 kV"]
[null,null,null,"Temperature corrected actuals have fluctuated over the historical period.",null,null,null,null,null,null,null,null,null,null,null,null,null,17,"VIC Geelong 12 (Powercor) 66 kV17","VIC Geelong 12 (Powercor) 66 kV"]
[null,null,null,"Forecast demand is increasing over the outlook period.",null,null,null,null,null,null,null,null,null,null,null,null,null,18,"VIC Geelong 12 (Powercor) 66 kV18","VIC Geelong 12 (Powercor) 66 kV"]
[null,null,null,"The 10% POE offset for PV is zero.",null,null,null,null,null,null,null,null,null,null,null,null,null,19,"VIC Geelong 12 (Powercor) 66 kV19","VIC Geelong 12 (Powercor) 66 kV"]
[null,null,null,null,null,null,null,null,null,null,null,null,null,null,null,null,null,20,"VIC Geelong 12 (Powercor) 66 kV20","VIC Geelong 12 (Powercor) 66 kV"]
[null,null,null,null,null,null,null,null,null,null,null,null,null,null,null,null,null,21,"VIC Geelong 12 (Powercor) 66 kV21","VIC Geelong 12 (Powercor) 66 kV"]
[null,null,null,"Other",null,null,null,null,null,null,null,null,null,null,null,null,null,22,"VIC Geelong 12 (Powercor) 66 kV22","VIC Geelong 12 (Powercor) 66 kV"]
[null,null,null,"Supplies Waurn Ponds.",null,null,null,null,null,null,null,null,null,null,null,null,null,23,"VIC Geelong 12 (Powercor) 66 kV23","VIC Geelong 12 (Powercor) 66 kV"]
[null,null,null,"A decrease in demand in 2017 occurs due to a manufacturing plant closure.",null,null,null,null,null,null,null,null,null,null,null,null,null,24,"VIC Geelong 12 (Powercor) 66 kV24","VIC Geelong 12 (Powercor) 66 kV"]
[null,null,null,"The impact of the following embedded generator(s) has been removed in the forecasts; Corio Landfill Gas Power Station.",null,null,null,null,null,null,null,null,null,null,null,null,null,25,"VIC Geelong 12 (Powercor) 66 kV25","VIC Geelong 12 (Powercor) 66 kV"]
[null,null,null,"Demand is is weather sensitive in summer and winter.",null,null,null,null,null,null,null,null,null,null,null,null,null,26,"VIC Geelong 12 (Powercor) 66 kV26",{"$f":"T805","v":"VIC Geelong 12 (Powercor) 66 kV"}]
[null,null,null,"Diversity factors: Summer = 0.97; Winter = 1.",null,null,null,null,null,null,null,null,null,null,null,null,null,27,"VIC Geelong 12 (Powercor) 66 kV27","VIC Geelong 12 (Powercor) 66 kV"]
[null,null,null,"Power factors: Summer = 0.99, lagging; Winter = 1, lagging.",null,null,null,null,null,null,null,null,null,null,null,null,null,28,"VIC Geelong 12 (Powercor) 66 kV28","VIC Geelong 12 (Powercor) 66 kV"]
[null,null,null,null,null,null,null,null,null,null,null,null,null,null,null,null,null,29,"VIC Geelong 12 (Powercor) 66 kV29","VIC Geelong 12 (Powercor) 66 kV"]
[null,null,null,null,null,null,null,null,null,null,null,null,null,null,null,null,null,30,"VIC Geelong 12 (Powercor) 66 kV30","VIC Geelong 12 (Powercor) 66 kV"]
[null,null,null,null,null,null,null,null,null,null,null,null,null,null,null,null,null,31,"VIC Geelong 12 (Powercor) 66 kV31","VIC Geelong 12 (Powercor) 66 kV"]
[null,null,"VIC Geelong 34 (Powercor) 66 kV",null,null,null,null,null,null,null,null,null,null,null,null,null,null,1,"VIC Geelong 34 (Powercor) 66 kV1",{"$f":"C812","v":"VIC Geelong 34 (Powercor) 66 kV"}]
[null,null,null,null,null,null,null,null,null,null,null,null,null,null,null,null,null,2,"VIC Geelong 34 (Powercor) 66 kV2",{"$f":"T812","v":"VIC Geelong 34 (Powercor) 66 kV"}]
[null,null,null,"MAIN SECTORS",null,null,null,null,null,null,null,null,null,null,null,null,null,3,"VIC Geelong 34 (Powercor) 66 kV3","VIC Geelong 34 (Powercor) 66 kV"]
[null,null,null,"Predominantly agricultural and residential.",null,null,null,null,null,null,null,null,null,null,null,null,null,4,"VIC Geelong 34 (Powercor) 66 kV4","VIC Geelong 34 (Powercor) 66 kV"]
[null,null,null,null,null,null,null,null,null,null,null,null,null,null,null,null,null,5,"VIC Geelong 34 (Powercor) 66 kV5","VIC Geelong 34 (Powercor) 66 kV"]
[null,null,null,null,null,null,null,null,null,null,null,null,null,null,null,null,null,6,"VIC Geelong 34 (Powercor) 66 kV6","VIC Geelong 34 (Powercor) 66 kV"]
[null,null,null,null,null,null,null,null,null,null,null,null,null,null,null,null,null,7,"VIC Geelong 34 (Powercor) 66 kV7","VIC Geelong 34 (Powercor) 66 kV"]
[null,null,null,null,null,null,null,null,null,null,null,null,null,null,null,null,null,8,"VIC Geelong 34 (Powercor) 66 kV8","VIC Geelong 34 (Powercor) 66 kV"]
[null,null,null,"MEDIUM SCENARIO",null,null,null,null,null,null,null,null,null,null,null,null,null,9,"VIC Geelong 34 (Powercor) 66 kV9","VIC Geelong 34 (Powercor) 66 kV"]
[null,null,null,"Summer",null,null,null,null,null,null,null,null,null,null,null,null,null,10,"VIC Geelong 34 (Powercor) 66 kV10","VIC Geelong 34 (Powercor) 66 kV"]
[null,null,null,"Temperature corrected actuals have remained relatively flat over the historical period.",null,null,null,null,null,null,null,null,null,null,null,null,null,11,"VIC Geelong 34 (Powercor) 66 kV11","VIC Geelong 34 (Powercor) 66 kV"]
[null,null,null,"Forecast demand is decreasing over the outlook period.",null,null,null,null,null,null,null,null,null,null,null,null,null,12,"VIC Geelong 34 (Powercor) 66 kV12","VIC Geelong 34 (Powercor) 66 kV"]
[null,null,null,"The 10% POE offset for PV ranges from 6.5% to 19.5% between 2017 and 2026.",null,null,null,null,null,null,null,null,null,null,null,null,null,13,"VIC Geelong 34 (Powercor) 66 kV13","VIC Geelong 34 (Powercor) 66 kV"]
[null,null,null,null,null,null,null,null,null,null,null,null,null,null,null,null,null,14,"VIC Geelong 34 (Powercor) 66 kV14","VIC Geelong 34 (Powercor) 66 kV"]
[null,null,null,null,null,null,null,null,null,null,null,null,null,null,null,null,null,15,"VIC Geelong 34 (Powercor) 66 kV15","VIC Geelong 34 (Powercor) 66 kV"]
[null,null,null,"Winter",null,null,null,null,null,null,null,null,null,null,null,null,null,16,"VIC Geelong 34 (Powercor) 66 kV16","VIC Geelong 34 (Powercor) 66 kV"]
[null,null,null,"Temperature corrected actuals have fluctuated over the historical period.",null,null,null,null,null,null,null,null,null,null,null,null,null,17,"VIC Geelong 34 (Powercor) 66 kV17","VIC Geelong 34 (Powercor) 66 kV"]
[null,null,null,"Forecast demand is increasing over the outlook period.",null,null,null,null,null,null,null,null,null,null,null,null,null,18,"VIC Geelong 34 (Powercor) 66 kV18","VIC Geelong 34 (Powercor) 66 kV"]
[null,null,null,"The 10% POE offset for PV is zero.",null,null,null,null,null,null,null,null,null,null,null,null,null,19,"VIC Geelong 34 (Powercor) 66 kV19","VIC Geelong 34 (Powercor) 66 kV"]
[null,null,null,null,null,null,null,null,null,null,null,null,null,null,null,null,null,20,"VIC Geelong 34 (Powercor) 66 kV20","VIC Geelong 34 (Powercor) 66 kV"]
[null,null,null,null,null,null,null,null,null,null,null,null,null,null,null,null,null,21,"VIC Geelong 34 (Powercor) 66 kV21","VIC Geelong 34 (Powercor) 66 kV"]
[null,null,null,"Other",null,null,null,null,null,null,null,null,null,null,null,null,null,22,"VIC Geelong 34 (Powercor) 66 kV22","VIC Geelong 34 (Powercor) 66 kV"]
[null,null,null,"Supplies Corio, Geelong, Drysdale.",null,null,null,null,null,null,null,null,null,null,null,null,null,23,"VIC Geelong 34 (Powercor) 66 kV23","VIC Geelong 34 (Powercor) 66 kV"]
[null,null,null,"A decrease in demand in 2017 occurs due to a manufacturing plant closure.",null,null,null,null,null,null,null,null,null,null,null,null,null,24,"VIC Geelong 34 (Powercor) 66 kV24","VIC Geelong 34 (Powercor) 66 kV"]
[null,null,null,"Demand is is weather sensitive in summer and winter.",null,null,null,null,null,null,null,null,null,null,null,null,null,25,"VIC Geelong 34 (Powercor) 66 kV25","VIC Geelong 34 (Powercor) 66 kV"]
[null,null,null,"Diversity factors: Summer = 0.98; Winter = 1.",null,null,null,null,null,null,null,null,null,null,null,null,null,26,"VIC Geelong 34 (Powercor) 66 kV26","VIC Geelong 34 (Powercor) 66 kV"]
[null,null,null,"Power factors: Summer = 0.99, lagging; Winter = 1, lagging.",null,null,null,null,null,null,null,null,null,null,null,null,null,27,"VIC Geelong 34 (Powercor) 66 kV27","VIC Geelong 34 (Powercor) 66 kV"]
[null,null,null,null,null,null,null,null,null,null,null,null,null,null,null,null,null,{"$f":"MOD(ROW(Q839)-6,31)+1","v":28},{"$f":"T839&R839","v":"VIC Geelong 34 (Powercor) 66 kV28"},"VIC Geelong 34 (Powercor) 66 kV"]
[null,null,null,null,null,null,null,null,null,null,null,null,null,null,null,null,null,29,"VIC Geelong 34 (Powercor) 66 kV29","VIC Geelong 34 (Powercor) 66 kV"]
[null,null,null,null,null,null,null,null,null,null,null,null,null,null,null,null,null,30,"VIC Geelong 34 (Powercor) 66 kV30","VIC Geelong 34 (Powercor) 66 kV"]
[null,null,null,null,null,null,null,null,null,null,null,null,null,null,null,null,null,31,"VIC Geelong 34 (Powercor) 66 kV31","VIC Geelong 34 (Powercor) 66 kV"]
[null,null,"VIC Horsham (Powercor) 66 kV",null,null,null,null,null,null,null,null,null,null,null,null,null,null,1,"VIC Horsham (Powercor) 66 kV1",{"$f":"C843","v":"VIC Horsham (Powercor) 66 kV"}]
[null,null,null,null,null,null,null,null,null,null,null,null,null,null,null,null,null,2,"VIC Horsham (Powercor) 66 kV2",{"$f":"T843","v":"VIC Horsham (Powercor) 66 kV"}]
[null,null,null,"MAIN SECTORS",null,null,null,null,null,null,null,null,null,null,null,null,null,3,"VIC Horsham (Powercor) 66 kV3","VIC Horsham (Powercor) 66 kV"]
[null,null,null,"Mainly residential and commercial.",null,null,null,null,null,null,null,null,null,null,null,null,null,4,"VIC Horsham (Powercor) 66 kV4","VIC Horsham (Powercor) 66 kV"]
[null,null,null,null,null,null,null,null,null,null,null,null,null,null,null,null,null,5,"VIC Horsham (Powercor) 66 kV5","VIC Horsham (Powercor) 66 kV"]
[null,null,null,null,null,null,null,null,null,null,null,null,null,null,null,null,null,6,"VIC Horsham (Powercor) 66 kV6","VIC Horsham (Powercor) 66 kV"]
[null,null,null,null,null,null,null,null,null,null,null,null,null,null,null,null,null,7,"VIC Horsham (Powercor) 66 kV7","VIC Horsham (Powercor) 66 kV"]
[null,null,null,null,null,null,null,null,null,null,null,null,null,null,null,null,null,8,"VIC Horsham (Powercor) 66 kV8","VIC Horsham (Powercor) 66 kV"]
[null,null,null,"MEDIUM SCENARIO",null,null,null,null,null,null,null,null,null,null,null,null,null,9,"VIC Horsham (Powercor) 66 kV9","VIC Horsham (Powercor) 66 kV"]
[null,null,null,"Summer",null,null,null,null,null,null,null,null,null,null,null,null,null,10,"VIC Horsham (Powercor) 66 kV10","VIC Horsham (Powercor) 66 kV"]
[null,null,null,"Temperature corrected actuals have decreased since 2010.",null,null,null,null,null,null,null,null,null,null,null,null,null,11,"VIC Horsham (Powercor) 66 kV11","VIC Horsham (Powercor) 66 kV"]
[null,null,null,"Forecast demand is decreasing over the outlook period.",null,null,null,null,null,null,null,null,null,null,null,null,null,12,"VIC Horsham (Powercor) 66 kV12","VIC Horsham (Powercor) 66 kV"]
[null,null,null,"The 10% POE offset for PV ranges from 4.0% to 9.1% between 2017 and 2026.",null,null,null,null,null,null,null,null,null,null,null,null,null,13,"VIC Horsham (Powercor) 66 kV13","VIC Horsham (Powercor) 66 kV"]
[null,null,null,null,null,null,null,null,null,null,null,null,null,null,null,null,null,14,"VIC Horsham (Powercor) 66 kV14","VIC Horsham (Powercor) 66 kV"]
[null,null,null,null,null,null,null,null,null,null,null,null,null,null,null,null,null,15,"VIC Horsham (Powercor) 66 kV15","VIC Horsham (Powercor) 66 kV"]
[null,null,null,"Winter",null,null,null,null,null,null,null,null,null,null,null,null,null,16,"VIC Horsham (Powercor) 66 kV16","VIC Horsham (Powercor) 66 kV"]
[null,null,null,"Temperature corrected actuals have increased over the historical period.",null,null,null,null,null,null,null,null,null,null,null,null,null,17,"VIC Horsham (Powercor) 66 kV17","VIC Horsham (Powercor) 66 kV"]
[null,null,null,"Forecast demand is increasing over the outlook period.",null,null,null,null,null,null,null,null,null,null,null,null,null,18,"VIC Horsham (Powercor) 66 kV18","VIC Horsham (Powercor) 66 kV"]
[null,null,null,"The 10% POE offset for PV is zero.",null,null,null,null,null,null,null,null,null,null,null,null,null,19,"VIC Horsham (Powercor) 66 kV19","VIC Horsham (Powercor) 66 kV"]
[null,null,null,null,null,null,null,null,null,null,null,null,null,null,null,null,null,20,"VIC Horsham (Powercor) 66 kV20","VIC Horsham (Powercor) 66 kV"]
[null,null,null,null,null,null,null,null,null,null,null,null,null,null,null,null,null,21,"VIC Horsham (Powercor) 66 kV21","VIC Horsham (Powercor) 66 kV"]
[null,null,null,"Other",null,null,null,null,null,null,null,null,null,null,null,null,null,22,"VIC Horsham (Powercor) 66 kV22","VIC Horsham (Powercor) 66 kV"]
[null,null,null,"Supplies Horsham, Stawell.",null,null,null,null,null,null,null,null,null,null,null,null,null,23,"VIC Horsham (Powercor) 66 kV23","VIC Horsham (Powercor) 66 kV"]
[null,null,null,"Demand is is weather sensitive in summer and winter.",null,null,null,null,null,null,null,null,null,null,null,null,null,24,"VIC Horsham (Powercor) 66 kV24","VIC Horsham (Powercor) 66 kV"]
[null,null,null,"Diversity factors: Summer = 0.88; Winter = 0.78.",null,null,null,null,null,null,null,null,null,null,null,null,null,25,"VIC Horsham (Powercor) 66 kV25","VIC Horsham (Powercor) 66 kV"]
[null,null,null,"Power factors: Summer = 1, lagging; Winter = 1, leading.",null,null,null,null,null,null,null,null,null,null,null,null,null,26,"VIC Horsham (Powercor) 66 kV26","VIC Horsham (Powercor) 66 kV"]
[null,null,null,null,null,null,null,null,null,null,null,null,null,null,null,null,null,27,"VIC Horsham (Powercor) 66 kV27","VIC Horsham (Powercor) 66 kV"]
[null,null,null,null,null,null,null,null,null,null,null,null,null,null,null,null,null,28,"VIC Horsham (Powercor) 66 kV28",{"$f":"T869","v":"VIC Horsham (Powercor) 66 kV"}]
[null,null,null,null,null,null,null,null,null,null,null,null,null,null,null,null,null,29,"VIC Horsham (Powercor) 66 kV29","VIC Horsham (Powercor) 66 kV"]
[null,null,null,null,null,null,null,null,null,null,null,null,null,null,null,null,null,30,"VIC Horsham (Powercor) 66 kV30","VIC Horsham (Powercor) 66 kV"]
[null,null,null,null,null,null,null,null,null,null,null,null,null,null,null,null,null,31,"VIC Horsham (Powercor) 66 kV31","VIC Horsham (Powercor) 66 kV"]
[null,null,"VIC Heatherton (United Energy) 66 kV",null,null,null,null,null,null,null,null,null,null,null,null,null,null,1,"VIC Heatherton (United Energy) 66 kV1",{"$f":"C874","v":"VIC Heatherton (United Energy) 66 kV"}]
[null,null,null,null,null,null,null,null,null,null,null,null,null,null,null,null,null,2,"VIC Heatherton (United Energy) 66 kV2",{"$f":"T874","v":"VIC Heatherton (United Energy) 66 kV"}]
[null,null,null,"MAIN SECTORS",null,null,null,null,null,null,null,null,null,null,null,null,null,3,"VIC Heatherton (United Energy) 66 kV3","VIC Heatherton (United Energy) 66 kV"]
[null,null,null,"Mainly residential and commercial.",null,null,null,null,null,null,null,null,null,null,null,null,null,4,"VIC Heatherton (United Energy) 66 kV4","VIC Heatherton (United Energy) 66 kV"]
[null,null,null,null,null,null,null,null,null,null,null,null,null,null,null,null,null,5,"VIC Heatherton (United Energy) 66 kV5","VIC Heatherton (United Energy) 66 kV"]
[null,null,null,null,null,null,null,null,null,null,null,null,null,null,null,null,null,6,"VIC Heatherton (United Energy) 66 kV6","VIC Heatherton (United Energy) 66 kV"]
[null,null,null,null,null,null,null,null,null,null,null,null,null,null,null,null,null,7,"VIC Heatherton (United Energy) 66 kV7","VIC Heatherton (United Energy) 66 kV"]
[null,null,null,null,null,null,null,null,null,null,null,null,null,null,null,null,null,8,"VIC Heatherton (United Energy) 66 kV8","VIC Heatherton (United Energy) 66 kV"]
[null,null,null,"MEDIUM SCENARIO",null,null,null,null,null,null,null,null,null,null,null,null,null,9,"VIC Heatherton (United Energy) 66 kV9","VIC Heatherton (United Energy) 66 kV"]
[null,null,null,"Summer",null,null,null,null,null,null,null,null,null,null,null,null,null,10,"VIC Heatherton (United Energy) 66 kV10","VIC Heatherton (United Energy) 66 kV"]
[null,null,null,"Temperature corrected actuals have remained relatively flat over the historical period.",null,null,null,null,null,null,null,null,null,null,null,null,null,11,"VIC Heatherton (United Energy) 66 kV11","VIC Heatherton (United Energy) 66 kV"]
[null,null,null,"Forecast demand is relatively flat over the outlook period.",null,null,null,null,null,null,null,null,null,null,null,null,null,12,"VIC Heatherton (United Energy) 66 kV12","VIC Heatherton (United Energy) 66 kV"]
[null,null,null,"The 10% POE offset for PV ranges from 2.5% to 7.3% between 2017 and 2026.",null,null,null,null,null,null,null,null,null,null,null,null,null,13,"VIC Heatherton (United Energy) 66 kV13","VIC Heatherton (United Energy) 66 kV"]
[null,null,null,null,null,null,null,null,null,null,null,null,null,null,null,null,null,14,"VIC Heatherton (United Energy) 66 kV14","VIC Heatherton (United Energy) 66 kV"]
[null,null,null,null,null,null,null,null,null,null,null,null,null,null,null,null,null,15,"VIC Heatherton (United Energy) 66 kV15","VIC Heatherton (United Energy) 66 kV"]
[null,null,null,"Winter",null,null,null,null,null,null,null,null,null,null,null,null,null,16,"VIC Heatherton (United Energy) 66 kV16","VIC Heatherton (United Energy) 66 kV"]
[null,null,null,"Temperature corrected actuals have remained relatively flat over the historical period.",null,null,null,null,null,null,null,null,null,null,null,null,null,17,"VIC Heatherton (United Energy) 66 kV17","VIC Heatherton (United Energy) 66 kV"]
[null,null,null,"Forecast demand is increasing over the outlook period.",null,null,null,null,null,null,null,null,null,null,null,null,null,18,"VIC Heatherton (United Energy) 66 kV18","VIC Heatherton (United Energy) 66 kV"]
[null,null,null,"The 10% POE offset for PV is constant at 0.1%.",null,null,null,null,null,null,null,null,null,null,null,null,null,19,"VIC Heatherton (United Energy) 66 kV19","VIC Heatherton (United Energy) 66 kV"]
[null,null,null,null,null,null,null,null,null,null,null,null,null,null,null,null,null,20,"VIC Heatherton (United Energy) 66 kV20","VIC Heatherton (United Energy) 66 kV"]
[null,null,null,null,null,null,null,null,null,null,null,null,null,null,null,null,null,21,"VIC Heatherton (United Energy) 66 kV21","VIC Heatherton (United Energy) 66 kV"]
[null,null,null,"Other",null,null,null,null,null,null,null,null,null,null,null,null,null,22,"VIC Heatherton (United Energy) 66 kV22","VIC Heatherton (United Energy) 66 kV"]
[null,null,null,"Supplies Heatherton, Moorabbin, Bentleigh, Brighton, Sandringham, Cheltenham, Mordialloc, Mentone.",null,null,null,null,null,null,null,null,null,null,null,null,null,23,"VIC Heatherton (United Energy) 66 kV23","VIC Heatherton (United Energy) 66 kV"]
[null,null,null,"Demand is is weather sensitive in summer and winter.",null,null,null,null,null,null,null,null,null,null,null,null,null,24,"VIC Heatherton (United Energy) 66 kV24","VIC Heatherton (United Energy) 66 kV"]
[null,null,null,"Diversity factors: Summer = 1; Winter = 1.",null,null,null,null,null,null,null,null,null,null,null,null,null,25,"VIC Heatherton (United Energy) 66 kV25","VIC Heatherton (United Energy) 66 kV"]
[null,null,null,"Power factors: Summer = 1, lagging; Winter = 1, leading.",null,null,null,null,null,null,null,null,null,null,null,null,null,26,"VIC Heatherton (United Energy) 66 kV26","VIC Heatherton (United Energy) 66 kV"]
[null,null,null,null,null,null,null,null,null,null,null,null,null,null,null,null,null,27,"VIC Heatherton (United Energy) 66 kV27","VIC Heatherton (United Energy) 66 kV"]
[null,null,null,null,null,null,null,null,null,null,null,null,null,null,null,null,null,28,"VIC Heatherton (United Energy) 66 kV28","VIC Heatherton (United Energy) 66 kV"]
[null,null,null,null,null,null,null,null,null,null,null,null,null,null,null,null,null,29,"VIC Heatherton (United Energy) 66 kV29","VIC Heatherton (United Energy) 66 kV"]
[null,null,null,null,null,null,null,null,null,null,null,null,null,null,null,null,null,{"$f":"MOD(ROW(Q903)-6,31)+1","v":30},{"$f":"T903&R903","v":"VIC Heatherton (United Energy) 66 kV30"},"VIC Heatherton (United Energy) 66 kV"]
[null,null,null,null,null,null,null,null,null,null,null,null,null,null,null,null,null,31,"VIC Heatherton (United Energy) 66 kV31","VIC Heatherton (United Energy) 66 kV"]
[null,null,"VIC Heywood (Powercor) 22 kV",null,null,null,null,null,null,null,null,null,null,null,null,null,null,1,"VIC Heywood (Powercor) 22 kV1",{"$f":"C905","v":"VIC Heywood (Powercor) 22 kV"}]
[null,null,null,null,null,null,null,null,null,null,null,null,null,null,null,null,null,2,"VIC Heywood (Powercor) 22 kV2",{"$f":"T905","v":"VIC Heywood (Powercor) 22 kV"}]
[null,null,null,"MAIN SECTORS",null,null,null,null,null,null,null,null,null,null,null,null,null,3,"VIC Heywood (Powercor) 22 kV3","VIC Heywood (Powercor) 22 kV"]
[null,null,null,"Timber mill load.",null,null,null,null,null,null,null,null,null,null,null,null,null,4,"VIC Heywood (Powercor) 22 kV4","VIC Heywood (Powercor) 22 kV"]
[null,null,null,null,null,null,null,null,null,null,null,null,null,null,null,null,null,5,"VIC Heywood (Powercor) 22 kV5","VIC Heywood (Powercor) 22 kV"]
[null,null,null,null,null,null,null,null,null,null,null,null,null,null,null,null,null,6,"VIC Heywood (Powercor) 22 kV6","VIC Heywood (Powercor) 22 kV"]
[null,null,null,null,null,null,null,null,null,null,null,null,null,null,null,null,null,7,"VIC Heywood (Powercor) 22 kV7","VIC Heywood (Powercor) 22 kV"]
[null,null,null,null,null,null,null,null,null,null,null,null,null,null,null,null,null,8,"VIC Heywood (Powercor) 22 kV8","VIC Heywood (Powercor) 22 kV"]
[null,null,null,"MEDIUM SCENARIO",null,null,null,null,null,null,null,null,null,null,null,null,null,9,"VIC Heywood (Powercor) 22 kV9","VIC Heywood (Powercor) 22 kV"]
[null,null,null,"Summer",null,null,null,null,null,null,null,null,null,null,null,null,null,10,"VIC Heywood (Powercor) 22 kV10","VIC Heywood (Powercor) 22 kV"]
[null,null,null,"Temperature corrected actuals have increased over the historical period.",null,null,null,null,null,null,null,null,null,null,null,null,null,11,"VIC Heywood (Powercor) 22 kV11","VIC Heywood (Powercor) 22 kV"]
[null,null,null,"Forecast demand is relatively flat over the outlook period.",null,null,null,null,null,null,null,null,null,null,null,null,null,12,"VIC Heywood (Powercor) 22 kV12","VIC Heywood (Powercor) 22 kV"]
[null,null,null,"The 10% POE offset for PV is zero.",null,null,null,null,null,null,null,null,null,null,null,null,null,13,"VIC Heywood (Powercor) 22 kV13","VIC Heywood (Powercor) 22 kV"]
[null,null,null,null,null,null,null,null,null,null,null,null,null,null,null,null,null,14,"VIC Heywood (Powercor) 22 kV14","VIC Heywood (Powercor) 22 kV"]
[null,null,null,null,null,null,null,null,null,null,null,null,null,null,null,null,null,15,"VIC Heywood (Powercor) 22 kV15","VIC Heywood (Powercor) 22 kV"]
[null,null,null,"Winter",null,null,null,null,null,null,null,null,null,null,null,null,null,16,"VIC Heywood (Powercor) 22 kV16","VIC Heywood (Powercor) 22 kV"]
[null,null,null,"Temperature corrected actuals have increased over the historical period.",null,null,null,null,null,null,null,null,null,null,null,null,null,17,"VIC Heywood (Powercor) 22 kV17","VIC Heywood (Powercor) 22 kV"]
[null,null,null,"Forecast demand is relatively flat over the outlook period.",null,null,null,null,null,null,null,null,null,null,null,null,null,18,"VIC Heywood (Powercor) 22 kV18","VIC Heywood (Powercor) 22 kV"]
[null,null,null,"The 10% POE offset for PV is zero.",null,null,null,null,null,null,null,null,null,null,null,null,null,19,"VIC Heywood (Powercor) 22 kV19","VIC Heywood (Powercor) 22 kV"]
[null,null,null,null,null,null,null,null,null,null,null,null,null,null,null,null,null,20,"VIC Heywood (Powercor) 22 kV20","VIC Heywood (Powercor) 22 kV"]
[null,null,null,null,null,null,null,null,null,null,null,null,null,null,null,null,null,21,"VIC Heywood (Powercor) 22 kV21","VIC Heywood (Powercor) 22 kV"]
[null,null,null,"Other",null,null,null,null,null,null,null,null,null,null,null,null,null,22,"VIC Heywood (Powercor) 22 kV22","VIC Heywood (Powercor) 22 kV"]
[null,null,null,"Supplies Heywood and surrounding area.",null,null,null,null,null,null,null,null,null,null,null,null,null,23,"VIC Heywood (Powercor) 22 kV23","VIC Heywood (Powercor) 22 kV"]
[null,null,null,"Demand is not weather sensitive.",null,null,null,null,null,null,null,null,null,null,null,null,null,24,"VIC Heywood (Powercor) 22 kV24","VIC Heywood (Powercor) 22 kV"]
[null,null,null,"Diversity factors: Summer = 0.48; Winter = 0.67.",null,null,null,null,null,null,null,null,null,null,null,null,null,25,"VIC Heywood (Powercor) 22 kV25","VIC Heywood (Powercor) 22 kV"]
[null,null,null,"Power factors: Summer = 0.99, lagging; Winter = 0.99, lagging.",null,null,null,null,null,null,null,null,null,null,null,null,null,26,"VIC Heywood (Powercor) 22 kV26","VIC Heywood (Powercor) 22 kV"]
[null,null,null,null,null,null,null,null,null,null,null,null,null,null,null,null,null,27,"VIC Heywood (Powercor) 22 kV27","VIC Heywood (Powercor) 22 kV"]
[null,null,null,null,null,null,null,null,null,null,null,null,null,null,null,null,null,28,"VIC Heywood (Powercor) 22 kV28","VIC Heywood (Powercor) 22 kV"]
[null,null,null,null,null,null,null,null,null,null,null,null,null,null,null,null,null,29,"VIC Heywood (Powercor) 22 kV29","VIC Heywood (Powercor) 22 kV"]
[null,null,null,null,null,null,null,null,null,null,null,null,null,null,null,null,null,30,"VIC Heywood (Powercor) 22 kV30",{"$f":"T933","v":"VIC Heywood (Powercor) 22 kV"}]
[null,null,null,null,null,null,null,null,null,null,null,null,null,null,null,null,null,31,"VIC Heywood (Powercor) 22 kV31","VIC Heywood (Powercor) 22 kV"]
[null,null,"VIC John Lysaght 220 kV",null,null,null,null,null,null,null,null,null,null,null,null,null,null,1,"VIC John Lysaght 220 kV1",{"$f":"C936","v":"VIC John Lysaght 220 kV"}]
[null,null,null,null,null,null,null,null,null,null,null,null,null,null,null,null,null,2,"VIC John Lysaght 220 kV2",{"$f":"T936","v":"VIC John Lysaght 220 kV"}]
[null,null,null,"MAIN SECTORS",null,null,null,null,null,null,null,null,null,null,null,null,null,3,"VIC John Lysaght 220 kV3","VIC John Lysaght 220 kV"]
[null,null,null,"The forecast is confidential.",null,null,null,null,null,null,null,null,null,null,null,null,null,4,"VIC John Lysaght 220 kV4","VIC John Lysaght 220 kV"]
[null,null,null,null,null,null,null,null,null,null,null,null,null,null,null,null,null,5,"VIC John Lysaght 220 kV5","VIC John Lysaght 220 kV"]
[null,null,null,null,null,null,null,null,null,null,null,null,null,null,null,null,null,6,"VIC John Lysaght 220 kV6","VIC John Lysaght 220 kV"]
[null,null,null,null,null,null,null,null,null,null,null,null,null,null,null,null,null,7,"VIC John Lysaght 220 kV7","VIC John Lysaght 220 kV"]
[null,null,null,null,null,null,null,null,null,null,null,null,null,null,null,null,null,8,"VIC John Lysaght 220 kV8","VIC John Lysaght 220 kV"]
[null,null,null,"MEDIUM SCENARIO",null,null,null,null,null,null,null,null,null,null,null,null,null,9,"VIC John Lysaght 220 kV9","VIC John Lysaght 220 kV"]
[null,null,null,"Summer",null,null,null,null,null,null,null,null,null,null,null,null,null,10,"VIC John Lysaght 220 kV10","VIC John Lysaght 220 kV"]
[null,null,null,null,null,null,null,null,null,null,null,null,null,null,null,null,null,11,"VIC John Lysaght 220 kV11","VIC John Lysaght 220 kV"]
[null,null,null,null,null,null,null,null,null,null,null,null,null,null,null,null,null,12,"VIC John Lysaght 220 kV12","VIC John Lysaght 220 kV"]
[null,null,null,null,null,null,null,null,null,null,null,null,null,null,null,null,null,13,"VIC John Lysaght 220 kV13","VIC John Lysaght 220 kV"]
[null,null,null,null,null,null,null,null,null,null,null,null,null,null,null,null,null,14,"VIC John Lysaght 220 kV14","VIC John Lysaght 220 kV"]
[null,null,null,null,null,null,null,null,null,null,null,null,null,null,null,null,null,15,"VIC John Lysaght 220 kV15","VIC John Lysaght 220 kV"]
[null,null,null,"Winter",null,null,null,null,null,null,null,null,null,null,null,null,null,16,"VIC John Lysaght 220 kV16","VIC John Lysaght 220 kV"]
[null,null,null,null,null,null,null,null,null,null,null,null,null,null,null,null,null,17,"VIC John Lysaght 220 kV17","VIC John Lysaght 220 kV"]
[null,null,null,null,null,null,null,null,null,null,null,null,null,null,null,null,null,18,"VIC John Lysaght 220 kV18","VIC John Lysaght 220 kV"]
[null,null,null,null,null,null,null,null,null,null,null,null,null,null,null,null,null,19,"VIC John Lysaght 220 kV19","VIC John Lysaght 220 kV"]
[null,null,null,null,null,null,null,null,null,null,null,null,null,null,null,null,null,20,"VIC John Lysaght 220 kV20","VIC John Lysaght 220 kV"]
[null,null,null,null,null,null,null,null,null,null,null,null,null,null,null,null,null,21,"VIC John Lysaght 220 kV21","VIC John Lysaght 220 kV"]
[null,null,null,"Other",null,null,null,null,null,null,null,null,null,null,null,null,null,22,"VIC John Lysaght 220 kV22","VIC John Lysaght 220 kV"]
[null,null,null,null,null,null,null,null,null,null,null,null,null,null,null,null,null,23,"VIC John Lysaght 220 kV23","VIC John Lysaght 220 kV"]
[null,null,null,null,null,null,null,null,null,null,null,null,null,null,null,null,null,24,"VIC John Lysaght 220 kV24","VIC John Lysaght 220 kV"]
[null,null,null,null,null,null,null,null,null,null,null,null,null,null,null,null,null,25,"VIC John Lysaght 220 kV25","VIC John Lysaght 220 kV"]
[null,null,null,null,null,null,null,null,null,null,null,null,null,null,null,null,null,26,"VIC John Lysaght 220 kV26","VIC John Lysaght 220 kV"]
[null,null,null,null,null,null,null,null,null,null,null,null,null,null,null,null,null,27,"VIC John Lysaght 220 kV27","VIC John Lysaght 220 kV"]
[null,null,null,null,null,null,null,null,null,null,null,null,null,null,null,null,null,28,"VIC John Lysaght 220 kV28","VIC John Lysaght 220 kV"]
[null,null,null,null,null,null,null,null,null,null,null,null,null,null,null,null,null,29,"VIC John Lysaght 220 kV29","VIC John Lysaght 220 kV"]
[null,null,null,null,null,null,null,null,null,null,null,null,null,null,null,null,null,30,"VIC John Lysaght 220 kV30","VIC John Lysaght 220 kV"]
[null,null,null,null,null,null,null,null,null,null,null,null,null,null,null,null,null,31,"VIC John Lysaght 220 kV31","VIC John Lysaght 220 kV"]
[null,null,"VIC Kerang (Powercor) 22 kV",null,null,null,null,null,null,null,null,null,null,null,null,null,null,{"$f":"MOD(ROW(Q967)-6,31)+1","v":1},{"$f":"T967&R967","v":"VIC Kerang (Powercor) 22 kV1"},{"$f":"C967","v":"VIC Kerang (Powercor) 22 kV"}]
[null,null,null,null,null,null,null,null,null,null,null,null,null,null,null,null,null,2,"VIC Kerang (Powercor) 22 kV2",{"$f":"T967","v":"VIC Kerang (Powercor) 22 kV"}]
[null,null,null,"MAIN SECTORS",null,null,null,null,null,null,null,null,null,null,null,null,null,3,"VIC Kerang (Powercor) 22 kV3","VIC Kerang (Powercor) 22 kV"]
[null,null,null,"Predominantly residential and commercial.",null,null,null,null,null,null,null,null,null,null,null,null,null,4,"VIC Kerang (Powercor) 22 kV4","VIC Kerang (Powercor) 22 kV"]
[null,null,null,null,null,null,null,null,null,null,null,null,null,null,null,null,null,5,"VIC Kerang (Powercor) 22 kV5","VIC Kerang (Powercor) 22 kV"]
[null,null,null,null,null,null,null,null,null,null,null,null,null,null,null,null,null,6,"VIC Kerang (Powercor) 22 kV6","VIC Kerang (Powercor) 22 kV"]
[null,null,null,null,null,null,null,null,null,null,null,null,null,null,null,null,null,7,"VIC Kerang (Powercor) 22 kV7","VIC Kerang (Powercor) 22 kV"]
[null,null,null,null,null,null,null,null,null,null,null,null,null,null,null,null,null,8,"VIC Kerang (Powercor) 22 kV8","VIC Kerang (Powercor) 22 kV"]
[null,null,null,"MEDIUM SCENARIO",null,null,null,null,null,null,null,null,null,null,null,null,null,9,"VIC Kerang (Powercor) 22 kV9","VIC Kerang (Powercor) 22 kV"]
[null,null,null,"Summer",null,null,null,null,null,null,null,null,null,null,null,null,null,10,"VIC Kerang (Powercor) 22 kV10","VIC Kerang (Powercor) 22 kV"]
[null,null,null,"Temperature corrected actuals have remained relatively flat over the historical period.",null,null,null,null,null,null,null,null,null,null,null,null,null,11,"VIC Kerang (Powercor) 22 kV11","VIC Kerang (Powercor) 22 kV"]
[null,null,null,"Forecast demand is increasing over the outlook period.",null,null,null,null,null,null,null,null,null,null,null,null,null,12,"VIC Kerang (Powercor) 22 kV12","VIC Kerang (Powercor) 22 kV"]
[null,null,null,"The 10% POE offset for PV ranges from 16.5% to 19.5% between 2017 and 2026.",null,null,null,null,null,null,null,null,null,null,null,null,null,13,"VIC Kerang (Powercor) 22 kV13","VIC Kerang (Powercor) 22 kV"]
[null,null,null,null,null,null,null,null,null,null,null,null,null,null,null,null,null,14,"VIC Kerang (Powercor) 22 kV14","VIC Kerang (Powercor) 22 kV"]
[null,null,null,null,null,null,null,null,null,null,null,null,null,null,null,null,null,15,"VIC Kerang (Powercor) 22 kV15","VIC Kerang (Powercor) 22 kV"]
[null,null,null,"Winter",null,null,null,null,null,null,null,null,null,null,null,null,null,16,"VIC Kerang (Powercor) 22 kV16","VIC Kerang (Powercor) 22 kV"]
[null,null,null,"Temperature corrected actuals have fluctuated over the historical period.",null,null,null,null,null,null,null,null,null,null,null,null,null,17,"VIC Kerang (Powercor) 22 kV17","VIC Kerang (Powercor) 22 kV"]
[null,null,null,"Forecast demand is relatively flat over the outlook period.",null,null,null,null,null,null,null,null,null,null,null,null,null,18,"VIC Kerang (Powercor) 22 kV18","VIC Kerang (Powercor) 22 kV"]
[null,null,null,"The 10% POE offset for PV is zero.",null,null,null,null,null,null,null,null,null,null,null,null,null,19,"VIC Kerang (Powercor) 22 kV19","VIC Kerang (Powercor) 22 kV"]
[null,null,null,null,null,null,null,null,null,null,null,null,null,null,null,null,null,20,"VIC Kerang (Powercor) 22 kV20","VIC Kerang (Powercor) 22 kV"]
[null,null,null,null,null,null,null,null,null,null,null,null,null,null,null,null,null,21,"VIC Kerang (Powercor) 22 kV21","VIC Kerang (Powercor) 22 kV"]
[null,null,null,"Other",null,null,null,null,null,null,null,null,null,null,null,null,null,22,"VIC Kerang (Powercor) 22 kV22","VIC Kerang (Powercor) 22 kV"]
[null,null,null,"Supplies Kerang.",null,null,null,null,null,null,null,null,null,null,null,null,null,23,"VIC Kerang (Powercor) 22 kV23","VIC Kerang (Powercor) 22 kV"]
[null,null,null,"Demand is is weather sensitive in summer and winter.",null,null,null,null,null,null,null,null,null,null,null,null,null,24,"VIC Kerang (Powercor) 22 kV24","VIC Kerang (Powercor) 22 kV"]
[null,null,null,"Diversity factors: Summer = 0.93; Winter = 0.72.",null,null,null,null,null,null,null,null,null,null,null,null,null,25,"VIC Kerang (Powercor) 22 kV25","VIC Kerang (Powercor) 22 kV"]
[null,null,null,"Power factors: Summer = 0.96, lagging; Winter = 0.99, lagging.",null,null,null,null,null,null,null,null,null,null,null,null,null,26,"VIC Kerang (Powercor) 22 kV26","VIC Kerang (Powercor) 22 kV"]
[null,null,null,null,null,null,null,null,null,null,null,null,null,null,null,null,null,27,"VIC Kerang (Powercor) 22 kV27","VIC Kerang (Powercor) 22 kV"]
[null,null,null,null,null,null,null,null,null,null,null,null,null,null,null,null,null,28,"VIC Kerang (Powercor) 22 kV28","VIC Kerang (Powercor) 22 kV"]
[null,null,null,null,null,null,null,null,null,null,null,null,null,null,null,null,null,29,"VIC Kerang (Powercor) 22 kV29","VIC Kerang (Powercor) 22 kV"]
[null,null,null,null,null,null,null,null,null,null,null,null,null,null,null,null,null,30,"VIC Kerang (Powercor) 22 kV30","VIC Kerang (Powercor) 22 kV"]
[null,null,null,null,null,null,null,null,null,null,null,null,null,null,null,null,null,31,"VIC Kerang (Powercor) 22 kV31","VIC Kerang (Powercor) 22 kV"]
[null,null,"VIC Kerang (Powercor) 66 kV",null,null,null,null,null,null,null,null,null,null,null,null,null,null,1,"VIC Kerang (Powercor) 66 kV1",{"$f":"C998","v":"VIC Kerang (Powercor) 66 kV"}]
[null,null,null,null,null,null,null,null,null,null,null,null,null,null,null,null,null,2,"VIC Kerang (Powercor) 66 kV2",{"$f":"T998","v":"VIC Kerang (Powercor) 66 kV"}]
[null,null,null,"MAIN SECTORS",null,null,null,null,null,null,null,null,null,null,null,null,null,3,"VIC Kerang (Powercor) 66 kV3","VIC Kerang (Powercor) 66 kV"]
[null,null,null,"Mix of agricultural (grapes, sheep, cattle, cherries), residential and commercial.",null,null,null,null,null,null,null,null,null,null,null,null,null,4,"VIC Kerang (Powercor) 66 kV4","VIC Kerang (Powercor) 66 kV"]
[null,null,null,null,null,null,null,null,null,null,null,null,null,null,null,null,null,5,"VIC Kerang (Powercor) 66 kV5","VIC Kerang (Powercor) 66 kV"]
[null,null,null,null,null,null,null,null,null,null,null,null,null,null,null,null,null,6,"VIC Kerang (Powercor) 66 kV6","VIC Kerang (Powercor) 66 kV"]
[null,null,null,null,null,null,null,null,null,null,null,null,null,null,null,null,null,7,"VIC Kerang (Powercor) 66 kV7","VIC Kerang (Powercor) 66 kV"]
[null,null,null,null,null,null,null,null,null,null,null,null,null,null,null,null,null,8,"VIC Kerang (Powercor) 66 kV8","VIC Kerang (Powercor) 66 kV"]
[null,null,null,"MEDIUM SCENARIO",null,null,null,null,null,null,null,null,null,null,null,null,null,9,"VIC Kerang (Powercor) 66 kV9","VIC Kerang (Powercor) 66 kV"]
[null,null,null,"Summer",null,null,null,null,null,null,null,null,null,null,null,null,null,10,"VIC Kerang (Powercor) 66 kV10","VIC Kerang (Powercor) 66 kV"]
[null,null,null,"Temperature corrected actuals have increased over the historical period.",null,null,null,null,null,null,null,null,null,null,null,null,null,11,"VIC Kerang (Powercor) 66 kV11","VIC Kerang (Powercor) 66 kV"]
[null,null,null,"Forecast demand is increasing over the outlook period.",null,null,null,null,null,null,null,null,null,null,null,null,null,12,"VIC Kerang (Powercor) 66 kV12","VIC Kerang (Powercor) 66 kV"]
[null,null,null,"The 10% POE offset for PV ranges from 0.6% to 1.3% between 2017 and 2026.",null,null,null,null,null,null,null,null,null,null,null,null,null,13,"VIC Kerang (Powercor) 66 kV13","VIC Kerang (Powercor) 66 kV"]
[null,null,null,null,null,null,null,null,null,null,null,null,null,null,null,null,null,14,"VIC Kerang (Powercor) 66 kV14","VIC Kerang (Powercor) 66 kV"]
[null,null,null,null,null,null,null,null,null,null,null,null,null,null,null,null,null,15,"VIC Kerang (Powercor) 66 kV15","VIC Kerang (Powercor) 66 kV"]
[null,null,null,"Winter",null,null,null,null,null,null,null,null,null,null,null,null,null,16,"VIC Kerang (Powercor) 66 kV16","VIC Kerang (Powercor) 66 kV"]
[null,null,null,"Temperature corrected actuals have fluctuated over the historical period.",null,null,null,null,null,null,null,null,null,null,null,null,null,17,"VIC Kerang (Powercor) 66 kV17","VIC Kerang (Powercor) 66 kV"]
[null,null,null,"Forecast demand is increasing over the outlook period.",null,null,null,null,null,null,null,null,null,null,null,null,null,18,"VIC Kerang (Powercor) 66 kV18","VIC Kerang (Powercor) 66 kV"]
[null,null,null,"The 10% POE offset for PV is zero.",null,null,null,null,null,null,null,null,null,null,null,null,null,19,"VIC Kerang (Powercor) 66 kV19","VIC Kerang (Powercor) 66 kV"]
[null,null,null,null,null,null,null,null,null,null,null,null,null,null,null,null,null,20,"VIC Kerang (Powercor) 66 kV20","VIC Kerang (Powercor) 66 kV"]
[null,null,null,null,null,null,null,null,null,null,null,null,null,null,null,null,null,21,"VIC Kerang (Powercor) 66 kV21","VIC Kerang (Powercor) 66 kV"]
[null,null,null,"Other",null,null,null,null,null,null,null,null,null,null,null,null,null,22,"VIC Kerang (Powercor) 66 kV22","VIC Kerang (Powercor) 66 kV"]
[null,null,null,"Supplies Swan Hill, Cohuna.",null,null,null,null,null,null,null,null,null,null,null,null,null,23,"VIC Kerang (Powercor) 66 kV23","VIC Kerang (Powercor) 66 kV"]
[null,null,null,"Demand is is weather sensitive in summer and winter.",null,null,null,null,null,null,null,null,null,null,null,null,null,24,"VIC Kerang (Powercor) 66 kV24","VIC Kerang (Powercor) 66 kV"]
[null,null,null,"Diversity factors: Summer = 0.97; Winter = 0.8.",null,null,null,null,null,null,null,null,null,null,null,null,null,25,"VIC Kerang (Powercor) 66 kV25","VIC Kerang (Powercor) 66 kV"]
[null,null,null,"Power factors: Summer = 1, lagging; Winter = 0.99, leading.",null,null,null,null,null,null,null,null,null,null,null,null,null,26,"VIC Kerang (Powercor) 66 kV26","VIC Kerang (Powercor) 66 kV"]
[null,null,null,null,null,null,null,null,null,null,null,null,null,null,null,null,null,27,"VIC Kerang (Powercor) 66 kV27","VIC Kerang (Powercor) 66 kV"]
[null,null,null,null,null,null,null,null,null,null,null,null,null,null,null,null,null,28,"VIC Kerang (Powercor) 66 kV28","VIC Kerang (Powercor) 66 kV"]
[null,null,null,null,null,null,null,null,null,null,null,null,null,null,null,null,null,29,"VIC Kerang (Powercor) 66 kV29","VIC Kerang (Powercor) 66 kV"]
[null,null,null,null,null,null,null,null,null,null,null,null,null,null,null,null,null,30,"VIC Kerang (Powercor) 66 kV30","VIC Kerang (Powercor) 66 kV"]
[null,null,null,null,null,null,null,null,null,null,null,null,null,null,null,null,null,31,"VIC Kerang (Powercor) 66 kV31","VIC Kerang (Powercor) 66 kV"]
[null,null,"VIC Keilor East (Jemena) 66 kV",null,null,null,null,null,null,null,null,null,null,null,null,null,null,1,"VIC Keilor East (Jemena) 66 kV1",{"$f":"C1029","v":"VIC Keilor East (Jemena) 66 kV"}]
[null,null,null,null,null,null,null,null,null,null,null,null,null,null,null,null,null,2,"VIC Keilor East (Jemena) 66 kV2",{"$f":"T1029","v":"VIC Keilor East (Jemena) 66 kV"}]
[null,null,null,"MAIN SECTORS",null,null,null,null,null,null,null,null,null,null,null,null,null,{"$f":"MOD(ROW(Q1031)-6,31)+1","v":3},{"$f":"T1031&R1031","v":"VIC Keilor East (Jemena) 66 kV3"},"VIC Keilor East (Jemena) 66 kV"]
[null,null,null,"Mix of industrial, residential and commercial.",null,null,null,null,null,null,null,null,null,null,null,null,null,4,"VIC Keilor East (Jemena) 66 kV4","VIC Keilor East (Jemena) 66 kV"]
[null,null,null,null,null,null,null,null,null,null,null,null,null,null,null,null,null,5,"VIC Keilor East (Jemena) 66 kV5","VIC Keilor East (Jemena) 66 kV"]
[null,null,null,null,null,null,null,null,null,null,null,null,null,null,null,null,null,6,"VIC Keilor East (Jemena) 66 kV6","VIC Keilor East (Jemena) 66 kV"]
[null,null,null,null,null,null,null,null,null,null,null,null,null,null,null,null,null,7,"VIC Keilor East (Jemena) 66 kV7","VIC Keilor East (Jemena) 66 kV"]
[null,null,null,null,null,null,null,null,null,null,null,null,null,null,null,null,null,8,"VIC Keilor East (Jemena) 66 kV8","VIC Keilor East (Jemena) 66 kV"]
[null,null,null,"MEDIUM SCENARIO",null,null,null,null,null,null,null,null,null,null,null,null,null,9,"VIC Keilor East (Jemena) 66 kV9","VIC Keilor East (Jemena) 66 kV"]
[null,null,null,"Summer",null,null,null,null,null,null,null,null,null,null,null,null,null,10,"VIC Keilor East (Jemena) 66 kV10","VIC Keilor East (Jemena) 66 kV"]
[null,null,null,"Temperature corrected actuals have remained relatively flat over the historical period.",null,null,null,null,null,null,null,null,null,null,null,null,null,11,"VIC Keilor East (Jemena) 66 kV11","VIC Keilor East (Jemena) 66 kV"]
[null,null,null,"Forecast demand is decreasing over the outlook period.",null,null,null,null,null,null,null,null,null,null,null,null,null,12,"VIC Keilor East (Jemena) 66 kV12","VIC Keilor East (Jemena) 66 kV"]
[null,null,null,"The 10% POE offset for PV ranges from 2.5% to 7.0% between 2017 and 2026.",null,null,null,null,null,null,null,null,null,null,null,null,null,13,"VIC Keilor East (Jemena) 66 kV13","VIC Keilor East (Jemena) 66 kV"]
[null,null,null,null,null,null,null,null,null,null,null,null,null,null,null,null,null,14,"VIC Keilor East (Jemena) 66 kV14","VIC Keilor East (Jemena) 66 kV"]
[null,null,null,null,null,null,null,null,null,null,null,null,null,null,null,null,null,15,"VIC Keilor East (Jemena) 66 kV15","VIC Keilor East (Jemena) 66 kV"]
[null,null,null,"Winter",null,null,null,null,null,null,null,null,null,null,null,null,null,16,"VIC Keilor East (Jemena) 66 kV16","VIC Keilor East (Jemena) 66 kV"]
[null,null,null,"Temperature corrected actuals have remained relatively flat over the historical period.",null,null,null,null,null,null,null,null,null,null,null,null,null,17,"VIC Keilor East (Jemena) 66 kV17","VIC Keilor East (Jemena) 66 kV"]
[null,null,null,"Forecast demand is increasing over the outlook period.",null,null,null,null,null,null,null,null,null,null,null,null,null,18,"VIC Keilor East (Jemena) 66 kV18","VIC Keilor East (Jemena) 66 kV"]
[null,null,null,"The 10% POE offset for PV ranges from 0.3% to 0.2% between 2016 and 2025.",null,null,null,null,null,null,null,null,null,null,null,null,null,19,"VIC Keilor East (Jemena) 66 kV19","VIC Keilor East (Jemena) 66 kV"]
[null,null,null,null,null,null,null,null,null,null,null,null,null,null,null,null,null,20,"VIC Keilor East (Jemena) 66 kV20","VIC Keilor East (Jemena) 66 kV"]
[null,null,null,null,null,null,null,null,null,null,null,null,null,null,null,null,null,21,"VIC Keilor East (Jemena) 66 kV21","VIC Keilor East (Jemena) 66 kV"]
[null,null,null,"Other",null,null,null,null,null,null,null,null,null,null,null,null,null,22,"VIC Keilor East (Jemena) 66 kV22","VIC Keilor East (Jemena) 66 kV"]
[null,null,null,"Supplies Pascoe Vale, Melbourne Airport, Braybrook, Essendon.",null,null,null,null,null,null,null,null,null,null,null,null,null,23,"VIC Keilor East (Jemena) 66 kV23","VIC Keilor East (Jemena) 66 kV"]
[null,null,null,"Demand is is weather sensitive in summer and winter.",null,null,null,null,null,null,null,null,null,null,null,null,null,24,"VIC Keilor East (Jemena) 66 kV24","VIC Keilor East (Jemena) 66 kV"]
[null,null,null,"Diversity factors: Summer = 1; Winter = 1.",null,null,null,null,null,null,null,null,null,null,null,null,null,25,"VIC Keilor East (Jemena) 66 kV25","VIC Keilor East (Jemena) 66 kV"]
[null,null,null,"Power factors: Summer = 0.95, lagging; Winter = 0.97, lagging.",null,null,null,null,null,null,null,null,null,null,null,null,null,26,"VIC Keilor East (Jemena) 66 kV26","VIC Keilor East (Jemena) 66 kV"]
[null,null,null,null,null,null,null,null,null,null,null,null,null,null,null,null,null,27,"VIC Keilor East (Jemena) 66 kV27","VIC Keilor East (Jemena) 66 kV"]
[null,null,null,null,null,null,null,null,null,null,null,null,null,null,null,null,null,28,"VIC Keilor East (Jemena) 66 kV28","VIC Keilor East (Jemena) 66 kV"]
[null,null,null,null,null,null,null,null,null,null,null,null,null,null,null,null,null,29,"VIC Keilor East (Jemena) 66 kV29","VIC Keilor East (Jemena) 66 kV"]
[null,null,null,null,null,null,null,null,null,null,null,null,null,null,null,null,null,30,"VIC Keilor East (Jemena) 66 kV30","VIC Keilor East (Jemena) 66 kV"]
[null,null,null,null,null,null,null,null,null,null,null,null,null,null,null,null,null,31,"VIC Keilor East (Jemena) 66 kV31","VIC Keilor East (Jemena) 66 kV"]
[null,null,"VIC Keilor East (Powercor) 66 kV",null,null,null,null,null,null,null,null,null,null,null,null,null,null,1,"VIC Keilor East (Powercor) 66 kV1",{"$f":"C1060","v":"VIC Keilor East (Powercor) 66 kV"}]
[null,null,null,null,null,null,null,null,null,null,null,null,null,null,null,null,null,2,"VIC Keilor East (Powercor) 66 kV2",{"$f":"T1060","v":"VIC Keilor East (Powercor) 66 kV"}]
[null,null,null,"MAIN SECTORS",null,null,null,null,null,null,null,null,null,null,null,null,null,3,"VIC Keilor East (Powercor) 66 kV3","VIC Keilor East (Powercor) 66 kV"]
[null,null,null,"Mix of industrial, residential and commercial.",null,null,null,null,null,null,null,null,null,null,null,null,null,4,"VIC Keilor East (Powercor) 66 kV4",{"$f":"T1062","v":"VIC Keilor East (Powercor) 66 kV"}]
[null,null,null,null,null,null,null,null,null,null,null,null,null,null,null,null,null,5,"VIC Keilor East (Powercor) 66 kV5","VIC Keilor East (Powercor) 66 kV"]
[null,null,null,null,null,null,null,null,null,null,null,null,null,null,null,null,null,6,"VIC Keilor East (Powercor) 66 kV6","VIC Keilor East (Powercor) 66 kV"]
[null,null,null,null,null,null,null,null,null,null,null,null,null,null,null,null,null,7,"VIC Keilor East (Powercor) 66 kV7","VIC Keilor East (Powercor) 66 kV"]
[null,null,null,null,null,null,null,null,null,null,null,null,null,null,null,null,null,8,"VIC Keilor East (Powercor) 66 kV8","VIC Keilor East (Powercor) 66 kV"]
[null,null,null,"MEDIUM SCENARIO",null,null,null,null,null,null,null,null,null,null,null,null,null,9,"VIC Keilor East (Powercor) 66 kV9","VIC Keilor East (Powercor) 66 kV"]
[null,null,null,"Summer",null,null,null,null,null,null,null,null,null,null,null,null,null,10,"VIC Keilor East (Powercor) 66 kV10","VIC Keilor East (Powercor) 66 kV"]
[null,null,null,"Temperature corrected actuals have increased over the historical period.",null,null,null,null,null,null,null,null,null,null,null,null,null,11,"VIC Keilor East (Powercor) 66 kV11","VIC Keilor East (Powercor) 66 kV"]
[null,null,null,"Forecast demand is decreasing over the outlook period due to a load transfer.",null,null,null,null,null,null,null,null,null,null,null,null,null,12,"VIC Keilor East (Powercor) 66 kV12","VIC Keilor East (Powercor) 66 kV"]
[null,null,null,"The 10% POE offset for PV ranges from 5.5% to 13.9% between 2017 and 2026.",null,null,null,null,null,null,null,null,null,null,null,null,null,13,"VIC Keilor East (Powercor) 66 kV13","VIC Keilor East (Powercor) 66 kV"]
[null,null,null,null,null,null,null,null,null,null,null,null,null,null,null,null,null,14,"VIC Keilor East (Powercor) 66 kV14","VIC Keilor East (Powercor) 66 kV"]
[null,null,null,null,null,null,null,null,null,null,null,null,null,null,null,null,null,15,"VIC Keilor East (Powercor) 66 kV15","VIC Keilor East (Powercor) 66 kV"]
[null,null,null,"Winter",null,null,null,null,null,null,null,null,null,null,null,null,null,16,"VIC Keilor East (Powercor) 66 kV16","VIC Keilor East (Powercor) 66 kV"]
[null,null,null,"Temperature corrected actuals have increased over the historical period.",null,null,null,null,null,null,null,null,null,null,null,null,null,17,"VIC Keilor East (Powercor) 66 kV17","VIC Keilor East (Powercor) 66 kV"]
[null,null,null,"Forecast demand is decreasing over the outlook period due to a load transfer.",null,null,null,null,null,null,null,null,null,null,null,null,null,18,"VIC Keilor East (Powercor) 66 kV18","VIC Keilor East (Powercor) 66 kV"]
[null,null,null,"The 10% POE offset for PV ranges from 1.1% to 1.7% between 2016 and 2025.",null,null,null,null,null,null,null,null,null,null,null,null,null,19,"VIC Keilor East (Powercor) 66 kV19","VIC Keilor East (Powercor) 66 kV"]
[null,null,null,null,null,null,null,null,null,null,null,null,null,null,null,null,null,20,"VIC Keilor East (Powercor) 66 kV20","VIC Keilor East (Powercor) 66 kV"]
[null,null,null,null,null,null,null,null,null,null,null,null,null,null,null,null,null,21,"VIC Keilor East (Powercor) 66 kV21","VIC Keilor East (Powercor) 66 kV"]
[null,null,null,"Other",null,null,null,null,null,null,null,null,null,null,null,null,null,22,"VIC Keilor East (Powercor) 66 kV22","VIC Keilor East (Powercor) 66 kV"]
[null,null,null,"Supplies Sunshine.",null,null,null,null,null,null,null,null,null,null,null,null,null,23,"VIC Keilor East (Powercor) 66 kV23","VIC Keilor East (Powercor) 66 kV"]
[null,null,null,"Load transfers to the new Deer Park occur in 2018.",null,null,null,null,null,null,null,null,null,null,null,null,null,24,"VIC Keilor East (Powercor) 66 kV24","VIC Keilor East (Powercor) 66 kV"]
[null,null,null,"Demand is is weather sensitive in summer and winter.",null,null,null,null,null,null,null,null,null,null,null,null,null,25,"VIC Keilor East (Powercor) 66 kV25","VIC Keilor East (Powercor) 66 kV"]
[null,null,null,"Diversity factors: Summer = 1; Winter = 1.",null,null,null,null,null,null,null,null,null,null,null,null,null,26,"VIC Keilor East (Powercor) 66 kV26","VIC Keilor East (Powercor) 66 kV"]
[null,null,null,"Power factors: Summer = 0.95, lagging; Winter = 0.97, lagging.",null,null,null,null,null,null,null,null,null,null,null,null,null,27,"VIC Keilor East (Powercor) 66 kV27","VIC Keilor East (Powercor) 66 kV"]
[null,null,null,null,null,null,null,null,null,null,null,null,null,null,null,null,null,28,"VIC Keilor East (Powercor) 66 kV28","VIC Keilor East (Powercor) 66 kV"]
[null,null,null,null,null,null,null,null,null,null,null,null,null,null,null,null,null,29,"VIC Keilor East (Powercor) 66 kV29","VIC Keilor East (Powercor) 66 kV"]
[null,null,null,null,null,null,null,null,null,null,null,null,null,null,null,null,null,30,"VIC Keilor East (Powercor) 66 kV30","VIC Keilor East (Powercor) 66 kV"]
[null,null,null,null,null,null,null,null,null,null,null,null,null,null,null,null,null,31,"VIC Keilor East (Powercor) 66 kV31","VIC Keilor East (Powercor) 66 kV"]
[null,null,"VIC Keilor West (Jemena) 66 kV",null,null,null,null,null,null,null,null,null,null,null,null,null,null,1,"VIC Keilor West (Jemena) 66 kV1",{"$f":"C1091","v":"VIC Keilor West (Jemena) 66 kV"}]
[null,null,null,null,null,null,null,null,null,null,null,null,null,null,null,null,null,2,"VIC Keilor West (Jemena) 66 kV2",{"$f":"T1091","v":"VIC Keilor West (Jemena) 66 kV"}]
[null,null,null,"MAIN SECTORS",null,null,null,null,null,null,null,null,null,null,null,null,null,3,"VIC Keilor West (Jemena) 66 kV3","VIC Keilor West (Jemena) 66 kV"]
[null,null,null,"Mix of industrial, residential and commercial.",null,null,null,null,null,null,null,null,null,null,null,null,null,4,"VIC Keilor West (Jemena) 66 kV4","VIC Keilor West (Jemena) 66 kV"]
[null,null,null,null,null,null,null,null,null,null,null,null,null,null,null,null,null,{"$f":"MOD(ROW(Q1095)-6,31)+1","v":5},{"$f":"T1095&R1095","v":"VIC Keilor West (Jemena) 66 kV5"},"VIC Keilor West (Jemena) 66 kV"]
[null,null,null,null,null,null,null,null,null,null,null,null,null,null,null,null,null,6,"VIC Keilor West (Jemena) 66 kV6","VIC Keilor West (Jemena) 66 kV"]
[null,null,null,null,null,null,null,null,null,null,null,null,null,null,null,null,null,7,"VIC Keilor West (Jemena) 66 kV7","VIC Keilor West (Jemena) 66 kV"]
[null,null,null,null,null,null,null,null,null,null,null,null,null,null,null,null,null,8,"VIC Keilor West (Jemena) 66 kV8","VIC Keilor West (Jemena) 66 kV"]
[null,null,null,"MEDIUM SCENARIO",null,null,null,null,null,null,null,null,null,null,null,null,null,9,"VIC Keilor West (Jemena) 66 kV9","VIC Keilor West (Jemena) 66 kV"]
[null,null,null,"Summer",null,null,null,null,null,null,null,null,null,null,null,null,null,10,"VIC Keilor West (Jemena) 66 kV10","VIC Keilor West (Jemena) 66 kV"]
[null,null,null,"Temperature corrected actuals have increased over the historical period.",null,null,null,null,null,null,null,null,null,null,null,null,null,11,"VIC Keilor West (Jemena) 66 kV11","VIC Keilor West (Jemena) 66 kV"]
[null,null,null,"Forecast demand is increasing over the outlook period.",null,null,null,null,null,null,null,null,null,null,null,null,null,12,"VIC Keilor West (Jemena) 66 kV12","VIC Keilor West (Jemena) 66 kV"]
[null,null,null,"The 10% POE offset for PV ranges from 3.8% to 7.8% between 2017 and 2026.",null,null,null,null,null,null,null,null,null,null,null,null,null,13,"VIC Keilor West (Jemena) 66 kV13","VIC Keilor West (Jemena) 66 kV"]
[null,null,null,null,null,null,null,null,null,null,null,null,null,null,null,null,null,14,"VIC Keilor West (Jemena) 66 kV14","VIC Keilor West (Jemena) 66 kV"]
[null,null,null,null,null,null,null,null,null,null,null,null,null,null,null,null,null,15,"VIC Keilor West (Jemena) 66 kV15","VIC Keilor West (Jemena) 66 kV"]
[null,null,null,"Winter",null,null,null,null,null,null,null,null,null,null,null,null,null,16,"VIC Keilor West (Jemena) 66 kV16","VIC Keilor West (Jemena) 66 kV"]
[null,null,null,"Temperature corrected actuals have increased over the historical period.",null,null,null,null,null,null,null,null,null,null,null,null,null,17,"VIC Keilor West (Jemena) 66 kV17","VIC Keilor West (Jemena) 66 kV"]
[null,null,null,"Forecast demand is increasing over the outlook period.",null,null,null,null,null,null,null,null,null,null,null,null,null,18,"VIC Keilor West (Jemena) 66 kV18","VIC Keilor West (Jemena) 66 kV"]
[null,null,null,"The 10% POE offset for PV is zero.",null,null,null,null,null,null,null,null,null,null,null,null,null,19,"VIC Keilor West (Jemena) 66 kV19","VIC Keilor West (Jemena) 66 kV"]
[null,null,null,null,null,null,null,null,null,null,null,null,null,null,null,null,null,20,"VIC Keilor West (Jemena) 66 kV20","VIC Keilor West (Jemena) 66 kV"]
[null,null,null,null,null,null,null,null,null,null,null,null,null,null,null,null,null,21,"VIC Keilor West (Jemena) 66 kV21","VIC Keilor West (Jemena) 66 kV"]
[null,null,null,"Other",null,null,null,null,null,null,null,null,null,null,null,null,null,22,"VIC Keilor West (Jemena) 66 kV22","VIC Keilor West (Jemena) 66 kV"]
[null,null,null,"Supplies Sydenham, Sunbury.",null,null,null,null,null,null,null,null,null,null,null,null,null,23,"VIC Keilor West (Jemena) 66 kV23","VIC Keilor West (Jemena) 66 kV"]
[null,null,null,"Demand is is weather sensitive in summer and winter.",null,null,null,null,null,null,null,null,null,null,null,null,null,24,"VIC Keilor West (Jemena) 66 kV24","VIC Keilor West (Jemena) 66 kV"]
[null,null,null,"Diversity factors: Summer = 0.98; Winter = 1.",null,null,null,null,null,null,null,null,null,null,null,null,null,25,"VIC Keilor West (Jemena) 66 kV25","VIC Keilor West (Jemena) 66 kV"]
[null,null,null,"Power factors: Summer = 0.95, lagging; Winter = 0.97, lagging.",null,null,null,null,null,null,null,null,null,null,null,null,null,26,"VIC Keilor West (Jemena) 66 kV26","VIC Keilor West (Jemena) 66 kV"]
[null,null,null,null,null,null,null,null,null,null,null,null,null,null,null,null,null,27,"VIC Keilor West (Jemena) 66 kV27","VIC Keilor West (Jemena) 66 kV"]
[null,null,null,null,null,null,null,null,null,null,null,null,null,null,null,null,null,28,"VIC Keilor West (Jemena) 66 kV28","VIC Keilor West (Jemena) 66 kV"]
[null,null,null,null,null,null,null,null,null,null,null,null,null,null,null,null,null,29,"VIC Keilor West (Jemena) 66 kV29","VIC Keilor West (Jemena) 66 kV"]
[null,null,null,null,null,null,null,null,null,null,null,null,null,null,null,null,null,30,"VIC Keilor West (Jemena) 66 kV30","VIC Keilor West (Jemena) 66 kV"]
[null,null,null,null,null,null,null,null,null,null,null,null,null,null,null,null,null,31,"VIC Keilor West (Jemena) 66 kV31","VIC Keilor West (Jemena) 66 kV"]
[null,null,"VIC Keilor West (Powercor) 66 kV",null,null,null,null,null,null,null,null,null,null,null,null,null,null,1,"VIC Keilor West (Powercor) 66 kV1",{"$f":"C1122","v":"VIC Keilor West (Powercor) 66 kV"}]
[null,null,null,null,null,null,null,null,null,null,null,null,null,null,null,null,null,2,"VIC Keilor West (Powercor) 66 kV2",{"$f":"T1122","v":"VIC Keilor West (Powercor) 66 kV"}]
[null,null,null,"MAIN SECTORS",null,null,null,null,null,null,null,null,null,null,null,null,null,3,"VIC Keilor West (Powercor) 66 kV3","VIC Keilor West (Powercor) 66 kV"]
[null,null,null,"Mix of industrial, residential and commercial.",null,null,null,null,null,null,null,null,null,null,null,null,null,4,"VIC Keilor West (Powercor) 66 kV4","VIC Keilor West (Powercor) 66 kV"]
[null,null,null,null,null,null,null,null,null,null,null,null,null,null,null,null,null,5,"VIC Keilor West (Powercor) 66 kV5","VIC Keilor West (Powercor) 66 kV"]
[null,null,null,null,null,null,null,null,null,null,null,null,null,null,null,null,null,6,"VIC Keilor West (Powercor) 66 kV6",{"$f":"T1126","v":"VIC Keilor West (Powercor) 66 kV"}]
[null,null,null,null,null,null,null,null,null,null,null,null,null,null,null,null,null,7,"VIC Keilor West (Powercor) 66 kV7","VIC Keilor West (Powercor) 66 kV"]
[null,null,null,null,null,null,null,null,null,null,null,null,null,null,null,null,null,8,"VIC Keilor West (Powercor) 66 kV8","VIC Keilor West (Powercor) 66 kV"]
[null,null,null,"MEDIUM SCENARIO",null,null,null,null,null,null,null,null,null,null,null,null,null,9,"VIC Keilor West (Powercor) 66 kV9","VIC Keilor West (Powercor) 66 kV"]
[null,null,null,"Summer",null,null,null,null,null,null,null,null,null,null,null,null,null,10,"VIC Keilor West (Powercor) 66 kV10","VIC Keilor West (Powercor) 66 kV"]
[null,null,null,"Temperature corrected actuals have fluctuated over the historical period.",null,null,null,null,null,null,null,null,null,null,null,null,null,11,"VIC Keilor West (Powercor) 66 kV11","VIC Keilor West (Powercor) 66 kV"]
[null,null,null,"Forecast demand is decreasing over the outlook period due to a load transfer.",null,null,null,null,null,null,null,null,null,null,null,null,null,12,"VIC Keilor West (Powercor) 66 kV12","VIC Keilor West (Powercor) 66 kV"]
[null,null,null,"The 10% POE offset for PV ranges from 3.2% to 9.4% between 2017 and 2026.",null,null,null,null,null,null,null,null,null,null,null,null,null,13,"VIC Keilor West (Powercor) 66 kV13","VIC Keilor West (Powercor) 66 kV"]
[null,null,null,null,null,null,null,null,null,null,null,null,null,null,null,null,null,14,"VIC Keilor West (Powercor) 66 kV14","VIC Keilor West (Powercor) 66 kV"]
[null,null,null,null,null,null,null,null,null,null,null,null,null,null,null,null,null,15,"VIC Keilor West (Powercor) 66 kV15","VIC Keilor West (Powercor) 66 kV"]
[null,null,null,"Winter",null,null,null,null,null,null,null,null,null,null,null,null,null,16,"VIC Keilor West (Powercor) 66 kV16","VIC Keilor West (Powercor) 66 kV"]
[null,null,null,"Temperature corrected actuals have fluctuated over the historical period.",null,null,null,null,null,null,null,null,null,null,null,null,null,17,"VIC Keilor West (Powercor) 66 kV17","VIC Keilor West (Powercor) 66 kV"]
[null,null,null,"Forecast demand is decreasing over the outlook period due to a load transfer.",null,null,null,null,null,null,null,null,null,null,null,null,null,18,"VIC Keilor West (Powercor) 66 kV18","VIC Keilor West (Powercor) 66 kV"]
[null,null,null,"The 10% POE offset for PV is zero.",null,null,null,null,null,null,null,null,null,null,null,null,null,19,"VIC Keilor West (Powercor) 66 kV19","VIC Keilor West (Powercor) 66 kV"]
[null,null,null,null,null,null,null,null,null,null,null,null,null,null,null,null,null,20,"VIC Keilor West (Powercor) 66 kV20","VIC Keilor West (Powercor) 66 kV"]
[null,null,null,null,null,null,null,null,null,null,null,null,null,null,null,null,null,21,"VIC Keilor West (Powercor) 66 kV21","VIC Keilor West (Powercor) 66 kV"]
[null,null,null,"Other",null,null,null,null,null,null,null,null,null,null,null,null,null,22,"VIC Keilor West (Powercor) 66 kV22","VIC Keilor West (Powercor) 66 kV"]
[null,null,null,"Supplies Melton, St Albans, Woodend.",null,null,null,null,null,null,null,null,null,null,null,null,null,23,"VIC Keilor West (Powercor) 66 kV23","VIC Keilor West (Powercor) 66 kV"]
[null,null,null,"Load transfers to the new Deer Park occur in 2018.",null,null,null,null,null,null,null,null,null,null,null,null,null,24,"VIC Keilor West (Powercor) 66 kV24","VIC Keilor West (Powercor) 66 kV"]
[null,null,null,"Demand is is weather sensitive in summer and winter.",null,null,null,null,null,null,null,null,null,null,null,null,null,25,"VIC Keilor West (Powercor) 66 kV25","VIC Keilor West (Powercor) 66 kV"]
[null,null,null,"Diversity factors: Summer = 0.99; Winter = 1.",null,null,null,null,null,null,null,null,null,null,null,null,null,26,"VIC Keilor West (Powercor) 66 kV26","VIC Keilor West (Powercor) 66 kV"]
[null,null,null,"Power factors: Summer = 0.95, lagging; Winter = 0.97, lagging.",null,null,null,null,null,null,null,null,null,null,null,null,null,27,"VIC Keilor West (Powercor) 66 kV27","VIC Keilor West (Powercor) 66 kV"]
[null,null,null,null,null,null,null,null,null,null,null,null,null,null,null,null,null,28,"VIC Keilor West (Powercor) 66 kV28","VIC Keilor West (Powercor) 66 kV"]
[null,null,null,null,null,null,null,null,null,null,null,null,null,null,null,null,null,29,"VIC Keilor West (Powercor) 66 kV29","VIC Keilor West (Powercor) 66 kV"]
[null,null,null,null,null,null,null,null,null,null,null,null,null,null,null,null,null,30,"VIC Keilor West (Powercor) 66 kV30","VIC Keilor West (Powercor) 66 kV"]
[null,null,null,null,null,null,null,null,null,null,null,null,null,null,null,null,null,31,"VIC Keilor West (Powercor) 66 kV31","VIC Keilor West (Powercor) 66 kV"]
[null,null,"VIC Loy Yang (AusNet) 66 kV",null,null,null,null,null,null,null,null,null,null,null,null,null,null,1,"VIC Loy Yang (AusNet) 66 kV1",{"$f":"C1153","v":"VIC Loy Yang (AusNet) 66 kV"}]
[null,null,null,null,null,null,null,null,null,null,null,null,null,null,null,null,null,2,"VIC Loy Yang (AusNet) 66 kV2",{"$f":"T1153","v":"VIC Loy Yang (AusNet) 66 kV"}]
[null,null,null,"MAIN SECTORS",null,null,null,null,null,null,null,null,null,null,null,null,null,3,"VIC Loy Yang (AusNet) 66 kV3","VIC Loy Yang (AusNet) 66 kV"]
[null,null,null,"Industrial.",null,null,null,null,null,null,null,null,null,null,null,null,null,4,"VIC Loy Yang (AusNet) 66 kV4","VIC Loy Yang (AusNet) 66 kV"]
[null,null,null,null,null,null,null,null,null,null,null,null,null,null,null,null,null,5,"VIC Loy Yang (AusNet) 66 kV5","VIC Loy Yang (AusNet) 66 kV"]
[null,null,null,null,null,null,null,null,null,null,null,null,null,null,null,null,null,6,"VIC Loy Yang (AusNet) 66 kV6","VIC Loy Yang (AusNet) 66 kV"]
[null,null,null,null,null,null,null,null,null,null,null,null,null,null,null,null,null,{"$f":"MOD(ROW(Q1159)-6,31)+1","v":7},{"$f":"T1159&R1159","v":"VIC Loy Yang (AusNet) 66 kV7"},"VIC Loy Yang (AusNet) 66 kV"]
[null,null,null,null,null,null,null,null,null,null,null,null,null,null,null,null,null,8,"VIC Loy Yang (AusNet) 66 kV8","VIC Loy Yang (AusNet) 66 kV"]
[null,null,null,"MEDIUM SCENARIO",null,null,null,null,null,null,null,null,null,null,null,null,null,9,"VIC Loy Yang (AusNet) 66 kV9","VIC Loy Yang (AusNet) 66 kV"]
[null,null,null,"Summer",null,null,null,null,null,null,null,null,null,null,null,null,null,10,"VIC Loy Yang (AusNet) 66 kV10","VIC Loy Yang (AusNet) 66 kV"]
[null,null,null,"Temperature corrected actuals have remained relatively flat over the historical period.",null,null,null,null,null,null,null,null,null,null,null,null,null,11,"VIC Loy Yang (AusNet) 66 kV11","VIC Loy Yang (AusNet) 66 kV"]
[null,null,null,"Forecast demand is relatively flat over the outlook period.",null,null,null,null,null,null,null,null,null,null,null,null,null,12,"VIC Loy Yang (AusNet) 66 kV12","VIC Loy Yang (AusNet) 66 kV"]
[null,null,null,"The 10% POE offset for PV is zero.",null,null,null,null,null,null,null,null,null,null,null,null,null,13,"VIC Loy Yang (AusNet) 66 kV13","VIC Loy Yang (AusNet) 66 kV"]
[null,null,null,null,null,null,null,null,null,null,null,null,null,null,null,null,null,14,"VIC Loy Yang (AusNet) 66 kV14","VIC Loy Yang (AusNet) 66 kV"]
[null,null,null,null,null,null,null,null,null,null,null,null,null,null,null,null,null,15,"VIC Loy Yang (AusNet) 66 kV15","VIC Loy Yang (AusNet) 66 kV"]
[null,null,null,"Winter",null,null,null,null,null,null,null,null,null,null,null,null,null,16,"VIC Loy Yang (AusNet) 66 kV16","VIC Loy Yang (AusNet) 66 kV"]
[null,null,null,"Temperature corrected actuals have remained relatively flat over the historical period.",null,null,null,null,null,null,null,null,null,null,null,null,null,17,"VIC Loy Yang (AusNet) 66 kV17","VIC Loy Yang (AusNet) 66 kV"]
[null,null,null,"Forecast demand is relatively flat over the outlook period.",null,null,null,null,null,null,null,null,null,null,null,null,null,18,"VIC Loy Yang (AusNet) 66 kV18","VIC Loy Yang (AusNet) 66 kV"]
[null,null,null,"The 10% POE offset for PV is zero.",null,null,null,null,null,null,null,null,null,null,null,null,null,19,"VIC Loy Yang (AusNet) 66 kV19","VIC Loy Yang (AusNet) 66 kV"]
[null,null,null,null,null,null,null,null,null,null,null,null,null,null,null,null,null,20,"VIC Loy Yang (AusNet) 66 kV20","VIC Loy Yang (AusNet) 66 kV"]
[null,null,null,null,null,null,null,null,null,null,null,null,null,null,null,null,null,21,"VIC Loy Yang (AusNet) 66 kV21","VIC Loy Yang (AusNet) 66 kV"]
[null,null,null,"Other",null,null,null,null,null,null,null,null,null,null,null,null,null,22,"VIC Loy Yang (AusNet) 66 kV22","VIC Loy Yang (AusNet) 66 kV"]
[null,null,null,"Supplies Loy Yang Auxillary Load.",null,null,null,null,null,null,null,null,null,null,null,null,null,23,"VIC Loy Yang (AusNet) 66 kV23","VIC Loy Yang (AusNet) 66 kV"]
[null,null,null,"Demand is not weather sensitive.",null,null,null,null,null,null,null,null,null,null,null,null,null,24,"VIC Loy Yang (AusNet) 66 kV24","VIC Loy Yang (AusNet) 66 kV"]
[null,null,null,"Diversity factors: Summer = 0.38; Winter = 0.55.",null,null,null,null,null,null,null,null,null,null,null,null,null,25,"VIC Loy Yang (AusNet) 66 kV25","VIC Loy Yang (AusNet) 66 kV"]
[null,null,null,"Power factors: Summer = 0.95, lagging; Winter = 0.97, lagging.",null,null,null,null,null,null,null,null,null,null,null,null,null,26,"VIC Loy Yang (AusNet) 66 kV26","VIC Loy Yang (AusNet) 66 kV"]
[null,null,null,null,null,null,null,null,null,null,null,null,null,null,null,null,null,27,"VIC Loy Yang (AusNet) 66 kV27","VIC Loy Yang (AusNet) 66 kV"]
[null,null,null,null,null,null,null,null,null,null,null,null,null,null,null,null,null,28,"VIC Loy Yang (AusNet) 66 kV28","VIC Loy Yang (AusNet) 66 kV"]
[null,null,null,null,null,null,null,null,null,null,null,null,null,null,null,null,null,29,"VIC Loy Yang (AusNet) 66 kV29","VIC Loy Yang (AusNet) 66 kV"]
[null,null,null,null,null,null,null,null,null,null,null,null,null,null,null,null,null,30,"VIC Loy Yang (AusNet) 66 kV30","VIC Loy Yang (AusNet) 66 kV"]
[null,null,null,null,null,null,null,null,null,null,null,null,null,null,null,null,null,31,"VIC Loy Yang (AusNet) 66 kV31","VIC Loy Yang (AusNet) 66 kV"]
[null,null,"VIC Mt Beauty (AusNet) 66 kV",null,null,null,null,null,null,null,null,null,null,null,null,null,null,1,"VIC Mt Beauty (AusNet) 66 kV1",{"$f":"C1184","v":"VIC Mt Beauty (AusNet) 66 kV"}]
[null,null,null,null,null,null,null,null,null,null,null,null,null,null,null,null,null,2,"VIC Mt Beauty (AusNet) 66 kV2",{"$f":"T1184","v":"VIC Mt Beauty (AusNet) 66 kV"}]
[null,null,null,"MAIN SECTORS",null,null,null,null,null,null,null,null,null,null,null,null,null,3,"VIC Mt Beauty (AusNet) 66 kV3","VIC Mt Beauty (AusNet) 66 kV"]
[null,null,null,"Predominantly residential and agricultural.",null,null,null,null,null,null,null,null,null,null,null,null,null,4,"VIC Mt Beauty (AusNet) 66 kV4","VIC Mt Beauty (AusNet) 66 kV"]
[null,null,null,null,null,null,null,null,null,null,null,null,null,null,null,null,null,5,"VIC Mt Beauty (AusNet) 66 kV5","VIC Mt Beauty (AusNet) 66 kV"]
[null,null,null,null,null,null,null,null,null,null,null,null,null,null,null,null,null,6,"VIC Mt Beauty (AusNet) 66 kV6","VIC Mt Beauty (AusNet) 66 kV"]
[null,null,null,null,null,null,null,null,null,null,null,null,null,null,null,null,null,7,"VIC Mt Beauty (AusNet) 66 kV7","VIC Mt Beauty (AusNet) 66 kV"]
[null,null,null,null,null,null,null,null,null,null,null,null,null,null,null,null,null,8,"VIC Mt Beauty (AusNet) 66 kV8",{"$f":"T1190","v":"VIC Mt Beauty (AusNet) 66 kV"}]
[null,null,null,"MEDIUM SCENARIO",null,null,null,null,null,null,null,null,null,null,null,null,null,9,"VIC Mt Beauty (AusNet) 66 kV9","VIC Mt Beauty (AusNet) 66 kV"]
[null,null,null,"Summer",null,null,null,null,null,null,null,null,null,null,null,null,null,10,"VIC Mt Beauty (AusNet) 66 kV10","VIC Mt Beauty (AusNet) 66 kV"]
[null,null,null,"Temperature corrected actuals have remained relatively flat over the historical period.",null,null,null,null,null,null,null,null,null,null,null,null,null,11,"VIC Mt Beauty (AusNet) 66 kV11","VIC Mt Beauty (AusNet) 66 kV"]
[null,null,null,"Forecast demand is relatively flat over the outlook period.",null,null,null,null,null,null,null,null,null,null,null,null,null,12,"VIC Mt Beauty (AusNet) 66 kV12","VIC Mt Beauty (AusNet) 66 kV"]
[null,null,null,"The 10% POE offset for PV ranges from 4.8% to 9.2% between 2017 and 2026.",null,null,null,null,null,null,null,null,null,null,null,null,null,13,"VIC Mt Beauty (AusNet) 66 kV13","VIC Mt Beauty (AusNet) 66 kV"]
[null,null,null,null,null,null,null,null,null,null,null,null,null,null,null,null,null,14,"VIC Mt Beauty (AusNet) 66 kV14","VIC Mt Beauty (AusNet) 66 kV"]
[null,null,null,null,null,null,null,null,null,null,null,null,null,null,null,null,null,15,"VIC Mt Beauty (AusNet) 66 kV15","VIC Mt Beauty (AusNet) 66 kV"]
[null,null,null,"Winter",null,null,null,null,null,null,null,null,null,null,null,null,null,16,"VIC Mt Beauty (AusNet) 66 kV16","VIC Mt Beauty (AusNet) 66 kV"]
[null,null,null,"Temperature corrected actuals have decreased over the historical period.",null,null,null,null,null,null,null,null,null,null,null,null,null,17,"VIC Mt Beauty (AusNet) 66 kV17","VIC Mt Beauty (AusNet) 66 kV"]
[null,null,null,"Forecast demand is decreasing over the outlook period.",null,null,null,null,null,null,null,null,null,null,null,null,null,18,"VIC Mt Beauty (AusNet) 66 kV18","VIC Mt Beauty (AusNet) 66 kV"]
[null,null,null,"The 10% POE offset for PV is zero.",null,null,null,null,null,null,null,null,null,null,null,null,null,19,"VIC Mt Beauty (AusNet) 66 kV19","VIC Mt Beauty (AusNet) 66 kV"]
[null,null,null,null,null,null,null,null,null,null,null,null,null,null,null,null,null,20,"VIC Mt Beauty (AusNet) 66 kV20","VIC Mt Beauty (AusNet) 66 kV"]
[null,null,null,null,null,null,null,null,null,null,null,null,null,null,null,null,null,21,"VIC Mt Beauty (AusNet) 66 kV21","VIC Mt Beauty (AusNet) 66 kV"]
[null,null,null,"Other",null,null,null,null,null,null,null,null,null,null,null,null,null,22,"VIC Mt Beauty (AusNet) 66 kV22","VIC Mt Beauty (AusNet) 66 kV"]
[null,null,null,"Supplies Wangaratta, Myrtleford, Bright, Mt Beauty, Clover Flat.",null,null,null,null,null,null,null,null,null,null,null,null,null,23,"VIC Mt Beauty (AusNet) 66 kV23","VIC Mt Beauty (AusNet) 66 kV"]
[null,null,null,"The impact of the following embedded generator(s) has been removed in the forecasts; Clover Power Station Gen 2, Clover",null,null,null,null,null,null,null,null,null,null,null,null,null,24,"VIC Mt Beauty (AusNet) 66 kV24","VIC Mt Beauty (AusNet) 66 kV"]
[null,null,null,"Power Station Gen 1, Clover Power Station Post 2016.",null,null,null,null,null,null,null,null,null,null,null,null,null,25,"VIC Mt Beauty (AusNet) 66 kV25","VIC Mt Beauty (AusNet) 66 kV"]
[null,null,null,"Demand is is weather sensitive in summer and winter.",null,null,null,null,null,null,null,null,null,null,null,null,null,26,"VIC Mt Beauty (AusNet) 66 kV26","VIC Mt Beauty (AusNet) 66 kV"]
[null,null,null,"Diversity factors: Summer = 0.87; Winter = 0.8.",null,null,null,null,null,null,null,null,null,null,null,null,null,27,"VIC Mt Beauty (AusNet) 66 kV27","VIC Mt Beauty (AusNet) 66 kV"]
[null,null,null,"Power factors: Summer = 1, leading; Winter = 1, lagging.",null,null,null,null,null,null,null,null,null,null,null,null,null,28,"VIC Mt Beauty (AusNet) 66 kV28","VIC Mt Beauty (AusNet) 66 kV"]
[null,null,null,null,null,null,null,null,null,null,null,null,null,null,null,null,null,29,"VIC Mt Beauty (AusNet) 66 kV29","VIC Mt Beauty (AusNet) 66 kV"]
[null,null,null,null,null,null,null,null,null,null,null,null,null,null,null,null,null,30,"VIC Mt Beauty (AusNet) 66 kV30","VIC Mt Beauty (AusNet) 66 kV"]
[null,null,null,null,null,null,null,null,null,null,null,null,null,null,null,null,null,31,"VIC Mt Beauty (AusNet) 66 kV31","VIC Mt Beauty (AusNet) 66 kV"]
[null,null,"VIC Malvern (United Energy) 66 kV",null,null,null,null,null,null,null,null,null,null,null,null,null,null,1,"VIC Malvern (United Energy) 66 kV1",{"$f":"C1215","v":"VIC Malvern (United Energy) 66 kV"}]
[null,null,null,null,null,null,null,null,null,null,null,null,null,null,null,null,null,2,"VIC Malvern (United Energy) 66 kV2",{"$f":"T1215","v":"VIC Malvern (United Energy) 66 kV"}]
[null,null,null,"MAIN SECTORS",null,null,null,null,null,null,null,null,null,null,null,null,null,3,"VIC Malvern (United Energy) 66 kV3","VIC Malvern (United Energy) 66 kV"]
[null,null,null,"Predominantly residential and commercial.",null,null,null,null,null,null,null,null,null,null,null,null,null,4,"VIC Malvern (United Energy) 66 kV4","VIC Malvern (United Energy) 66 kV"]
[null,null,null,null,null,null,null,null,null,null,null,null,null,null,null,null,null,5,"VIC Malvern (United Energy) 66 kV5","VIC Malvern (United Energy) 66 kV"]
[null,null,null,null,null,null,null,null,null,null,null,null,null,null,null,null,null,6,"VIC Malvern (United Energy) 66 kV6","VIC Malvern (United Energy) 66 kV"]
[null,null,null,null,null,null,null,null,null,null,null,null,null,null,null,null,null,7,"VIC Malvern (United Energy) 66 kV7","VIC Malvern (United Energy) 66 kV"]
[null,null,null,null,null,null,null,null,null,null,null,null,null,null,null,null,null,8,"VIC Malvern (United Energy) 66 kV8","VIC Malvern (United Energy) 66 kV"]
[null,null,null,"MEDIUM SCENARIO",null,null,null,null,null,null,null,null,null,null,null,null,null,{"$f":"MOD(ROW(Q1223)-6,31)+1","v":9},{"$f":"T1223&R1223","v":"VIC Malvern (United Energy) 66 kV9"},"VIC Malvern (United Energy) 66 kV"]
[null,null,null,"Summer",null,null,null,null,null,null,null,null,null,null,null,null,null,10,"VIC Malvern (United Energy) 66 kV10","VIC Malvern (United Energy) 66 kV"]
[null,null,null,"Temperature corrected actuals have decreased since 2011.",null,null,null,null,null,null,null,null,null,null,null,null,null,11,"VIC Malvern (United Energy) 66 kV11","VIC Malvern (United Energy) 66 kV"]
[null,null,null,"Forecast demand is decreasing over the outlook period.",null,null,null,null,null,null,null,null,null,null,null,null,null,12,"VIC Malvern (United Energy) 66 kV12","VIC Malvern (United Energy) 66 kV"]
[null,null,null,"The 10% POE offset for PV ranges from 2.8% to 7.9% between 2017 and 2026.",null,null,null,null,null,null,null,null,null,null,null,null,null,13,"VIC Malvern (United Energy) 66 kV13","VIC Malvern (United Energy) 66 kV"]
[null,null,null,null,null,null,null,null,null,null,null,null,null,null,null,null,null,14,"VIC Malvern (United Energy) 66 kV14","VIC Malvern (United Energy) 66 kV"]
[null,null,null,null,null,null,null,null,null,null,null,null,null,null,null,null,null,15,"VIC Malvern (United Energy) 66 kV15","VIC Malvern (United Energy) 66 kV"]
[null,null,null,"Winter",null,null,null,null,null,null,null,null,null,null,null,null,null,16,"VIC Malvern (United Energy) 66 kV16","VIC Malvern (United Energy) 66 kV"]
[null,null,null,"Temperature corrected actuals have increased over the historical period.",null,null,null,null,null,null,null,null,null,null,null,null,null,17,"VIC Malvern (United Energy) 66 kV17","VIC Malvern (United Energy) 66 kV"]
[null,null,null,"Forecast demand is increasing over the outlook period.",null,null,null,null,null,null,null,null,null,null,null,null,null,18,"VIC Malvern (United Energy) 66 kV18","VIC Malvern (United Energy) 66 kV"]
[null,null,null,"The 10% POE offset for PV is zero.",null,null,null,null,null,null,null,null,null,null,null,null,null,19,"VIC Malvern (United Energy) 66 kV19","VIC Malvern (United Energy) 66 kV"]
[null,null,null,null,null,null,null,null,null,null,null,null,null,null,null,null,null,20,"VIC Malvern (United Energy) 66 kV20","VIC Malvern (United Energy) 66 kV"]
[null,null,null,null,null,null,null,null,null,null,null,null,null,null,null,null,null,21,"VIC Malvern (United Energy) 66 kV21","VIC Malvern (United Energy) 66 kV"]
[null,null,null,"Other",null,null,null,null,null,null,null,null,null,null,null,null,null,22,"VIC Malvern (United Energy) 66 kV22","VIC Malvern (United Energy) 66 kV"]
[null,null,null,"Supplies Surrey Hills, Burwood.",null,null,null,null,null,null,null,null,null,null,null,null,null,23,"VIC Malvern (United Energy) 66 kV23","VIC Malvern (United Energy) 66 kV"]
[null,null,null,"Demand is is weather sensitive in summer and winter.",null,null,null,null,null,null,null,null,null,null,null,null,null,24,"VIC Malvern (United Energy) 66 kV24","VIC Malvern (United Energy) 66 kV"]
[null,null,null,"Diversity factors: Summer = 1; Winter = 1.",null,null,null,null,null,null,null,null,null,null,null,null,null,25,"VIC Malvern (United Energy) 66 kV25","VIC Malvern (United Energy) 66 kV"]
[null,null,null,"Power factors: Summer = 0.99, leading; Winter = 0.96, leading.",null,null,null,null,null,null,null,null,null,null,null,null,null,26,"VIC Malvern (United Energy) 66 kV26","VIC Malvern (United Energy) 66 kV"]
[null,null,null,null,null,null,null,null,null,null,null,null,null,null,null,null,null,27,"VIC Malvern (United Energy) 66 kV27","VIC Malvern (United Energy) 66 kV"]
[null,null,null,null,null,null,null,null,null,null,null,null,null,null,null,null,null,28,"VIC Malvern (United Energy) 66 kV28","VIC Malvern (United Energy) 66 kV"]
[null,null,null,null,null,null,null,null,null,null,null,null,null,null,null,null,null,29,"VIC Malvern (United Energy) 66 kV29","VIC Malvern (United Energy) 66 kV"]
[null,null,null,null,null,null,null,null,null,null,null,null,null,null,null,null,null,30,"VIC Malvern (United Energy) 66 kV30","VIC Malvern (United Energy) 66 kV"]
[null,null,null,null,null,null,null,null,null,null,null,null,null,null,null,null,null,31,"VIC Malvern (United Energy) 66 kV31","VIC Malvern (United Energy) 66 kV"]
[null,null,"VIC Malvern (United Energy) 22 kV",null,null,null,null,null,null,null,null,null,null,null,null,null,null,1,"VIC Malvern (United Energy) 22 kV1",{"$f":"C1246","v":"VIC Malvern (United Energy) 22 kV"}]
[null,null,null,null,null,null,null,null,null,null,null,null,null,null,null,null,null,2,"VIC Malvern (United Energy) 22 kV2",{"$f":"T1246","v":"VIC Malvern (United Energy) 22 kV"}]
[null,null,null,"MAIN SECTORS",null,null,null,null,null,null,null,null,null,null,null,null,null,3,"VIC Malvern (United Energy) 22 kV3","VIC Malvern (United Energy) 22 kV"]
[null,null,null,"Predominantly residential and commercial.",null,null,null,null,null,null,null,null,null,null,null,null,null,4,"VIC Malvern (United Energy) 22 kV4","VIC Malvern (United Energy) 22 kV"]
[null,null,null,null,null,null,null,null,null,null,null,null,null,null,null,null,null,5,"VIC Malvern (United Energy) 22 kV5","VIC Malvern (United Energy) 22 kV"]
[null,null,null,null,null,null,null,null,null,null,null,null,null,null,null,null,null,6,"VIC Malvern (United Energy) 22 kV6","VIC Malvern (United Energy) 22 kV"]
[null,null,null,null,null,null,null,null,null,null,null,null,null,null,null,null,null,7,"VIC Malvern (United Energy) 22 kV7","VIC Malvern (United Energy) 22 kV"]
[null,null,null,null,null,null,null,null,null,null,null,null,null,null,null,null,null,8,"VIC Malvern (United Energy) 22 kV8","VIC Malvern (United Energy) 22 kV"]
[null,null,null,"MEDIUM SCENARIO",null,null,null,null,null,null,null,null,null,null,null,null,null,9,"VIC Malvern (United Energy) 22 kV9","VIC Malvern (United Energy) 22 kV"]
[null,null,null,"Summer",null,null,null,null,null,null,null,null,null,null,null,null,null,10,"VIC Malvern (United Energy) 22 kV10",{"$f":"T1254","v":"VIC Malvern (United Energy) 22 kV"}]
[null,null,null,"Temperature corrected actuals have remained relatively flat over the historical period.",null,null,null,null,null,null,null,null,null,null,null,null,null,11,"VIC Malvern (United Energy) 22 kV11","VIC Malvern (United Energy) 22 kV"]
[null,null,null,"Forecast demand is relatively flat over the outlook period.",null,null,null,null,null,null,null,null,null,null,null,null,null,12,"VIC Malvern (United Energy) 22 kV12","VIC Malvern (United Energy) 22 kV"]
[null,null,null,"The 10% POE offset for PV ranges from 1.7% to 5.5% between 2017 and 2026.",null,null,null,null,null,null,null,null,null,null,null,null,null,13,"VIC Malvern (United Energy) 22 kV13","VIC Malvern (United Energy) 22 kV"]
[null,null,null,null,null,null,null,null,null,null,null,null,null,null,null,null,null,14,"VIC Malvern (United Energy) 22 kV14","VIC Malvern (United Energy) 22 kV"]
[null,null,null,null,null,null,null,null,null,null,null,null,null,null,null,null,null,15,"VIC Malvern (United Energy) 22 kV15","VIC Malvern (United Energy) 22 kV"]
[null,null,null,"Winter",null,null,null,null,null,null,null,null,null,null,null,null,null,16,"VIC Malvern (United Energy) 22 kV16","VIC Malvern (United Energy) 22 kV"]
[null,null,null,"Temperature corrected actuals have remained relatively flat over the historical period.",null,null,null,null,null,null,null,null,null,null,null,null,null,17,"VIC Malvern (United Energy) 22 kV17","VIC Malvern (United Energy) 22 kV"]
[null,null,null,"Forecast demand is relatively flat over the outlook period.",null,null,null,null,null,null,null,null,null,null,null,null,null,18,"VIC Malvern (United Energy) 22 kV18","VIC Malvern (United Energy) 22 kV"]
[null,null,null,"The 10% POE offset for PV is zero.",null,null,null,null,null,null,null,null,null,null,null,null,null,19,"VIC Malvern (United Energy) 22 kV19","VIC Malvern (United Energy) 22 kV"]
[null,null,null,null,null,null,null,null,null,null,null,null,null,null,null,null,null,20,"VIC Malvern (United Energy) 22 kV20","VIC Malvern (United Energy) 22 kV"]
[null,null,null,null,null,null,null,null,null,null,null,null,null,null,null,null,null,21,"VIC Malvern (United Energy) 22 kV21","VIC Malvern (United Energy) 22 kV"]
[null,null,null,"Other",null,null,null,null,null,null,null,null,null,null,null,null,null,22,"VIC Malvern (United Energy) 22 kV22","VIC Malvern (United Energy) 22 kV"]
[null,null,null,"Supplies Oakleigh, Ormond, East Malvern, Elsternwick, Caulfield.",null,null,null,null,null,null,null,null,null,null,null,null,null,23,"VIC Malvern (United Energy) 22 kV23","VIC Malvern (United Energy) 22 kV"]
[null,null,null,"Demand is is weather sensitive in summer and winter.",null,null,null,null,null,null,null,null,null,null,null,null,null,24,"VIC Malvern (United Energy) 22 kV24","VIC Malvern (United Energy) 22 kV"]
[null,null,null,"Diversity factors: Summer = 1; Winter = 1.",null,null,null,null,null,null,null,null,null,null,null,null,null,25,"VIC Malvern (United Energy) 22 kV25","VIC Malvern (United Energy) 22 kV"]
[null,null,null,"Power factors: Summer = 0.94, lagging; Winter = 0.93, lagging.",null,null,null,null,null,null,null,null,null,null,null,null,null,26,"VIC Malvern (United Energy) 22 kV26","VIC Malvern (United Energy) 22 kV"]
[null,null,null,null,null,null,null,null,null,null,null,null,null,null,null,null,null,27,"VIC Malvern (United Energy) 22 kV27","VIC Malvern (United Energy) 22 kV"]
[null,null,null,null,null,null,null,null,null,null,null,null,null,null,null,null,null,28,"VIC Malvern (United Energy) 22 kV28","VIC Malvern (United Energy) 22 kV"]
[null,null,null,null,null,null,null,null,null,null,null,null,null,null,null,null,null,29,"VIC Malvern (United Energy) 22 kV29","VIC Malvern (United Energy) 22 kV"]
[null,null,null,null,null,null,null,null,null,null,null,null,null,null,null,null,null,30,"VIC Malvern (United Energy) 22 kV30","VIC Malvern (United Energy) 22 kV"]
[null,null,null,null,null,null,null,null,null,null,null,null,null,null,null,null,null,31,"VIC Malvern (United Energy) 22 kV31","VIC Malvern (United Energy) 22 kV"]
[null,null,"VIC Morwell (Ausnet) 66 kV",null,null,null,null,null,null,null,null,null,null,null,null,null,null,1,"VIC Morwell (Ausnet) 66 kV1",{"$f":"C1277","v":"VIC Morwell (Ausnet) 66 kV"}]
[null,null,null,null,null,null,null,null,null,null,null,null,null,null,null,null,null,2,"VIC Morwell (Ausnet) 66 kV2",{"$f":"T1277","v":"VIC Morwell (Ausnet) 66 kV"}]
[null,null,null,"MAIN SECTORS",null,null,null,null,null,null,null,null,null,null,null,null,null,3,"VIC Morwell (Ausnet) 66 kV3","VIC Morwell (Ausnet) 66 kV"]
[null,null,null,"Mix of agricultural (dairy), residential, commercial and industrial.",null,null,null,null,null,null,null,null,null,null,null,null,null,4,"VIC Morwell (Ausnet) 66 kV4","VIC Morwell (Ausnet) 66 kV"]
[null,null,null,"Includes paper mill loads.",null,null,null,null,null,null,null,null,null,null,null,null,null,5,"VIC Morwell (Ausnet) 66 kV5","VIC Morwell (Ausnet) 66 kV"]
[null,null,null,null,null,null,null,null,null,null,null,null,null,null,null,null,null,6,"VIC Morwell (Ausnet) 66 kV6","VIC Morwell (Ausnet) 66 kV"]
[null,null,null,null,null,null,null,null,null,null,null,null,null,null,null,null,null,7,"VIC Morwell (Ausnet) 66 kV7","VIC Morwell (Ausnet) 66 kV"]
[null,null,null,null,null,null,null,null,null,null,null,null,null,null,null,null,null,8,"VIC Morwell (Ausnet) 66 kV8","VIC Morwell (Ausnet) 66 kV"]
[null,null,null,"MEDIUM SCENARIO",null,null,null,null,null,null,null,null,null,null,null,null,null,9,"VIC Morwell (Ausnet) 66 kV9","VIC Morwell (Ausnet) 66 kV"]
[null,null,null,"Summer",null,null,null,null,null,null,null,null,null,null,null,null,null,10,"VIC Morwell (Ausnet) 66 kV10","VIC Morwell (Ausnet) 66 kV"]
[null,null,null,"Temperature corrected actuals have increased over the historical period.",null,null,null,null,null,null,null,null,null,null,null,null,null,{"$f":"MOD(ROW(Q1287)-6,31)+1","v":11},{"$f":"T1287&R1287","v":"VIC Morwell (Ausnet) 66 kV11"},"VIC Morwell (Ausnet) 66 kV"]
[null,null,null,"Forecast demand is relatively flat over the outlook period.",null,null,null,null,null,null,null,null,null,null,null,null,null,12,"VIC Morwell (Ausnet) 66 kV12","VIC Morwell (Ausnet) 66 kV"]
[null,null,null,"The 10% POE offset for PV ranges from 4.5% to 12.0% between 2017 and 2026.",null,null,null,null,null,null,null,null,null,null,null,null,null,13,"VIC Morwell (Ausnet) 66 kV13","VIC Morwell (Ausnet) 66 kV"]
[null,null,null,null,null,null,null,null,null,null,null,null,null,null,null,null,null,14,"VIC Morwell (Ausnet) 66 kV14","VIC Morwell (Ausnet) 66 kV"]
[null,null,null,null,null,null,null,null,null,null,null,null,null,null,null,null,null,15,"VIC Morwell (Ausnet) 66 kV15","VIC Morwell (Ausnet) 66 kV"]
[null,null,null,"Winter",null,null,null,null,null,null,null,null,null,null,null,null,null,16,"VIC Morwell (Ausnet) 66 kV16","VIC Morwell (Ausnet) 66 kV"]
[null,null,null,"Temperature corrected actuals have fluctuated over the historical period.",null,null,null,null,null,null,null,null,null,null,null,null,null,17,"VIC Morwell (Ausnet) 66 kV17","VIC Morwell (Ausnet) 66 kV"]
[null,null,null,"Forecast demand is decreasing over the outlook period.",null,null,null,null,null,null,null,null,null,null,null,null,null,18,"VIC Morwell (Ausnet) 66 kV18","VIC Morwell (Ausnet) 66 kV"]
[null,null,null,"The 10% POE offset for PV is zero.",null,null,null,null,null,null,null,null,null,null,null,null,null,19,"VIC Morwell (Ausnet) 66 kV19","VIC Morwell (Ausnet) 66 kV"]
[null,null,null,null,null,null,null,null,null,null,null,null,null,null,null,null,null,20,"VIC Morwell (Ausnet) 66 kV20","VIC Morwell (Ausnet) 66 kV"]
[null,null,null,null,null,null,null,null,null,null,null,null,null,null,null,null,null,21,"VIC Morwell (Ausnet) 66 kV21","VIC Morwell (Ausnet) 66 kV"]
[null,null,null,"Other",null,null,null,null,null,null,null,null,null,null,null,null,null,22,"VIC Morwell (Ausnet) 66 kV22","VIC Morwell (Ausnet) 66 kV"]
[null,null,null,"Supplies Moe, Warragul, Wonthaggi, Leongatha, Foster, Traralgon, Maffra, Sale, Bairnsdale, Newmerall, Cann River.",null,null,null,null,null,null,null,null,null,null,null,null,null,23,"VIC Morwell (Ausnet) 66 kV23","VIC Morwell (Ausnet) 66 kV"]
[null,null,null,"The impact of the following embedded generator(s) has been removed in the forecasts; Wonthaggi Wind Farm, Blue Rock Dam,",null,null,null,null,null,null,null,null,null,null,null,null,null,24,"VIC Morwell (Ausnet) 66 kV24","VIC Morwell (Ausnet) 66 kV"]
[null,null,null,"Longford Plant, Melbourne Water Thomson Dam, Taralgon Network Support Station, Bairnsdale Power Station, Bald Hills Wind",null,null,null,null,null,null,null,null,null,null,null,null,null,25,"VIC Morwell (Ausnet) 66 kV25","VIC Morwell (Ausnet) 66 kV"]
[null,null,null,"Farm, Toora Wind Farm.",null,null,null,null,null,null,null,null,null,null,null,null,null,26,"VIC Morwell (Ausnet) 66 kV26","VIC Morwell (Ausnet) 66 kV"]
[null,null,null,"Demand is is weather sensitive in summer and winter.",null,null,null,null,null,null,null,null,null,null,null,null,null,27,"VIC Morwell (Ausnet) 66 kV27","VIC Morwell (Ausnet) 66 kV"]
[null,null,null,"Diversity factors: Summer = 0.94; Winter = 1.",null,null,null,null,null,null,null,null,null,null,null,null,null,28,"VIC Morwell (Ausnet) 66 kV28","VIC Morwell (Ausnet) 66 kV"]
[null,null,null,"Power factors: Summer = 0.99, lagging; Winter = 0.99, lagging.",null,null,null,null,null,null,null,null,null,null,null,null,null,29,"VIC Morwell (Ausnet) 66 kV29","VIC Morwell (Ausnet) 66 kV"]
[null,null,null,null,null,null,null,null,null,null,null,null,null,null,null,null,null,30,"VIC Morwell (Ausnet) 66 kV30","VIC Morwell (Ausnet) 66 kV"]
[null,null,null,null,null,null,null,null,null,null,null,null,null,null,null,null,null,31,"VIC Morwell (Ausnet) 66 kV31","VIC Morwell (Ausnet) 66 kV"]
[null,null,"VIC Khancoban (Essential Energy) 11 kV",null,null,null,null,null,null,null,null,null,null,null,null,null,null,1,"VIC Khancoban (Essential Energy) 11 kV1",{"$f":"C1308","v":"VIC Khancoban (Essential Energy) 11 kV"}]
[null,null,null,null,null,null,null,null,null,null,null,null,null,null,null,null,null,2,"VIC Khancoban (Essential Energy) 11 kV2",{"$f":"T1308","v":"VIC Khancoban (Essential Energy) 11 kV"}]
[null,null,null,"MAIN SECTORS",null,null,null,null,null,null,null,null,null,null,null,null,null,3,"VIC Khancoban (Essential Energy) 11 kV3","VIC Khancoban (Essential Energy) 11 kV"]
[null,null,null,"Predominantly residential.",null,null,null,null,null,null,null,null,null,null,null,null,null,4,"VIC Khancoban (Essential Energy) 11 kV4","VIC Khancoban (Essential Energy) 11 kV"]
[null,null,null,null,null,null,null,null,null,null,null,null,null,null,null,null,null,5,"VIC Khancoban (Essential Energy) 11 kV5","VIC Khancoban (Essential Energy) 11 kV"]
[null,null,null,null,null,null,null,null,null,null,null,null,null,null,null,null,null,6,"VIC Khancoban (Essential Energy) 11 kV6","VIC Khancoban (Essential Energy) 11 kV"]
[null,null,null,null,null,null,null,null,null,null,null,null,null,null,null,null,null,7,"VIC Khancoban (Essential Energy) 11 kV7","VIC Khancoban (Essential Energy) 11 kV"]
[null,null,null,null,null,null,null,null,null,null,null,null,null,null,null,null,null,8,"VIC Khancoban (Essential Energy) 11 kV8","VIC Khancoban (Essential Energy) 11 kV"]
[null,null,null,"MEDIUM SCENARIO",null,null,null,null,null,null,null,null,null,null,null,null,null,9,"VIC Khancoban (Essential Energy) 11 kV9","VIC Khancoban (Essential Energy) 11 kV"]
[null,null,null,"Summer",null,null,null,null,null,null,null,null,null,null,null,null,null,10,"VIC Khancoban (Essential Energy) 11 kV10","VIC Khancoban (Essential Energy) 11 kV"]
[null,null,null,"Temperature corrected actuals have decreased over the historical period.",null,null,null,null,null,null,null,null,null,null,null,null,null,11,"VIC Khancoban (Essential Energy) 11 kV11","VIC Khancoban (Essential Energy) 11 kV"]
[null,null,null,"Forecast demand is decreasing over the outlook period.",null,null,null,null,null,null,null,null,null,null,null,null,null,12,"VIC Khancoban (Essential Energy) 11 kV12",{"$f":"T1318","v":"VIC Khancoban (Essential Energy) 11 kV"}]
[null,null,null,"The 10% POE offset for PV is zero.",null,null,null,null,null,null,null,null,null,null,null,null,null,13,"VIC Khancoban (Essential Energy) 11 kV13","VIC Khancoban (Essential Energy) 11 kV"]
[null,null,null,null,null,null,null,null,null,null,null,null,null,null,null,null,null,14,"VIC Khancoban (Essential Energy) 11 kV14","VIC Khancoban (Essential Energy) 11 kV"]
[null,null,null,null,null,null,null,null,null,null,null,null,null,null,null,null,null,15,"VIC Khancoban (Essential Energy) 11 kV15","VIC Khancoban (Essential Energy) 11 kV"]
[null,null,null,"Winter",null,null,null,null,null,null,null,null,null,null,null,null,null,16,"VIC Khancoban (Essential Energy) 11 kV16","VIC Khancoban (Essential Energy) 11 kV"]
[null,null,null,"Temperature corrected actuals have decreased over the historical period.",null,null,null,null,null,null,null,null,null,null,null,null,null,17,"VIC Khancoban (Essential Energy) 11 kV17","VIC Khancoban (Essential Energy) 11 kV"]
[null,null,null,"Forecast demand is decreasing over the outlook period.",null,null,null,null,null,null,null,null,null,null,null,null,null,18,"VIC Khancoban (Essential Energy) 11 kV18","VIC Khancoban (Essential Energy) 11 kV"]
[null,null,null,"The 10% POE offset for PV is zero.",null,null,null,null,null,null,null,null,null,null,null,null,null,19,"VIC Khancoban (Essential Energy) 11 kV19","VIC Khancoban (Essential Energy) 11 kV"]
[null,null,null,null,null,null,null,null,null,null,null,null,null,null,null,null,null,20,"VIC Khancoban (Essential Energy) 11 kV20","VIC Khancoban (Essential Energy) 11 kV"]
[null,null,null,null,null,null,null,null,null,null,null,null,null,null,null,null,null,21,"VIC Khancoban (Essential Energy) 11 kV21","VIC Khancoban (Essential Energy) 11 kV"]
[null,null,null,"Other",null,null,null,null,null,null,null,null,null,null,null,null,null,22,"VIC Khancoban (Essential Energy) 11 kV22","VIC Khancoban (Essential Energy) 11 kV"]
[null,null,null,"Supplies Khancoban.",null,null,null,null,null,null,null,null,null,null,null,null,null,23,"VIC Khancoban (Essential Energy) 11 kV23","VIC Khancoban (Essential Energy) 11 kV"]
[null,null,null,"Demand is is weather sensitive in summer only.",null,null,null,null,null,null,null,null,null,null,null,null,null,24,"VIC Khancoban (Essential Energy) 11 kV24","VIC Khancoban (Essential Energy) 11 kV"]
[null,null,null,"Diversity factors: Summer = 0.62; Winter = 0.6.",null,null,null,null,null,null,null,null,null,null,null,null,null,25,"VIC Khancoban (Essential Energy) 11 kV25","VIC Khancoban (Essential Energy) 11 kV"]
[null,null,null,"Power factors: Summer = 0.91, lagging; Winter = 0.91, lagging.",null,null,null,null,null,null,null,null,null,null,null,null,null,26,"VIC Khancoban (Essential Energy) 11 kV26","VIC Khancoban (Essential Energy) 11 kV"]
[null,null,null,null,null,null,null,null,null,null,null,null,null,null,null,null,null,27,"VIC Khancoban (Essential Energy) 11 kV27","VIC Khancoban (Essential Energy) 11 kV"]
[null,null,null,null,null,null,null,null,null,null,null,null,null,null,null,null,null,28,"VIC Khancoban (Essential Energy) 11 kV28","VIC Khancoban (Essential Energy) 11 kV"]
[null,null,null,null,null,null,null,null,null,null,null,null,null,null,null,null,null,29,"VIC Khancoban (Essential Energy) 11 kV29","VIC Khancoban (Essential Energy) 11 kV"]
[null,null,null,null,null,null,null,null,null,null,null,null,null,null,null,null,null,30,"VIC Khancoban (Essential Energy) 11 kV30","VIC Khancoban (Essential Energy) 11 kV"]
[null,null,null,null,null,null,null,null,null,null,null,null,null,null,null,null,null,31,"VIC Khancoban (Essential Energy) 11 kV31","VIC Khancoban (Essential Energy) 11 kV"]
[null,null,"VIC Red Cliffs (Powercor) 22 kV",null,null,null,null,null,null,null,null,null,null,null,null,null,null,1,"VIC Red Cliffs (Powercor) 22 kV1",{"$f":"C1339","v":"VIC Red Cliffs (Powercor) 22 kV"}]
[null,null,null,null,null,null,null,null,null,null,null,null,null,null,null,null,null,2,"VIC Red Cliffs (Powercor) 22 kV2",{"$f":"T1339","v":"VIC Red Cliffs (Powercor) 22 kV"}]
[null,null,null,"MAIN SECTORS",null,null,null,null,null,null,null,null,null,null,null,null,null,3,"VIC Red Cliffs (Powercor) 22 kV3","VIC Red Cliffs (Powercor) 22 kV"]
[null,null,null,"Mainly residential, with some commercial and industrial.",null,null,null,null,null,null,null,null,null,null,null,null,null,4,"VIC Red Cliffs (Powercor) 22 kV4","VIC Red Cliffs (Powercor) 22 kV"]
[null,null,null,null,null,null,null,null,null,null,null,null,null,null,null,null,null,5,"VIC Red Cliffs (Powercor) 22 kV5","VIC Red Cliffs (Powercor) 22 kV"]
[null,null,null,null,null,null,null,null,null,null,null,null,null,null,null,null,null,6,"VIC Red Cliffs (Powercor) 22 kV6","VIC Red Cliffs (Powercor) 22 kV"]
[null,null,null,null,null,null,null,null,null,null,null,null,null,null,null,null,null,7,"VIC Red Cliffs (Powercor) 22 kV7","VIC Red Cliffs (Powercor) 22 kV"]
[null,null,null,null,null,null,null,null,null,null,null,null,null,null,null,null,null,8,"VIC Red Cliffs (Powercor) 22 kV8","VIC Red Cliffs (Powercor) 22 kV"]
[null,null,null,"MEDIUM SCENARIO",null,null,null,null,null,null,null,null,null,null,null,null,null,9,"VIC Red Cliffs (Powercor) 22 kV9","VIC Red Cliffs (Powercor) 22 kV"]
[null,null,null,"Summer",null,null,null,null,null,null,null,null,null,null,null,null,null,10,"VIC Red Cliffs (Powercor) 22 kV10","VIC Red Cliffs (Powercor) 22 kV"]
[null,null,null,"Temperature corrected actuals have remained relatively flat over the historical period.",null,null,null,null,null,null,null,null,null,null,null,null,null,11,"VIC Red Cliffs (Powercor) 22 kV11","VIC Red Cliffs (Powercor) 22 kV"]
[null,null,null,"Forecast demand is increasing over the outlook period.",null,null,null,null,null,null,null,null,null,null,null,null,null,12,"VIC Red Cliffs (Powercor) 22 kV12","VIC Red Cliffs (Powercor) 22 kV"]
[null,null,null,"The 10% POE offset for PV ranges from 22.0% to 34.8% between 2017 and 2026.",null,null,null,null,null,null,null,null,null,null,null,null,null,{"$f":"MOD(ROW(Q1351)-6,31)+1","v":13},{"$f":"T1351&R1351","v":"VIC Red Cliffs (Powercor) 22 kV13"},"VIC Red Cliffs (Powercor) 22 kV"]
[null,null,null,null,null,null,null,null,null,null,null,null,null,null,null,null,null,14,"VIC Red Cliffs (Powercor) 22 kV14","VIC Red Cliffs (Powercor) 22 kV"]
[null,null,null,null,null,null,null,null,null,null,null,null,null,null,null,null,null,15,"VIC Red Cliffs (Powercor) 22 kV15","VIC Red Cliffs (Powercor) 22 kV"]
[null,null,null,"Winter",null,null,null,null,null,null,null,null,null,null,null,null,null,16,"VIC Red Cliffs (Powercor) 22 kV16","VIC Red Cliffs (Powercor) 22 kV"]
[null,null,null,"Temperature corrected actuals have remained relatively flat since 2010.",null,null,null,null,null,null,null,null,null,null,null,null,null,17,"VIC Red Cliffs (Powercor) 22 kV17","VIC Red Cliffs (Powercor) 22 kV"]
[null,null,null,"Forecast demand is increasing over the outlook period.",null,null,null,null,null,null,null,null,null,null,null,null,null,18,"VIC Red Cliffs (Powercor) 22 kV18","VIC Red Cliffs (Powercor) 22 kV"]
[null,null,null,"The 10% POE offset for PV ranges from 3.3% to 3.1% between 2016 and 2025.",null,null,null,null,null,null,null,null,null,null,null,null,null,19,"VIC Red Cliffs (Powercor) 22 kV19","VIC Red Cliffs (Powercor) 22 kV"]
[null,null,null,null,null,null,null,null,null,null,null,null,null,null,null,null,null,20,"VIC Red Cliffs (Powercor) 22 kV20","VIC Red Cliffs (Powercor) 22 kV"]
[null,null,null,null,null,null,null,null,null,null,null,null,null,null,null,null,null,21,"VIC Red Cliffs (Powercor) 22 kV21","VIC Red Cliffs (Powercor) 22 kV"]
[null,null,null,"Other",null,null,null,null,null,null,null,null,null,null,null,null,null,22,"VIC Red Cliffs (Powercor) 22 kV22","VIC Red Cliffs (Powercor) 22 kV"]
[null,null,null,"Supplies Red Cliffs.",null,null,null,null,null,null,null,null,null,null,null,null,null,23,"VIC Red Cliffs (Powercor) 22 kV23","VIC Red Cliffs (Powercor) 22 kV"]
[null,null,null,"The impact of the following embedded generator(s) has been removed in the forecasts; Mildura Solar Park.",null,null,null,null,null,null,null,null,null,null,null,null,null,24,"VIC Red Cliffs (Powercor) 22 kV24","VIC Red Cliffs (Powercor) 22 kV"]
[null,null,null,"Demand is is weather sensitive in summer only.",null,null,null,null,null,null,null,null,null,null,null,null,null,25,"VIC Red Cliffs (Powercor) 22 kV25","VIC Red Cliffs (Powercor) 22 kV"]
[null,null,null,"Diversity factors: Summer = 0.79; Winter = 0.81.",null,null,null,null,null,null,null,null,null,null,null,null,null,26,"VIC Red Cliffs (Powercor) 22 kV26","VIC Red Cliffs (Powercor) 22 kV"]
[null,null,null,"Power factors: Summer = 0.89, lagging; Winter = 0.98, lagging.",null,null,null,null,null,null,null,null,null,null,null,null,null,27,"VIC Red Cliffs (Powercor) 22 kV27","VIC Red Cliffs (Powercor) 22 kV"]
[null,null,null,null,null,null,null,null,null,null,null,null,null,null,null,null,null,28,"VIC Red Cliffs (Powercor) 22 kV28","VIC Red Cliffs (Powercor) 22 kV"]
[null,null,null,null,null,null,null,null,null,null,null,null,null,null,null,null,null,29,"VIC Red Cliffs (Powercor) 22 kV29","VIC Red Cliffs (Powercor) 22 kV"]
[null,null,null,null,null,null,null,null,null,null,null,null,null,null,null,null,null,30,"VIC Red Cliffs (Powercor) 22 kV30","VIC Red Cliffs (Powercor) 22 kV"]
[null,null,null,null,null,null,null,null,null,null,null,null,null,null,null,null,null,31,"VIC Red Cliffs (Powercor) 22 kV31","VIC Red Cliffs (Powercor) 22 kV"]
[null,null,"VIC Red Cliffs (Powercor) 66 kV",null,null,null,null,null,null,null,null,null,null,null,null,null,null,1,"VIC Red Cliffs (Powercor) 66 kV1",{"$f":"C1370","v":"VIC Red Cliffs (Powercor) 66 kV"}]
[null,null,null,null,null,null,null,null,null,null,null,null,null,null,null,null,null,2,"VIC Red Cliffs (Powercor) 66 kV2",{"$f":"T1370","v":"VIC Red Cliffs (Powercor) 66 kV"}]
[null,null,null,"MAIN SECTORS",null,null,null,null,null,null,null,null,null,null,null,null,null,3,"VIC Red Cliffs (Powercor) 66 kV3","VIC Red Cliffs (Powercor) 66 kV"]
[null,null,null,"Mainly of agricultural (citrus fruits, grapes).",null,null,null,null,null,null,null,null,null,null,null,null,null,4,"VIC Red Cliffs (Powercor) 66 kV4","VIC Red Cliffs (Powercor) 66 kV"]
[null,null,null,null,null,null,null,null,null,null,null,null,null,null,null,null,null,5,"VIC Red Cliffs (Powercor) 66 kV5","VIC Red Cliffs (Powercor) 66 kV"]
[null,null,null,null,null,null,null,null,null,null,null,null,null,null,null,null,null,6,"VIC Red Cliffs (Powercor) 66 kV6","VIC Red Cliffs (Powercor) 66 kV"]
[null,null,null,null,null,null,null,null,null,null,null,null,null,null,null,null,null,7,"VIC Red Cliffs (Powercor) 66 kV7","VIC Red Cliffs (Powercor) 66 kV"]
[null,null,null,null,null,null,null,null,null,null,null,null,null,null,null,null,null,8,"VIC Red Cliffs (Powercor) 66 kV8","VIC Red Cliffs (Powercor) 66 kV"]
[null,null,null,"MEDIUM SCENARIO",null,null,null,null,null,null,null,null,null,null,null,null,null,9,"VIC Red Cliffs (Powercor) 66 kV9","VIC Red Cliffs (Powercor) 66 kV"]
[null,null,null,"Summer",null,null,null,null,null,null,null,null,null,null,null,null,null,10,"VIC Red Cliffs (Powercor) 66 kV10","VIC Red Cliffs (Powercor) 66 kV"]
[null,null,null,"Temperature corrected actuals have remained relatively flat since 2011.",null,null,null,null,null,null,null,null,null,null,null,null,null,11,"VIC Red Cliffs (Powercor) 66 kV11","VIC Red Cliffs (Powercor) 66 kV"]
[null,null,null,"Forecast demand is relatively flat over the outlook period.",null,null,null,null,null,null,null,null,null,null,null,null,null,12,"VIC Red Cliffs (Powercor) 66 kV12","VIC Red Cliffs (Powercor) 66 kV"]
[null,null,null,"The 10% POE offset for PV ranges from 1.4% to 3.9% between 2017 and 2026.",null,null,null,null,null,null,null,null,null,null,null,null,null,13,"VIC Red Cliffs (Powercor) 66 kV13","VIC Red Cliffs (Powercor) 66 kV"]
[null,null,null,null,null,null,null,null,null,null,null,null,null,null,null,null,null,14,"VIC Red Cliffs (Powercor) 66 kV14",{"$f":"T1382","v":"VIC Red Cliffs (Powercor) 66 kV"}]
[null,null,null,null,null,null,null,null,null,null,null,null,null,null,null,null,null,15,"VIC Red Cliffs (Powercor) 66 kV15","VIC Red Cliffs (Powercor) 66 kV"]
[null,null,null,"Winter",null,null,null,null,null,null,null,null,null,null,null,null,null,16,"VIC Red Cliffs (Powercor) 66 kV16","VIC Red Cliffs (Powercor) 66 kV"]
[null,null,null,"Temperature corrected actuals have remained relatively flat over the historical period.",null,null,null,null,null,null,null,null,null,null,null,null,null,17,"VIC Red Cliffs (Powercor) 66 kV17","VIC Red Cliffs (Powercor) 66 kV"]
[null,null,null,"Forecast demand is relatively flat over the outlook period.",null,null,null,null,null,null,null,null,null,null,null,null,null,18,"VIC Red Cliffs (Powercor) 66 kV18","VIC Red Cliffs (Powercor) 66 kV"]
[null,null,null,"The 10% POE offset for PV is zero.",null,null,null,null,null,null,null,null,null,null,null,null,null,19,"VIC Red Cliffs (Powercor) 66 kV19","VIC Red Cliffs (Powercor) 66 kV"]
[null,null,null,null,null,null,null,null,null,null,null,null,null,null,null,null,null,20,"VIC Red Cliffs (Powercor) 66 kV20","VIC Red Cliffs (Powercor) 66 kV"]
[null,null,null,null,null,null,null,null,null,null,null,null,null,null,null,null,null,21,"VIC Red Cliffs (Powercor) 66 kV21","VIC Red Cliffs (Powercor) 66 kV"]
[null,null,null,"Other",null,null,null,null,null,null,null,null,null,null,null,null,null,22,"VIC Red Cliffs (Powercor) 66 kV22","VIC Red Cliffs (Powercor) 66 kV"]
[null,null,null,"Supplies Merbein, Mildura, Hattah, Ouyen, Robinvale.",null,null,null,null,null,null,null,null,null,null,null,null,null,23,"VIC Red Cliffs (Powercor) 66 kV23","VIC Red Cliffs (Powercor) 66 kV"]
[null,null,null,"Demand is is weather sensitive in summer and winter.",null,null,null,null,null,null,null,null,null,null,null,null,null,24,"VIC Red Cliffs (Powercor) 66 kV24","VIC Red Cliffs (Powercor) 66 kV"]
[null,null,null,"Diversity factors: Summer = 0.91; Winter = 0.91.",null,null,null,null,null,null,null,null,null,null,null,null,null,25,"VIC Red Cliffs (Powercor) 66 kV25","VIC Red Cliffs (Powercor) 66 kV"]
[null,null,null,"Power factors: Summer = 0.99, lagging; Winter = 1, lagging.",null,null,null,null,null,null,null,null,null,null,null,null,null,26,"VIC Red Cliffs (Powercor) 66 kV26","VIC Red Cliffs (Powercor) 66 kV"]
[null,null,null,null,null,null,null,null,null,null,null,null,null,null,null,null,null,27,"VIC Red Cliffs (Powercor) 66 kV27","VIC Red Cliffs (Powercor) 66 kV"]
[null,null,null,null,null,null,null,null,null,null,null,null,null,null,null,null,null,28,"VIC Red Cliffs (Powercor) 66 kV28","VIC Red Cliffs (Powercor) 66 kV"]
[null,null,null,null,null,null,null,null,null,null,null,null,null,null,null,null,null,29,"VIC Red Cliffs (Powercor) 66 kV29","VIC Red Cliffs (Powercor) 66 kV"]
[null,null,null,null,null,null,null,null,null,null,null,null,null,null,null,null,null,30,"VIC Red Cliffs (Powercor) 66 kV30","VIC Red Cliffs (Powercor) 66 kV"]
[null,null,null,null,null,null,null,null,null,null,null,null,null,null,null,null,null,31,"VIC Red Cliffs (Powercor) 66 kV31","VIC Red Cliffs (Powercor) 66 kV"]
[null,null,"VIC Richmond 12 (CitiPower) 66 kV",null,null,null,null,null,null,null,null,null,null,null,null,null,null,1,"VIC Richmond 12 (CitiPower) 66 kV1",{"$f":"C1401","v":"VIC Richmond 12 (CitiPower) 66 kV"}]
[null,null,null,null,null,null,null,null,null,null,null,null,null,null,null,null,null,2,"VIC Richmond 12 (CitiPower) 66 kV2",{"$f":"T1401","v":"VIC Richmond 12 (CitiPower) 66 kV"}]
[null,null,null,"MAIN SECTORS",null,null,null,null,null,null,null,null,null,null,null,null,null,3,"VIC Richmond 12 (CitiPower) 66 kV3","VIC Richmond 12 (CitiPower) 66 kV"]
[null,null,null,"Primarily residential and commercial.",null,null,null,null,null,null,null,null,null,null,null,null,null,4,"VIC Richmond 12 (CitiPower) 66 kV4","VIC Richmond 12 (CitiPower) 66 kV"]
[null,null,null,null,null,null,null,null,null,null,null,null,null,null,null,null,null,5,"VIC Richmond 12 (CitiPower) 66 kV5","VIC Richmond 12 (CitiPower) 66 kV"]
[null,null,null,null,null,null,null,null,null,null,null,null,null,null,null,null,null,6,"VIC Richmond 12 (CitiPower) 66 kV6","VIC Richmond 12 (CitiPower) 66 kV"]
[null,null,null,null,null,null,null,null,null,null,null,null,null,null,null,null,null,7,"VIC Richmond 12 (CitiPower) 66 kV7","VIC Richmond 12 (CitiPower) 66 kV"]
[null,null,null,null,null,null,null,null,null,null,null,null,null,null,null,null,null,8,"VIC Richmond 12 (CitiPower) 66 kV8","VIC Richmond 12 (CitiPower) 66 kV"]
[null,null,null,"MEDIUM SCENARIO",null,null,null,null,null,null,null,null,null,null,null,null,null,9,"VIC Richmond 12 (CitiPower) 66 kV9","VIC Richmond 12 (CitiPower) 66 kV"]
[null,null,null,"Summer",null,null,null,null,null,null,null,null,null,null,null,null,null,10,"VIC Richmond 12 (CitiPower) 66 kV10","VIC Richmond 12 (CitiPower) 66 kV"]
[null,null,null,"Temperature corrected actuals have remained relatively flat over the historical period.",null,null,null,null,null,null,null,null,null,null,null,null,null,11,"VIC Richmond 12 (CitiPower) 66 kV11","VIC Richmond 12 (CitiPower) 66 kV"]
[null,null,null,"Forecast demand is decreasing over the outlook period.",null,null,null,null,null,null,null,null,null,null,null,null,null,12,"VIC Richmond 12 (CitiPower) 66 kV12","VIC Richmond 12 (CitiPower) 66 kV"]
[null,null,null,"The 10% POE offset for PV ranges from 1.0% to 3.1% between 2017 and 2026.",null,null,null,null,null,null,null,null,null,null,null,null,null,13,"VIC Richmond 12 (CitiPower) 66 kV13","VIC Richmond 12 (CitiPower) 66 kV"]
[null,null,null,null,null,null,null,null,null,null,null,null,null,null,null,null,null,14,"VIC Richmond 12 (CitiPower) 66 kV14","VIC Richmond 12 (CitiPower) 66 kV"]
[null,null,null,null,null,null,null,null,null,null,null,null,null,null,null,null,null,{"$f":"MOD(ROW(Q1415)-6,31)+1","v":15},{"$f":"T1415&R1415","v":"VIC Richmond 12 (CitiPower) 66 kV15"},"VIC Richmond 12 (CitiPower) 66 kV"]
[null,null,null,"Winter",null,null,null,null,null,null,null,null,null,null,null,null,null,16,"VIC Richmond 12 (CitiPower) 66 kV16","VIC Richmond 12 (CitiPower) 66 kV"]
[null,null,null,"Temperature corrected actuals have increased over the historical period.",null,null,null,null,null,null,null,null,null,null,null,null,null,17,"VIC Richmond 12 (CitiPower) 66 kV17","VIC Richmond 12 (CitiPower) 66 kV"]
[null,null,null,"Forecast demand is increasing over the outlook period.",null,null,null,null,null,null,null,null,null,null,null,null,null,18,"VIC Richmond 12 (CitiPower) 66 kV18","VIC Richmond 12 (CitiPower) 66 kV"]
[null,null,null,"The 10% POE offset for PV is zero.",null,null,null,null,null,null,null,null,null,null,null,null,null,19,"VIC Richmond 12 (CitiPower) 66 kV19","VIC Richmond 12 (CitiPower) 66 kV"]
[null,null,null,null,null,null,null,null,null,null,null,null,null,null,null,null,null,20,"VIC Richmond 12 (CitiPower) 66 kV20","VIC Richmond 12 (CitiPower) 66 kV"]
[null,null,null,null,null,null,null,null,null,null,null,null,null,null,null,null,null,21,"VIC Richmond 12 (CitiPower) 66 kV21","VIC Richmond 12 (CitiPower) 66 kV"]
[null,null,null,"Other",null,null,null,null,null,null,null,null,null,null,null,null,null,22,"VIC Richmond 12 (CitiPower) 66 kV22","VIC Richmond 12 (CitiPower) 66 kV"]
[null,null,null,"Supplies Armadale, Balaclava, Toorak, Camberwell, Collingwood.",null,null,null,null,null,null,null,null,null,null,null,null,null,23,"VIC Richmond 12 (CitiPower) 66 kV23","VIC Richmond 12 (CitiPower) 66 kV"]
[null,null,null,"Demand is is weather sensitive in summer and winter.",null,null,null,null,null,null,null,null,null,null,null,null,null,24,"VIC Richmond 12 (CitiPower) 66 kV24","VIC Richmond 12 (CitiPower) 66 kV"]
[null,null,null,"Diversity factors: Summer = 1; Winter = 1.",null,null,null,null,null,null,null,null,null,null,null,null,null,25,"VIC Richmond 12 (CitiPower) 66 kV25","VIC Richmond 12 (CitiPower) 66 kV"]
[null,null,null,"Power factors: Summer = 0.98, lagging; Winter = 1, lagging.",null,null,null,null,null,null,null,null,null,null,null,null,null,26,"VIC Richmond 12 (CitiPower) 66 kV26","VIC Richmond 12 (CitiPower) 66 kV"]
[null,null,null,null,null,null,null,null,null,null,null,null,null,null,null,null,null,27,"VIC Richmond 12 (CitiPower) 66 kV27","VIC Richmond 12 (CitiPower) 66 kV"]
[null,null,null,null,null,null,null,null,null,null,null,null,null,null,null,null,null,28,"VIC Richmond 12 (CitiPower) 66 kV28","VIC Richmond 12 (CitiPower) 66 kV"]
[null,null,null,null,null,null,null,null,null,null,null,null,null,null,null,null,null,29,"VIC Richmond 12 (CitiPower) 66 kV29","VIC Richmond 12 (CitiPower) 66 kV"]
[null,null,null,null,null,null,null,null,null,null,null,null,null,null,null,null,null,30,"VIC Richmond 12 (CitiPower) 66 kV30","VIC Richmond 12 (CitiPower) 66 kV"]
[null,null,null,null,null,null,null,null,null,null,null,null,null,null,null,null,null,31,"VIC Richmond 12 (CitiPower) 66 kV31","VIC Richmond 12 (CitiPower) 66 kV"]
[null,null,"VIC Richmond 12 (United Energy) 66 kV",null,null,null,null,null,null,null,null,null,null,null,null,null,null,1,"VIC Richmond 12 (United Energy) 66 kV1",{"$f":"C1432","v":"VIC Richmond 12 (United Energy) 66 kV"}]
[null,null,null,null,null,null,null,null,null,null,null,null,null,null,null,null,null,2,"VIC Richmond 12 (United Energy) 66 kV2",{"$f":"T1432","v":"VIC Richmond 12 (United Energy) 66 kV"}]
[null,null,null,"MAIN SECTORS",null,null,null,null,null,null,null,null,null,null,null,null,null,3,"VIC Richmond 12 (United Energy) 66 kV3","VIC Richmond 12 (United Energy) 66 kV"]
[null,null,null,"Primarily residential and commercial.",null,null,null,null,null,null,null,null,null,null,null,null,null,4,"VIC Richmond 12 (United Energy) 66 kV4","VIC Richmond 12 (United Energy) 66 kV"]
[null,null,null,null,null,null,null,null,null,null,null,null,null,null,null,null,null,5,"VIC Richmond 12 (United Energy) 66 kV5","VIC Richmond 12 (United Energy) 66 kV"]
[null,null,null,null,null,null,null,null,null,null,null,null,null,null,null,null,null,6,"VIC Richmond 12 (United Energy) 66 kV6","VIC Richmond 12 (United Energy) 66 kV"]
[null,null,null,null,null,null,null,null,null,null,null,null,null,null,null,null,null,7,"VIC Richmond 12 (United Energy) 66 kV7","VIC Richmond 12 (United Energy) 66 kV"]
[null,null,null,null,null,null,null,null,null,null,null,null,null,null,null,null,null,8,"VIC Richmond 12 (United Energy) 66 kV8","VIC Richmond 12 (United Energy) 66 kV"]
[null,null,null,"MEDIUM SCENARIO",null,null,null,null,null,null,null,null,null,null,null,null,null,9,"VIC Richmond 12 (United Energy) 66 kV9","VIC Richmond 12 (United Energy) 66 kV"]
[null,null,null,"Summer",null,null,null,null,null,null,null,null,null,null,null,null,null,10,"VIC Richmond 12 (United Energy) 66 kV10","VIC Richmond 12 (United Energy) 66 kV"]
[null,null,null,"Temperature corrected actuals have remained relatively flat over the historical period.",null,null,null,null,null,null,null,null,null,null,null,null,null,11,"VIC Richmond 12 (United Energy) 66 kV11","VIC Richmond 12 (United Energy) 66 kV"]
[null,null,null,"Forecast demand is relatively flat over the outlook period.",null,null,null,null,null,null,null,null,null,null,null,null,null,12,"VIC Richmond 12 (United Energy) 66 kV12","VIC Richmond 12 (United Energy) 66 kV"]
[null,null,null,"The 10% POE offset for PV ranges from 1.3% to 3.6% between 2017 and 2026.",null,null,null,null,null,null,null,null,null,null,null,null,null,13,"VIC Richmond 12 (United Energy) 66 kV13","VIC Richmond 12 (United Energy) 66 kV"]
[null,null,null,null,null,null,null,null,null,null,null,null,null,null,null,null,null,14,"VIC Richmond 12 (United Energy) 66 kV14","VIC Richmond 12 (United Energy) 66 kV"]
[null,null,null,null,null,null,null,null,null,null,null,null,null,null,null,null,null,15,"VIC Richmond 12 (United Energy) 66 kV15","VIC Richmond 12 (United Energy) 66 kV"]
[null,null,null,"Winter",null,null,null,null,null,null,null,null,null,null,null,null,null,16,"VIC Richmond 12 (United Energy) 66 kV16",{"$f":"T1446","v":"VIC Richmond 12 (United Energy) 66 kV"}]
[null,null,null,"Temperature corrected actuals have fluctuated over the historical period.",null,null,null,null,null,null,null,null,null,null,null,null,null,17,"VIC Richmond 12 (United Energy) 66 kV17","VIC Richmond 12 (United Energy) 66 kV"]
[null,null,null,"Forecast demand is relatively flat over the outlook period.",null,null,null,null,null,null,null,null,null,null,null,null,null,18,"VIC Richmond 12 (United Energy) 66 kV18","VIC Richmond 12 (United Energy) 66 kV"]
[null,null,null,"The 10% POE offset for PV is zero.",null,null,null,null,null,null,null,null,null,null,null,null,null,19,"VIC Richmond 12 (United Energy) 66 kV19","VIC Richmond 12 (United Energy) 66 kV"]
[null,null,null,null,null,null,null,null,null,null,null,null,null,null,null,null,null,20,"VIC Richmond 12 (United Energy) 66 kV20","VIC Richmond 12 (United Energy) 66 kV"]
[null,null,null,null,null,null,null,null,null,null,null,null,null,null,null,null,null,21,"VIC Richmond 12 (United Energy) 66 kV21","VIC Richmond 12 (United Energy) 66 kV"]
[null,null,null,"Other",null,null,null,null,null,null,null,null,null,null,null,null,null,22,"VIC Richmond 12 (United Energy) 66 kV22","VIC Richmond 12 (United Energy) 66 kV"]
[null,null,null,"Supplies Gardiner.",null,null,null,null,null,null,null,null,null,null,null,null,null,23,"VIC Richmond 12 (United Energy) 66 kV23","VIC Richmond 12 (United Energy) 66 kV"]
[null,null,null,"Demand is is weather sensitive in summer and winter.",null,null,null,null,null,null,null,null,null,null,null,null,null,24,"VIC Richmond 12 (United Energy) 66 kV24","VIC Richmond 12 (United Energy) 66 kV"]
[null,null,null,"Diversity factors: Summer = 1; Winter = 1.",null,null,null,null,null,null,null,null,null,null,null,null,null,25,"VIC Richmond 12 (United Energy) 66 kV25","VIC Richmond 12 (United Energy) 66 kV"]
[null,null,null,"Power factors: Summer = 0.98, lagging; Winter = 1, lagging.",null,null,null,null,null,null,null,null,null,null,null,null,null,26,"VIC Richmond 12 (United Energy) 66 kV26","VIC Richmond 12 (United Energy) 66 kV"]
[null,null,null,null,null,null,null,null,null,null,null,null,null,null,null,null,null,27,"VIC Richmond 12 (United Energy) 66 kV27","VIC Richmond 12 (United Energy) 66 kV"]
[null,null,null,null,null,null,null,null,null,null,null,null,null,null,null,null,null,28,"VIC Richmond 12 (United Energy) 66 kV28","VIC Richmond 12 (United Energy) 66 kV"]
[null,null,null,null,null,null,null,null,null,null,null,null,null,null,null,null,null,29,"VIC Richmond 12 (United Energy) 66 kV29","VIC Richmond 12 (United Energy) 66 kV"]
[null,null,null,null,null,null,null,null,null,null,null,null,null,null,null,null,null,30,"VIC Richmond 12 (United Energy) 66 kV30","VIC Richmond 12 (United Energy) 66 kV"]
[null,null,null,null,null,null,null,null,null,null,null,null,null,null,null,null,null,31,"VIC Richmond 12 (United Energy) 66 kV31","VIC Richmond 12 (United Energy) 66 kV"]
[null,null,"VIC Richmond (CitiPower) 22kV",null,null,null,null,null,null,null,null,null,null,null,null,null,null,1,"VIC Richmond (CitiPower) 22kV1",{"$f":"C1463","v":"VIC Richmond (CitiPower) 22kV"}]
[null,null,null,null,null,null,null,null,null,null,null,null,null,null,null,null,null,2,"VIC Richmond (CitiPower) 22kV2",{"$f":"T1463","v":"VIC Richmond (CitiPower) 22kV"}]
[null,null,null,"MAIN SECTORS",null,null,null,null,null,null,null,null,null,null,null,null,null,3,"VIC Richmond (CitiPower) 22kV3","VIC Richmond (CitiPower) 22kV"]
[null,null,null,"Primarily residential and commercial.",null,null,null,null,null,null,null,null,null,null,null,null,null,4,"VIC Richmond (CitiPower) 22kV4","VIC Richmond (CitiPower) 22kV"]
[null,null,null,null,null,null,null,null,null,null,null,null,null,null,null,null,null,5,"VIC Richmond (CitiPower) 22kV5","VIC Richmond (CitiPower) 22kV"]
[null,null,null,null,null,null,null,null,null,null,null,null,null,null,null,null,null,6,"VIC Richmond (CitiPower) 22kV6","VIC Richmond (CitiPower) 22kV"]
[null,null,null,null,null,null,null,null,null,null,null,null,null,null,null,null,null,7,"VIC Richmond (CitiPower) 22kV7","VIC Richmond (CitiPower) 22kV"]
[null,null,null,null,null,null,null,null,null,null,null,null,null,null,null,null,null,8,"VIC Richmond (CitiPower) 22kV8","VIC Richmond (CitiPower) 22kV"]
[null,null,null,"MEDIUM SCENARIO",null,null,null,null,null,null,null,null,null,null,null,null,null,9,"VIC Richmond (CitiPower) 22kV9","VIC Richmond (CitiPower) 22kV"]
[null,null,null,"Summer",null,null,null,null,null,null,null,null,null,null,null,null,null,10,"VIC Richmond (CitiPower) 22kV10","VIC Richmond (CitiPower) 22kV"]
[null,null,null,"Temperature corrected actuals have remained relatively flat over the historical period.",null,null,null,null,null,null,null,null,null,null,null,null,null,11,"VIC Richmond (CitiPower) 22kV11","VIC Richmond (CitiPower) 22kV"]
[null,null,null,"Forecast demand is decreasing over the outlook period.",null,null,null,null,null,null,null,null,null,null,null,null,null,12,"VIC Richmond (CitiPower) 22kV12","VIC Richmond (CitiPower) 22kV"]
[null,null,null,"The 10% POE offset for PV ranges from 0.6% to 2.1% between 2017 and 2026.",null,null,null,null,null,null,null,null,null,null,null,null,null,13,"VIC Richmond (CitiPower) 22kV13","VIC Richmond (CitiPower) 22kV"]
[null,null,null,null,null,null,null,null,null,null,null,null,null,null,null,null,null,14,"VIC Richmond (CitiPower) 22kV14","VIC Richmond (CitiPower) 22kV"]
[null,null,null,null,null,null,null,null,null,null,null,null,null,null,null,null,null,15,"VIC Richmond (CitiPower) 22kV15","VIC Richmond (CitiPower) 22kV"]
[null,null,null,"Winter",null,null,null,null,null,null,null,null,null,null,null,null,null,16,"VIC Richmond (CitiPower) 22kV16","VIC Richmond (CitiPower) 22kV"]
[null,null,null,"Temperature corrected actuals have remained relatively flat over the historical period.",null,null,null,null,null,null,null,null,null,null,null,null,null,{"$f":"MOD(ROW(Q1479)-6,31)+1","v":17},{"$f":"T1479&R1479","v":"VIC Richmond (CitiPower) 22kV17"},"VIC Richmond (CitiPower) 22kV"]
[null,null,null,"Forecast demand is decreasing over the outlook period.",null,null,null,null,null,null,null,null,null,null,null,null,null,18,"VIC Richmond (CitiPower) 22kV18","VIC Richmond (CitiPower) 22kV"]
[null,null,null,"The 10% POE offset for PV is zero.",null,null,null,null,null,null,null,null,null,null,null,null,null,19,"VIC Richmond (CitiPower) 22kV19","VIC Richmond (CitiPower) 22kV"]
[null,null,null,null,null,null,null,null,null,null,null,null,null,null,null,null,null,20,"VIC Richmond (CitiPower) 22kV20","VIC Richmond (CitiPower) 22kV"]
[null,null,null,null,null,null,null,null,null,null,null,null,null,null,null,null,null,21,"VIC Richmond (CitiPower) 22kV21","VIC Richmond (CitiPower) 22kV"]
[null,null,null,"Other",null,null,null,null,null,null,null,null,null,null,null,null,null,22,"VIC Richmond (CitiPower) 22kV22","VIC Richmond (CitiPower) 22kV"]
[null,null,null,"Supplies Richmond, South Melbourne, Melbourne CBD, Prahran.",null,null,null,null,null,null,null,null,null,null,null,null,null,23,"VIC Richmond (CitiPower) 22kV23","VIC Richmond (CitiPower) 22kV"]
[null,null,null,"Infrastructure development projects increase demand between 2018 and 2023.",null,null,null,null,null,null,null,null,null,null,null,null,null,24,"VIC Richmond (CitiPower) 22kV24","VIC Richmond (CitiPower) 22kV"]
[null,null,null,"A load transfer to Citipower's 3-4 66kV bus also occurs.",null,null,null,null,null,null,null,null,null,null,null,null,null,25,"VIC Richmond (CitiPower) 22kV25","VIC Richmond (CitiPower) 22kV"]
[null,null,null,"Demand is is weather sensitive in summer and winter.",null,null,null,null,null,null,null,null,null,null,null,null,null,26,"VIC Richmond (CitiPower) 22kV26","VIC Richmond (CitiPower) 22kV"]
[null,null,null,"Diversity factors: Summer = 1; Winter = 1.",null,null,null,null,null,null,null,null,null,null,null,null,null,27,"VIC Richmond (CitiPower) 22kV27","VIC Richmond (CitiPower) 22kV"]
[null,null,null,"Power factors: Summer = 0.95, lagging; Winter = 0.98, lagging.",null,null,null,null,null,null,null,null,null,null,null,null,null,28,"VIC Richmond (CitiPower) 22kV28","VIC Richmond (CitiPower) 22kV"]
[null,null,null,null,null,null,null,null,null,null,null,null,null,null,null,null,null,29,"VIC Richmond (CitiPower) 22kV29","VIC Richmond (CitiPower) 22kV"]
[null,null,null,null,null,null,null,null,null,null,null,null,null,null,null,null,null,30,"VIC Richmond (CitiPower) 22kV30","VIC Richmond (CitiPower) 22kV"]
[null,null,null,null,null,null,null,null,null,null,null,null,null,null,null,null,null,31,"VIC Richmond (CitiPower) 22kV31","VIC Richmond (CitiPower) 22kV"]
[null,null,"VIC Richmond 34 (CitiPower) 66 kV",null,null,null,null,null,null,null,null,null,null,null,null,null,null,1,"VIC Richmond 34 (CitiPower) 66 kV1",{"$f":"C1494","v":"VIC Richmond 34 (CitiPower) 66 kV"}]
[null,null,null,null,null,null,null,null,null,null,null,null,null,null,null,null,null,2,"VIC Richmond 34 (CitiPower) 66 kV2",{"$f":"T1494","v":"VIC Richmond 34 (CitiPower) 66 kV"}]
[null,null,null,"MAIN SECTORS",null,null,null,null,null,null,null,null,null,null,null,null,null,3,"VIC Richmond 34 (CitiPower) 66 kV3","VIC Richmond 34 (CitiPower) 66 kV"]
[null,null,null,"Primarily residential and commercial.",null,null,null,null,null,null,null,null,null,null,null,null,null,4,"VIC Richmond 34 (CitiPower) 66 kV4","VIC Richmond 34 (CitiPower) 66 kV"]
[null,null,null,null,null,null,null,null,null,null,null,null,null,null,null,null,null,5,"VIC Richmond 34 (CitiPower) 66 kV5","VIC Richmond 34 (CitiPower) 66 kV"]
[null,null,null,null,null,null,null,null,null,null,null,null,null,null,null,null,null,6,"VIC Richmond 34 (CitiPower) 66 kV6","VIC Richmond 34 (CitiPower) 66 kV"]
[null,null,null,null,null,null,null,null,null,null,null,null,null,null,null,null,null,7,"VIC Richmond 34 (CitiPower) 66 kV7","VIC Richmond 34 (CitiPower) 66 kV"]
[null,null,null,null,null,null,null,null,null,null,null,null,null,null,null,null,null,8,"VIC Richmond 34 (CitiPower) 66 kV8","VIC Richmond 34 (CitiPower) 66 kV"]
[null,null,null,"MEDIUM SCENARIO",null,null,null,null,null,null,null,null,null,null,null,null,null,9,"VIC Richmond 34 (CitiPower) 66 kV9","VIC Richmond 34 (CitiPower) 66 kV"]
[null,null,null,"Summer",null,null,null,null,null,null,null,null,null,null,null,null,null,10,"VIC Richmond 34 (CitiPower) 66 kV10","VIC Richmond 34 (CitiPower) 66 kV"]
[null,null,null,"Temperature corrected actuals have remained relatively flat over the historical period.",null,null,null,null,null,null,null,null,null,null,null,null,null,11,"VIC Richmond 34 (CitiPower) 66 kV11","VIC Richmond 34 (CitiPower) 66 kV"]
[null,null,null,"Forecast demand is decreasing over the outlook period.",null,null,null,null,null,null,null,null,null,null,null,null,null,12,"VIC Richmond 34 (CitiPower) 66 kV12","VIC Richmond 34 (CitiPower) 66 kV"]
[null,null,null,"The 10% POE offset for PV ranges from 0.2% to 0.5% between 2017 and 2026.",null,null,null,null,null,null,null,null,null,null,null,null,null,13,"VIC Richmond 34 (CitiPower) 66 kV13","VIC Richmond 34 (CitiPower) 66 kV"]
[null,null,null,null,null,null,null,null,null,null,null,null,null,null,null,null,null,14,"VIC Richmond 34 (CitiPower) 66 kV14","VIC Richmond 34 (CitiPower) 66 kV"]
[null,null,null,null,null,null,null,null,null,null,null,null,null,null,null,null,null,15,"VIC Richmond 34 (CitiPower) 66 kV15","VIC Richmond 34 (CitiPower) 66 kV"]
[null,null,null,"Winter",null,null,null,null,null,null,null,null,null,null,null,null,null,16,"VIC Richmond 34 (CitiPower) 66 kV16","VIC Richmond 34 (CitiPower) 66 kV"]
[null,null,null,"Temperature corrected actuals have remained relatively flat over the historical period.",null,null,null,null,null,null,null,null,null,null,null,null,null,17,"VIC Richmond 34 (CitiPower) 66 kV17","VIC Richmond 34 (CitiPower) 66 kV"]
[null,null,null,"Forecast demand is decreasing over the outlook period.",null,null,null,null,null,null,null,null,null,null,null,null,null,18,"VIC Richmond 34 (CitiPower) 66 kV18",{"$f":"T1510","v":"VIC Richmond 34 (CitiPower) 66 kV"}]
[null,null,null,"The 10% POE offset for PV ranges from 0.1% to 0.3% between 2016 and 2025.",null,null,null,null,null,null,null,null,null,null,null,null,null,19,"VIC Richmond 34 (CitiPower) 66 kV19","VIC Richmond 34 (CitiPower) 66 kV"]
[null,null,null,null,null,null,null,null,null,null,null,null,null,null,null,null,null,20,"VIC Richmond 34 (CitiPower) 66 kV20","VIC Richmond 34 (CitiPower) 66 kV"]
[null,null,null,null,null,null,null,null,null,null,null,null,null,null,null,null,null,21,"VIC Richmond 34 (CitiPower) 66 kV21","VIC Richmond 34 (CitiPower) 66 kV"]
[null,null,null,"Other",null,null,null,null,null,null,null,null,null,null,null,null,null,22,"VIC Richmond 34 (CitiPower) 66 kV22","VIC Richmond 34 (CitiPower) 66 kV"]
[null,null,null,"Supplies St Kilda, Melbourne CBD.",null,null,null,null,null,null,null,null,null,null,null,null,null,23,"VIC Richmond 34 (CitiPower) 66 kV23","VIC Richmond 34 (CitiPower) 66 kV"]
[null,null,null,"A load transfer from the 22kV bus occurs, to manage demand.",null,null,null,null,null,null,null,null,null,null,null,null,null,24,"VIC Richmond 34 (CitiPower) 66 kV24","VIC Richmond 34 (CitiPower) 66 kV"]
[null,null,null,"Demand is is weather sensitive in summer and winter.",null,null,null,null,null,null,null,null,null,null,null,null,null,25,"VIC Richmond 34 (CitiPower) 66 kV25","VIC Richmond 34 (CitiPower) 66 kV"]
[null,null,null,"Diversity factors: Summer = 1; Winter = 1.",null,null,null,null,null,null,null,null,null,null,null,null,null,26,"VIC Richmond 34 (CitiPower) 66 kV26","VIC Richmond 34 (CitiPower) 66 kV"]
[null,null,null,"Power factors: Summer = 0.98, lagging; Winter = 1, lagging.",null,null,null,null,null,null,null,null,null,null,null,null,null,27,"VIC Richmond 34 (CitiPower) 66 kV27","VIC Richmond 34 (CitiPower) 66 kV"]
[null,null,null,null,null,null,null,null,null,null,null,null,null,null,null,null,null,28,"VIC Richmond 34 (CitiPower) 66 kV28","VIC Richmond 34 (CitiPower) 66 kV"]
[null,null,null,null,null,null,null,null,null,null,null,null,null,null,null,null,null,29,"VIC Richmond 34 (CitiPower) 66 kV29","VIC Richmond 34 (CitiPower) 66 kV"]
[null,null,null,null,null,null,null,null,null,null,null,null,null,null,null,null,null,30,"VIC Richmond 34 (CitiPower) 66 kV30","VIC Richmond 34 (CitiPower) 66 kV"]
[null,null,null,null,null,null,null,null,null,null,null,null,null,null,null,null,null,31,"VIC Richmond 34 (CitiPower) 66 kV31","VIC Richmond 34 (CitiPower) 66 kV"]
[null,null,"VIC Richmond 34 (United Energy) 66 kV",null,null,null,null,null,null,null,null,null,null,null,null,null,null,1,"VIC Richmond 34 (United Energy) 66 kV1",{"$f":"C1525","v":"VIC Richmond 34 (United Energy) 66 kV"}]
[null,null,null,null,null,null,null,null,null,null,null,null,null,null,null,null,null,2,"VIC Richmond 34 (United Energy) 66 kV2",{"$f":"T1525","v":"VIC Richmond 34 (United Energy) 66 kV"}]
[null,null,null,"MAIN SECTORS",null,null,null,null,null,null,null,null,null,null,null,null,null,3,"VIC Richmond 34 (United Energy) 66 kV3","VIC Richmond 34 (United Energy) 66 kV"]
[null,null,null,"Primarily residential and commercial.",null,null,null,null,null,null,null,null,null,null,null,null,null,4,"VIC Richmond 34 (United Energy) 66 kV4","VIC Richmond 34 (United Energy) 66 kV"]
[null,null,null,null,null,null,null,null,null,null,null,null,null,null,null,null,null,5,"VIC Richmond 34 (United Energy) 66 kV5","VIC Richmond 34 (United Energy) 66 kV"]
[null,null,null,null,null,null,null,null,null,null,null,null,null,null,null,null,null,6,"VIC Richmond 34 (United Energy) 66 kV6","VIC Richmond 34 (United Energy) 66 kV"]
[null,null,null,null,null,null,null,null,null,null,null,null,null,null,null,null,null,7,"VIC Richmond 34 (United Energy) 66 kV7","VIC Richmond 34 (United Energy) 66 kV"]
[null,null,null,null,null,null,null,null,null,null,null,null,null,null,null,null,null,8,"VIC Richmond 34 (United Energy) 66 kV8","VIC Richmond 34 (United Energy) 66 kV"]
[null,null,null,"MEDIUM SCENARIO",null,null,null,null,null,null,null,null,null,null,null,null,null,9,"VIC Richmond 34 (United Energy) 66 kV9","VIC Richmond 34 (United Energy) 66 kV"]
[null,null,null,"Summer",null,null,null,null,null,null,null,null,null,null,null,null,null,10,"VIC Richmond 34 (United Energy) 66 kV10","VIC Richmond 34 (United Energy) 66 kV"]
[null,null,null,"Temperature corrected actuals have decreased since 2012.",null,null,null,null,null,null,null,null,null,null,null,null,null,11,"VIC Richmond 34 (United Energy) 66 kV11","VIC Richmond 34 (United Energy) 66 kV"]
[null,null,null,"Forecast demand is relatively flat over the outlook period.",null,null,null,null,null,null,null,null,null,null,null,null,null,12,"VIC Richmond 34 (United Energy) 66 kV12","VIC Richmond 34 (United Energy) 66 kV"]
[null,null,null,"The 10% POE offset for PV ranges from 1.1% to 1.9% between 2017 and 2026.",null,null,null,null,null,null,null,null,null,null,null,null,null,13,"VIC Richmond 34 (United Energy) 66 kV13","VIC Richmond 34 (United Energy) 66 kV"]
[null,null,null,null,null,null,null,null,null,null,null,null,null,null,null,null,null,14,"VIC Richmond 34 (United Energy) 66 kV14","VIC Richmond 34 (United Energy) 66 kV"]
[null,null,null,null,null,null,null,null,null,null,null,null,null,null,null,null,null,15,"VIC Richmond 34 (United Energy) 66 kV15","VIC Richmond 34 (United Energy) 66 kV"]
[null,null,null,"Winter",null,null,null,null,null,null,null,null,null,null,null,null,null,16,"VIC Richmond 34 (United Energy) 66 kV16","VIC Richmond 34 (United Energy) 66 kV"]
[null,null,null,"Temperature corrected actuals have remained relatively flat over the historical period.",null,null,null,null,null,null,null,null,null,null,null,null,null,17,"VIC Richmond 34 (United Energy) 66 kV17","VIC Richmond 34 (United Energy) 66 kV"]
[null,null,null,"Forecast demand is relatively flat over the outlook period.",null,null,null,null,null,null,null,null,null,null,null,null,null,18,"VIC Richmond 34 (United Energy) 66 kV18","VIC Richmond 34 (United Energy) 66 kV"]
[null,null,null,"The 10% POE offset for PV is zero.",null,null,null,null,null,null,null,null,null,null,null,null,null,{"$f":"MOD(ROW(Q1543)-6,31)+1","v":19},{"$f":"T1543&R1543","v":"VIC Richmond 34 (United Energy) 66 kV19"},"VIC Richmond 34 (United Energy) 66 kV"]
[null,null,null,null,null,null,null,null,null,null,null,null,null,null,null,null,null,20,"VIC Richmond 34 (United Energy) 66 kV20","VIC Richmond 34 (United Energy) 66 kV"]
[null,null,null,null,null,null,null,null,null,null,null,null,null,null,null,null,null,21,"VIC Richmond 34 (United Energy) 66 kV21","VIC Richmond 34 (United Energy) 66 kV"]
[null,null,null,"Other",null,null,null,null,null,null,null,null,null,null,null,null,null,22,"VIC Richmond 34 (United Energy) 66 kV22","VIC Richmond 34 (United Energy) 66 kV"]
[null,null,null,"Supplies Elwood.",null,null,null,null,null,null,null,null,null,null,null,null,null,23,"VIC Richmond 34 (United Energy) 66 kV23","VIC Richmond 34 (United Energy) 66 kV"]
[null,null,null,"Demand is is weather sensitive in summer and winter.",null,null,null,null,null,null,null,null,null,null,null,null,null,24,"VIC Richmond 34 (United Energy) 66 kV24","VIC Richmond 34 (United Energy) 66 kV"]
[null,null,null,"Diversity factors: Summer = 0.92; Winter = 0.9.",null,null,null,null,null,null,null,null,null,null,null,null,null,25,"VIC Richmond 34 (United Energy) 66 kV25","VIC Richmond 34 (United Energy) 66 kV"]
[null,null,null,"Power factors: Summer = 0.98, lagging; Winter = 1, lagging.",null,null,null,null,null,null,null,null,null,null,null,null,null,26,"VIC Richmond 34 (United Energy) 66 kV26","VIC Richmond 34 (United Energy) 66 kV"]
[null,null,null,null,null,null,null,null,null,null,null,null,null,null,null,null,null,27,"VIC Richmond 34 (United Energy) 66 kV27","VIC Richmond 34 (United Energy) 66 kV"]
[null,null,null,null,null,null,null,null,null,null,null,null,null,null,null,null,null,28,"VIC Richmond 34 (United Energy) 66 kV28","VIC Richmond 34 (United Energy) 66 kV"]
[null,null,null,null,null,null,null,null,null,null,null,null,null,null,null,null,null,29,"VIC Richmond 34 (United Energy) 66 kV29","VIC Richmond 34 (United Energy) 66 kV"]
[null,null,null,null,null,null,null,null,null,null,null,null,null,null,null,null,null,30,"VIC Richmond 34 (United Energy) 66 kV30","VIC Richmond 34 (United Energy) 66 kV"]
[null,null,null,null,null,null,null,null,null,null,null,null,null,null,null,null,null,31,"VIC Richmond 34 (United Energy) 66 kV31","VIC Richmond 34 (United Energy) 66 kV"]
[null,null,"VIC Ringwood 13 (AusNet) 66 kV",null,null,null,null,null,null,null,null,null,null,null,null,null,null,1,"VIC Ringwood 13 (AusNet) 66 kV1",{"$f":"C1556","v":"VIC Ringwood 13 (AusNet) 66 kV"}]
[null,null,null,null,null,null,null,null,null,null,null,null,null,null,null,null,null,2,"VIC Ringwood 13 (AusNet) 66 kV2",{"$f":"T1556","v":"VIC Ringwood 13 (AusNet) 66 kV"}]
[null,null,null,"MAIN SECTORS",null,null,null,null,null,null,null,null,null,null,null,null,null,3,"VIC Ringwood 13 (AusNet) 66 kV3","VIC Ringwood 13 (AusNet) 66 kV"]
[null,null,null,"Predominantly residential and commercial.",null,null,null,null,null,null,null,null,null,null,null,null,null,4,"VIC Ringwood 13 (AusNet) 66 kV4","VIC Ringwood 13 (AusNet) 66 kV"]
[null,null,null,null,null,null,null,null,null,null,null,null,null,null,null,null,null,5,"VIC Ringwood 13 (AusNet) 66 kV5","VIC Ringwood 13 (AusNet) 66 kV"]
[null,null,null,null,null,null,null,null,null,null,null,null,null,null,null,null,null,6,"VIC Ringwood 13 (AusNet) 66 kV6","VIC Ringwood 13 (AusNet) 66 kV"]
[null,null,null,null,null,null,null,null,null,null,null,null,null,null,null,null,null,7,"VIC Ringwood 13 (AusNet) 66 kV7","VIC Ringwood 13 (AusNet) 66 kV"]
[null,null,null,null,null,null,null,null,null,null,null,null,null,null,null,null,null,8,"VIC Ringwood 13 (AusNet) 66 kV8","VIC Ringwood 13 (AusNet) 66 kV"]
[null,null,null,"MEDIUM SCENARIO",null,null,null,null,null,null,null,null,null,null,null,null,null,9,"VIC Ringwood 13 (AusNet) 66 kV9","VIC Ringwood 13 (AusNet) 66 kV"]
[null,null,null,"Summer",null,null,null,null,null,null,null,null,null,null,null,null,null,10,"VIC Ringwood 13 (AusNet) 66 kV10","VIC Ringwood 13 (AusNet) 66 kV"]
[null,null,null,"Temperature corrected actuals have remained relatively flat over the historical period.",null,null,null,null,null,null,null,null,null,null,null,null,null,11,"VIC Ringwood 13 (AusNet) 66 kV11","VIC Ringwood 13 (AusNet) 66 kV"]
[null,null,null,"Forecast demand is relatively flat over the outlook period.",null,null,null,null,null,null,null,null,null,null,null,null,null,12,"VIC Ringwood 13 (AusNet) 66 kV12","VIC Ringwood 13 (AusNet) 66 kV"]
[null,null,null,"The 10% POE offset for PV ranges from 3.0% to 7.1% between 2017 and 2026.",null,null,null,null,null,null,null,null,null,null,null,null,null,13,"VIC Ringwood 13 (AusNet) 66 kV13","VIC Ringwood 13 (AusNet) 66 kV"]
[null,null,null,null,null,null,null,null,null,null,null,null,null,null,null,null,null,14,"VIC Ringwood 13 (AusNet) 66 kV14","VIC Ringwood 13 (AusNet) 66 kV"]
[null,null,null,null,null,null,null,null,null,null,null,null,null,null,null,null,null,15,"VIC Ringwood 13 (AusNet) 66 kV15","VIC Ringwood 13 (AusNet) 66 kV"]
[null,null,null,"Winter",null,null,null,null,null,null,null,null,null,null,null,null,null,16,"VIC Ringwood 13 (AusNet) 66 kV16","VIC Ringwood 13 (AusNet) 66 kV"]
[null,null,null,"Temperature corrected actuals have remained relatively flat over the historical period.",null,null,null,null,null,null,null,null,null,null,null,null,null,17,"VIC Ringwood 13 (AusNet) 66 kV17","VIC Ringwood 13 (AusNet) 66 kV"]
[null,null,null,"Forecast demand is relatively flat over the outlook period.",null,null,null,null,null,null,null,null,null,null,null,null,null,18,"VIC Ringwood 13 (AusNet) 66 kV18","VIC Ringwood 13 (AusNet) 66 kV"]
[null,null,null,"The 10% POE offset for PV is zero.",null,null,null,null,null,null,null,null,null,null,null,null,null,19,"VIC Ringwood 13 (AusNet) 66 kV19","VIC Ringwood 13 (AusNet) 66 kV"]
[null,null,null,null,null,null,null,null,null,null,null,null,null,null,null,null,null,20,"VIC Ringwood 13 (AusNet) 66 kV20",{"$f":"T1574","v":"VIC Ringwood 13 (AusNet) 66 kV"}]
[null,null,null,null,null,null,null,null,null,null,null,null,null,null,null,null,null,21,"VIC Ringwood 13 (AusNet) 66 kV21","VIC Ringwood 13 (AusNet) 66 kV"]
[null,null,null,"Other",null,null,null,null,null,null,null,null,null,null,null,null,null,22,"VIC Ringwood 13 (AusNet) 66 kV22","VIC Ringwood 13 (AusNet) 66 kV"]
[null,null,null,"Supplies Ringwood, Lilydale.",null,null,null,null,null,null,null,null,null,null,null,null,null,23,"VIC Ringwood 13 (AusNet) 66 kV23","VIC Ringwood 13 (AusNet) 66 kV"]
[null,null,null,"The impact of the following embedded generator(s) has been removed in the forecasts; Olinda Ck Mini Hydro (Melb Water",null,null,null,null,null,null,null,null,null,null,null,null,null,24,"VIC Ringwood 13 (AusNet) 66 kV24","VIC Ringwood 13 (AusNet) 66 kV"]
[null,null,null,"Corp), Upper Yarra Hydro, Silvan Inlet Hydro.",null,null,null,null,null,null,null,null,null,null,null,null,null,25,"VIC Ringwood 13 (AusNet) 66 kV25","VIC Ringwood 13 (AusNet) 66 kV"]
[null,null,null,"Demand is is weather sensitive in summer and winter.",null,null,null,null,null,null,null,null,null,null,null,null,null,26,"VIC Ringwood 13 (AusNet) 66 kV26","VIC Ringwood 13 (AusNet) 66 kV"]
[null,null,null,"Diversity factors: Summer = 0.99; Winter = 1.",null,null,null,null,null,null,null,null,null,null,null,null,null,27,"VIC Ringwood 13 (AusNet) 66 kV27","VIC Ringwood 13 (AusNet) 66 kV"]
[null,null,null,"Power factors: Summer = 0.97, lagging; Winter = 0.99, lagging.",null,null,null,null,null,null,null,null,null,null,null,null,null,28,"VIC Ringwood 13 (AusNet) 66 kV28","VIC Ringwood 13 (AusNet) 66 kV"]
[null,null,null,null,null,null,null,null,null,null,null,null,null,null,null,null,null,29,"VIC Ringwood 13 (AusNet) 66 kV29","VIC Ringwood 13 (AusNet) 66 kV"]
[null,null,null,null,null,null,null,null,null,null,null,null,null,null,null,null,null,30,"VIC Ringwood 13 (AusNet) 66 kV30","VIC Ringwood 13 (AusNet) 66 kV"]
[null,null,null,null,null,null,null,null,null,null,null,null,null,null,null,null,null,31,"VIC Ringwood 13 (AusNet) 66 kV31","VIC Ringwood 13 (AusNet) 66 kV"]
[null,null,"VIC Ringwood 13 (United Energy) 66 kV",null,null,null,null,null,null,null,null,null,null,null,null,null,null,1,"VIC Ringwood 13 (United Energy) 66 kV1",{"$f":"C1587","v":"VIC Ringwood 13 (United Energy) 66 kV"}]
[null,null,null,null,null,null,null,null,null,null,null,null,null,null,null,null,null,2,"VIC Ringwood 13 (United Energy) 66 kV2",{"$f":"T1587","v":"VIC Ringwood 13 (United Energy) 66 kV"}]
[null,null,null,"MAIN SECTORS",null,null,null,null,null,null,null,null,null,null,null,null,null,3,"VIC Ringwood 13 (United Energy) 66 kV3","VIC Ringwood 13 (United Energy) 66 kV"]
[null,null,null,"Predominantly residential and commercial.",null,null,null,null,null,null,null,null,null,null,null,null,null,4,"VIC Ringwood 13 (United Energy) 66 kV4","VIC Ringwood 13 (United Energy) 66 kV"]
[null,null,null,null,null,null,null,null,null,null,null,null,null,null,null,null,null,5,"VIC Ringwood 13 (United Energy) 66 kV5","VIC Ringwood 13 (United Energy) 66 kV"]
[null,null,null,null,null,null,null,null,null,null,null,null,null,null,null,null,null,6,"VIC Ringwood 13 (United Energy) 66 kV6","VIC Ringwood 13 (United Energy) 66 kV"]
[null,null,null,null,null,null,null,null,null,null,null,null,null,null,null,null,null,7,"VIC Ringwood 13 (United Energy) 66 kV7","VIC Ringwood 13 (United Energy) 66 kV"]
[null,null,null,null,null,null,null,null,null,null,null,null,null,null,null,null,null,8,"VIC Ringwood 13 (United Energy) 66 kV8","VIC Ringwood 13 (United Energy) 66 kV"]
[null,null,null,"MEDIUM SCENARIO",null,null,null,null,null,null,null,null,null,null,null,null,null,9,"VIC Ringwood 13 (United Energy) 66 kV9","VIC Ringwood 13 (United Energy) 66 kV"]
[null,null,null,"Summer",null,null,null,null,null,null,null,null,null,null,null,null,null,10,"VIC Ringwood 13 (United Energy) 66 kV10","VIC Ringwood 13 (United Energy) 66 kV"]
[null,null,null,"Temperature corrected actuals have remained relatively flat over the historical period.",null,null,null,null,null,null,null,null,null,null,null,null,null,11,"VIC Ringwood 13 (United Energy) 66 kV11","VIC Ringwood 13 (United Energy) 66 kV"]
[null,null,null,"Forecast demand is relatively flat over the outlook period.",null,null,null,null,null,null,null,null,null,null,null,null,null,12,"VIC Ringwood 13 (United Energy) 66 kV12","VIC Ringwood 13 (United Energy) 66 kV"]
[null,null,null,"The 10% POE offset for PV ranges from 2.4% to 6.9% between 2017 and 2026.",null,null,null,null,null,null,null,null,null,null,null,null,null,13,"VIC Ringwood 13 (United Energy) 66 kV13","VIC Ringwood 13 (United Energy) 66 kV"]
[null,null,null,null,null,null,null,null,null,null,null,null,null,null,null,null,null,14,"VIC Ringwood 13 (United Energy) 66 kV14","VIC Ringwood 13 (United Energy) 66 kV"]
[null,null,null,null,null,null,null,null,null,null,null,null,null,null,null,null,null,15,"VIC Ringwood 13 (United Energy) 66 kV15","VIC Ringwood 13 (United Energy) 66 kV"]
[null,null,null,"Winter",null,null,null,null,null,null,null,null,null,null,null,null,null,16,"VIC Ringwood 13 (United Energy) 66 kV16","VIC Ringwood 13 (United Energy) 66 kV"]
[null,null,null,"Temperature corrected actuals have remained relatively flat over the historical period.",null,null,null,null,null,null,null,null,null,null,null,null,null,17,"VIC Ringwood 13 (United Energy) 66 kV17","VIC Ringwood 13 (United Energy) 66 kV"]
[null,null,null,"Forecast demand is relatively flat over the outlook period.",null,null,null,null,null,null,null,null,null,null,null,null,null,18,"VIC Ringwood 13 (United Energy) 66 kV18","VIC Ringwood 13 (United Energy) 66 kV"]
[null,null,null,"The 10% POE offset for PV is zero.",null,null,null,null,null,null,null,null,null,null,null,null,null,19,"VIC Ringwood 13 (United Energy) 66 kV19","VIC Ringwood 13 (United Energy) 66 kV"]
[null,null,null,null,null,null,null,null,null,null,null,null,null,null,null,null,null,20,"VIC Ringwood 13 (United Energy) 66 kV20","VIC Ringwood 13 (United Energy) 66 kV"]
[null,null,null,null,null,null,null,null,null,null,null,null,null,null,null,null,null,{"$f":"MOD(ROW(Q1607)-6,31)+1","v":21},{"$f":"T1607&R1607","v":"VIC Ringwood 13 (United Energy) 66 kV21"},"VIC Ringwood 13 (United Energy) 66 kV"]
[null,null,null,"Other",null,null,null,null,null,null,null,null,null,null,null,null,null,22,"VIC Ringwood 13 (United Energy) 66 kV22","VIC Ringwood 13 (United Energy) 66 kV"]
[null,null,null,"Supplies Nunawading, Box Hill.",null,null,null,null,null,null,null,null,null,null,null,null,null,23,"VIC Ringwood 13 (United Energy) 66 kV23","VIC Ringwood 13 (United Energy) 66 kV"]
[null,null,null,"Demand is is weather sensitive in summer and winter.",null,null,null,null,null,null,null,null,null,null,null,null,null,24,"VIC Ringwood 13 (United Energy) 66 kV24","VIC Ringwood 13 (United Energy) 66 kV"]
[null,null,null,"Diversity factors: Summer = 1; Winter = 1.",null,null,null,null,null,null,null,null,null,null,null,null,null,25,"VIC Ringwood 13 (United Energy) 66 kV25","VIC Ringwood 13 (United Energy) 66 kV"]
[null,null,null,"Power factors: Summer = 0.97, lagging; Winter = 0.99, lagging.",null,null,null,null,null,null,null,null,null,null,null,null,null,26,"VIC Ringwood 13 (United Energy) 66 kV26","VIC Ringwood 13 (United Energy) 66 kV"]
[null,null,null,null,null,null,null,null,null,null,null,null,null,null,null,null,null,27,"VIC Ringwood 13 (United Energy) 66 kV27","VIC Ringwood 13 (United Energy) 66 kV"]
[null,null,null,null,null,null,null,null,null,null,null,null,null,null,null,null,null,28,"VIC Ringwood 13 (United Energy) 66 kV28","VIC Ringwood 13 (United Energy) 66 kV"]
[null,null,null,null,null,null,null,null,null,null,null,null,null,null,null,null,null,29,"VIC Ringwood 13 (United Energy) 66 kV29","VIC Ringwood 13 (United Energy) 66 kV"]
[null,null,null,null,null,null,null,null,null,null,null,null,null,null,null,null,null,30,"VIC Ringwood 13 (United Energy) 66 kV30","VIC Ringwood 13 (United Energy) 66 kV"]
[null,null,null,null,null,null,null,null,null,null,null,null,null,null,null,null,null,31,"VIC Ringwood 13 (United Energy) 66 kV31","VIC Ringwood 13 (United Energy) 66 kV"]
[null,null,"VIC Ringwood (AusNet) 22 kV",null,null,null,null,null,null,null,null,null,null,null,null,null,null,1,"VIC Ringwood (AusNet) 22 kV1",{"$f":"C1618","v":"VIC Ringwood (AusNet) 22 kV"}]
[null,null,null,null,null,null,null,null,null,null,null,null,null,null,null,null,null,2,"VIC Ringwood (AusNet) 22 kV2",{"$f":"T1618","v":"VIC Ringwood (AusNet) 22 kV"}]
[null,null,null,"MAIN SECTORS",null,null,null,null,null,null,null,null,null,null,null,null,null,3,"VIC Ringwood (AusNet) 22 kV3","VIC Ringwood (AusNet) 22 kV"]
[null,null,null,"Predominantly residential.",null,null,null,null,null,null,null,null,null,null,null,null,null,4,"VIC Ringwood (AusNet) 22 kV4","VIC Ringwood (AusNet) 22 kV"]
[null,null,null,null,null,null,null,null,null,null,null,null,null,null,null,null,null,5,"VIC Ringwood (AusNet) 22 kV5","VIC Ringwood (AusNet) 22 kV"]
[null,null,null,null,null,null,null,null,null,null,null,null,null,null,null,null,null,6,"VIC Ringwood (AusNet) 22 kV6","VIC Ringwood (AusNet) 22 kV"]
[null,null,null,null,null,null,null,null,null,null,null,null,null,null,null,null,null,7,"VIC Ringwood (AusNet) 22 kV7","VIC Ringwood (AusNet) 22 kV"]
[null,null,null,null,null,null,null,null,null,null,null,null,null,null,null,null,null,8,"VIC Ringwood (AusNet) 22 kV8","VIC Ringwood (AusNet) 22 kV"]
[null,null,null,"MEDIUM SCENARIO",null,null,null,null,null,null,null,null,null,null,null,null,null,9,"VIC Ringwood (AusNet) 22 kV9","VIC Ringwood (AusNet) 22 kV"]
[null,null,null,"Summer",null,null,null,null,null,null,null,null,null,null,null,null,null,10,"VIC Ringwood (AusNet) 22 kV10","VIC Ringwood (AusNet) 22 kV"]
[null,null,null,"Temperature corrected actuals have decreased over the historical period.",null,null,null,null,null,null,null,null,null,null,null,null,null,11,"VIC Ringwood (AusNet) 22 kV11","VIC Ringwood (AusNet) 22 kV"]
[null,null,null,"Forecast demand is decreasing over the outlook period.",null,null,null,null,null,null,null,null,null,null,null,null,null,12,"VIC Ringwood (AusNet) 22 kV12","VIC Ringwood (AusNet) 22 kV"]
[null,null,null,"The 10% POE offset for PV ranges from 2.6% to 8.2% between 2017 and 2026.",null,null,null,null,null,null,null,null,null,null,null,null,null,13,"VIC Ringwood (AusNet) 22 kV13","VIC Ringwood (AusNet) 22 kV"]
[null,null,null,null,null,null,null,null,null,null,null,null,null,null,null,null,null,14,"VIC Ringwood (AusNet) 22 kV14","VIC Ringwood (AusNet) 22 kV"]
[null,null,null,null,null,null,null,null,null,null,null,null,null,null,null,null,null,15,"VIC Ringwood (AusNet) 22 kV15","VIC Ringwood (AusNet) 22 kV"]
[null,null,null,"Winter",null,null,null,null,null,null,null,null,null,null,null,null,null,16,"VIC Ringwood (AusNet) 22 kV16","VIC Ringwood (AusNet) 22 kV"]
[null,null,null,"Temperature corrected actuals have decreased over the historical period.",null,null,null,null,null,null,null,null,null,null,null,null,null,17,"VIC Ringwood (AusNet) 22 kV17","VIC Ringwood (AusNet) 22 kV"]
[null,null,null,"Forecast demand is decreasing over the outlook period.",null,null,null,null,null,null,null,null,null,null,null,null,null,18,"VIC Ringwood (AusNet) 22 kV18","VIC Ringwood (AusNet) 22 kV"]
[null,null,null,"The 10% POE offset for PV is zero.",null,null,null,null,null,null,null,null,null,null,null,null,null,19,"VIC Ringwood (AusNet) 22 kV19","VIC Ringwood (AusNet) 22 kV"]
[null,null,null,null,null,null,null,null,null,null,null,null,null,null,null,null,null,20,"VIC Ringwood (AusNet) 22 kV20","VIC Ringwood (AusNet) 22 kV"]
[null,null,null,null,null,null,null,null,null,null,null,null,null,null,null,null,null,21,"VIC Ringwood (AusNet) 22 kV21","VIC Ringwood (AusNet) 22 kV"]
[null,null,null,"Other",null,null,null,null,null,null,null,null,null,null,null,null,null,22,"VIC Ringwood (AusNet) 22 kV22",{"$f":"T1638","v":"VIC Ringwood (AusNet) 22 kV"}]
[null,null,null,"Supplies Ringwood.",null,null,null,null,null,null,null,null,null,null,null,null,null,23,"VIC Ringwood (AusNet) 22 kV23","VIC Ringwood (AusNet) 22 kV"]
[null,null,null,"Demand is is weather sensitive in summer and winter.",null,null,null,null,null,null,null,null,null,null,null,null,null,24,"VIC Ringwood (AusNet) 22 kV24","VIC Ringwood (AusNet) 22 kV"]
[null,null,null,"Diversity factors: Summer = 1; Winter = 1.",null,null,null,null,null,null,null,null,null,null,null,null,null,25,"VIC Ringwood (AusNet) 22 kV25","VIC Ringwood (AusNet) 22 kV"]
[null,null,null,"Power factors: Summer = 0.98, lagging; Winter = 0.99, lagging.",null,null,null,null,null,null,null,null,null,null,null,null,null,26,"VIC Ringwood (AusNet) 22 kV26","VIC Ringwood (AusNet) 22 kV"]
[null,null,null,null,null,null,null,null,null,null,null,null,null,null,null,null,null,27,"VIC Ringwood (AusNet) 22 kV27","VIC Ringwood (AusNet) 22 kV"]
[null,null,null,null,null,null,null,null,null,null,null,null,null,null,null,null,null,28,"VIC Ringwood (AusNet) 22 kV28","VIC Ringwood (AusNet) 22 kV"]
[null,null,null,null,null,null,null,null,null,null,null,null,null,null,null,null,null,29,"VIC Ringwood (AusNet) 22 kV29","VIC Ringwood (AusNet) 22 kV"]
[null,null,null,null,null,null,null,null,null,null,null,null,null,null,null,null,null,30,"VIC Ringwood (AusNet) 22 kV30","VIC Ringwood (AusNet) 22 kV"]
[null,null,null,null,null,null,null,null,null,null,null,null,null,null,null,null,null,31,"VIC Ringwood (AusNet) 22 kV31","VIC Ringwood (AusNet) 22 kV"]
[null,null,"VIC Ringwood (United Energy) 22 kV",null,null,null,null,null,null,null,null,null,null,null,null,null,null,1,"VIC Ringwood (United Energy) 22 kV1",{"$f":"C1649","v":"VIC Ringwood (United Energy) 22 kV"}]
[null,null,null,null,null,null,null,null,null,null,null,null,null,null,null,null,null,2,"VIC Ringwood (United Energy) 22 kV2",{"$f":"T1649","v":"VIC Ringwood (United Energy) 22 kV"}]
[null,null,null,"MAIN SECTORS",null,null,null,null,null,null,null,null,null,null,null,null,null,3,"VIC Ringwood (United Energy) 22 kV3","VIC Ringwood (United Energy) 22 kV"]
[null,null,null,"Predominantly residential and commercial.",null,null,null,null,null,null,null,null,null,null,null,null,null,4,"VIC Ringwood (United Energy) 22 kV4","VIC Ringwood (United Energy) 22 kV"]
[null,null,null,null,null,null,null,null,null,null,null,null,null,null,null,null,null,5,"VIC Ringwood (United Energy) 22 kV5","VIC Ringwood (United Energy) 22 kV"]
[null,null,null,null,null,null,null,null,null,null,null,null,null,null,null,null,null,6,"VIC Ringwood (United Energy) 22 kV6","VIC Ringwood (United Energy) 22 kV"]
[null,null,null,null,null,null,null,null,null,null,null,null,null,null,null,null,null,7,"VIC Ringwood (United Energy) 22 kV7","VIC Ringwood (United Energy) 22 kV"]
[null,null,null,null,null,null,null,null,null,null,null,null,null,null,null,null,null,8,"VIC Ringwood (United Energy) 22 kV8","VIC Ringwood (United Energy) 22 kV"]
[null,null,null,"MEDIUM SCENARIO",null,null,null,null,null,null,null,null,null,null,null,null,null,9,"VIC Ringwood (United Energy) 22 kV9","VIC Ringwood (United Energy) 22 kV"]
[null,null,null,"Summer",null,null,null,null,null,null,null,null,null,null,null,null,null,10,"VIC Ringwood (United Energy) 22 kV10","VIC Ringwood (United Energy) 22 kV"]
[null,null,null,"Temperature corrected actuals have decreased over the historical period.",null,null,null,null,null,null,null,null,null,null,null,null,null,11,"VIC Ringwood (United Energy) 22 kV11","VIC Ringwood (United Energy) 22 kV"]
[null,null,null,"Forecast demand is decreasing over the outlook period.",null,null,null,null,null,null,null,null,null,null,null,null,null,12,"VIC Ringwood (United Energy) 22 kV12","VIC Ringwood (United Energy) 22 kV"]
[null,null,null,"The 10% POE offset for PV ranges from 3.5% to 11.0% between 2017 and 2026.",null,null,null,null,null,null,null,null,null,null,null,null,null,13,"VIC Ringwood (United Energy) 22 kV13","VIC Ringwood (United Energy) 22 kV"]
[null,null,null,null,null,null,null,null,null,null,null,null,null,null,null,null,null,14,"VIC Ringwood (United Energy) 22 kV14","VIC Ringwood (United Energy) 22 kV"]
[null,null,null,null,null,null,null,null,null,null,null,null,null,null,null,null,null,15,"VIC Ringwood (United Energy) 22 kV15","VIC Ringwood (United Energy) 22 kV"]
[null,null,null,"Winter",null,null,null,null,null,null,null,null,null,null,null,null,null,16,"VIC Ringwood (United Energy) 22 kV16","VIC Ringwood (United Energy) 22 kV"]
[null,null,null,"Temperature corrected actuals have decreased over the historical period.",null,null,null,null,null,null,null,null,null,null,null,null,null,17,"VIC Ringwood (United Energy) 22 kV17","VIC Ringwood (United Energy) 22 kV"]
[null,null,null,"Forecast demand is relatively flat over the outlook period.",null,null,null,null,null,null,null,null,null,null,null,null,null,18,"VIC Ringwood (United Energy) 22 kV18","VIC Ringwood (United Energy) 22 kV"]
[null,null,null,"The 10% POE offset for PV is zero.",null,null,null,null,null,null,null,null,null,null,null,null,null,19,"VIC Ringwood (United Energy) 22 kV19","VIC Ringwood (United Energy) 22 kV"]
[null,null,null,null,null,null,null,null,null,null,null,null,null,null,null,null,null,20,"VIC Ringwood (United Energy) 22 kV20","VIC Ringwood (United Energy) 22 kV"]
[null,null,null,null,null,null,null,null,null,null,null,null,null,null,null,null,null,21,"VIC Ringwood (United Energy) 22 kV21","VIC Ringwood (United Energy) 22 kV"]
[null,null,null,"Other",null,null,null,null,null,null,null,null,null,null,null,null,null,22,"VIC Ringwood (United Energy) 22 kV22","VIC Ringwood (United Energy) 22 kV"]
[null,null,null,"Supplies Ringwood.",null,null,null,null,null,null,null,null,null,null,null,null,null,{"$f":"MOD(ROW(Q1671)-6,31)+1","v":23},{"$f":"T1671&R1671","v":"VIC Ringwood (United Energy) 22 kV23"},"VIC Ringwood (United Energy) 22 kV"]
[null,null,null,"Demand is is weather sensitive in summer and winter.",null,null,null,null,null,null,null,null,null,null,null,null,null,24,"VIC Ringwood (United Energy) 22 kV24","VIC Ringwood (United Energy) 22 kV"]
[null,null,null,"Diversity factors: Summer = 1; Winter = 1.",null,null,null,null,null,null,null,null,null,null,null,null,null,25,"VIC Ringwood (United Energy) 22 kV25","VIC Ringwood (United Energy) 22 kV"]
[null,null,null,"Power factors: Summer = 0.98, lagging; Winter = 0.99, lagging.",null,null,null,null,null,null,null,null,null,null,null,null,null,26,"VIC Ringwood (United Energy) 22 kV26","VIC Ringwood (United Energy) 22 kV"]
[null,null,null,null,null,null,null,null,null,null,null,null,null,null,null,null,null,27,"VIC Ringwood (United Energy) 22 kV27","VIC Ringwood (United Energy) 22 kV"]
[null,null,null,null,null,null,null,null,null,null,null,null,null,null,null,null,null,28,"VIC Ringwood (United Energy) 22 kV28","VIC Ringwood (United Energy) 22 kV"]
[null,null,null,null,null,null,null,null,null,null,null,null,null,null,null,null,null,29,"VIC Ringwood (United Energy) 22 kV29","VIC Ringwood (United Energy) 22 kV"]
[null,null,null,null,null,null,null,null,null,null,null,null,null,null,null,null,null,30,"VIC Ringwood (United Energy) 22 kV30","VIC Ringwood (United Energy) 22 kV"]
[null,null,null,null,null,null,null,null,null,null,null,null,null,null,null,null,null,31,"VIC Ringwood (United Energy) 22 kV31","VIC Ringwood (United Energy) 22 kV"]
[null,null,"VIC Ringwood 24 (AusNet) 66 kV",null,null,null,null,null,null,null,null,null,null,null,null,null,null,1,"VIC Ringwood 24 (AusNet) 66 kV1",{"$f":"C1680","v":"VIC Ringwood 24 (AusNet) 66 kV"}]
[null,null,null,null,null,null,null,null,null,null,null,null,null,null,null,null,null,2,"VIC Ringwood 24 (AusNet) 66 kV2",{"$f":"T1680","v":"VIC Ringwood 24 (AusNet) 66 kV"}]
[null,null,null,"MAIN SECTORS",null,null,null,null,null,null,null,null,null,null,null,null,null,3,"VIC Ringwood 24 (AusNet) 66 kV3","VIC Ringwood 24 (AusNet) 66 kV"]
[null,null,null,"Predominantly residential and commercial.",null,null,null,null,null,null,null,null,null,null,null,null,null,4,"VIC Ringwood 24 (AusNet) 66 kV4","VIC Ringwood 24 (AusNet) 66 kV"]
[null,null,null,null,null,null,null,null,null,null,null,null,null,null,null,null,null,5,"VIC Ringwood 24 (AusNet) 66 kV5","VIC Ringwood 24 (AusNet) 66 kV"]
[null,null,null,null,null,null,null,null,null,null,null,null,null,null,null,null,null,6,"VIC Ringwood 24 (AusNet) 66 kV6","VIC Ringwood 24 (AusNet) 66 kV"]
[null,null,null,null,null,null,null,null,null,null,null,null,null,null,null,null,null,7,"VIC Ringwood 24 (AusNet) 66 kV7","VIC Ringwood 24 (AusNet) 66 kV"]
[null,null,null,null,null,null,null,null,null,null,null,null,null,null,null,null,null,8,"VIC Ringwood 24 (AusNet) 66 kV8","VIC Ringwood 24 (AusNet) 66 kV"]
[null,null,null,"MEDIUM SCENARIO",null,null,null,null,null,null,null,null,null,null,null,null,null,9,"VIC Ringwood 24 (AusNet) 66 kV9","VIC Ringwood 24 (AusNet) 66 kV"]
[null,null,null,"Summer",null,null,null,null,null,null,null,null,null,null,null,null,null,10,"VIC Ringwood 24 (AusNet) 66 kV10","VIC Ringwood 24 (AusNet) 66 kV"]
[null,null,null,"Temperature corrected actuals have decreased over the historical period.",null,null,null,null,null,null,null,null,null,null,null,null,null,11,"VIC Ringwood 24 (AusNet) 66 kV11","VIC Ringwood 24 (AusNet) 66 kV"]
[null,null,null,"Forecast demand is decreasing over the outlook period.",null,null,null,null,null,null,null,null,null,null,null,null,null,12,"VIC Ringwood 24 (AusNet) 66 kV12","VIC Ringwood 24 (AusNet) 66 kV"]
[null,null,null,"The 10% POE offset for PV ranges from 6.3% to 15.8% between 2017 and 2026.",null,null,null,null,null,null,null,null,null,null,null,null,null,13,"VIC Ringwood 24 (AusNet) 66 kV13","VIC Ringwood 24 (AusNet) 66 kV"]
[null,null,null,null,null,null,null,null,null,null,null,null,null,null,null,null,null,14,"VIC Ringwood 24 (AusNet) 66 kV14","VIC Ringwood 24 (AusNet) 66 kV"]
[null,null,null,null,null,null,null,null,null,null,null,null,null,null,null,null,null,15,"VIC Ringwood 24 (AusNet) 66 kV15","VIC Ringwood 24 (AusNet) 66 kV"]
[null,null,null,"Winter",null,null,null,null,null,null,null,null,null,null,null,null,null,16,"VIC Ringwood 24 (AusNet) 66 kV16","VIC Ringwood 24 (AusNet) 66 kV"]
[null,null,null,"Temperature corrected actuals have decreased over the historical period.",null,null,null,null,null,null,null,null,null,null,null,null,null,17,"VIC Ringwood 24 (AusNet) 66 kV17","VIC Ringwood 24 (AusNet) 66 kV"]
[null,null,null,"Forecast demand is decreasing over the outlook period.",null,null,null,null,null,null,null,null,null,null,null,null,null,18,"VIC Ringwood 24 (AusNet) 66 kV18","VIC Ringwood 24 (AusNet) 66 kV"]
[null,null,null,"The 10% POE offset for PV ranges from 2.6% to 6.6% between 2016 and 2025.",null,null,null,null,null,null,null,null,null,null,null,null,null,19,"VIC Ringwood 24 (AusNet) 66 kV19","VIC Ringwood 24 (AusNet) 66 kV"]
[null,null,null,null,null,null,null,null,null,null,null,null,null,null,null,null,null,20,"VIC Ringwood 24 (AusNet) 66 kV20","VIC Ringwood 24 (AusNet) 66 kV"]
[null,null,null,null,null,null,null,null,null,null,null,null,null,null,null,null,null,21,"VIC Ringwood 24 (AusNet) 66 kV21","VIC Ringwood 24 (AusNet) 66 kV"]
[null,null,null,"Other",null,null,null,null,null,null,null,null,null,null,null,null,null,22,"VIC Ringwood 24 (AusNet) 66 kV22","VIC Ringwood 24 (AusNet) 66 kV"]
[null,null,null,"Supplies Boronia, Croydon, Bayswater.",null,null,null,null,null,null,null,null,null,null,null,null,null,23,"VIC Ringwood 24 (AusNet) 66 kV23","VIC Ringwood 24 (AusNet) 66 kV"]
[null,null,null,"Demand is is weather sensitive in summer and winter.",null,null,null,null,null,null,null,null,null,null,null,null,null,24,"VIC Ringwood 24 (AusNet) 66 kV24",{"$f":"T1702","v":"VIC Ringwood 24 (AusNet) 66 kV"}]
[null,null,null,"Diversity factors: Summer = 1; Winter = 0.96.",null,null,null,null,null,null,null,null,null,null,null,null,null,25,"VIC Ringwood 24 (AusNet) 66 kV25","VIC Ringwood 24 (AusNet) 66 kV"]
[null,null,null,"Power factors: Summer = 0.97, lagging; Winter = 0.99, lagging.",null,null,null,null,null,null,null,null,null,null,null,null,null,26,"VIC Ringwood 24 (AusNet) 66 kV26","VIC Ringwood 24 (AusNet) 66 kV"]
[null,null,null,null,null,null,null,null,null,null,null,null,null,null,null,null,null,27,"VIC Ringwood 24 (AusNet) 66 kV27","VIC Ringwood 24 (AusNet) 66 kV"]
[null,null,null,null,null,null,null,null,null,null,null,null,null,null,null,null,null,28,"VIC Ringwood 24 (AusNet) 66 kV28","VIC Ringwood 24 (AusNet) 66 kV"]
[null,null,null,null,null,null,null,null,null,null,null,null,null,null,null,null,null,29,"VIC Ringwood 24 (AusNet) 66 kV29","VIC Ringwood 24 (AusNet) 66 kV"]
[null,null,null,null,null,null,null,null,null,null,null,null,null,null,null,null,null,30,"VIC Ringwood 24 (AusNet) 66 kV30","VIC Ringwood 24 (AusNet) 66 kV"]
[null,null,null,null,null,null,null,null,null,null,null,null,null,null,null,null,null,31,"VIC Ringwood 24 (AusNet) 66 kV31","VIC Ringwood 24 (AusNet) 66 kV"]
[null,null,"VIC Shepparton (Powercor) 66 kV",null,null,null,null,null,null,null,null,null,null,null,null,null,null,1,"VIC Shepparton (Powercor) 66 kV1",{"$f":"C1711","v":"VIC Shepparton (Powercor) 66 kV"}]
[null,null,null,null,null,null,null,null,null,null,null,null,null,null,null,null,null,2,"VIC Shepparton (Powercor) 66 kV2",{"$f":"T1711","v":"VIC Shepparton (Powercor) 66 kV"}]
[null,null,null,"MAIN SECTORS",null,null,null,null,null,null,null,null,null,null,null,null,null,3,"VIC Shepparton (Powercor) 66 kV3","VIC Shepparton (Powercor) 66 kV"]
[null,null,null,"Mix of agricultural, residential and commercial.",null,null,null,null,null,null,null,null,null,null,null,null,null,4,"VIC Shepparton (Powercor) 66 kV4","VIC Shepparton (Powercor) 66 kV"]
[null,null,null,null,null,null,null,null,null,null,null,null,null,null,null,null,null,5,"VIC Shepparton (Powercor) 66 kV5","VIC Shepparton (Powercor) 66 kV"]
[null,null,null,null,null,null,null,null,null,null,null,null,null,null,null,null,null,6,"VIC Shepparton (Powercor) 66 kV6","VIC Shepparton (Powercor) 66 kV"]
[null,null,null,null,null,null,null,null,null,null,null,null,null,null,null,null,null,7,"VIC Shepparton (Powercor) 66 kV7","VIC Shepparton (Powercor) 66 kV"]
[null,null,null,null,null,null,null,null,null,null,null,null,null,null,null,null,null,8,"VIC Shepparton (Powercor) 66 kV8","VIC Shepparton (Powercor) 66 kV"]
[null,null,null,"MEDIUM SCENARIO",null,null,null,null,null,null,null,null,null,null,null,null,null,9,"VIC Shepparton (Powercor) 66 kV9","VIC Shepparton (Powercor) 66 kV"]
[null,null,null,"Summer",null,null,null,null,null,null,null,null,null,null,null,null,null,10,"VIC Shepparton (Powercor) 66 kV10","VIC Shepparton (Powercor) 66 kV"]
[null,null,null,"Temperature corrected actuals have remained relatively flat over the historical period.",null,null,null,null,null,null,null,null,null,null,null,null,null,11,"VIC Shepparton (Powercor) 66 kV11","VIC Shepparton (Powercor) 66 kV"]
[null,null,null,"Forecast demand is relatively flat over the outlook period.",null,null,null,null,null,null,null,null,null,null,null,null,null,12,"VIC Shepparton (Powercor) 66 kV12","VIC Shepparton (Powercor) 66 kV"]
[null,null,null,"The 10% POE offset for PV ranges from 5.3% to 11.3% between 2017 and 2026.",null,null,null,null,null,null,null,null,null,null,null,null,null,13,"VIC Shepparton (Powercor) 66 kV13","VIC Shepparton (Powercor) 66 kV"]
[null,null,null,null,null,null,null,null,null,null,null,null,null,null,null,null,null,14,"VIC Shepparton (Powercor) 66 kV14","VIC Shepparton (Powercor) 66 kV"]
[null,null,null,null,null,null,null,null,null,null,null,null,null,null,null,null,null,15,"VIC Shepparton (Powercor) 66 kV15","VIC Shepparton (Powercor) 66 kV"]
[null,null,null,"Winter",null,null,null,null,null,null,null,null,null,null,null,null,null,16,"VIC Shepparton (Powercor) 66 kV16","VIC Shepparton (Powercor) 66 kV"]
[null,null,null,"Temperature corrected actuals have fluctuated over the historical period.",null,null,null,null,null,null,null,null,null,null,null,null,null,17,"VIC Shepparton (Powercor) 66 kV17","VIC Shepparton (Powercor) 66 kV"]
[null,null,null,"Forecast demand is increasing over the outlook period.",null,null,null,null,null,null,null,null,null,null,null,null,null,18,"VIC Shepparton (Powercor) 66 kV18","VIC Shepparton (Powercor) 66 kV"]
[null,null,null,"The 10% POE offset for PV is zero.",null,null,null,null,null,null,null,null,null,null,null,null,null,19,"VIC Shepparton (Powercor) 66 kV19","VIC Shepparton (Powercor) 66 kV"]
[null,null,null,null,null,null,null,null,null,null,null,null,null,null,null,null,null,20,"VIC Shepparton (Powercor) 66 kV20","VIC Shepparton (Powercor) 66 kV"]
[null,null,null,null,null,null,null,null,null,null,null,null,null,null,null,null,null,21,"VIC Shepparton (Powercor) 66 kV21","VIC Shepparton (Powercor) 66 kV"]
[null,null,null,"Other",null,null,null,null,null,null,null,null,null,null,null,null,null,22,"VIC Shepparton (Powercor) 66 kV22","VIC Shepparton (Powercor) 66 kV"]
[null,null,null,"Supplies Shepparton, Kyabram, Mooroopna, Congupna, Cobram, Numurkah.",null,null,null,null,null,null,null,null,null,null,null,null,null,23,"VIC Shepparton (Powercor) 66 kV23","VIC Shepparton (Powercor) 66 kV"]
[null,null,null,"Increases in business demand related to water and irrigation are forecast.",null,null,null,null,null,null,null,null,null,null,null,null,null,24,"VIC Shepparton (Powercor) 66 kV24","VIC Shepparton (Powercor) 66 kV"]
[null,null,null,"The impact of the following embedded generator(s) has been removed in the forecasts; Yarawonga Hydro Power Station,",null,null,null,null,null,null,null,null,null,null,null,null,null,{"$f":"MOD(ROW(Q1735)-6,31)+1","v":25},{"$f":"T1735&R1735","v":"VIC Shepparton (Powercor) 66 kV25"},"VIC Shepparton (Powercor) 66 kV"]
[null,null,null,"Shepparton Wastewater Treatment Facility, Tatura Biomass Generator.",null,null,null,null,null,null,null,null,null,null,null,null,null,26,"VIC Shepparton (Powercor) 66 kV26","VIC Shepparton (Powercor) 66 kV"]
[null,null,null,"Demand is is weather sensitive in summer only.",null,null,null,null,null,null,null,null,null,null,null,null,null,27,"VIC Shepparton (Powercor) 66 kV27","VIC Shepparton (Powercor) 66 kV"]
[null,null,null,"Diversity factors: Summer = 0.96; Winter = 1.",null,null,null,null,null,null,null,null,null,null,null,null,null,28,"VIC Shepparton (Powercor) 66 kV28","VIC Shepparton (Powercor) 66 kV"]
[null,null,null,"Power factors: Summer = 0.99, lagging; Winter = 1, leading.",null,null,null,null,null,null,null,null,null,null,null,null,null,29,"VIC Shepparton (Powercor) 66 kV29","VIC Shepparton (Powercor) 66 kV"]
[null,null,null,null,null,null,null,null,null,null,null,null,null,null,null,null,null,30,"VIC Shepparton (Powercor) 66 kV30","VIC Shepparton (Powercor) 66 kV"]
[null,null,null,null,null,null,null,null,null,null,null,null,null,null,null,null,null,31,"VIC Shepparton (Powercor) 66 kV31","VIC Shepparton (Powercor) 66 kV"]
[null,null,"VIC South Morang (AusNet) 66 kV",null,null,null,null,null,null,null,null,null,null,null,null,null,null,1,"VIC South Morang (AusNet) 66 kV1",{"$f":"C1742","v":"VIC South Morang (AusNet) 66 kV"}]
[null,null,null,null,null,null,null,null,null,null,null,null,null,null,null,null,null,2,"VIC South Morang (AusNet) 66 kV2",{"$f":"T1742","v":"VIC South Morang (AusNet) 66 kV"}]
[null,null,null,"MAIN SECTORS",null,null,null,null,null,null,null,null,null,null,null,null,null,3,"VIC South Morang (AusNet) 66 kV3","VIC South Morang (AusNet) 66 kV"]
[null,null,null,"Predominantly residential.",null,null,null,null,null,null,null,null,null,null,null,null,null,4,"VIC South Morang (AusNet) 66 kV4","VIC South Morang (AusNet) 66 kV"]
[null,null,null,null,null,null,null,null,null,null,null,null,null,null,null,null,null,5,"VIC South Morang (AusNet) 66 kV5","VIC South Morang (AusNet) 66 kV"]
[null,null,null,null,null,null,null,null,null,null,null,null,null,null,null,null,null,6,"VIC South Morang (AusNet) 66 kV6","VIC South Morang (AusNet) 66 kV"]
[null,null,null,null,null,null,null,null,null,null,null,null,null,null,null,null,null,7,"VIC South Morang (AusNet) 66 kV7","VIC South Morang (AusNet) 66 kV"]
[null,null,null,null,null,null,null,null,null,null,null,null,null,null,null,null,null,8,"VIC South Morang (AusNet) 66 kV8","VIC South Morang (AusNet) 66 kV"]
[null,null,null,"MEDIUM SCENARIO",null,null,null,null,null,null,null,null,null,null,null,null,null,9,"VIC South Morang (AusNet) 66 kV9","VIC South Morang (AusNet) 66 kV"]
[null,null,null,"Summer",null,null,null,null,null,null,null,null,null,null,null,null,null,10,"VIC South Morang (AusNet) 66 kV10","VIC South Morang (AusNet) 66 kV"]
[null,null,null,"Temperature corrected actuals have increased over the historical period.",null,null,null,null,null,null,null,null,null,null,null,null,null,11,"VIC South Morang (AusNet) 66 kV11","VIC South Morang (AusNet) 66 kV"]
[null,null,null,"Forecast demand is increasing over the outlook period.",null,null,null,null,null,null,null,null,null,null,null,null,null,12,"VIC South Morang (AusNet) 66 kV12","VIC South Morang (AusNet) 66 kV"]
[null,null,null,"The 10% POE offset for PV ranges from 2.5% to 5.1% between 2017 and 2026.",null,null,null,null,null,null,null,null,null,null,null,null,null,13,"VIC South Morang (AusNet) 66 kV13","VIC South Morang (AusNet) 66 kV"]
[null,null,null,null,null,null,null,null,null,null,null,null,null,null,null,null,null,14,"VIC South Morang (AusNet) 66 kV14","VIC South Morang (AusNet) 66 kV"]
[null,null,null,null,null,null,null,null,null,null,null,null,null,null,null,null,null,15,"VIC South Morang (AusNet) 66 kV15","VIC South Morang (AusNet) 66 kV"]
[null,null,null,"Winter",null,null,null,null,null,null,null,null,null,null,null,null,null,16,"VIC South Morang (AusNet) 66 kV16","VIC South Morang (AusNet) 66 kV"]
[null,null,null,"Temperature corrected actuals have increased over the historical period.",null,null,null,null,null,null,null,null,null,null,null,null,null,17,"VIC South Morang (AusNet) 66 kV17","VIC South Morang (AusNet) 66 kV"]
[null,null,null,"Forecast demand is increasing over the outlook period.",null,null,null,null,null,null,null,null,null,null,null,null,null,18,"VIC South Morang (AusNet) 66 kV18","VIC South Morang (AusNet) 66 kV"]
[null,null,null,"The 10% POE offset for PV is zero.",null,null,null,null,null,null,null,null,null,null,null,null,null,19,"VIC South Morang (AusNet) 66 kV19","VIC South Morang (AusNet) 66 kV"]
[null,null,null,null,null,null,null,null,null,null,null,null,null,null,null,null,null,20,"VIC South Morang (AusNet) 66 kV20","VIC South Morang (AusNet) 66 kV"]
[null,null,null,null,null,null,null,null,null,null,null,null,null,null,null,null,null,21,"VIC South Morang (AusNet) 66 kV21","VIC South Morang (AusNet) 66 kV"]
[null,null,null,"Other",null,null,null,null,null,null,null,null,null,null,null,null,null,22,"VIC South Morang (AusNet) 66 kV22","VIC South Morang (AusNet) 66 kV"]
[null,null,null,"Supplies Kalkallo, Epping, South Morang, Doreen, Kilmore South, Seymour, Yea, Murrindindi, Kinglake.",null,null,null,null,null,null,null,null,null,null,null,null,null,23,"VIC South Morang (AusNet) 66 kV23","VIC South Morang (AusNet) 66 kV"]
[null,null,null,"The impact of the following embedded generator(s) has been removed in the forecasts; Rubicon Sub, Lake Glenmaggie, Eildon",null,null,null,null,null,null,null,null,null,null,null,null,null,24,"VIC South Morang (AusNet) 66 kV24","VIC South Morang (AusNet) 66 kV"]
[null,null,null,"Pondage Hydro Power Station, Wollert Renewable Energy Facility.",null,null,null,null,null,null,null,null,null,null,null,null,null,25,"VIC South Morang (AusNet) 66 kV25","VIC South Morang (AusNet) 66 kV"]
[null,null,null,"Demand is is weather sensitive in summer and winter.",null,null,null,null,null,null,null,null,null,null,null,null,null,26,"VIC South Morang (AusNet) 66 kV26",{"$f":"T1766","v":"VIC South Morang (AusNet) 66 kV"}]
[null,null,null,"Diversity factors: Summer = 1; Winter = 1.",null,null,null,null,null,null,null,null,null,null,null,null,null,27,"VIC South Morang (AusNet) 66 kV27","VIC South Morang (AusNet) 66 kV"]
[null,null,null,"Power factors: Summer = 0.99, lagging; Winter = 1, lagging.",null,null,null,null,null,null,null,null,null,null,null,null,null,28,"VIC South Morang (AusNet) 66 kV28","VIC South Morang (AusNet) 66 kV"]
[null,null,null,null,null,null,null,null,null,null,null,null,null,null,null,null,null,29,"VIC South Morang (AusNet) 66 kV29","VIC South Morang (AusNet) 66 kV"]
[null,null,null,null,null,null,null,null,null,null,null,null,null,null,null,null,null,30,"VIC South Morang (AusNet) 66 kV30","VIC South Morang (AusNet) 66 kV"]
[null,null,null,null,null,null,null,null,null,null,null,null,null,null,null,null,null,31,"VIC South Morang (AusNet) 66 kV31","VIC South Morang (AusNet) 66 kV"]
[null,null,"VIC South Morang (Jemena) 66 kV",null,null,null,null,null,null,null,null,null,null,null,null,null,null,1,"VIC South Morang (Jemena) 66 kV1",{"$f":"C1773","v":"VIC South Morang (Jemena) 66 kV"}]
[null,null,null,null,null,null,null,null,null,null,null,null,null,null,null,null,null,2,"VIC South Morang (Jemena) 66 kV2",{"$f":"T1773","v":"VIC South Morang (Jemena) 66 kV"}]
[null,null,null,"MAIN SECTORS",null,null,null,null,null,null,null,null,null,null,null,null,null,3,"VIC South Morang (Jemena) 66 kV3","VIC South Morang (Jemena) 66 kV"]
[null,null,null,"Predominantly residential and commercial.",null,null,null,null,null,null,null,null,null,null,null,null,null,4,"VIC South Morang (Jemena) 66 kV4","VIC South Morang (Jemena) 66 kV"]
[null,null,null,null,null,null,null,null,null,null,null,null,null,null,null,null,null,5,"VIC South Morang (Jemena) 66 kV5","VIC South Morang (Jemena) 66 kV"]
[null,null,null,null,null,null,null,null,null,null,null,null,null,null,null,null,null,6,"VIC South Morang (Jemena) 66 kV6","VIC South Morang (Jemena) 66 kV"]
[null,null,null,null,null,null,null,null,null,null,null,null,null,null,null,null,null,7,"VIC South Morang (Jemena) 66 kV7","VIC South Morang (Jemena) 66 kV"]
[null,null,null,null,null,null,null,null,null,null,null,null,null,null,null,null,null,8,"VIC South Morang (Jemena) 66 kV8","VIC South Morang (Jemena) 66 kV"]
[null,null,null,"MEDIUM SCENARIO",null,null,null,null,null,null,null,null,null,null,null,null,null,9,"VIC South Morang (Jemena) 66 kV9","VIC South Morang (Jemena) 66 kV"]
[null,null,null,"Summer",null,null,null,null,null,null,null,null,null,null,null,null,null,10,"VIC South Morang (Jemena) 66 kV10","VIC South Morang (Jemena) 66 kV"]
[null,null,null,"Temperature corrected actuals have decreased over the historical period.",null,null,null,null,null,null,null,null,null,null,null,null,null,11,"VIC South Morang (Jemena) 66 kV11","VIC South Morang (Jemena) 66 kV"]
[null,null,null,"Forecast demand is decreasing over the outlook period.",null,null,null,null,null,null,null,null,null,null,null,null,null,12,"VIC South Morang (Jemena) 66 kV12","VIC South Morang (Jemena) 66 kV"]
[null,null,null,"The 10% POE offset for PV ranges from 7.7% to 21.6% between 2017 and 2026.",null,null,null,null,null,null,null,null,null,null,null,null,null,13,"VIC South Morang (Jemena) 66 kV13","VIC South Morang (Jemena) 66 kV"]
[null,null,null,null,null,null,null,null,null,null,null,null,null,null,null,null,null,14,"VIC South Morang (Jemena) 66 kV14","VIC South Morang (Jemena) 66 kV"]
[null,null,null,null,null,null,null,null,null,null,null,null,null,null,null,null,null,15,"VIC South Morang (Jemena) 66 kV15","VIC South Morang (Jemena) 66 kV"]
[null,null,null,"Winter",null,null,null,null,null,null,null,null,null,null,null,null,null,16,"VIC South Morang (Jemena) 66 kV16","VIC South Morang (Jemena) 66 kV"]
[null,null,null,"Temperature corrected actuals have remained relatively flat over the historical period.",null,null,null,null,null,null,null,null,null,null,null,null,null,17,"VIC South Morang (Jemena) 66 kV17","VIC South Morang (Jemena) 66 kV"]
[null,null,null,"Forecast demand is decreasing over the outlook period.",null,null,null,null,null,null,null,null,null,null,null,null,null,18,"VIC South Morang (Jemena) 66 kV18","VIC South Morang (Jemena) 66 kV"]
[null,null,null,"The 10% POE offset for PV ranges from 0.9% to 2.5% between 2016 and 2025.",null,null,null,null,null,null,null,null,null,null,null,null,null,19,"VIC South Morang (Jemena) 66 kV19","VIC South Morang (Jemena) 66 kV"]
[null,null,null,null,null,null,null,null,null,null,null,null,null,null,null,null,null,20,"VIC South Morang (Jemena) 66 kV20","VIC South Morang (Jemena) 66 kV"]
[null,null,null,null,null,null,null,null,null,null,null,null,null,null,null,null,null,21,"VIC South Morang (Jemena) 66 kV21","VIC South Morang (Jemena) 66 kV"]
[null,null,null,"Other",null,null,null,null,null,null,null,null,null,null,null,null,null,22,"VIC South Morang (Jemena) 66 kV22","VIC South Morang (Jemena) 66 kV"]
[null,null,null,"Supplies Somerton.",null,null,null,null,null,null,null,null,null,null,null,null,null,23,"VIC South Morang (Jemena) 66 kV23","VIC South Morang (Jemena) 66 kV"]
[null,null,null,"The impact of the following embedded generator(s) has been removed in the forecasts; Somerton Power Station.",null,null,null,null,null,null,null,null,null,null,null,null,null,24,"VIC South Morang (Jemena) 66 kV24","VIC South Morang (Jemena) 66 kV"]
[null,null,null,"Demand is is weather sensitive in summer and winter.",null,null,null,null,null,null,null,null,null,null,null,null,null,25,"VIC South Morang (Jemena) 66 kV25","VIC South Morang (Jemena) 66 kV"]
[null,null,null,"Diversity factors: Summer = 0.98; Winter = 0.95.",null,null,null,null,null,null,null,null,null,null,null,null,null,26,"VIC South Morang (Jemena) 66 kV26","VIC South Morang (Jemena) 66 kV"]
[null,null,null,"Power factors: Summer = 0.99, lagging; Winter = 1, lagging.",null,null,null,null,null,null,null,null,null,null,null,null,null,{"$f":"MOD(ROW(Q1799)-6,31)+1","v":27},{"$f":"T1799&R1799","v":"VIC South Morang (Jemena) 66 kV27"},"VIC South Morang (Jemena) 66 kV"]
[null,null,null,null,null,null,null,null,null,null,null,null,null,null,null,null,null,28,"VIC South Morang (Jemena) 66 kV28","VIC South Morang (Jemena) 66 kV"]
[null,null,null,null,null,null,null,null,null,null,null,null,null,null,null,null,null,29,"VIC South Morang (Jemena) 66 kV29","VIC South Morang (Jemena) 66 kV"]
[null,null,null,null,null,null,null,null,null,null,null,null,null,null,null,null,null,30,"VIC South Morang (Jemena) 66 kV30","VIC South Morang (Jemena) 66 kV"]
[null,null,null,null,null,null,null,null,null,null,null,null,null,null,null,null,null,31,"VIC South Morang (Jemena) 66 kV31","VIC South Morang (Jemena) 66 kV"]
[null,null,"VIC Springvale 12 (United Energy) 66 kV",null,null,null,null,null,null,null,null,null,null,null,null,null,null,1,"VIC Springvale 12 (United Energy) 66 kV1",{"$f":"C1804","v":"VIC Springvale 12 (United Energy) 66 kV"}]
[null,null,null,null,null,null,null,null,null,null,null,null,null,null,null,null,null,2,"VIC Springvale 12 (United Energy) 66 kV2",{"$f":"T1804","v":"VIC Springvale 12 (United Energy) 66 kV"}]
[null,null,null,"MAIN SECTORS",null,null,null,null,null,null,null,null,null,null,null,null,null,3,"VIC Springvale 12 (United Energy) 66 kV3","VIC Springvale 12 (United Energy) 66 kV"]
[null,null,null,"Mix of industrial, residential and commercial.",null,null,null,null,null,null,null,null,null,null,null,null,null,4,"VIC Springvale 12 (United Energy) 66 kV4","VIC Springvale 12 (United Energy) 66 kV"]
[null,null,null,null,null,null,null,null,null,null,null,null,null,null,null,null,null,5,"VIC Springvale 12 (United Energy) 66 kV5","VIC Springvale 12 (United Energy) 66 kV"]
[null,null,null,null,null,null,null,null,null,null,null,null,null,null,null,null,null,6,"VIC Springvale 12 (United Energy) 66 kV6","VIC Springvale 12 (United Energy) 66 kV"]
[null,null,null,null,null,null,null,null,null,null,null,null,null,null,null,null,null,7,"VIC Springvale 12 (United Energy) 66 kV7","VIC Springvale 12 (United Energy) 66 kV"]
[null,null,null,null,null,null,null,null,null,null,null,null,null,null,null,null,null,8,"VIC Springvale 12 (United Energy) 66 kV8","VIC Springvale 12 (United Energy) 66 kV"]
[null,null,null,"MEDIUM SCENARIO",null,null,null,null,null,null,null,null,null,null,null,null,null,9,"VIC Springvale 12 (United Energy) 66 kV9","VIC Springvale 12 (United Energy) 66 kV"]
[null,null,null,"Summer",null,null,null,null,null,null,null,null,null,null,null,null,null,10,"VIC Springvale 12 (United Energy) 66 kV10","VIC Springvale 12 (United Energy) 66 kV"]
[null,null,null,"Temperature corrected actuals have remained relatively flat over the historical period.",null,null,null,null,null,null,null,null,null,null,null,null,null,11,"VIC Springvale 12 (United Energy) 66 kV11","VIC Springvale 12 (United Energy) 66 kV"]
[null,null,null,"Forecast demand is decreasing over the outlook period.",null,null,null,null,null,null,null,null,null,null,null,null,null,12,"VIC Springvale 12 (United Energy) 66 kV12","VIC Springvale 12 (United Energy) 66 kV"]
[null,null,null,"The 10% POE offset for PV ranges from 3.5% to 11.2% between 2017 and 2026.",null,null,null,null,null,null,null,null,null,null,null,null,null,13,"VIC Springvale 12 (United Energy) 66 kV13","VIC Springvale 12 (United Energy) 66 kV"]
[null,null,null,null,null,null,null,null,null,null,null,null,null,null,null,null,null,14,"VIC Springvale 12 (United Energy) 66 kV14","VIC Springvale 12 (United Energy) 66 kV"]
[null,null,null,null,null,null,null,null,null,null,null,null,null,null,null,null,null,15,"VIC Springvale 12 (United Energy) 66 kV15","VIC Springvale 12 (United Energy) 66 kV"]
[null,null,null,"Winter",null,null,null,null,null,null,null,null,null,null,null,null,null,16,"VIC Springvale 12 (United Energy) 66 kV16","VIC Springvale 12 (United Energy) 66 kV"]
[null,null,null,"Temperature corrected actuals have remained relatively flat over the historical period.",null,null,null,null,null,null,null,null,null,null,null,null,null,17,"VIC Springvale 12 (United Energy) 66 kV17","VIC Springvale 12 (United Energy) 66 kV"]
[null,null,null,"Forecast demand is relatively flat over the outlook period.",null,null,null,null,null,null,null,null,null,null,null,null,null,18,"VIC Springvale 12 (United Energy) 66 kV18","VIC Springvale 12 (United Energy) 66 kV"]
[null,null,null,"The 10% POE offset for PV ranges from 2.1% to 4.6% between 2016 and 2025.",null,null,null,null,null,null,null,null,null,null,null,null,null,19,"VIC Springvale 12 (United Energy) 66 kV19","VIC Springvale 12 (United Energy) 66 kV"]
[null,null,null,null,null,null,null,null,null,null,null,null,null,null,null,null,null,20,"VIC Springvale 12 (United Energy) 66 kV20","VIC Springvale 12 (United Energy) 66 kV"]
[null,null,null,null,null,null,null,null,null,null,null,null,null,null,null,null,null,21,"VIC Springvale 12 (United Energy) 66 kV21","VIC Springvale 12 (United Energy) 66 kV"]
[null,null,null,"Other",null,null,null,null,null,null,null,null,null,null,null,null,null,22,"VIC Springvale 12 (United Energy) 66 kV22","VIC Springvale 12 (United Energy) 66 kV"]
[null,null,null,"Supplies Springvale, Oakleigh, Clarinda, Noble Park.",null,null,null,null,null,null,null,null,null,null,null,null,null,23,"VIC Springvale 12 (United Energy) 66 kV23","VIC Springvale 12 (United Energy) 66 kV"]
[null,null,null,"The impact of the following embedded generator(s) has been removed in the forecasts; Springvale Landfill Gas Power",null,null,null,null,null,null,null,null,null,null,null,null,null,24,"VIC Springvale 12 (United Energy) 66 kV24","VIC Springvale 12 (United Energy) 66 kV"]
[null,null,null,"Station, Claytons Landfill Gas Power Station.",null,null,null,null,null,null,null,null,null,null,null,null,null,25,"VIC Springvale 12 (United Energy) 66 kV25","VIC Springvale 12 (United Energy) 66 kV"]
[null,null,null,"Demand is is weather sensitive in summer and winter.",null,null,null,null,null,null,null,null,null,null,null,null,null,26,"VIC Springvale 12 (United Energy) 66 kV26","VIC Springvale 12 (United Energy) 66 kV"]
[null,null,null,"Diversity factors: Summer = 1; Winter = 0.99.",null,null,null,null,null,null,null,null,null,null,null,null,null,27,"VIC Springvale 12 (United Energy) 66 kV27","VIC Springvale 12 (United Energy) 66 kV"]
[null,null,null,"Power factors: Summer = 0.98, lagging; Winter = 0.98, lagging.",null,null,null,null,null,null,null,null,null,null,null,null,null,28,"VIC Springvale 12 (United Energy) 66 kV28",{"$f":"T1830","v":"VIC Springvale 12 (United Energy) 66 kV"}]
[null,null,null,null,null,null,null,null,null,null,null,null,null,null,null,null,null,29,"VIC Springvale 12 (United Energy) 66 kV29","VIC Springvale 12 (United Energy) 66 kV"]
[null,null,null,null,null,null,null,null,null,null,null,null,null,null,null,null,null,30,"VIC Springvale 12 (United Energy) 66 kV30","VIC Springvale 12 (United Energy) 66 kV"]
[null,null,null,null,null,null,null,null,null,null,null,null,null,null,null,null,null,31,"VIC Springvale 12 (United Energy) 66 kV31","VIC Springvale 12 (United Energy) 66 kV"]
[null,null,"VIC Springvale 34 (CitiPower) 66 kV",null,null,null,null,null,null,null,null,null,null,null,null,null,null,1,"VIC Springvale 34 (CitiPower) 66 kV1",{"$f":"C1835","v":"VIC Springvale 34 (CitiPower) 66 kV"}]
[null,null,null,null,null,null,null,null,null,null,null,null,null,null,null,null,null,2,"VIC Springvale 34 (CitiPower) 66 kV2",{"$f":"T1835","v":"VIC Springvale 34 (CitiPower) 66 kV"}]
[null,null,null,"MAIN SECTORS",null,null,null,null,null,null,null,null,null,null,null,null,null,3,"VIC Springvale 34 (CitiPower) 66 kV3","VIC Springvale 34 (CitiPower) 66 kV"]
[null,null,null,"Predominantly residential and commercial.",null,null,null,null,null,null,null,null,null,null,null,null,null,4,"VIC Springvale 34 (CitiPower) 66 kV4","VIC Springvale 34 (CitiPower) 66 kV"]
[null,null,null,null,null,null,null,null,null,null,null,null,null,null,null,null,null,5,"VIC Springvale 34 (CitiPower) 66 kV5","VIC Springvale 34 (CitiPower) 66 kV"]
[null,null,null,null,null,null,null,null,null,null,null,null,null,null,null,null,null,6,"VIC Springvale 34 (CitiPower) 66 kV6","VIC Springvale 34 (CitiPower) 66 kV"]
[null,null,null,null,null,null,null,null,null,null,null,null,null,null,null,null,null,7,"VIC Springvale 34 (CitiPower) 66 kV7","VIC Springvale 34 (CitiPower) 66 kV"]
[null,null,null,null,null,null,null,null,null,null,null,null,null,null,null,null,null,8,"VIC Springvale 34 (CitiPower) 66 kV8","VIC Springvale 34 (CitiPower) 66 kV"]
[null,null,null,"MEDIUM SCENARIO",null,null,null,null,null,null,null,null,null,null,null,null,null,9,"VIC Springvale 34 (CitiPower) 66 kV9","VIC Springvale 34 (CitiPower) 66 kV"]
[null,null,null,"Summer",null,null,null,null,null,null,null,null,null,null,null,null,null,10,"VIC Springvale 34 (CitiPower) 66 kV10","VIC Springvale 34 (CitiPower) 66 kV"]
[null,null,null,"Temperature corrected actuals have decreased since 2010.",null,null,null,null,null,null,null,null,null,null,null,null,null,11,"VIC Springvale 34 (CitiPower) 66 kV11","VIC Springvale 34 (CitiPower) 66 kV"]
[null,null,null,"Forecast demand is decreasing over the outlook period.",null,null,null,null,null,null,null,null,null,null,null,null,null,12,"VIC Springvale 34 (CitiPower) 66 kV12","VIC Springvale 34 (CitiPower) 66 kV"]
[null,null,null,"The 10% POE offset for PV ranges from 1.0% to 2.5% between 2017 and 2026.",null,null,null,null,null,null,null,null,null,null,null,null,null,13,"VIC Springvale 34 (CitiPower) 66 kV13","VIC Springvale 34 (CitiPower) 66 kV"]
[null,null,null,null,null,null,null,null,null,null,null,null,null,null,null,null,null,14,"VIC Springvale 34 (CitiPower) 66 kV14","VIC Springvale 34 (CitiPower) 66 kV"]
[null,null,null,null,null,null,null,null,null,null,null,null,null,null,null,null,null,15,"VIC Springvale 34 (CitiPower) 66 kV15","VIC Springvale 34 (CitiPower) 66 kV"]
[null,null,null,"Winter",null,null,null,null,null,null,null,null,null,null,null,null,null,16,"VIC Springvale 34 (CitiPower) 66 kV16","VIC Springvale 34 (CitiPower) 66 kV"]
[null,null,null,"Temperature corrected actuals have decreased over the historical period.",null,null,null,null,null,null,null,null,null,null,null,null,null,17,"VIC Springvale 34 (CitiPower) 66 kV17","VIC Springvale 34 (CitiPower) 66 kV"]
[null,null,null,"Forecast demand is decreasing over the outlook period.",null,null,null,null,null,null,null,null,null,null,null,null,null,18,"VIC Springvale 34 (CitiPower) 66 kV18","VIC Springvale 34 (CitiPower) 66 kV"]
[null,null,null,"The 10% POE offset for PV is zero.",null,null,null,null,null,null,null,null,null,null,null,null,null,19,"VIC Springvale 34 (CitiPower) 66 kV19","VIC Springvale 34 (CitiPower) 66 kV"]
[null,null,null,null,null,null,null,null,null,null,null,null,null,null,null,null,null,20,"VIC Springvale 34 (CitiPower) 66 kV20","VIC Springvale 34 (CitiPower) 66 kV"]
[null,null,null,null,null,null,null,null,null,null,null,null,null,null,null,null,null,21,"VIC Springvale 34 (CitiPower) 66 kV21","VIC Springvale 34 (CitiPower) 66 kV"]
[null,null,null,"Other",null,null,null,null,null,null,null,null,null,null,null,null,null,22,"VIC Springvale 34 (CitiPower) 66 kV22","VIC Springvale 34 (CitiPower) 66 kV"]
[null,null,null,"Supplies Riversdale.",null,null,null,null,null,null,null,null,null,null,null,null,null,23,"VIC Springvale 34 (CitiPower) 66 kV23","VIC Springvale 34 (CitiPower) 66 kV"]
[null,null,null,"Demand is is weather sensitive in summer and winter.",null,null,null,null,null,null,null,null,null,null,null,null,null,24,"VIC Springvale 34 (CitiPower) 66 kV24","VIC Springvale 34 (CitiPower) 66 kV"]
[null,null,null,"Diversity factors: Summer = 1; Winter = 1.",null,null,null,null,null,null,null,null,null,null,null,null,null,25,"VIC Springvale 34 (CitiPower) 66 kV25","VIC Springvale 34 (CitiPower) 66 kV"]
[null,null,null,"Power factors: Summer = 0.98, lagging; Winter = 0.98, lagging.",null,null,null,null,null,null,null,null,null,null,null,null,null,26,"VIC Springvale 34 (CitiPower) 66 kV26","VIC Springvale 34 (CitiPower) 66 kV"]
[null,null,null,null,null,null,null,null,null,null,null,null,null,null,null,null,null,27,"VIC Springvale 34 (CitiPower) 66 kV27","VIC Springvale 34 (CitiPower) 66 kV"]
[null,null,null,null,null,null,null,null,null,null,null,null,null,null,null,null,null,28,"VIC Springvale 34 (CitiPower) 66 kV28","VIC Springvale 34 (CitiPower) 66 kV"]
[null,null,null,null,null,null,null,null,null,null,null,null,null,null,null,null,null,{"$f":"MOD(ROW(Q1863)-6,31)+1","v":29},{"$f":"T1863&R1863","v":"VIC Springvale 34 (CitiPower) 66 kV29"},"VIC Springvale 34 (CitiPower) 66 kV"]
[null,null,null,null,null,null,null,null,null,null,null,null,null,null,null,null,null,30,"VIC Springvale 34 (CitiPower) 66 kV30","VIC Springvale 34 (CitiPower) 66 kV"]
[null,null,null,null,null,null,null,null,null,null,null,null,null,null,null,null,null,31,"VIC Springvale 34 (CitiPower) 66 kV31","VIC Springvale 34 (CitiPower) 66 kV"]
[null,null,"VIC Springvale 34 (United Energy) 66 kV",null,null,null,null,null,null,null,null,null,null,null,null,null,null,1,"VIC Springvale 34 (United Energy) 66 kV1",{"$f":"C1866","v":"VIC Springvale 34 (United Energy) 66 kV"}]
[null,null,null,null,null,null,null,null,null,null,null,null,null,null,null,null,null,2,"VIC Springvale 34 (United Energy) 66 kV2",{"$f":"T1866","v":"VIC Springvale 34 (United Energy) 66 kV"}]
[null,null,null,"MAIN SECTORS",null,null,null,null,null,null,null,null,null,null,null,null,null,3,"VIC Springvale 34 (United Energy) 66 kV3","VIC Springvale 34 (United Energy) 66 kV"]
[null,null,null,"Mix of industrial, residential and commercial.",null,null,null,null,null,null,null,null,null,null,null,null,null,4,"VIC Springvale 34 (United Energy) 66 kV4","VIC Springvale 34 (United Energy) 66 kV"]
[null,null,null,null,null,null,null,null,null,null,null,null,null,null,null,null,null,5,"VIC Springvale 34 (United Energy) 66 kV5","VIC Springvale 34 (United Energy) 66 kV"]
[null,null,null,null,null,null,null,null,null,null,null,null,null,null,null,null,null,6,"VIC Springvale 34 (United Energy) 66 kV6","VIC Springvale 34 (United Energy) 66 kV"]
[null,null,null,null,null,null,null,null,null,null,null,null,null,null,null,null,null,7,"VIC Springvale 34 (United Energy) 66 kV7","VIC Springvale 34 (United Energy) 66 kV"]
[null,null,null,null,null,null,null,null,null,null,null,null,null,null,null,null,null,8,"VIC Springvale 34 (United Energy) 66 kV8","VIC Springvale 34 (United Energy) 66 kV"]
[null,null,null,"MEDIUM SCENARIO",null,null,null,null,null,null,null,null,null,null,null,null,null,9,"VIC Springvale 34 (United Energy) 66 kV9","VIC Springvale 34 (United Energy) 66 kV"]
[null,null,null,"Summer",null,null,null,null,null,null,null,null,null,null,null,null,null,10,"VIC Springvale 34 (United Energy) 66 kV10","VIC Springvale 34 (United Energy) 66 kV"]
[null,null,null,"Temperature corrected actuals have remained relatively flat over the historical period.",null,null,null,null,null,null,null,null,null,null,null,null,null,11,"VIC Springvale 34 (United Energy) 66 kV11","VIC Springvale 34 (United Energy) 66 kV"]
[null,null,null,"Forecast demand is relatively flat over the outlook period.",null,null,null,null,null,null,null,null,null,null,null,null,null,12,"VIC Springvale 34 (United Energy) 66 kV12","VIC Springvale 34 (United Energy) 66 kV"]
[null,null,null,"The 10% POE offset for PV ranges from 2.2% to 7.2% between 2017 and 2026.",null,null,null,null,null,null,null,null,null,null,null,null,null,13,"VIC Springvale 34 (United Energy) 66 kV13","VIC Springvale 34 (United Energy) 66 kV"]
[null,null,null,null,null,null,null,null,null,null,null,null,null,null,null,null,null,14,"VIC Springvale 34 (United Energy) 66 kV14","VIC Springvale 34 (United Energy) 66 kV"]
[null,null,null,null,null,null,null,null,null,null,null,null,null,null,null,null,null,15,"VIC Springvale 34 (United Energy) 66 kV15","VIC Springvale 34 (United Energy) 66 kV"]
[null,null,null,"Winter",null,null,null,null,null,null,null,null,null,null,null,null,null,16,"VIC Springvale 34 (United Energy) 66 kV16","VIC Springvale 34 (United Energy) 66 kV"]
[null,null,null,"Temperature corrected actuals have remained relatively flat over the historical period.",null,null,null,null,null,null,null,null,null,null,null,null,null,17,"VIC Springvale 34 (United Energy) 66 kV17","VIC Springvale 34 (United Energy) 66 kV"]
[null,null,null,"Forecast demand is relatively flat over the outlook period.",null,null,null,null,null,null,null,null,null,null,null,null,null,18,"VIC Springvale 34 (United Energy) 66 kV18","VIC Springvale 34 (United Energy) 66 kV"]
[null,null,null,"The 10% POE offset for PV is zero.",null,null,null,null,null,null,null,null,null,null,null,null,null,19,"VIC Springvale 34 (United Energy) 66 kV19","VIC Springvale 34 (United Energy) 66 kV"]
[null,null,null,null,null,null,null,null,null,null,null,null,null,null,null,null,null,20,"VIC Springvale 34 (United Energy) 66 kV20","VIC Springvale 34 (United Energy) 66 kV"]
[null,null,null,null,null,null,null,null,null,null,null,null,null,null,null,null,null,21,"VIC Springvale 34 (United Energy) 66 kV21","VIC Springvale 34 (United Energy) 66 kV"]
[null,null,null,"Other",null,null,null,null,null,null,null,null,null,null,null,null,null,22,"VIC Springvale 34 (United Energy) 66 kV22","VIC Springvale 34 (United Energy) 66 kV"]
[null,null,null,"Supplies Glen Waverley, Burwood, Notting Hill.",null,null,null,null,null,null,null,null,null,null,null,null,null,23,"VIC Springvale 34 (United Energy) 66 kV23","VIC Springvale 34 (United Energy) 66 kV"]
[null,null,null,"Demand is is weather sensitive in summer and winter.",null,null,null,null,null,null,null,null,null,null,null,null,null,24,"VIC Springvale 34 (United Energy) 66 kV24","VIC Springvale 34 (United Energy) 66 kV"]
[null,null,null,"Diversity factors: Summer = 1; Winter = 1.",null,null,null,null,null,null,null,null,null,null,null,null,null,25,"VIC Springvale 34 (United Energy) 66 kV25","VIC Springvale 34 (United Energy) 66 kV"]
[null,null,null,"Power factors: Summer = 0.98, lagging; Winter = 0.98, lagging.",null,null,null,null,null,null,null,null,null,null,null,null,null,26,"VIC Springvale 34 (United Energy) 66 kV26","VIC Springvale 34 (United Energy) 66 kV"]
[null,null,null,null,null,null,null,null,null,null,null,null,null,null,null,null,null,27,"VIC Springvale 34 (United Energy) 66 kV27","VIC Springvale 34 (United Energy) 66 kV"]
[null,null,null,null,null,null,null,null,null,null,null,null,null,null,null,null,null,28,"VIC Springvale 34 (United Energy) 66 kV28","VIC Springvale 34 (United Energy) 66 kV"]
[null,null,null,null,null,null,null,null,null,null,null,null,null,null,null,null,null,29,"VIC Springvale 34 (United Energy) 66 kV29","VIC Springvale 34 (United Energy) 66 kV"]
[null,null,null,null,null,null,null,null,null,null,null,null,null,null,null,null,null,30,"VIC Springvale 34 (United Energy) 66 kV30",{"$f":"T1894","v":"VIC Springvale 34 (United Energy) 66 kV"}]
[null,null,null,null,null,null,null,null,null,null,null,null,null,null,null,null,null,31,"VIC Springvale 34 (United Energy) 66 kV31","VIC Springvale 34 (United Energy) 66 kV"]
[null,null,"VIC Tyabb (United Energy) 66 kV",null,null,null,null,null,null,null,null,null,null,null,null,null,null,1,"VIC Tyabb (United Energy) 66 kV1",{"$f":"C1897","v":"VIC Tyabb (United Energy) 66 kV"}]
[null,null,null,null,null,null,null,null,null,null,null,null,null,null,null,null,null,2,"VIC Tyabb (United Energy) 66 kV2",{"$f":"T1897","v":"VIC Tyabb (United Energy) 66 kV"}]
[null,null,null,"MAIN SECTORS",null,null,null,null,null,null,null,null,null,null,null,null,null,3,"VIC Tyabb (United Energy) 66 kV3","VIC Tyabb (United Energy) 66 kV"]
[null,null,null,"Mainly residential and commercial.",null,null,null,null,null,null,null,null,null,null,null,null,null,4,"VIC Tyabb (United Energy) 66 kV4","VIC Tyabb (United Energy) 66 kV"]
[null,null,null,null,null,null,null,null,null,null,null,null,null,null,null,null,null,5,"VIC Tyabb (United Energy) 66 kV5","VIC Tyabb (United Energy) 66 kV"]
[null,null,null,null,null,null,null,null,null,null,null,null,null,null,null,null,null,6,"VIC Tyabb (United Energy) 66 kV6","VIC Tyabb (United Energy) 66 kV"]
[null,null,null,null,null,null,null,null,null,null,null,null,null,null,null,null,null,7,"VIC Tyabb (United Energy) 66 kV7","VIC Tyabb (United Energy) 66 kV"]
[null,null,null,null,null,null,null,null,null,null,null,null,null,null,null,null,null,8,"VIC Tyabb (United Energy) 66 kV8","VIC Tyabb (United Energy) 66 kV"]
[null,null,null,"MEDIUM SCENARIO",null,null,null,null,null,null,null,null,null,null,null,null,null,9,"VIC Tyabb (United Energy) 66 kV9","VIC Tyabb (United Energy) 66 kV"]
[null,null,null,"Summer",null,null,null,null,null,null,null,null,null,null,null,null,null,10,"VIC Tyabb (United Energy) 66 kV10","VIC Tyabb (United Energy) 66 kV"]
[null,null,null,"Temperature corrected actuals have increased over the historical period.",null,null,null,null,null,null,null,null,null,null,null,null,null,11,"VIC Tyabb (United Energy) 66 kV11","VIC Tyabb (United Energy) 66 kV"]
[null,null,null,"Forecast demand is increasing over the outlook period.",null,null,null,null,null,null,null,null,null,null,null,null,null,12,"VIC Tyabb (United Energy) 66 kV12","VIC Tyabb (United Energy) 66 kV"]
[null,null,null,"The 10% POE offset for PV ranges from 4.2% to 8.5% between 2017 and 2026.",null,null,null,null,null,null,null,null,null,null,null,null,null,13,"VIC Tyabb (United Energy) 66 kV13","VIC Tyabb (United Energy) 66 kV"]
[null,null,null,null,null,null,null,null,null,null,null,null,null,null,null,null,null,14,"VIC Tyabb (United Energy) 66 kV14","VIC Tyabb (United Energy) 66 kV"]
[null,null,null,null,null,null,null,null,null,null,null,null,null,null,null,null,null,15,"VIC Tyabb (United Energy) 66 kV15","VIC Tyabb (United Energy) 66 kV"]
[null,null,null,"Winter",null,null,null,null,null,null,null,null,null,null,null,null,null,16,"VIC Tyabb (United Energy) 66 kV16","VIC Tyabb (United Energy) 66 kV"]
[null,null,null,"Temperature corrected actuals have increased over the historical period.",null,null,null,null,null,null,null,null,null,null,null,null,null,17,"VIC Tyabb (United Energy) 66 kV17","VIC Tyabb (United Energy) 66 kV"]
[null,null,null,"Forecast demand is increasing over the outlook period.",null,null,null,null,null,null,null,null,null,null,null,null,null,18,"VIC Tyabb (United Energy) 66 kV18","VIC Tyabb (United Energy) 66 kV"]
[null,null,null,"The 10% POE offset for PV is zero.",null,null,null,null,null,null,null,null,null,null,null,null,null,19,"VIC Tyabb (United Energy) 66 kV19","VIC Tyabb (United Energy) 66 kV"]
[null,null,null,null,null,null,null,null,null,null,null,null,null,null,null,null,null,20,"VIC Tyabb (United Energy) 66 kV20","VIC Tyabb (United Energy) 66 kV"]
[null,null,null,null,null,null,null,null,null,null,null,null,null,null,null,null,null,21,"VIC Tyabb (United Energy) 66 kV21","VIC Tyabb (United Energy) 66 kV"]
[null,null,null,"Other",null,null,null,null,null,null,null,null,null,null,null,null,null,22,"VIC Tyabb (United Energy) 66 kV22","VIC Tyabb (United Energy) 66 kV"]
[null,null,null,"Supplies Mornington, Frankston, Hastings, Dromana, Rosebud, Sorrento.",null,null,null,null,null,null,null,null,null,null,null,null,null,23,"VIC Tyabb (United Energy) 66 kV23","VIC Tyabb (United Energy) 66 kV"]
[null,null,null,"The impact of the following embedded generator(s) has been removed in the forecasts; Mornington Waste Disposal Facility.",null,null,null,null,null,null,null,null,null,null,null,null,null,24,"VIC Tyabb (United Energy) 66 kV24","VIC Tyabb (United Energy) 66 kV"]
[null,null,null,"Demand is is weather sensitive in summer and winter.",null,null,null,null,null,null,null,null,null,null,null,null,null,25,"VIC Tyabb (United Energy) 66 kV25","VIC Tyabb (United Energy) 66 kV"]
[null,null,null,"Diversity factors: Summer = 0.89; Winter = 1.",null,null,null,null,null,null,null,null,null,null,null,null,null,26,"VIC Tyabb (United Energy) 66 kV26","VIC Tyabb (United Energy) 66 kV"]
[null,null,null,"Power factors: Summer = 0.98, lagging; Winter = 0.98, lagging.",null,null,null,null,null,null,null,null,null,null,null,null,null,27,"VIC Tyabb (United Energy) 66 kV27","VIC Tyabb (United Energy) 66 kV"]
[null,null,null,null,null,null,null,null,null,null,null,null,null,null,null,null,null,28,"VIC Tyabb (United Energy) 66 kV28","VIC Tyabb (United Energy) 66 kV"]
[null,null,null,null,null,null,null,null,null,null,null,null,null,null,null,null,null,29,"VIC Tyabb (United Energy) 66 kV29","VIC Tyabb (United Energy) 66 kV"]
[null,null,null,null,null,null,null,null,null,null,null,null,null,null,null,null,null,30,"VIC Tyabb (United Energy) 66 kV30","VIC Tyabb (United Energy) 66 kV"]
[null,null,null,null,null,null,null,null,null,null,null,null,null,null,null,null,null,{"$f":"MOD(ROW(Q1927)-6,31)+1","v":31},{"$f":"T1927&R1927","v":"VIC Tyabb (United Energy) 66 kV31"},"VIC Tyabb (United Energy) 66 kV"]
[null,null,"VIC Terang (Powercor) 66 kV",null,null,null,null,null,null,null,null,null,null,null,null,null,null,1,"VIC Terang (Powercor) 66 kV1",{"$f":"C1928","v":"VIC Terang (Powercor) 66 kV"}]
[null,null,null,null,null,null,null,null,null,null,null,null,null,null,null,null,null,2,"VIC Terang (Powercor) 66 kV2",{"$f":"T1928","v":"VIC Terang (Powercor) 66 kV"}]
[null,null,null,"MAIN SECTORS",null,null,null,null,null,null,null,null,null,null,null,null,null,3,"VIC Terang (Powercor) 66 kV3","VIC Terang (Powercor) 66 kV"]
[null,null,null,"Mix of agricultural (dairy), residential, commercial and industrial.",null,null,null,null,null,null,null,null,null,null,null,null,null,4,"VIC Terang (Powercor) 66 kV4","VIC Terang (Powercor) 66 kV"]
[null,null,null,null,null,null,null,null,null,null,null,null,null,null,null,null,null,5,"VIC Terang (Powercor) 66 kV5","VIC Terang (Powercor) 66 kV"]
[null,null,null,null,null,null,null,null,null,null,null,null,null,null,null,null,null,6,"VIC Terang (Powercor) 66 kV6","VIC Terang (Powercor) 66 kV"]
[null,null,null,null,null,null,null,null,null,null,null,null,null,null,null,null,null,7,"VIC Terang (Powercor) 66 kV7","VIC Terang (Powercor) 66 kV"]
[null,null,null,null,null,null,null,null,null,null,null,null,null,null,null,null,null,8,"VIC Terang (Powercor) 66 kV8","VIC Terang (Powercor) 66 kV"]
[null,null,null,"MEDIUM SCENARIO",null,null,null,null,null,null,null,null,null,null,null,null,null,9,"VIC Terang (Powercor) 66 kV9","VIC Terang (Powercor) 66 kV"]
[null,null,null,"Summer",null,null,null,null,null,null,null,null,null,null,null,null,null,10,"VIC Terang (Powercor) 66 kV10","VIC Terang (Powercor) 66 kV"]
[null,null,null,"Temperature corrected actuals have remained relatively flat over the historical period.",null,null,null,null,null,null,null,null,null,null,null,null,null,11,"VIC Terang (Powercor) 66 kV11","VIC Terang (Powercor) 66 kV"]
[null,null,null,"Forecast demand is relatively flat over the outlook period.",null,null,null,null,null,null,null,null,null,null,null,null,null,12,"VIC Terang (Powercor) 66 kV12","VIC Terang (Powercor) 66 kV"]
[null,null,null,"The 10% POE offset for PV ranges from 3.4% to 8.1% between 2017 and 2026.",null,null,null,null,null,null,null,null,null,null,null,null,null,13,"VIC Terang (Powercor) 66 kV13","VIC Terang (Powercor) 66 kV"]
[null,null,null,null,null,null,null,null,null,null,null,null,null,null,null,null,null,14,"VIC Terang (Powercor) 66 kV14","VIC Terang (Powercor) 66 kV"]
[null,null,null,null,null,null,null,null,null,null,null,null,null,null,null,null,null,15,"VIC Terang (Powercor) 66 kV15","VIC Terang (Powercor) 66 kV"]
[null,null,null,"Winter",null,null,null,null,null,null,null,null,null,null,null,null,null,16,"VIC Terang (Powercor) 66 kV16","VIC Terang (Powercor) 66 kV"]
[null,null,null,"Temperature corrected actuals have increased over the historical period.",null,null,null,null,null,null,null,null,null,null,null,null,null,17,"VIC Terang (Powercor) 66 kV17","VIC Terang (Powercor) 66 kV"]
[null,null,null,"Forecast demand is increasing over the outlook period.",null,null,null,null,null,null,null,null,null,null,null,null,null,18,"VIC Terang (Powercor) 66 kV18","VIC Terang (Powercor) 66 kV"]
[null,null,null,"The 10% POE offset for PV is zero.",null,null,null,null,null,null,null,null,null,null,null,null,null,19,"VIC Terang (Powercor) 66 kV19","VIC Terang (Powercor) 66 kV"]
[null,null,null,null,null,null,null,null,null,null,null,null,null,null,null,null,null,20,"VIC Terang (Powercor) 66 kV20","VIC Terang (Powercor) 66 kV"]
[null,null,null,null,null,null,null,null,null,null,null,null,null,null,null,null,null,21,"VIC Terang (Powercor) 66 kV21","VIC Terang (Powercor) 66 kV"]
[null,null,null,"Other",null,null,null,null,null,null,null,null,null,null,null,null,null,22,"VIC Terang (Powercor) 66 kV22","VIC Terang (Powercor) 66 kV"]
[null,null,null,"Supplies Hamilton, Portland, Koroit, Warrnambool, Terang, Cobden, Colac, Winchelsea.",null,null,null,null,null,null,null,null,null,null,null,null,null,23,"VIC Terang (Powercor) 66 kV23","VIC Terang (Powercor) 66 kV"]
[null,null,null,"Increases in business demand related to agriculture are forecast.",null,null,null,null,null,null,null,null,null,null,null,null,null,24,"VIC Terang (Powercor) 66 kV24","VIC Terang (Powercor) 66 kV"]
[null,null,null,"The impact of the following embedded generator(s) has been removed in the forecasts; Mortons Lane Wind Farm, Yambuk Wind",null,null,null,null,null,null,null,null,null,null,null,null,null,25,"VIC Terang (Powercor) 66 kV25","VIC Terang (Powercor) 66 kV"]
[null,null,null,"Farm, Oaklands Hill Wind Farm, Codrington Wind Farm.",null,null,null,null,null,null,null,null,null,null,null,null,null,26,"VIC Terang (Powercor) 66 kV26","VIC Terang (Powercor) 66 kV"]
[null,null,null,"Demand is is weather sensitive in summer and winter.",null,null,null,null,null,null,null,null,null,null,null,null,null,27,"VIC Terang (Powercor) 66 kV27","VIC Terang (Powercor) 66 kV"]
[null,null,null,"Diversity factors: Summer = 0.98; Winter = 0.96.",null,null,null,null,null,null,null,null,null,null,null,null,null,28,"VIC Terang (Powercor) 66 kV28","VIC Terang (Powercor) 66 kV"]
[null,null,null,"Power factors: Summer = 0.99, lagging; Winter = 1, lagging.",null,null,null,null,null,null,null,null,null,null,null,null,null,29,"VIC Terang (Powercor) 66 kV29","VIC Terang (Powercor) 66 kV"]
[null,null,null,null,null,null,null,null,null,null,null,null,null,null,null,null,null,30,"VIC Terang (Powercor) 66 kV30","VIC Terang (Powercor) 66 kV"]
[null,null,null,null,null,null,null,null,null,null,null,null,null,null,null,null,null,31,"VIC Terang (Powercor) 66 kV31","VIC Terang (Powercor) 66 kV"]
[null,null,"VIC Templestowe (AusNet) 66 kV",null,null,null,null,null,null,null,null,null,null,null,null,null,null,1,"VIC Templestowe (AusNet) 66 kV1",{"$f":"C1959","v":"VIC Templestowe (AusNet) 66 kV"}]
[null,null,null,null,null,null,null,null,null,null,null,null,null,null,null,null,null,2,"VIC Templestowe (AusNet) 66 kV2",{"$f":"T1959","v":"VIC Templestowe (AusNet) 66 kV"}]
[null,null,null,"MAIN SECTORS",null,null,null,null,null,null,null,null,null,null,null,null,null,3,"VIC Templestowe (AusNet) 66 kV3","VIC Templestowe (AusNet) 66 kV"]
[null,null,null,"Predominantly residential.",null,null,null,null,null,null,null,null,null,null,null,null,null,4,"VIC Templestowe (AusNet) 66 kV4","VIC Templestowe (AusNet) 66 kV"]
[null,null,null,null,null,null,null,null,null,null,null,null,null,null,null,null,null,5,"VIC Templestowe (AusNet) 66 kV5","VIC Templestowe (AusNet) 66 kV"]
[null,null,null,null,null,null,null,null,null,null,null,null,null,null,null,null,null,6,"VIC Templestowe (AusNet) 66 kV6","VIC Templestowe (AusNet) 66 kV"]
[null,null,null,null,null,null,null,null,null,null,null,null,null,null,null,null,null,7,"VIC Templestowe (AusNet) 66 kV7","VIC Templestowe (AusNet) 66 kV"]
[null,null,null,null,null,null,null,null,null,null,null,null,null,null,null,null,null,8,"VIC Templestowe (AusNet) 66 kV8","VIC Templestowe (AusNet) 66 kV"]
[null,null,null,"MEDIUM SCENARIO",null,null,null,null,null,null,null,null,null,null,null,null,null,9,"VIC Templestowe (AusNet) 66 kV9","VIC Templestowe (AusNet) 66 kV"]
[null,null,null,"Summer",null,null,null,null,null,null,null,null,null,null,null,null,null,10,"VIC Templestowe (AusNet) 66 kV10","VIC Templestowe (AusNet) 66 kV"]
[null,null,null,"Temperature corrected actuals have decreased since 2010.",null,null,null,null,null,null,null,null,null,null,null,null,null,11,"VIC Templestowe (AusNet) 66 kV11","VIC Templestowe (AusNet) 66 kV"]
[null,null,null,"Forecast demand is decreasing over the outlook period.",null,null,null,null,null,null,null,null,null,null,null,null,null,12,"VIC Templestowe (AusNet) 66 kV12","VIC Templestowe (AusNet) 66 kV"]
[null,null,null,"The 10% POE offset for PV ranges from 2.5% to 5.8% between 2017 and 2026.",null,null,null,null,null,null,null,null,null,null,null,null,null,13,"VIC Templestowe (AusNet) 66 kV13","VIC Templestowe (AusNet) 66 kV"]
[null,null,null,null,null,null,null,null,null,null,null,null,null,null,null,null,null,14,"VIC Templestowe (AusNet) 66 kV14","VIC Templestowe (AusNet) 66 kV"]
[null,null,null,null,null,null,null,null,null,null,null,null,null,null,null,null,null,15,"VIC Templestowe (AusNet) 66 kV15","VIC Templestowe (AusNet) 66 kV"]
[null,null,null,"Winter",null,null,null,null,null,null,null,null,null,null,null,null,null,16,"VIC Templestowe (AusNet) 66 kV16","VIC Templestowe (AusNet) 66 kV"]
[null,null,null,"Temperature corrected actuals have decreased over the historical period.",null,null,null,null,null,null,null,null,null,null,null,null,null,17,"VIC Templestowe (AusNet) 66 kV17","VIC Templestowe (AusNet) 66 kV"]
[null,null,null,"Forecast demand is decreasing over the outlook period.",null,null,null,null,null,null,null,null,null,null,null,null,null,18,"VIC Templestowe (AusNet) 66 kV18","VIC Templestowe (AusNet) 66 kV"]
[null,null,null,"The 10% POE offset for PV is zero.",null,null,null,null,null,null,null,null,null,null,null,null,null,19,"VIC Templestowe (AusNet) 66 kV19","VIC Templestowe (AusNet) 66 kV"]
[null,null,null,null,null,null,null,null,null,null,null,null,null,null,null,null,null,20,"VIC Templestowe (AusNet) 66 kV20","VIC Templestowe (AusNet) 66 kV"]
[null,null,null,null,null,null,null,null,null,null,null,null,null,null,null,null,null,21,"VIC Templestowe (AusNet) 66 kV21","VIC Templestowe (AusNet) 66 kV"]
[null,null,null,"Other",null,null,null,null,null,null,null,null,null,null,null,null,null,22,"VIC Templestowe (AusNet) 66 kV22","VIC Templestowe (AusNet) 66 kV"]
[null,null,null,"Supplies Eltham.",null,null,null,null,null,null,null,null,null,null,null,null,null,23,"VIC Templestowe (AusNet) 66 kV23","VIC Templestowe (AusNet) 66 kV"]
[null,null,null,"Demand is is weather sensitive in summer and winter.",null,null,null,null,null,null,null,null,null,null,null,null,null,24,"VIC Templestowe (AusNet) 66 kV24","VIC Templestowe (AusNet) 66 kV"]
[null,null,null,"Diversity factors: Summer = 0.96; Winter = 0.99.",null,null,null,null,null,null,null,null,null,null,null,null,null,25,"VIC Templestowe (AusNet) 66 kV25","VIC Templestowe (AusNet) 66 kV"]
[null,null,null,"Power factors: Summer = 0.97, lagging; Winter = 0.98, lagging.",null,null,null,null,null,null,null,null,null,null,null,null,null,26,"VIC Templestowe (AusNet) 66 kV26","VIC Templestowe (AusNet) 66 kV"]
[null,null,null,null,null,null,null,null,null,null,null,null,null,null,null,null,null,27,"VIC Templestowe (AusNet) 66 kV27","VIC Templestowe (AusNet) 66 kV"]
[null,null,null,null,null,null,null,null,null,null,null,null,null,null,null,null,null,28,"VIC Templestowe (AusNet) 66 kV28","VIC Templestowe (AusNet) 66 kV"]
[null,null,null,null,null,null,null,null,null,null,null,null,null,null,null,null,null,29,"VIC Templestowe (AusNet) 66 kV29","VIC Templestowe (AusNet) 66 kV"]
[null,null,null,null,null,null,null,null,null,null,null,null,null,null,null,null,null,30,"VIC Templestowe (AusNet) 66 kV30","VIC Templestowe (AusNet) 66 kV"]
[null,null,null,null,null,null,null,null,null,null,null,null,null,null,null,null,null,31,"VIC Templestowe (AusNet) 66 kV31","VIC Templestowe (AusNet) 66 kV"]
[null,null,"VIC Templestowe (CitiPower) 66 kV",null,null,null,null,null,null,null,null,null,null,null,null,null,null,1,"VIC Templestowe (CitiPower) 66 kV1",{"$f":"C1990","v":"VIC Templestowe (CitiPower) 66 kV"}]
[null,null,null,null,null,null,null,null,null,null,null,null,null,null,null,null,null,{"$f":"MOD(ROW(Q1991)-6,31)+1","v":2},{"$f":"T1991&R1991","v":"VIC Templestowe (CitiPower) 66 kV2"},{"$f":"T1990","v":"VIC Templestowe (CitiPower) 66 kV"}]
[null,null,null,"MAIN SECTORS",null,null,null,null,null,null,null,null,null,null,null,null,null,3,"VIC Templestowe (CitiPower) 66 kV3","VIC Templestowe (CitiPower) 66 kV"]
[null,null,null,"Predominantly residential and commercial.",null,null,null,null,null,null,null,null,null,null,null,null,null,4,"VIC Templestowe (CitiPower) 66 kV4","VIC Templestowe (CitiPower) 66 kV"]
[null,null,null,null,null,null,null,null,null,null,null,null,null,null,null,null,null,5,"VIC Templestowe (CitiPower) 66 kV5","VIC Templestowe (CitiPower) 66 kV"]
[null,null,null,null,null,null,null,null,null,null,null,null,null,null,null,null,null,6,"VIC Templestowe (CitiPower) 66 kV6","VIC Templestowe (CitiPower) 66 kV"]
[null,null,null,null,null,null,null,null,null,null,null,null,null,null,null,null,null,7,"VIC Templestowe (CitiPower) 66 kV7","VIC Templestowe (CitiPower) 66 kV"]
[null,null,null,null,null,null,null,null,null,null,null,null,null,null,null,null,null,8,"VIC Templestowe (CitiPower) 66 kV8","VIC Templestowe (CitiPower) 66 kV"]
[null,null,null,"MEDIUM SCENARIO",null,null,null,null,null,null,null,null,null,null,null,null,null,9,"VIC Templestowe (CitiPower) 66 kV9","VIC Templestowe (CitiPower) 66 kV"]
[null,null,null,"Summer",null,null,null,null,null,null,null,null,null,null,null,null,null,10,"VIC Templestowe (CitiPower) 66 kV10","VIC Templestowe (CitiPower) 66 kV"]
[null,null,null,"Temperature corrected actuals have decreased since 2010.",null,null,null,null,null,null,null,null,null,null,null,null,null,11,"VIC Templestowe (CitiPower) 66 kV11","VIC Templestowe (CitiPower) 66 kV"]
[null,null,null,"The 10% POE offset for PV ranges from 1.9% to 5.1% between 2017 and 2026.",null,null,null,null,null,null,null,null,null,null,null,null,null,13,"VIC Templestowe (CitiPower) 66 kV13","VIC Templestowe (CitiPower) 66 kV"]
[null,null,null,null,null,null,null,null,null,null,null,null,null,null,null,null,null,15,"VIC Templestowe (CitiPower) 66 kV15","VIC Templestowe (CitiPower) 66 kV"]
[null,null,null,"Forecast demand is decreasing over the outlook period.",null,null,null,null,null,null,null,null,null,null,null,null,null,18,"VIC Templestowe (CitiPower) 66 kV18","VIC Templestowe (CitiPower) 66 kV"]
[null,null,null,"Other",null,null,null,null,null,null,null,null,null,null,null,null,null,22,"VIC Templestowe (CitiPower) 66 kV22","VIC Templestowe (CitiPower) 66 kV"]
[null,null,null,"Demand is is weather sensitive in summer and winter.",null,null,null,null,null,null,null,null,null,null,null,null,null,25,"VIC Templestowe (CitiPower) 66 kV25","VIC Templestowe (CitiPower) 66 kV"]
[null,null,null,null,null,null,null,null,null,null,null,null,null,null,null,null,null,28,"VIC Templestowe (CitiPower) 66 kV28","VIC Templestowe (CitiPower) 66 kV"]
[null,null,null,null,null,null,null,null,null,null,null,null,null,null,null,null,null,30,"VIC Templestowe (CitiPower) 66 kV30","VIC Templestowe (CitiPower) 66 kV"]
[null,null,null,null,null,null,null,null,null,null,null,null,null,null,null,null,null,31,"VIC Templestowe (CitiPower) 66 kV31","VIC Templestowe (CitiPower) 66 kV"]
[null,null,null,"Predominantly residential.",null,null,null,null,null,null,null,null,null,null,null,null,null,4,"VIC Templestowe (Jemena) 66 kV4",{"$f":"T2023","v":"VIC Templestowe (Jemena) 66 kV"}]
[null,null,null,null,null,null,null,null,null,null,null,null,null,null,null,null,null,7,"VIC Templestowe (Jemena) 66 kV7","VIC Templestowe (Jemena) 66 kV"]
[null,null,null,"Summer",null,null,null,null,null,null,null,null,null,null,null,null,null,10,"VIC Templestowe (Jemena) 66 kV10","VIC Templestowe (Jemena) 66 kV"]
[null,null,null,null,null,null,null,null,null,null,null,null,null,null,null,null,null,14,"VIC Templestowe (Jemena) 66 kV14","VIC Templestowe (Jemena) 66 kV"]
[null,null,null,"Winter",null,null,null,null,null,null,null,null,null,null,null,null,null,16,"VIC Templestowe (Jemena) 66 kV16","VIC Templestowe (Jemena) 66 kV"]
[null,null,null,"The 10% POE offset for PV ranges from 0.6% to 2.1% between 2016 and 2025.",null,null,null,null,null,null,null,null,null,null,null,null,null,19,"VIC Templestowe (Jemena) 66 kV19","VIC Templestowe (Jemena) 66 kV"]
[null,null,null,null,null,null,null,null,null,null,null,null,null,null,null,null,null,20,"VIC Templestowe (Jemena) 66 kV20","VIC Templestowe (Jemena) 66 kV"]
[null,null,null,"Supplies Heidelberg.",null,null,null,null,null,null,null,null,null,null,null,null,null,23,"VIC Templestowe (Jemena) 66 kV23","VIC Templestowe (Jemena) 66 kV"]
[null,null,null,null,null,null,null,null,null,null,null,null,null,null,null,null,null,27,"VIC Templestowe (Jemena) 66 kV27","VIC Templestowe (Jemena) 66 kV"]
[null,null,null,null,null,null,null,null,null,null,null,null,null,null,null,null,null,30,"VIC Templestowe (Jemena) 66 kV30","VIC Templestowe (Jemena) 66 kV"]
[null,null,null,null,null,null,null,null,null,null,null,null,null,null,null,null,null,2,"VIC Templestowe (United Energy) 66 kV2",{"$f":"T2052","v":"VIC Templestowe (United Energy) 66 kV"}]
[null,null,null,"Predominantly residential and commercial.",null,null,null,null,null,null,null,null,null,null,null,null,null,{"$f":"MOD(ROW(Q2055)-6,31)+1","v":4},"VIC Templestowe (United Energy) 66 kV4","VIC Templestowe (United Energy) 66 kV"]
[null,null,null,null,null,null,null,null,null,null,null,null,null,null,null,null,null,8,"VIC Templestowe (United Energy) 66 kV8","VIC Templestowe (United Energy) 66 kV"]
[null,null,null,"MEDIUM SCENARIO",null,null,null,null,null,null,null,null,null,null,null,null,null,9,"VIC Templestowe (United Energy) 66 kV9","VIC Templestowe (United Energy) 66 kV"]
[null,null,null,"Forecast demand is relatively flat over the outlook period.",null,null,null,null,null,null,null,null,null,null,null,null,null,12,"VIC Templestowe (United Energy) 66 kV12","VIC Templestowe (United Energy) 66 kV"]
[null,null,null,null,null,null,null,null,null,null,null,null,null,null,null,null,null,15,"VIC Templestowe (United Energy) 66 kV15","VIC Templestowe (United Energy) 66 kV"]
[null,null,null,"The 10% POE offset for PV is zero.",null,null,null,null,null,null,null,null,null,null,null,null,null,19,"VIC Templestowe (United Energy) 66 kV19","VIC Templestowe (United Energy) 66 kV"]
[null,null,null,null,null,null,null,null,null,null,null,null,null,null,null,null,null,21,"VIC Templestowe (United Energy) 66 kV21","VIC Templestowe (United Energy) 66 kV"]
[null,null,null,"Demand is is weather sensitive in summer and winter.",null,null,null,null,null,null,null,null,null,null,null,null,null,24,"VIC Templestowe (United Energy) 66 kV24","VIC Templestowe (United Energy) 66 kV"]
[null,null,null,null,null,null,null,null,null,null,null,null,null,null,null,null,null,28,"VIC Templestowe (United Energy) 66 kV28","VIC Templestowe (United Energy) 66 kV"]
[null,null,null,null,null,null,null,null,null,null,null,null,null,null,null,null,null,31,"VIC Templestowe (United Energy) 66 kV31","VIC Templestowe (United Energy) 66 kV"]
[null,null,"VIC Thomastown 12 (AusNet) 66 kV",null,null,null,null,null,null,null,null,null,null,null,null,null,null,{"$f":"MOD(ROW(Q2083)-6,31)+1","v":1},{"$f":"T2083&R2083","v":"VIC Thomastown 12 (AusNet) 66 kV1"},{"$f":"C2083","v":"VIC Thomastown 12 (AusNet) 66 kV"}]
[null,null,null,"Predominantly industrial and residential.",null,null,null,null,null,null,null,null,null,null,null,null,null,4,"VIC Thomastown 12 (AusNet) 66 kV4","VIC Thomastown 12 (AusNet) 66 kV"]
[null,null,null,null,null,null,null,null,null,null,null,null,null,null,null,null,null,7,"VIC Thomastown 12 (AusNet) 66 kV7","VIC Thomastown 12 (AusNet) 66 kV"]
[null,null,null,"Temperature corrected actuals have remained relatively flat over the historical period.",null,null,null,null,null,null,null,null,null,null,null,null,null,11,"VIC Thomastown 12 (AusNet) 66 kV11","VIC Thomastown 12 (AusNet) 66 kV"]
[null,null,null,"The 10% POE offset for PV ranges from 2.7% to 7.6% between 2017 and 2026.",null,null,null,null,null,null,null,null,null,null,null,null,null,13,"VIC Thomastown 12 (AusNet) 66 kV13","VIC Thomastown 12 (AusNet) 66 kV"]
[null,null,null,"Winter",null,null,null,null,null,null,null,null,null,null,null,null,null,16,"VIC Thomastown 12 (AusNet) 66 kV16","VIC Thomastown 12 (AusNet) 66 kV"]
[null,null,null,null,null,null,null,null,null,null,null,null,null,null,null,null,null,20,"VIC Thomastown 12 (AusNet) 66 kV20","VIC Thomastown 12 (AusNet) 66 kV"]
[null,null,null,"Supplies Thomastown, Watsonia.",null,null,null,null,null,null,null,null,null,null,null,null,null,23,"VIC Thomastown 12 (AusNet) 66 kV23","VIC Thomastown 12 (AusNet) 66 kV"]
[null,null,null,"Demand is is weather sensitive in summer and winter.",null,null,null,null,null,null,null,null,null,null,null,null,null,24,"VIC Thomastown 12 (AusNet) 66 kV24","VIC Thomastown 12 (AusNet) 66 kV"]
[null,null,null,null,null,null,null,null,null,null,null,null,null,null,null,null,null,28,"VIC Thomastown 12 (AusNet) 66 kV28","VIC Thomastown 12 (AusNet) 66 kV"]
[null,null,null,null,null,null,null,null,null,null,null,null,null,null,null,null,null,29,"VIC Thomastown 12 (AusNet) 66 kV29","VIC Thomastown 12 (AusNet) 66 kV"]
[null,null,null,null,null,null,null,null,null,null,null,null,null,null,null,null,null,2,"VIC Thomastown 12 (Jemena) 66 kV2",{"$f":"T2114","v":"VIC Thomastown 12 (Jemena) 66 kV"}]
[null,null,null,null,null,null,null,null,null,null,null,null,null,null,null,null,null,5,"VIC Thomastown 12 (Jemena) 66 kV5","VIC Thomastown 12 (Jemena) 66 kV"]
[null,null,null,"MEDIUM SCENARIO",null,null,null,null,null,null,null,null,null,null,null,null,null,9,"VIC Thomastown 12 (Jemena) 66 kV9","VIC Thomastown 12 (Jemena) 66 kV"]
[null,null,null,"Forecast demand is decreasing over the outlook period.",null,null,null,null,null,null,null,null,null,null,null,null,null,12,"VIC Thomastown 12 (Jemena) 66 kV12","VIC Thomastown 12 (Jemena) 66 kV"]
[null,null,null,null,null,null,null,null,null,null,null,null,null,null,null,null,null,15,"VIC Thomastown 12 (Jemena) 66 kV15","VIC Thomastown 12 (Jemena) 66 kV"]
[null,null,null,"Winter",null,null,null,null,null,null,null,null,null,null,null,null,null,16,"VIC Thomastown 12 (Jemena) 66 kV16","VIC Thomastown 12 (Jemena) 66 kV"]
[null,null,null,"Forecast demand is decreasing over the outlook period.",null,null,null,null,null,null,null,null,null,null,null,null,null,18,"VIC Thomastown 12 (Jemena) 66 kV18","VIC Thomastown 12 (Jemena) 66 kV"]
[null,null,null,null,null,null,null,null,null,null,null,null,null,null,null,null,null,21,"VIC Thomastown 12 (Jemena) 66 kV21","VIC Thomastown 12 (Jemena) 66 kV"]
[null,null,null,"Diversity factors: Summer = 1; Winter = 0.95.",null,null,null,null,null,null,null,null,null,null,null,null,null,25,"VIC Thomastown 12 (Jemena) 66 kV25","VIC Thomastown 12 (Jemena) 66 kV"]
[null,null,null,null,null,null,null,null,null,null,null,null,null,null,null,null,null,28,"VIC Thomastown 12 (Jemena) 66 kV28","VIC Thomastown 12 (Jemena) 66 kV"]
[null,null,"VIC Thomastown 34 (Jemena) 66 kV",null,null,null,null,null,null,null,null,null,null,null,null,null,null,1,"VIC Thomastown 34 (Jemena) 66 kV1",{"$f":"C2145","v":"VIC Thomastown 34 (Jemena) 66 kV"}]
[null,null,null,null,null,null,null,null,null,null,null,null,null,null,null,null,null,2,"VIC Thomastown 34 (Jemena) 66 kV2",{"$f":"T2145","v":"VIC Thomastown 34 (Jemena) 66 kV"}]
[null,null,null,null,null,null,null,null,null,null,null,null,null,null,null,null,null,6,"VIC Thomastown 34 (Jemena) 66 kV6","VIC Thomastown 34 (Jemena) 66 kV"]
[null,null,null,null,null,null,null,null,null,null,null,null,null,null,null,null,null,7,"VIC Thomastown 34 (Jemena) 66 kV7","VIC Thomastown 34 (Jemena) 66 kV"]
[null,null,null,"Summer",null,null,null,null,null,null,null,null,null,null,null,null,null,10,"VIC Thomastown 34 (Jemena) 66 kV10","VIC Thomastown 34 (Jemena) 66 kV"]
[null,null,null,null,null,null,null,null,null,null,null,null,null,null,null,null,null,14,"VIC Thomastown 34 (Jemena) 66 kV14","VIC Thomastown 34 (Jemena) 66 kV"]
[null,null,null,"Temperature corrected actuals have increased over the historical period.",null,null,null,null,null,null,null,null,null,null,null,null,null,17,"VIC Thomastown 34 (Jemena) 66 kV17","VIC Thomastown 34 (Jemena) 66 kV"]
[null,null,null,"The 10% POE offset for PV ranges from 2.2% to 3.8% between 2016 and 2025.",null,null,null,null,null,null,null,null,null,null,null,null,null,19,"VIC Thomastown 34 (Jemena) 66 kV19","VIC Thomastown 34 (Jemena) 66 kV"]
[null,null,null,"Supplies Broadmeadows, Coolaroo, Coburg.",null,null,null,null,null,null,null,null,null,null,null,null,null,23,"VIC Thomastown 34 (Jemena) 66 kV23","VIC Thomastown 34 (Jemena) 66 kV"]
[null,null,null,"Diversity factors: Summer = 1; Winter = 0.99.",null,null,null,null,null,null,null,null,null,null,null,null,null,26,"VIC Thomastown 34 (Jemena) 66 kV26","VIC Thomastown 34 (Jemena) 66 kV"]
[null,null,null,null,null,null,null,null,null,null,null,null,null,null,null,null,null,29,"VIC Thomastown 34 (Jemena) 66 kV29","VIC Thomastown 34 (Jemena) 66 kV"]
[null,null,null,null,null,null,null,null,null,null,null,null,null,null,null,null,null,30,"VIC Thomastown 34 (Jemena) 66 kV30","VIC Thomastown 34 (Jemena) 66 kV"]
[null,null,null,null,null,null,null,null,null,null,null,null,null,null,null,null,null,2,"VIC Aquasure Desalination 220kV2",{"$f":"T2176","v":"VIC Aquasure Desalination 220kV"}]
[null,null,null,null,null,null,null,null,null,null,null,null,null,null,null,null,null,6,"VIC Aquasure Desalination 220kV6","VIC Aquasure Desalination 220kV"]
[null,null,null,"MEDIUM SCENARIO",null,null,null,null,null,null,null,null,null,null,null,null,null,9,"VIC Aquasure Desalination 220kV9","VIC Aquasure Desalination 220kV"]
[null,null,null,null,null,null,null,null,null,null,null,null,null,null,null,null,null,11,"VIC Aquasure Desalination 220kV11","VIC Aquasure Desalination 220kV"]
[null,null,null,null,null,null,null,null,null,null,null,null,null,null,null,null,null,15,"VIC Aquasure Desalination 220kV15","VIC Aquasure Desalination 220kV"]
[null,null,null,null,null,null,null,null,null,null,null,null,null,null,null,null,null,18,"VIC Aquasure Desalination 220kV18","VIC Aquasure Desalination 220kV"]
[null,null,null,null,null,null,null,null,null,null,null,null,null,null,null,null,null,21,"VIC Aquasure Desalination 220kV21","VIC Aquasure Desalination 220kV"]
[null,null,null,"Other",null,null,null,null,null,null,null,null,null,null,null,null,null,22,"VIC Aquasure Desalination 220kV22","VIC Aquasure Desalination 220kV"]
[null,null,null,null,null,null,null,null,null,null,null,null,null,null,null,null,null,26,"VIC Aquasure Desalination 220kV26","VIC Aquasure Desalination 220kV"]
[null,null,null,null,null,null,null,null,null,null,null,null,null,null,null,null,null,28,"VIC Aquasure Desalination 220kV28","VIC Aquasure Desalination 220kV"]
[null,null,null,null,null,null,null,null,null,null,null,null,null,null,null,null,null,31,"VIC Aquasure Desalination 220kV31","VIC Aquasure Desalination 220kV"]
[null,null,null,"MAIN SECTORS",null,null,null,null,null,null,null,null,null,null,null,null,null,3,"VIC Wemen (Powercor) 66 kV3","VIC Wemen (Powercor) 66 kV"]
[null,null,null,null,null,null,null,null,null,null,null,null,null,null,null,null,null,7,"VIC Wemen (Powercor) 66 kV7","VIC Wemen (Powercor) 66 kV"]
[null,null,null,"Summer",null,null,null,null,null,null,null,null,null,null,null,null,null,10,"VIC Wemen (Powercor) 66 kV10",{"$f":"T2215","v":"VIC Wemen (Powercor) 66 kV"}]
[null,null,null,"Temperature corrected actuals have fluctuated over the historical period.",null,null,null,null,null,null,null,null,null,null,null,null,null,11,"VIC Wemen (Powercor) 66 kV11","VIC Wemen (Powercor) 66 kV"]
[null,null,null,null,null,null,null,null,null,null,null,null,null,null,null,null,null,14,"VIC Wemen (Powercor) 66 kV14","VIC Wemen (Powercor) 66 kV"]
[null,null,null,"Winter",null,null,null,null,null,null,null,null,null,null,null,null,null,16,"VIC Wemen (Powercor) 66 kV16","VIC Wemen (Powercor) 66 kV"]
[null,null,null,null,null,null,null,null,null,null,null,null,null,null,null,null,null,20,"VIC Wemen (Powercor) 66 kV20","VIC Wemen (Powercor) 66 kV"]
[null,null,null,"Supplies Hattah, Wemen, Robinvale.",null,null,null,null,null,null,null,null,null,null,null,null,null,23,"VIC Wemen (Powercor) 66 kV23","VIC Wemen (Powercor) 66 kV"]
[null,null,null,"Diversity factors: Summer = 0.56; Winter = 0.57.",null,null,null,null,null,null,null,null,null,null,null,null,null,26,"VIC Wemen (Powercor) 66 kV26","VIC Wemen (Powercor) 66 kV"]
[null,null,null,null,null,null,null,null,null,null,null,null,null,null,null,null,null,30,"VIC Wemen (Powercor) 66 kV30","VIC Wemen (Powercor) 66 kV"]
[null,null,null,null,null,null,null,null,null,null,null,null,null,null,null,null,null,31,"VIC Wemen (Powercor) 66 kV31","VIC Wemen (Powercor) 66 kV"]
[null,null,null,null,null,null,null,null,null,null,null,null,null,null,null,null,null,2,"VIC West Melbourne (CitiPower) 22 kV2",{"$f":"T2238","v":"VIC West Melbourne (CitiPower) 22 kV"}]
[null,null,null,null,null,null,null,null,null,null,null,null,null,null,null,null,null,5,"VIC West Melbourne (CitiPower) 22 kV5","VIC West Melbourne (CitiPower) 22 kV"]
[null,null,null,null,null,null,null,null,null,null,null,null,null,null,null,null,null,8,"VIC West Melbourne (CitiPower) 22 kV8","VIC West Melbourne (CitiPower) 22 kV"]
[null,null,null,"Forecast demand is decreasing over the outlook period due to load transfers.",null,null,null,null,null,null,null,null,null,null,null,null,null,12,"VIC West Melbourne (CitiPower) 22 kV12","VIC West Melbourne (CitiPower) 22 kV"]
[null,null,null,null,null,null,null,null,null,null,null,null,null,null,null,null,null,15,"VIC West Melbourne (CitiPower) 22 kV15","VIC West Melbourne (CitiPower) 22 kV"]
[null,null,null,"Forecast demand is decreasing over the outlook period due to load transfers.",null,null,null,null,null,null,null,null,null,null,null,null,null,18,"VIC West Melbourne (CitiPower) 22 kV18","VIC West Melbourne (CitiPower) 22 kV"]
[null,null,null,null,null,null,null,null,null,null,null,null,null,null,null,null,null,21,"VIC West Melbourne (CitiPower) 22 kV21","VIC West Melbourne (CitiPower) 22 kV"]
[null,null,null,"Load transfers to Brunswick combine with the closure in 2023.",null,null,null,null,null,null,null,null,null,null,null,null,null,24,"VIC West Melbourne (CitiPower) 22 kV24","VIC West Melbourne (CitiPower) 22 kV"]
[null,null,null,"Demand is is weather sensitive in summer and winter.",null,null,null,null,null,null,null,null,null,null,null,null,null,25,"VIC West Melbourne (CitiPower) 22 kV25","VIC West Melbourne (CitiPower) 22 kV"]
[null,null,null,null,null,null,null,null,null,null,null,null,null,null,null,null,null,28,"VIC West Melbourne (CitiPower) 22 kV28","VIC West Melbourne (CitiPower) 22 kV"]
[null,null,null,null,null,null,null,null,null,null,null,null,null,null,null,null,null,31,"VIC West Melbourne (CitiPower) 22 kV31","VIC West Melbourne (CitiPower) 22 kV"]
[null,null,null,"Prediominantly commercial.",null,null,null,null,null,null,null,null,null,null,null,null,null,4,"VIC West Melbourne (CitiPower) 66 kV4","VIC West Melbourne (CitiPower) 66 kV"]
[null,null,null,null,null,null,null,null,null,null,null,null,null,null,null,null,null,7,"VIC West Melbourne (CitiPower) 66 kV7","VIC West Melbourne (CitiPower) 66 kV"]
[null,null,null,"Summer",null,null,null,null,null,null,null,null,null,null,null,null,null,10,"VIC West Melbourne (CitiPower) 66 kV10","VIC West Melbourne (CitiPower) 66 kV"]
[null,null,null,"The 10% POE offset for PV ranges from 1.0% to 2.6% between 2017 and 2026.",null,null,null,null,null,null,null,null,null,null,null,null,null,13,"VIC West Melbourne (CitiPower) 66 kV13","VIC West Melbourne (CitiPower) 66 kV"]
[null,null,null,"Winter",null,null,null,null,null,null,null,null,null,null,null,null,null,16,"VIC West Melbourne (CitiPower) 66 kV16","VIC West Melbourne (CitiPower) 66 kV"]
[null,null,null,"Temperature corrected actuals have remained relatively flat over the historical period.",null,null,null,null,null,null,null,null,null,null,null,null,null,17,"VIC West Melbourne (CitiPower) 66 kV17","VIC West Melbourne (CitiPower) 66 kV"]
[null,null,null,null,null,null,null,null,null,null,null,null,null,null,null,null,null,20,"VIC West Melbourne (CitiPower) 66 kV20","VIC West Melbourne (CitiPower) 66 kV"]
[null,null,null,"Load transfers to Brunswick reduce demand from 2017.",null,null,null,null,null,null,null,null,null,null,null,null,null,24,"VIC West Melbourne (CitiPower) 66 kV24","VIC West Melbourne (CitiPower) 66 kV"]
[null,null,null,"Diversity factors: Summer = 1; Winter = 1.",null,null,null,null,null,null,null,null,null,null,null,null,null,26,"VIC West Melbourne (CitiPower) 66 kV26","VIC West Melbourne (CitiPower) 66 kV"]
[null,null,null,null,null,null,null,null,null,null,null,null,null,null,null,null,null,29,"VIC West Melbourne (CitiPower) 66 kV29","VIC West Melbourne (CitiPower) 66 kV"]
[null,null,null,null,null,null,null,null,null,null,null,null,null,null,null,null,null,2,"VIC West Melbourne (Jemena) 66 kV2",{"$f":"T2300","v":"VIC West Melbourne (Jemena) 66 kV"}]
[null,null,null,null,null,null,null,null,null,null,null,null,null,null,null,null,null,5,"VIC West Melbourne (Jemena) 66 kV5","VIC West Melbourne (Jemena) 66 kV"]
[null,null,null,null,null,null,null,null,null,null,null,null,null,null,null,null,null,8,"VIC West Melbourne (Jemena) 66 kV8","VIC West Melbourne (Jemena) 66 kV"]
[null,null,null,"MEDIUM SCENARIO",null,null,null,null,null,null,null,null,null,null,null,null,null,9,"VIC West Melbourne (Jemena) 66 kV9","VIC West Melbourne (Jemena) 66 kV"]
[null,null,null,"Forecast demand is increasing over the outlook period.",null,null,null,null,null,null,null,null,null,null,null,null,null,{"$f":"MOD(ROW(Q2311)-6,31)+1","v":12},{"$f":"T2311&R2311","v":"VIC West Melbourne (Jemena) 66 kV12"},"VIC West Melbourne (Jemena) 66 kV"]
[null,null,null,null,null,null,null,null,null,null,null,null,null,null,null,null,null,15,"VIC West Melbourne (Jemena) 66 kV15","VIC West Melbourne (Jemena) 66 kV"]
[null,null,null,"Forecast demand is increasing over the outlook period.",null,null,null,null,null,null,null,null,null,null,null,null,null,18,"VIC West Melbourne (Jemena) 66 kV18","VIC West Melbourne (Jemena) 66 kV"]
[null,null,null,null,null,null,null,null,null,null,null,null,null,null,null,null,null,21,"VIC West Melbourne (Jemena) 66 kV21","VIC West Melbourne (Jemena) 66 kV"]
[null,null,null,"Diversity factors: Summer = 1; Winter = 1.",null,null,null,null,null,null,null,null,null,null,null,null,null,25,"VIC West Melbourne (Jemena) 66 kV25","VIC West Melbourne (Jemena) 66 kV"]
[null,null,null,null,null,null,null,null,null,null,null,null,null,null,null,null,null,28,"VIC West Melbourne (Jemena) 66 kV28","VIC West Melbourne (Jemena) 66 kV"]
[null,null,null,null,null,null,null,null,null,null,null,null,null,null,null,null,null,29,"VIC West Melbourne (Jemena) 66 kV29","VIC West Melbourne (Jemena) 66 kV"]
[null,null,null,null,null,null,null,null,null,null,null,null,null,null,null,null,null,31,"VIC West Melbourne (Jemena) 66 kV31","VIC West Melbourne (Jemena) 66 kV"]
[null,null,null,"MAIN SECTORS",null,null,null,null,null,null,null,null,null,null,null,null,null,3,"VIC Wodonga (AusNet) 22 kV3",{"$f":"T2332","v":"VIC Wodonga (AusNet) 22 kV"}]
[null,null,null,null,null,null,null,null,null,null,null,null,null,null,null,null,null,7,"VIC Wodonga (AusNet) 22 kV7","VIC Wodonga (AusNet) 22 kV"]
[null,null,null,"Summer",null,null,null,null,null,null,null,null,null,null,null,null,null,10,"VIC Wodonga (AusNet) 22 kV10","VIC Wodonga (AusNet) 22 kV"]
[null,null,null,"The 10% POE offset for PV ranges from 5.0% to 8.7% between 2017 and 2026.",null,null,null,null,null,null,null,null,null,null,null,null,null,13,"VIC Wodonga (AusNet) 22 kV13","VIC Wodonga (AusNet) 22 kV"]
[null,null,null,"Temperature corrected actuals have fluctuated over the historical period.",null,null,null,null,null,null,null,null,null,null,null,null,null,17,"VIC Wodonga (AusNet) 22 kV17","VIC Wodonga (AusNet) 22 kV"]
[null,null,null,"The 10% POE offset for PV is zero.",null,null,null,null,null,null,null,null,null,null,null,null,null,19,"VIC Wodonga (AusNet) 22 kV19","VIC Wodonga (AusNet) 22 kV"]
[null,null,null,"Other",null,null,null,null,null,null,null,null,null,null,null,null,null,22,"VIC Wodonga (AusNet) 22 kV22","VIC Wodonga (AusNet) 22 kV"]
[null,null,null,"Supplies Wodonga.",null,null,null,null,null,null,null,null,null,null,null,null,null,23,"VIC Wodonga (AusNet) 22 kV23","VIC Wodonga (AusNet) 22 kV"]
[null,null,null,"Power factors: Summer = 0.96, lagging; Winter = 0.99, lagging.",null,null,null,null,null,null,null,null,null,null,null,null,null,26,"VIC Wodonga (AusNet) 22 kV26","VIC Wodonga (AusNet) 22 kV"]
[null,null,null,null,null,null,null,null,null,null,null,null,null,null,null,null,null,30,"VIC Wodonga (AusNet) 22 kV30","VIC Wodonga (AusNet) 22 kV"]
[null,null,null,null,null,null,null,null,null,null,null,null,null,null,null,null,null,2,"VIC Wodonga (AusNet) 66 kV2",{"$f":"T2362","v":"VIC Wodonga (AusNet) 66 kV"}]
[null,null,null,null,null,null,null,null,null,null,null,null,null,null,null,null,null,5,"VIC Wodonga (AusNet) 66 kV5","VIC Wodonga (AusNet) 66 kV"]
[null,null,null,null,null,null,null,null,null,null,null,null,null,null,null,null,null,8,"VIC Wodonga (AusNet) 66 kV8","VIC Wodonga (AusNet) 66 kV"]
[null,null,null,"Temperature corrected actuals have decreased over the historical period.",null,null,null,null,null,null,null,null,null,null,null,null,null,11,"VIC Wodonga (AusNet) 66 kV11","VIC Wodonga (AusNet) 66 kV"]
[null,null,null,"Forecast demand is decreasing over the outlook period.",null,null,null,null,null,null,null,null,null,null,null,null,null,12,"VIC Wodonga (AusNet) 66 kV12","VIC Wodonga (AusNet) 66 kV"]
[null,null,null,null,null,null,null,null,null,null,null,null,null,null,null,null,null,15,"VIC Wodonga (AusNet) 66 kV15","VIC Wodonga (AusNet) 66 kV"]
[null,null,null,"Forecast demand is decreasing over the outlook period.",null,null,null,null,null,null,null,null,null,null,null,null,null,18,"VIC Wodonga (AusNet) 66 kV18","VIC Wodonga (AusNet) 66 kV"]
[null,null,null,"Other",null,null,null,null,null,null,null,null,null,null,null,null,null,22,"VIC Wodonga (AusNet) 66 kV22","VIC Wodonga (AusNet) 66 kV"]
[null,null,null,"The impact of the following embedded generator(s) has been removed in the forecasts; Hume Power Station.",null,null,null,null,null,null,null,null,null,null,null,null,null,24,"VIC Wodonga (AusNet) 66 kV24","VIC Wodonga (AusNet) 66 kV"]
[null,null,null,"Power factors: Summer = 0.97, lagging; Winter = 1, lagging.",null,null,null,null,null,null,null,null,null,null,null,null,null,27,"VIC Wodonga (AusNet) 66 kV27","VIC Wodonga (AusNet) 66 kV"]
[null,null,null,null,null,null,null,null,null,null,null,null,null,null,null,null,null,31,"VIC Wodonga (AusNet) 66 kV31","VIC Wodonga (AusNet) 66 kV"]
[null,null,null,"MAIN SECTORS",null,null,null,null,null,null,null,null,null,null,null,null,null,3,"VIC Yallourn (AusNet) 11 kV3","VIC Yallourn (AusNet) 11 kV"]
[null,null,null,"Industrial.",null,null,null,null,null,null,null,null,null,null,null,null,null,4,"VIC Yallourn (AusNet) 11 kV4","VIC Yallourn (AusNet) 11 kV"]
[null,null,null,null,null,null,null,null,null,null,null,null,null,null,null,null,null,7,"VIC Yallourn (AusNet) 11 kV7","VIC Yallourn (AusNet) 11 kV"]
[null,null,null,"Summer",null,null,null,null,null,null,null,null,null,null,null,null,null,10,"VIC Yallourn (AusNet) 11 kV10","VIC Yallourn (AusNet) 11 kV"]
[null,null,null,"The 10% POE offset for PV is zero.",null,null,null,null,null,null,null,null,null,null,null,null,null,13,"VIC Yallourn (AusNet) 11 kV13","VIC Yallourn (AusNet) 11 kV"]
[null,null,null,"Winter",null,null,null,null,null,null,null,null,null,null,null,null,null,16,"VIC Yallourn (AusNet) 11 kV16",{"$f":"T2407","v":"VIC Yallourn (AusNet) 11 kV"}]
[null,null,null,null,null,null,null,null,null,null,null,null,null,null,null,null,null,20,"VIC Yallourn (AusNet) 11 kV20","VIC Yallourn (AusNet) 11 kV"]
[null,null,null,"Yallorn Auxillary Load.",null,null,null,null,null,null,null,null,null,null,null,null,null,23,"VIC Yallourn (AusNet) 11 kV23","VIC Yallourn (AusNet) 11 kV"]
[null,null,null,"Power factors: Summer = 0.25, leading; Winter = 0.31, leading.",null,null,null,null,null,null,null,null,null,null,null,null,null,26,"VIC Yallourn (AusNet) 11 kV26","VIC Yallourn (AusNet) 11 kV"]
[null,null,null,null,null,null,null,null,null,null,null,null,null,null,null,null,null,27,"VIC Yallourn (AusNet) 11 kV27","VIC Yallourn (AusNet) 11 kV"]
[null,null,null,null,null,null,null,null,null,null,null,null,null,null,null,null,null,29,"VIC Yallourn (AusNet) 11 kV29","VIC Yallourn (AusNet) 11 kV"]
[null,null,null,null,null,null,null,null,null,null,null,null,null,null,null,null,null,1,"01",{"$f":"C2424","v":0}]
[null,null,null,null,null,null,null,null,null,null,null,null,null,null,null,null,null,5,"05",0]
[null,null,null,null,null,null,null,null,null,null,null,null,null,null,null,null,null,8,"08",0]
[null,null,null,null,null,null,null,null,null,null,null,null,null,null,null,null,null,12,"012",0]
[null,null,null,null,null,null,null,null,null,null,null,null,null,null,null,null,null,15,"015",0]
[null,null,null,null,null,null,null,null,null,null,null,null,null,null,null,null,null,17,"017",0]
[null,null,null,null,null,null,null,null,null,null,null,null,null,null,null,null,null,18,"018",0]
[null,null,null,null,null,null,null,null,null,null,null,null,null,null,null,null,null,21,"021",0]
[null,null,null,null,null,null,null,null,null,null,null,null,null,null,null,null,null,24,"024",0]
[null,null,null,null,null,null,null,null,null,null,null,null,null,null,null,null,null,28,"028",0]
[null,null,null,null,null,null,null,null,null,null,null,null,null,null,null,null,null,31,"031",0]
[null,null,null,null,null,null,null,null,null,null,null,null,null,null,null,null,null,3,"03",0]
[null,null,null,null,null,null,null,null,null,null,null,null,null,null,null,null,null,6,"06",0]
[null,null,null,null,null,null,null,null,null,null,null,null,null,null,null,null,null,9,"09",0]
[null,null,null,null,null,null,null,null,null,null,null,null,null,null,null,null,null,10,"010",0]
[null,null,null,null,null,null,null,null,null,null,null,null,null,null,null,null,null,13,"013",0]
[null,null,null,null,null,null,null,null,null,null,null,null,null,null,null,null,null,17,"017",0]
[null,null,null,null,null,null,null,null,null,null,null,null,null,null,null,null,null,20,"020",0]
[null,null,null,null,null,null,null,null,null,null,null,null,null,null,null,null,null,22,"022",0]
[null,null,null,null,null,null,null,null,null,null,null,null,null,null,null,null,null,26,"026",0]
[null,null,null,null,null,null,null,null,null,null,null,null,null,null,null,null,null,29,"029",0]
[null,null,null,null,null,null,null,null,null,null,null,null,null,null,null,null,null,1,"01",{"$f":"C2486","v":0}]
[null,null,null,null,null,null,null,null,null,null,null,null,null,null,null,null,null,2,"02",{"$f":"T2486","v":0}]
[null,null,null,null,null,null,null,null,null,null,null,null,null,null,null,null,null,5,"05",0]
[null,null,null,null,null,null,null,null,null,null,null,null,null,null,null,null,null,8,"08",0]
[null,null,null,null,null,null,null,null,null,null,null,null,null,null,null,null,null,11,"011",0]
[null,null,null,null,null,null,null,null,null,null,null,null,null,null,null,null,null,14,"014",0]
[null,null,null,null,null,null,null,null,null,null,null,null,null,null,null,null,null,{"$f":"MOD(ROW(Q2503)-6,31)+1","v":18},{"$f":"T2503&R2503","v":"018"},0]
[null,null,null,null,null,null,null,null,null,null,null,null,null,null,null,null,null,21,"021",0]
[null,null,null,null,null,null,null,null,null,null,null,null,null,null,null,null,null,24,"024",0]
[null,null,null,null,null,null,null,null,null,null,null,null,null,null,null,null,null,25,"025",0]
[null,null,null,null,null,null,null,null,null,null,null,null,null,null,null,null,null,29,"029",0]
[null,null,null,null,null,null,null,null,null,null,null,null,null,null,null,null,null,31,"031",0]
[null,null,null,null,null,null,null,null,null,null,null,null,null,null,null,null,null,3,"03",0]
[null,null,null,null,null,null,null,null,null,null,null,null,null,null,null,null,null,6,"06",0]
[null,null,null,null,null,null,null,null,null,null,null,null,null,null,null,null,null,10,"010",0]
[null,null,null,null,null,null,null,null,null,null,null,null,null,null,null,null,null,13,"013",0]
[null,null,null,null,null,null,null,null,null,null,null,null,null,null,null,null,null,15,"015",0]
[null,null,null,null,null,null,null,null,null,null,null,null,null,null,null,null,null,16,"016",0]
[null,null,null,null,null,null,null,null,null,null,null,null,null,null,null,null,null,19,"019",0]
[null,null,null,null,null,null,null,null,null,null,null,null,null,null,null,null,null,23,"023",0]
[null,null,null,null,null,null,null,null,null,null,null,null,null,null,null,null,null,26,"026",0]
[null,null,null,null,null,null,null,null,null,null,null,null,null,null,null,null,null,29,"029",0]
[null,null,null,null,null,null,null,null,null,null,null,null,null,null,null,null,null,1,"01",{"$f":"C2548","v":0}]
[null,null,null,null,null,null,null,null,null,null,null,null,null,null,null,null,null,4,"04",0]
[null,null,null,null,null,null,null,null,null,null,null,null,null,null,null,null,null,5,"05",0]
[null,null,null,null,null,null,null,null,null,null,null,null,null,null,null,null,null,8,"08",0]
[null,null,null,null,null,null,null,null,null,null,null,null,null,null,null,null,null,11,"011",0]
[null,null,null,null,null,null,null,null,null,null,null,null,null,null,null,null,null,15,"015",0]
[null,null,null,null,null,null,null,null,null,null,null,null,null,null,null,null,null,18,"018",0]
[null,null,null,null,null,null,null,null,null,null,null,null,null,null,null,null,null,{"$f":"MOD(ROW(Q2567)-6,31)+1","v":20},{"$f":"T2567&R2567","v":"020"},0]
[null,null,null,null,null,null,null,null,null,null,null,null,null,null,null,null,null,24,"024",0]
[null,null,null,null,null,null,null,null,null,null,null,null,null,null,null,null,null,27,"027",0]
[null,null,null,null,null,null,null,null,null,null,null,null,null,null,null,null,null,28,"028",0]
[null,null,null,null,null,null,null,null,null,null,null,null,null,null,null,null,null,31,"031",0]
[null,null,null,null,null,null,null,null,null,null,null,null,null,null,null,null,null,3,"03",0]
[null,null,null,null,null,null,null,null,null,null,null,null,null,null,null,null,null,6,"06",0]
[null,null,null,null,null,null,null,null,null,null,null,null,null,null,null,null,null,9,"09",0]
[null,null,null,null,null,null,null,null,null,null,null,null,null,null,null,null,null,13,"013",0]
[null,null,null,null,null,null,null,null,null,null,null,null,null,null,null,null,null,16,"016",0]
[null,null,null,null,null,null,null,null,null,null,null,null,null,null,null,null,null,19,"019",0]
[null,null,null,null,null,null,null,null,null,null,null,null,null,null,null,null,null,20,"020",0]
[null,null,null,null,null,null,null,null,null,null,null,null,null,null,null,null,null,23,"023",0]
[null,null,null,null,null,null,null,null,null,null,null,null,null,null,null,null,null,27,"027",0]
[null,null,null,null,null,null,null,null,null,null,null,null,null,null,null,null,null,29,"029",0]
[null,null,null,null,null,null,null,null,null,null,null,null,null,null,null,null,null,1,"01",{"$f":"C2610","v":0}]
[null,null,null,null,null,null,null,null,null,null,null,null,null,null,null,null,null,5,"05",0]
[null,null,null,null,null,null,null,null,null,null,null,null,null,null,null,null,null,8,"08",0]
[null,null,null,null,null,null,null,null,null,null,null,null,null,null,null,null,null,11,"011",0]
[null,null,null,null,null,null,null,null,null,null,null,null,null,null,null,null,null,13,"013",0]
[null,null,null,null,null,null,null,null,null,null,null,null,null,null,null,null,null,14,"014",0]
[null,null,null,null,null,null,null,null,null,null,null,null,null,null,null,null,null,18,"018",0]
[null,null,null,null,null,null,null,null,null,null,null,null,null,null,null,null,null,21,"021",0]
[null,null,null,null,null,null,null,null,null,null,null,null,null,null,null,null,null,24,"024",0]
[null,null,null,null,null,null,null,null,null,null,null,null,null,null,null,null,null,28,"028",0]
[null,null,null,null,null,null,null,null,null,null,null,null,null,null,null,null,null,31,"031",0]
[null,null,null,null,null,null,null,null,null,null,null,null,null,null,null,null,null,1,"01",{"$f":"C2641","v":0}]
[null,null,null,null,null,null,null,null,null,null,null,null,null,null,null,null,null,3,"03",0]
[null,null,null,null,null,null,null,null,null,null,null,null,null,null,null,null,null,6,"06",0]
[null,null,null,null,null,null,null,null,null,null,null,null,null,null,null,null,null,10,"010",0]
[null,null,null,null,null,null,null,null,null,null,null,null,null,null,null,null,null,13,"013",0]
[null,null,null,null,null,null,null,null,null,null,null,null,null,null,null,null,null,16,"016",0]
[null,null,null,null,null,null,null,null,null,null,null,null,null,null,null,null,null,18,"018",0]
[null,null,null,null,null,null,null,null,null,null,null,null,null,null,null,null,null,22,"022",0]
[null,null,null,null,null,null,null,null,null,null,null,null,null,null,null,null,null,25,"025",0]
[null,null,null,null,null,null,null,null,null,null,null,null,null,null,null,null,null,26,"026",0]
[null,null,null,null,null,null,null,null,null,null,null,null,null,null,null,null,null,29,"029",0]
[null,null,null,null,null,null,null,null,null,null,null,null,null,null,null,null,null,2,"02",{"$f":"T2672","v":0}]
[null,null,null,null,null,null,null,null,null,null,null,null,null,null,null,null,null,4,"04",0]
[null,null,null,null,null,null,null,null,null,null,null,null,null,null,null,null,null,7,"07",0]
[null,null,null,null,null,null,null,null,null,null,null,null,null,null,null,null,null,11,"011",0]
[null,null,null,null,null,null,null,null,null,null,null,null,null,null,null,null,null,14,"014",0]
[null,null,null,null,null,null,null,null,null,null,null,null,null,null,null,null,null,15,"015",0]
[null,null,null,null,null,null,null,null,null,null,null,null,null,null,null,null,null,18,"018",0]
[null,null,null,null,null,null,null,null,null,null,null,null,null,null,null,null,null,21,"021",0]
[null,null,null,null,null,null,null,null,null,null,null,null,null,null,null,null,null,25,"025",0]
[null,null,null,null,null,null,null,null,null,null,null,null,null,null,null,null,null,27,"027",0]
[null,null,null,null,null,null,null,null,null,null,null,null,null,null,null,null,null,30,"030",0]
[null,null,null,null,null,null,null,null,null,null,null,null,null,null,null,null,null,3,"03",0]
[null,null,null,null,null,null,null,null,null,null,null,null,null,null,null,null,null,6,"06",0]
[null,null,null,null,null,null,null,null,null,null,null,null,null,null,null,null,null,7,"07",0]
[null,null,null,null,null,null,null,null,null,null,null,null,null,null,null,null,null,11,"011",0]
[null,null,null,null,null,null,null,null,null,null,null,null,null,null,null,null,null,12,"012",0]
[null,null,null,null,null,null,null,null,null,null,null,null,null,null,null,null,null,16,"016",0]
[null,null,null,null,null,null,null,null,null,null,null,null,null,null,null,null,null,19,"019",0]
[null,null,null,null,null,null,null,null,null,null,null,null,null,null,null,null,null,23,"023",0]
[null,null,null,null,null,null,null,null,null,null,null,null,null,null,null,null,null,26,"026",{"$f":"T2727","v":0}]
[null,null,null,null,null,null,null,null,null,null,null,null,null,null,null,null,null,29,"029",0]
[null,null,null,null,null,null,null,null,null,null,null,null,null,null,null,null,null,30,"030",0]
[null,null,null,null,null,null,null,null,null,null,null,null,null,null,null,null,null,1,"01",{"$f":"C2734","v":0}]
[null,null,null,null,null,null,null,null,null,null,null,null,null,null,null,null,null,4,"04",0]
[null,null,null,null,null,null,null,null,null,null,null,null,null,null,null,null,null,8,"08",0]
[null,null,null,null,null,null,null,null,null,null,null,null,null,null,null,null,null,11,"011",0]
[null,null,null,null,null,null,null,null,null,null,null,null,null,null,null,null,null,15,"015",0]
[null,null,null,null,null,null,null,null,null,null,null,null,null,null,null,null,null,16,"016",0]
[null,null,null,null,null,null,null,null,null,null,null,null,null,null,null,null,null,20,"020",0]
[null,null,null,null,null,null,null,null,null,null,null,null,null,null,null,null,null,21,"021",0]
[null,null,null,null,null,null,null,null,null,null,null,null,null,null,null,null,null,24,"024",0]
[null,null,null,null,null,null,null,null,null,null,null,null,null,null,null,null,null,27,"027",0]
[null,null,null,null,null,null,null,null,null,null,null,null,null,null,null,null,null,31,"031",0]
[null,null,null,null,null,null,null,null,null,null,null,null,null,null,null,null,null,3,"03",0]
[null,null,null,null,null,null,null,null,null,null,null,null,null,null,null,null,null,6,"06",0]
[null,null,null,null,null,null,null,null,null,null,null,null,null,null,null,null,null,9,"09",0]
[null,null,null,null,null,null,null,null,null,null,null,null,null,null,null,null,null,12,"012",0]
[null,null,null,null,null,null,null,null,null,null,null,null,null,null,null,null,null,13,"013",0]
[null,null,null,null,null,null,null,null,null,null,null,null,null,null,null,null,null,16,"016",0]
[null,null,null,null,null,null,null,null,null,null,null,null,null,null,null,null,null,20,"020",0]
[null,null,null,null,null,null,null,null,null,null,null,null,null,null,null,null,null,23,"023",0]
[null,null,null,null,null,null,null,null,null,null,null,null,null,null,null,null,null,25,"025",0]
[null,null,null,null,null,null,null,null,null,null,null,null,null,null,null,null,null,29,"029",0]
[null,null,null,null,null,null,null,null,null,null,null,null,null,null,null,null,null,1,"01",{"$f":"C2796","v":0}]
[null,null,null,null,null,null,null,null,null,null,null,null,null,null,null,null,null,4,"04",0]
[null,null,null,null,null,null,null,null,null,null,null,null,null,null,null,null,null,5,"05",0]
[null,null,null,null,null,null,null,null,null,null,null,null,null,null,null,null,null,9,"09",0]
[null,null,null,null,null,null,null,null,null,null,null,null,null,null,null,null,null,11,"011",0]
[null,null,null,null,null,null,null,null,null,null,null,null,null,null,null,null,null,14,"014",0]
[null,null,null,null,null,null,null,null,null,null,null,null,null,null,null,null,null,17,"017",0]
[null,null,null,null,null,null,null,null,null,null,null,null,null,null,null,null,null,21,"021",0]
[null,null,null,null,null,null,null,null,null,null,null,null,null,null,null,null,null,24,"024",0]
[null,null,null,null,null,null,null,null,null,null,null,null,null,null,null,null,null,25,"025",0]
[null,null,null,null,null,null,null,null,null,null,null,null,null,null,null,null,null,{"$f":"MOD(ROW(Q2823)-6,31)+1","v":28},{"$f":"T2823&R2823","v":"028"},0]
[null,null,null,null,null,null,null,null,null,null,null,null,null,null,null,null,null,30,"030",0]
[null,null,null,null,null,null,null,null,null,null,null,null,null,null,null,null,null,3,"03",0]
[null,null,null,null,null,null,null,null,null,null,null,null,null,null,null,null,null,6,"06",0]
[null,null,null,null,null,null,null,null,null,null,null,null,null,null,null,null,null,9,"09",0]
[null,null,null,null,null,null,null,null,null,null,null,null,null,null,null,null,null,13,"013",0]
[null,null,null,null,null,null,null,null,null,null,null,null,null,null,null,null,null,14,"014",0]
[null,null,null,null,null,null,null,null,null,null,null,null,null,null,null,null,null,16,"016",0]
[null,null,null,null,null,null,null,null,null,null,null,null,null,null,null,null,null,19,"019",0]
[null,null,null,null,null,null,null,null,null,null,null,null,null,null,null,null,null,22,"022",0]
[null,null,null,null,null,null,null,null,null,null,null,null,null,null,null,null,null,26,"026",0]
[null,null,null,null,null,null,null,null,null,null,null,null,null,null,null,null,null,29,"029",0]
[null,null,null,null,null,null,null,null,null,null,null,null,null,null,null,null,null,1,"01",{"$f":"C2858","v":0}]
[null,null,null,null,null,null,null,null,null,null,null,null,null,null,null,null,null,4,"04",0]
[null,null,null,null,null,null,null,null,null,null,null,null,null,null,null,null,null,7,"07",0]
[null,null,null,null,null,null,null,null,null,null,null,null,null,null,null,null,null,8,"08",0]
[null,null,null,null,null,null,null,null,null,null,null,null,null,null,null,null,null,11,"011",0]
[null,null,null,null,null,null,null,null,null,null,null,null,null,null,null,null,null,14,"014",0]
[null,null,null,null,null,null,null,null,null,null,null,null,null,null,null,null,null,18,"018",0]
[null,null,null,null,null,null,null,null,null,null,null,null,null,null,null,null,null,21,"021",0]
[null,null,null,null,null,null,null,null,null,null,null,null,null,null,null,null,null,24,"024",0]
[null,null,null,null,null,null,null,null,null,null,null,null,null,null,null,null,null,27,"027",0]
[null,null,null,null,null,null,null,null,null,null,null,null,null,null,null,null,null,{"$f":"MOD(ROW(Q2887)-6,31)+1","v":30},{"$f":"T2887&R2887","v":"030"},0]
[null,null,null,null,null,null,null,null,null,null,null,null,null,null,null,null,null,31,"031",0]
[null,null,null,null,null,null,null,null,null,null,null,null,null,null,null,null,null,3,"03",0]
[null,null,null,null,null,null,null,null,null,null,null,null,null,null,null,null,null,6,"06",{"$f":"T2893","v":0}]
[null,null,null,null,null,null,null,null,null,null,null,null,null,null,null,null,null,9,"09",0]
[null,null,null,null,null,null,null,null,null,null,null,null,null,null,null,null,null,12,"012",0]
[null,null,null,null,null,null,null,null,null,null,null,null,null,null,null,null,null,16,"016",0]
[null,null,null,null,null,null,null,null,null,null,null,null,null,null,null,null,null,19,"019",0]
[null,null,null,null,null,null,null,null,null,null,null,null,null,null,null,null,null,22,"022",0]
[null,null,null,null,null,null,null,null,null,null,null,null,null,null,null,null,null,23,"023",0]
[null,null,null,null,null,null,null,null,null,null,null,null,null,null,null,null,null,26,"026",0]
[null,null,null,null,null,null,null,null,null,null,null,null,null,null,null,null,null,28,"028",0]
[null,null,null,null,null,null,null,null,null,null,null,null,null,null,null,null,null,1,"01",{"$f":"C2920","v":0}]
[null,null,null,null,null,null,null,null,null,null,null,null,null,null,null,null,null,4,"04",0]
[null,null,null,null,null,null,null,null,null,null,null,null,null,null,null,null,null,8,"08",0]
[null,null,null,null,null,null,null,null,null,null,null,null,null,null,null,null,null,11,"011",0]
[null,null,null,null,null,null,null,null,null,null,null,null,null,null,null,null,null,12,"012",0]
[null,null,null,null,null,null,null,null,null,null,null,null,null,null,null,null,null,14,"014",0]
[null,null,null,null,null,null,null,null,null,null,null,null,null,null,null,null,null,17,"017",0]
[null,null,null,null,null,null,null,null,null,null,null,null,null,null,null,null,null,21,"021",0]
[null,null,null,null,null,null,null,null,null,null,null,null,null,null,null,null,null,24,"024",0]
[null,null,null,null,null,null,null,null,null,null,null,null,null,null,null,null,null,27,"027",0]
[null,null,null,null,null,null,null,null,null,null,null,null,null,null,null,null,null,31,"031",0]
[null,null,null,null,null,null,null,null,null,null,null,null,null,null,null,null,null,2,"02",{"$f":"T2951","v":0}]
[null,null,null,null,null,null,null,null,null,null,null,null,null,null,null,null,null,5,"05",0]
[null,null,null,null,null,null,null,null,null,null,null,null,null,null,null,null,null,6,"06",0]
[null,null,null,null,null,null,null,null,null,null,null,null,null,null,null,null,null,9,"09",0]
[null,null,null,null,null,null,null,null,null,null,null,null,null,null,null,null,null,13,"013",0]
[null,null,null,null,null,null,null,null,null,null,null,null,null,null,null,null,null,16,"016",0]
[null,null,null,null,null,null,null,null,null,null,null,null,null,null,null,null,null,19,"019",0]
[null,null,null,null,null,null,null,null,null,null,null,null,null,null,null,null,null,22,"022",0]
[null,null,null,null,null,null,null,null,null,null,null,null,null,null,null,null,null,25,"025",0]
[null,null,null,null,null,null,null,null,null,null,null,null,null,null,null,null,null,26,"026",0]
[null,null,null,null,null,null,null,null,null,null,null,null,null,null,null,null,null,29,"029",0]
[null,null,null,null,null,null,null,null,null,null,null,null,null,null,null,null,null,1,{"$f":"T2982&R2982","v":"01"},{"$f":"C2982","v":0}]
[null,null,null,null,null,null,null,null,null,null,null,null,null,null,null,null,null,5,"05",0]
[null,null,null,null,null,null,null,null,null,null,null,null,null,null,null,null,null,7,"07",0]
[null,null,null,null,null,null,null,null,null,null,null,null,null,null,null,null,null,10,"010",0]
[null,null,null,null,null,null,null,null,null,null,null,null,null,null,null,null,null,14,"014",0]
[null,null,null,null,null,null,null,null,null,null,null,null,null,null,null,null,null,17,"017",0]
[null,null,null,null,null,null,null,null,null,null,null,null,null,null,null,null,null,18,"018",0]
[null,null,null,null,null,null,null,null,null,null,null,null,null,null,null,null,null,21,"021",0]
[null,null,null,null,null,null,null,null,null,null,null,null,null,null,null,null,null,24,"024",0]
[null,null,null,null,null,null,null,null,null,null,null,null,null,null,null,null,null,27,"027",0]
[null,null,null,null,null,null,null,null,null,null,null,null,null,null,null,null,null,30,"030",0]
[null,null,null,null,null,null,null,null,null,null,null,null,null,null,null,null,null,2,"02",{"$f":"T3013","v":0}]
[null,null,null,null,null,null,null,null,null,null,null,null,null,null,null,null,null,6,"06",0]
[null,null,null,null,null,null,null,null,null,null,null,null,null,null,null,null,null,9,"09",0]
[null,null,null,null,null,null,null,null,null,null,null,null,null,null,null,null,null,10,"010",{"$f":"T3021","v":0}]
[null,null,null,null,null,null,null,null,null,null,null,null,null,null,null,null,null,14,"014",0]
[null,null,null,null,null,null,null,null,null,null,null,null,null,null,null,null,null,15,"015",0]
[null,null,null,null,null,null,null,null,null,null,null,null,null,null,null,null,null,19,"019",0]
[null,null,null,null,null,null,null,null,null,null,null,null,null,null,null,null,null,22,"022",0]
[null,null,null,null,null,null,null,null,null,null,null,null,null,null,null,null,null,26,"026",0]
[null,null,null,null,null,null,null,null,null,null,null,null,null,null,null,null,null,29,"029",0]
[null,null,null,null,null,null,null,null,null,null,null,null,null,null,null,null,null,31,"031",0]
[null,null,null,null,null,null,null,null,null,null,null,null,null,null,null,null,null,1,"01",{"$f":"C3044","v":0}]
[null,null,null,null,null,null,null,null,null,null,null,null,null,null,null,null,null,4,"04",0]
[null,null,null,null,null,null,null,null,null,null,null,null,null,null,null,null,null,7,"07",0]
[null,null,null,null,null,null,null,null,null,null,null,null,null,null,null,null,null,11,"011",0]
[null,null,null,null,null,null,null,null,null,null,null,null,null,null,null,null,null,14,"014",0]
[null,null,null,null,null,null,null,null,null,null,null,null,null,null,null,null,null,17,"017",0]
[null,null,null,null,null,null,null,null,null,null,null,null,null,null,null,null,null,20,"020",0]
[null,null,null,null,null,null,null,null,null,null,null,null,null,null,null,null,null,23,"023",0]
[null,null,null,null,null,null,null,null,null,null,null,null,null,null,null,null,null,24,"024",0]
[null,null,null,null,null,null,null,null,null,null,null,null,null,null,null,null,null,27,"027",0]
[null,null,null,null,null,null,null,null,null,null,null,null,null,null,null,null,null,31,"031",0]
[null,null,null,null,null,null,null,null,null,null,null,null,null,null,null,null,null,3,"03",0]
[null,null,null,null,null,null,null,null,null,null,null,null,null,null,null,null,null,{"$f":"MOD(ROW(Q3079)-6,31)+1","v":5},"05",0]
[null,null,null,null,null,null,null,null,null,null,null,null,null,null,null,null,null,9,"09",0]
[null,null,null,null,null,null,null,null,null,null,null,null,null,null,null,null,null,12,"012",{"$f":"T3085","v":0}]
[null,null,null,null,null,null,null,null,null,null,null,null,null,null,null,null,null,15,"015",0]
[null,null,null,null,null,null,null,null,null,null,null,null,null,null,null,null,null,16,"016",0]
[null,null,null,null,null,null,null,null,null,null,null,null,null,null,null,null,null,19,"019",0]
[null,null,null,null,null,null,null,null,null,null,null,null,null,null,null,null,null,22,"022",0]
[null,null,null,null,null,null,null,null,null,null,null,null,null,null,null,null,null,25,"025",0]
[null,null,null,null,null,null,null,null,null,null,null,null,null,null,null,null,null,28,"028",0]
[null,null,null,null,null,null,null,null,null,null,null,null,null,null,null,null,null,1,"01",{"$f":"C3106","v":0}]
[null,null,null,null,null,null,null,null,null,null,null,null,null,null,null,null,null,4,"04",0]
[null,null,null,null,null,null,null,null,null,null,null,null,null,null,null,null,null,7,"07",0]
[null,null,null,null,null,null,null,null,null,null,null,null,null,null,null,null,null,8,"08",0]
[null,null,null,null,null,null,null,null,null,null,null,null,null,null,null,null,null,12,"012",0]
[null,null,null,null,null,null,null,null,null,null,null,null,null,null,null,null,null,14,"014",0]
[null,null,null,null,null,null,null,null,null,null,null,null,null,null,null,null,null,17,"017",0]
[null,null,null,null,null,null,null,null,null,null,null,null,null,null,null,null,null,20,"020",0]
[null,null,null,null,null,null,null,null,null,null,null,null,null,null,null,null,null,24,"024",0]
[null,null,null,null,null,null,null,null,null,null,null,null,null,null,null,null,null,27,"027",0]
[null,null,null,null,null,null,null,null,null,null,null,null,null,null,null,null,null,29,"029",0]
[null,null,null,null,null,null,null,null,null,null,null,null,null,null,null,null,null,30,"030",0]
[null,null,null,null,null,null,null,null,null,null,null,null,null,null,null,null,null,2,"02",{"$f":"T3137","v":0}]
[null,null,null,null,null,null,null,null,null,null,null,null,null,null,null,null,null,6,"06",0]
[null,null,null,null,null,null,null,null,null,null,null,null,null,null,null,null,null,9,"09",0]
[null,null,null,null,null,null,null,null,null,null,null,null,null,null,null,null,null,12,"012",0]
[null,null,null,null,null,null,null,null,null,null,null,null,null,null,null,null,null,16,"016",0]
[null,null,null,null,null,null,null,null,null,null,null,null,null,null,null,null,null,17,"017",0]
[null,null,null,null,null,null,null,null,null,null,null,null,null,null,null,null,null,19,"019",0]
[null,null,null,null,null,null,null,null,null,null,null,null,null,null,null,null,null,22,"022",0]
[null,null,null,null,null,null,null,null,null,null,null,null,null,null,null,null,null,25,"025",0]
[null,null,null,null,null,null,null,null,null,null,null,null,null,null,null,null,null,29,"029",0]
[null,null,null,null,null,null,null,null,null,null,null,null,null,null,null,null,null,1,"01",{"$f":"C3168","v":0}]
[null,null,null,null,null,null,null,null,null,null,null,null,null,null,null,null,null,3,"03",0]
[null,null,null,null,null,null,null,null,null,null,null,null,null,null,null,null,null,7,{"$f":"T3174&R3174","v":"07"},0]
[null,null,null,null,null,null,null,null,null,null,null,null,null,null,null,null,null,10,"010",0]
[null,null,null,null,null,null,null,null,null,null,null,null,null,null,null,null,null,11,"011",0]
[null,null,null,null,null,null,null,null,null,null,null,null,null,null,null,null,null,14,"014",0]
[null,null,null,null,null,null,null,null,null,null,null,null,null,null,null,null,null,17,"017",0]
[null,null,null,null,null,null,null,null,null,null,null,null,null,null,null,null,null,21,"021",0]
[null,null,null,null,null,null,null,null,null,null,null,null,null,null,null,null,null,24,"024",0]
[null,null,null,null,null,null,null,null,null,null,null,null,null,null,null,null,null,27,"027",0]
[null,null,null,null,null,null,null,null,null,null,null,null,null,null,null,null,null,30,"030",0]
[null,null,null,null,null,null,null,null,null,null,null,null,null,null,null,null,null,2,"02",{"$f":"T3199","v":0}]
[null,null,null,null,null,null,null,null,null,null,null,null,null,null,null,null,null,3,"03",0]
[null,null,null,null,null,null,null,null,null,null,null,null,null,null,null,null,null,6,"06",0]
[null,null,null,null,null,null,null,null,null,null,null,null,null,null,null,null,null,10,"010",0]
[null,null,null,null,null,null,null,null,null,null,null,null,null,null,null,null,null,12,"012",0]
[null,null,null,null,null,null,null,null,null,null,null,null,null,null,null,null,null,15,"015",0]
[null,null,null,null,null,null,null,null,null,null,null,null,null,null,null,null,null,19,"019",0]
[null,null,null,null,null,null,null,null,null,null,null,null,null,null,null,null,null,22,"022",0]
[null,null,null,null,null,null,null,null,null,null,null,null,null,null,null,null,null,25,"025",0]
[null,null,null,null,null,null,null,null,null,null,null,null,null,null,null,null,null,27,"027",0]
[null,null,null,null,null,null,null,null,null,null,null,null,null,null,null,null,null,28,"028",0]
[null,null,null,null,null,null,null,null,null,null,null,null,null,null,null,null,null,1,"01",{"$f":"C3230","v":0}]
[null,null,null,null,null,null,null,null,null,null,null,null,null,null,null,null,null,4,"04",0]
[null,null,null,null,null,null,null,null,null,null,null,null,null,null,null,null,null,7,"07",0]
[null,null,null,null,null,null,null,null,null,null,null,null,null,null,null,null,null,11,"011",0]
[null,null,null,null,null,null,null,null,null,null,null,null,null,null,null,null,null,14,"014",0]
[null,null,null,null,null,null,null,null,null,null,null,null,null,null,null,null,null,15,"015",0]
[null,null,null,null,null,null,null,null,null,null,null,null,null,null,null,null,null,17,"017",0]
[null,null,null,null,null,null,null,null,null,null,null,null,null,null,null,null,null,20,"020",0]
[null,null,null,null,null,null,null,null,null,null,null,null,null,null,null,null,null,24,"024",0]
[null,null,null,null,null,null,null,null,null,null,null,null,null,null,null,null,null,27,"027",0]
[null,null,null,null,null,null,null,null,null,null,null,null,null,null,null,null,null,30,"030",0]
[null,null,null,null,null,null,null,null,null,null,null,null,null,null,null,null,null,1,"01",{"$f":"C3261","v":0}]
[null,null,null,null,null,null,null,null,null,null,null,null,null,null,null,null,null,5,"05",0]
[null,null,null,null,null,null,null,null,null,null,null,null,null,null,null,null,null,8,"08",0]
[null,null,null,null,null,null,null,null,null,null,null,null,null,null,null,null,null,9,"09",0]
[null,null,null,null,null,null,null,null,null,null,null,null,null,null,null,null,null,12,"012",0]
[null,null,null,null,null,null,null,null,null,null,null,null,null,null,null,null,null,16,"016",0]
[null,null,null,null,null,null,null,null,null,null,null,null,null,null,null,null,null,19,"019",0]
[null,null,null,null,null,null,null,null,null,null,null,null,null,null,null,null,null,22,"022",0]
[null,null,null,null,null,null,null,null,null,null,null,null,null,null,null,null,null,25,"025",0]
[null,null,null,null,null,null,null,null,null,null,null,null,null,null,null,null,null,28,"028",0]
[null,null,null,null,null,null,null,null,null,null,null,null,null,null,null,null,null,29,"029",0]
[null,null,null,null,null,null,null,null,null,null,null,null,null,null,null,null,null,1,"01",{"$f":"C3292","v":0}]
[null,null,null,null,null,null,null,null,null,null,null,null,null,null,null,null,null,4,"04",0]
[null,null,null,null,null,null,null,null,null,null,null,null,null,null,null,null,null,8,"08",0]
[null,null,null,null,null,null,null,null,null,null,null,null,null,null,null,null,null,10,"010",0]
[null,null,null,null,null,null,null,null,null,null,null,null,null,null,null,null,null,13,"013",0]
[null,null,null,null,null,null,null,null,null,null,null,null,null,null,null,null,null,17,"017",0]
[null,null,null,null,null,null,null,null,null,null,null,null,null,null,null,null,null,20,"020",0]
[null,null,null,null,null,null,null,null,null,null,null,null,null,null,null,null,null,21,"021",0]
[null,null,null,null,null,null,null,null,null,null,null,null,null,null,null,null,null,24,"024",0]
[null,null,null,null,null,null,null,null,null,null,null,null,null,null,null,null,null,27,"027",0]
[null,null,null,null,null,null,null,null,null,null,null,null,null,null,null,null,null,30,"030",0]
[null,null,null,null,null,null,null,null,null,null,null,null,null,null,null,null,null,2,"02",{"$f":"T3323","v":0}]
[null,null,null,null,null,null,null,null,null,null,null,null,null,null,null,null,null,5,"05",0]
[null,null,null,null,null,null,null,null,null,null,null,null,null,null,null,null,null,9,"09",0]
[null,null,null,null,null,null,null,null,null,null,null,null,null,null,null,null,null,12,"012",0]
[null,null,null,null,null,null,null,null,null,null,null,null,null,null,null,null,null,{"$f":"MOD(ROW(Q3335)-6,31)+1","v":13},"013",0]
[null,null,null,null,null,null,null,null,null,null,null,null,null,null,null,null,null,15,"015",0]
[null,null,null,null,null,null,null,null,null,null,null,null,null,null,null,null,null,18,"018",0]
[null,null,null,null,null,null,null,null,null,null,null,null,null,null,null,null,null,22,"022",0]
[null,null,null,null,null,null,null,null,null,null,null,null,null,null,null,null,null,25,"025",0]
[null,null,null,null,null,null,null,null,null,null,null,null,null,null,null,null,null,29,"029",0]
[null,null,null,null,null,null,null,null,null,null,null,null,null,null,null,null,null,30,"030",0]
[null,null,null,null,null,null,null,null,null,null,null,null,null,null,null,null,null,3,"03",0]
[null,null,null,null,null,null,null,null,null,null,null,null,null,null,null,null,null,4,"04",0]
[null,null,null,null,null,null,null,null,null,null,null,null,null,null,null,null,null,7,"07",0]
[null,null,null,null,null,null,null,null,null,null,null,null,null,null,null,null,null,10,"010",0]
[null,null,null,null,null,null,null,null,null,null,null,null,null,null,null,null,null,14,"014",0]
[null,null,null,null,null,null,null,null,null,null,null,null,null,null,null,null,null,17,"017",0]
[null,null,null,null,null,null,null,null,null,null,null,null,null,null,null,null,null,20,"020",0]
[null,null,null,null,null,null,null,null,null,null,null,null,null,null,null,null,null,23,"023",0]
[null,null,null,null,null,null,null,null,null,null,null,null,null,null,null,null,null,26,"026",0]
[null,null,null,null,null,null,null,null,null,null,null,null,null,null,null,null,null,27,"027",0]
[null,null,null,null,null,null,null,null,null,null,null,null,null,null,null,null,null,30,"030",0]
[null,null,null,null,null,null,null,null,null,null,null,null,null,null,null,null,null,3,"03",0]
[null,null,null,null,null,null,null,null,null,null,null,null,null,null,null,null,null,6,"06",0]
[null,null,null,null,null,null,null,null,null,null,null,null,null,null,null,null,null,8,"08",0]
[null,null,null,null,null,null,null,null,null,null,null,null,null,null,null,null,null,12,"012",0]
[null,null,null,null,null,null,null,null,null,null,null,null,null,null,null,null,null,{"$f":"MOD(ROW(Q3399)-6,31)+1","v":15},"015",0]
[null,null,null,null,null,null,null,null,null,null,null,null,null,null,null,null,null,18,"018",0]
[null,null,null,null,null,null,null,null,null,null,null,null,null,null,null,null,null,19,"019",0]
[null,null,null,null,null,null,null,null,null,null,null,null,null,null,null,null,null,22,"022",{"$f":"T3405","v":0}]
[null,null,null,null,null,null,null,null,null,null,null,null,null,null,null,null,null,25,"025",0]
[null,null,null,null,null,null,null,null,null,null,null,null,null,null,null,null,null,28,"028",0]
[null,null,null,null,null,null,null,null,null,null,null,null,null,null,null,null,null,31,"031",0]
[null,null,null,null,null,null,null,null,null,null,null,null,null,null,null,null,null,4,"04",0]
[null,null,null,null,null,null,null,null,null,null,null,null,null,null,null,null,null,7,"07",0]
[null,null,null,null,null,null,null,null,null,null,null,null,null,null,null,null,null,10,"010",0]
[null,null,null,null,null,null,null,null,null,null,null,null,null,null,null,null,null,11,"011",0]
[null,null,null,null,null,null,null,null,null,null,null,null,null,null,null,null,null,13,"013",0]
[null,null,null,null,null,null,null,null,null,null,null,null,null,null,null,null,null,17,"017",0]
[null,null,null,null,null,null,null,null,null,null,null,null,null,null,null,null,null,20,"020",0]
[null,null,null,null,null,null,null,null,null,null,null,null,null,null,null,null,null,23,"023",0]
[null,null,null,null,null,null,null,null,null,null,null,null,null,null,null,null,null,27,"027",0]
[null,null,null,null,null,null,null,null,null,null,null,null,null,null,null,null,null,30,"030",0]
[null,null,null,null,null,null,null,null,null,null,null,null,null,null,null,null,null,1,"01",{"$f":"C3447","v":0}]
[null,null,null,null,null,null,null,null,null,null,null,null,null,null,null,null,null,2,"02",{"$f":"T3447","v":0}]
[null,null,null,null,null,null,null,null,null,null,null,null,null,null,null,null,null,5,"05",0]
[null,null,null,null,null,null,null,null,null,null,null,null,null,null,null,null,null,9,"09",0]
[null,null,null,null,null,null,null,null,null,null,null,null,null,null,null,null,null,12,"012",0]
[null,null,null,null,null,null,null,null,null,null,null,null,null,null,null,null,null,15,"015",0]
[null,null,null,null,null,null,null,null,null,null,null,null,null,null,null,null,null,18,"018",0]
[null,null,null,null,null,null,null,null,null,null,null,null,null,null,null,null,null,21,"021",0]
[null,null,null,null,null,null,null,null,null,null,null,null,null,null,null,null,null,22,"022",0]
[null,null,null,null,null,null,null,null,null,null,null,null,null,null,null,null,null,25,"025",0]
[null,null,null,null,null,null,null,null,null,null,null,null,null,null,null,null,null,28,"028",0]
[null,null,null,null,null,null,null,null,null,null,null,null,null,null,null,null,null,1,"01",{"$f":"C3478","v":0}]
[null,null,null,null,null,null,null,null,null,null,null,null,null,null,null,null,null,4,"04",0]
[null,null,null,null,null,null,null,null,null,null,null,null,null,null,null,null,null,7,"07",0]
[null,null,null,null,null,null,null,null,null,null,null,null,null,null,null,null,null,10,"010",0]
[null,null,null,null,null,null,null,null,null,null,null,null,null,null,null,null,null,13,"013",0]
[null,null,null,null,null,null,null,null,null,null,null,null,null,null,null,null,null,14,"014",0]
[null,null,null,null,null,null,null,null,null,null,null,null,null,null,null,null,null,17,{"$f":"T3494&R3494","v":"017"},0]
[null,null,null,null,null,null,null,null,null,null,null,null,null,null,null,null,null,20,"020",0]
[null,null,null,null,null,null,null,null,null,null,null,null,null,null,null,null,null,23,"023",0]
[null,null,null,null,null,null,null,null,null,null,null,null,null,null,null,null,null,26,"026",0]
[null,null,null,null,null,null,null,null,null,null,null,null,null,null,null,null,null,30,"030",0]
[null,null,null,null,null,null,null,null,null,null,null,null,null,null,null,null,null,2,"02",{"$f":"T3509","v":0}]
[null,null,null,null,null,null,null,null,null,null,null,null,null,null,null,null,null,5,"05",0]
[null,null,null,null,null,null,null,null,null,null,null,null,null,null,null,null,null,6,"06",0]
[null,null,null,null,null,null,null,null,null,null,null,null,null,null,null,null,null,9,"09",0]
[null,null,null,null,null,null,null,null,null,null,null,null,null,null,null,null,null,11,"011",0]
[null,null,null,null,null,null,null,null,null,null,null,null,null,null,null,null,null,15,"015",0]
[null,null,null,null,null,null,null,null,null,null,null,null,null,null,null,null,null,18,"018",0]
[null,null,null,null,null,null,null,null,null,null,null,null,null,null,null,null,null,22,"022",0]
[null,null,null,null,null,null,null,null,null,null,null,null,null,null,null,null,null,25,"025",0]
[null,null,null,null,null,null,null,null,null,null,null,null,null,null,null,null,null,28,"028",0]
[null,null,null,null,null,null,null,null,null,null,null,null,null,null,null,null,null,30,"030",0]
[null,null,null,null,null,null,null,null,null,null,null,null,null,null,null,null,null,31,"031",0]
[null,null,null,null,null,null,null,null,null,null,null,null,null,null,null,null,null,4,"04",0]
[null,null,null,null,null,null,null,null,null,null,null,null,null,null,null,null,null,7,"07",0]
[null,null,null,null,null,null,null,null,null,null,null,null,null,null,null,null,null,10,"010",0]
[null,null,null,null,null,null,null,null,null,null,null,null,null,null,null,null,null,14,"014",0]
[null,null,null,null,null,null,null,null,null,null,null,null,null,null,null,null,null,16,"016",0]
[null,null,null,null,null,null,null,null,null,null,null,null,null,null,null,null,null,19,{"$f":"T3558&R3558","v":"019"},0]
[null,null,null,null,null,null,null,null,null,null,null,null,null,null,null,null,null,20,"020",0]
[null,null,null,null,null,null,null,null,null,null,null,null,null,null,null,null,null,23,"023",0]
[null,null,null,null,null,null,null,null,null,null,null,null,null,null,null,null,null,27,"027",0]
[null,null,null,null,null,null,null,null,null,null,null,null,null,null,null,null,null,30,"030",0]
[null,null,null,null,null,null,null,null,null,null,null,null,null,null,null,null,null,2,"02",{"$f":"T3571","v":0}]
[null,null,null,null,null,null,null,null,null,null,null,null,null,null,null,null,null,4,"04",0]
[null,null,null,null,null,null,null,null,null,null,null,null,null,null,null,null,null,8,"08",0]
[null,null,null,null,null,null,null,null,null,null,null,null,null,null,null,null,null,11,"011",0]
[null,null,null,null,null,null,null,null,null,null,null,null,null,null,null,null,null,12,"012",0]
[null,null,null,null,null,null,null,null,null,null,null,null,null,null,null,null,null,15,"015",0]
[null,null,null,null,null,null,null,null,null,null,null,null,null,null,null,null,null,19,"019",0]
[null,null,null,null,null,null,null,null,null,null,null,null,null,null,null,null,null,{"$f":"MOD(ROW(Q3591)-6,31)+1","v":21},"021",0]
[null,null,null,null,null,null,null,null,null,null,null,null,null,null,null,null,null,24,"024",0]
[null,null,null,null,null,null,null,null,null,null,null,null,null,null,null,null,null,28,"028",{"$f":"T3597","v":0}]
[null,null,null,null,null,null,null,null,null,null,null,null,null,null,null,null,null,31,"031",0]
[null,null,null,null,null,null,null,null,null,null,null,null,null,null,null,null,null,1,"01",{"$f":"C3602","v":0}]
[null,null,null,null,null,null,null,null,null,null,null,null,null,null,null,null,null,4,"04",0]
[null,null,null,null,null,null,null,null,null,null,null,null,null,null,null,null,null,7,"07",0]
[null,null,null,null,null,null,null,null,null,null,null,null,null,null,null,null,null,10,"010",0]
[null,null,null,null,null,null,null,null,null,null,null,null,null,null,null,null,null,13,"013",0]
[null,null,null,null,null,null,null,null,null,null,null,null,null,null,null,null,null,16,"016",0]
[null,null,null,null,null,null,null,null,null,null,null,null,null,null,null,null,null,20,"020",0]
[null,null,null,null,null,null,null,null,null,null,null,null,null,null,null,null,null,23,"023",0]
[null,null,null,null,null,null,null,null,null,null,null,null,null,null,null,null,null,24,"024",0]
[null,null,null,null,null,null,null,null,null,null,null,null,null,null,null,null,null,28,"028",0]
[null,null,null,null,null,null,null,null,null,null,null,null,null,null,null,null,null,29,"029",0]
[null,null,null,null,null,null,null,null,null,null,null,null,null,null,null,null,null,2,"02",{"$f":"T3633","v":0}]
[null,null,null,null,null,null,null,null,null,null,null,null,null,null,null,null,null,5,"05",0]
[null,null,null,null,null,null,null,null,null,null,null,null,null,null,null,null,null,9,"09",0]
[null,null,null,null,null,null,null,null,null,null,null,null,null,null,null,null,null,12,"012",0]
[null,null,null,null,null,null,null,null,null,null,null,null,null,null,null,null,null,14,"014",0]
[null,null,null,null,null,null,null,null,null,null,null,null,null,null,null,null,null,15,"015",0]
[null,null,null,null,null,null,null,null,null,null,null,null,null,null,null,null,null,18,"018",0]
[null,null,null,null,null,null,null,null,null,null,null,null,null,null,null,null,null,21,"021",0]
[null,null,null,null,null,null,null,null,null,null,null,null,null,null,null,null,null,25,"025",0]
[null,null,null,null,null,null,null,null,null,null,null,null,null,null,null,null,null,28,"028",0]
[null,null,null,null,null,null,null,null,null,null,null,null,null,null,null,null,null,1,"01",{"$f":"C3664","v":0}]
[null,null,null,null,null,null,null,null,null,null,null,null,null,null,null,null,null,2,"02",{"$f":"T3664","v":0}]
[null,null,null,null,null,null,null,null,null,null,null,null,null,null,null,null,null,6,"06",0]
[null,null,null,null,null,null,null,null,null,null,null,null,null,null,null,null,null,7,"07",0]
[null,null,null,null,null,null,null,null,null,null,null,null,null,null,null,null,null,10,"010",0]
[null,null,null,null,null,null,null,null,null,null,null,null,null,null,null,null,null,13,"013",0]
[null,null,null,null,null,null,null,null,null,null,null,null,null,null,null,null,null,17,"017",0]
[null,null,null,null,null,null,null,null,null,null,null,null,null,null,null,null,null,19,"019",0]
[null,null,null,null,null,null,null,null,null,null,null,null,null,null,null,null,null,23,{"$f":"T3686&R3686","v":"023"},0]
[null,null,null,null,null,null,null,null,null,null,null,null,null,null,null,null,null,26,"026",0]
[null,null,null,null,null,null,null,null,null,null,null,null,null,null,null,null,null,29,"029",0]
[null,null,null,null,null,null,null,null,null,null,null,null,null,null,null,null,null,30,"030",0]
[null,null,null,null,null,null,null,null,null,null,null,null,null,null,null,null,null,2,"02",{"$f":"T3695","v":0}]
[null,null,null,null,null,null,null,null,null,null,null,null,null,null,null,null,null,6,"06",0]
[null,null,null,null,null,null,null,null,null,null,null,null,null,null,null,null,null,9,"09",0]
[null,null,null,null,null,null,null,null,null,null,null,null,null,null,null,null,null,11,"011",0]
[null,null,null,null,null,null,null,null,null,null,null,null,null,null,null,null,null,15,"015",0]
[null,null,null,null,null,null,null,null,null,null,null,null,null,null,null,null,null,18,"018",0]
[null,null,null,null,null,null,null,null,null,null,null,null,null,null,null,null,null,21,"021",0]
[null,null,null,null,null,null,null,null,null,null,null,null,null,null,null,null,null,22,"022",0]
[null,null,null,null,null,null,null,null,null,null,null,null,null,null,null,null,null,26,"026",0]
[null,null,null,null,null,null,null,null,null,null,null,null,null,null,null,null,null,28,"028",0]
[null,null,null,null,null,null,null,null,null,null,null,null,null,null,null,null,null,31,"031",0]
[null,null,null,null,null,null,null,null,null,null,null,null,null,null,null,null,null,3,"03",0]
[null,null,null,null,null,null,null,null,null,null,null,null,null,null,null,null,null,7,"07",0]
[null,null,null,null,null,null,null,null,null,null,null,null,null,null,null,null,null,10,"010",0]
[null,null,null,null,null,null,null,null,null,null,null,null,null,null,null,null,null,12,"012",0]
[null,null,null,null,null,null,null,null,null,null,null,null,null,null,null,null,null,13,"013",0]
[null,null,null,null,null,null,null,null,null,null,null,null,null,null,null,null,null,16,"016",0]
[null,null,null,null,null,null,null,null,null,null,null,null,null,null,null,null,null,20,"020",0]
[null,null,null,null,null,null,null,null,null,null,null,null,null,null,null,null,null,23,"023",0]
[null,null,null,null,null,null,null,null,null,null,null,null,null,null,null,null,null,26,"026",0]
[null,null,null,null,null,null,null,null,null,null,null,null,null,null,null,null,null,30,"030",0]
[null,null,null,null,null,null,null,null,null,null,null,null,null,null,null,null,null,31,"031",0]
[null,null,null,null,null,null,null,null,null,null,null,null,null,null,null,null,null,2,"02",{"$f":"T3757","v":0}]
[null,null,null,null,null,null,null,null,null,null,null,null,null,null,null,null,null,5,"05",0]
[null,null,null,null,null,null,null,null,null,null,null,null,null,null,null,null,null,8,"08",0]
[null,null,null,null,null,null,null,null,null,null,null,null,null,null,null,null,null,12,"012",0]
[null,null,null,null,null,null,null,null,null,null,null,null,null,null,null,null,null,15,"015",0]
[null,null,null,null,null,null,null,null,null,null,null,null,null,null,null,null,null,17,"017",0]
[null,null,null,null,null,null,null,null,null,null,null,null,null,null,null,null,null,21,"021",0]
[null,null,null,null,null,null,null,null,null,null,null,null,null,null,null,null,null,24,"024",0]
[null,null,null,null,null,null,null,null,null,null,null,null,null,null,null,null,null,25,"025",0]
[null,null,null,null,null,null,null,null,null,null,null,null,null,null,null,null,null,28,"028",0]
[null,null,null,null,null,null,null,null,null,null,null,null,null,null,null,null,null,31,"031",0]
[null,null,null,null,null,null,null,null,null,null,null,null,null,null,null,null,null,4,"04",{"$f":"T3790","v":0}]
[null,null,null,null,null,null,null,null,null,null,null,null,null,null,null,null,null,7,"07",0]
[null,null,null,null,null,null,null,null,null,null,null,null,null,null,null,null,null,10,"010",0]
[null,null,null,null,null,null,null,null,null,null,null,null,null,null,null,null,null,13,"013",0]
[null,null,null,null,null,null,null,null,null,null,null,null,null,null,null,null,null,16,"016",0]
[null,null,null,null,null,null,null,null,null,null,null,null,null,null,null,null,null,17,"017",0]
[null,null,null,null,null,null,null,null,null,null,null,null,null,null,null,null,null,20,"020",0]
[null,null,null,null,null,null,null,null,null,null,null,null,null,null,null,null,null,24,"024",0]
[null,null,null,null,null,null,null,null,null,null,null,null,null,null,null,null,null,26,"026",0]
[null,null,null,null,null,null,null,null,null,null,null,null,null,null,null,null,null,29,"029",0]
[null,null,null,null,null,null,null,null,null,null,null,null,null,null,null,null,null,2,"02",{"$f":"T3819","v":0}]
[null,null,null,null,null,null,null,null,null,null,null,null,null,null,null,null,null,5,"05",0]
[null,null,null,null,null,null,null,null,null,null,null,null,null,null,null,null,null,8,"08",0]
[null,null,null,null,null,null,null,null,null,null,null,null,null,null,null,null,null,9,"09",0]
[null,null,null,null,null,null,null,null,null,null,null,null,null,null,null,null,null,12,"012",0]
[null,null,null,null,null,null,null,null,null,null,null,null,null,null,null,null,null,14,"014",0]
[null,null,null,null,null,null,null,null,null,null,null,null,null,null,null,null,null,18,"018",0]
[null,null,null,null,null,null,null,null,null,null,null,null,null,null,null,null,null,21,"021",0]
[null,null,null,null,null,null,null,null,null,null,null,null,null,null,null,null,null,25,"025",0]
[null,null,null,null,null,null,null,null,null,null,null,null,null,null,null,null,null,28,"028",0]
[null,null,null,null,null,null,null,null,null,null,null,null,null,null,null,null,null,{"$f":"MOD(ROW(Q3847)-6,31)+1","v":29},"029",0]
[null,null,null,null,null,null,null,null,null,null,null,null,null,null,null,null,null,31,"031",0]
[null,null,null,null,null,null,null,null,null,null,null,null,null,null,null,null,null,3,"03",0]
[null,null,null,null,null,null,null,null,null,null,null,null,null,null,null,null,null,7,"07",0]
[null,null,null,null,null,null,null,null,null,null,null,null,null,null,null,null,null,10,"010",0]
[null,null,null,null,null,null,null,null,null,null,null,null,null,null,null,null,null,13,"013",0]
[null,null,null,null,null,null,null,null,null,null,null,null,null,null,null,null,null,15,"015",0]
[null,null,null,null,null,null,null,null,null,null,null,null,null,null,null,null,null,19,"019",0]
[null,null,null,null,null,null,null,null,null,null,null,null,null,null,null,null,null,22,"022",0]
[null,null,null,null,null,null,null,null,null,null,null,null,null,null,null,null,null,23,"023",0]
[null,null,null,null,null,null,null,null,null,null,null,null,null,null,null,null,null,26,"026",0]
[null,null,null,null,null,null,null,null,null,null,null,null,null,null,null,null,null,30,"030",0]
[null,null,null,null,null,null,null,null,null,null,null,null,null,null,null,null,null,2,"02",{"$f":"T3881","v":0}]
[null,null,null,null,null,null,null,null,null,null,null,null,null,null,null,null,null,5,"05",0]
[null,null,null,null,null,null,null,null,null,null,null,null,null,null,null,null,null,8,"08",0]
[null,null,null,null,null,null,null,null,null,null,null,null,null,null,null,null,null,11,"011",0]
[null,null,null,null,null,null,null,null,null,null,null,null,null,null,null,null,null,12,"012",0]
[null,null,null,null,null,null,null,null,null,null,null,null,null,null,null,null,null,15,"015",0]
[null,null,null,null,null,null,null,null,null,null,null,null,null,null,null,null,null,18,"018",0]
[null,null,null,null,null,null,null,null,null,null,null,null,null,null,null,null,null,22,"022",0]
[null,null,null,null,null,null,null,null,null,null,null,null,null,null,null,null,null,24,"024",0]
[null,null,null,null,null,null,null,null,null,null,null,null,null,null,null,null,null,27,"027",0]
[null,null,null,null,null,null,null,null,null,null,null,null,null,null,null,null,null,{"$f":"MOD(ROW(Q3911)-6,31)+1","v":31},"031",0]
[null,null,null,null,null,null,null,null,null,null,null,null,null,null,null,null,null,3,"03",0]
[null,null,null,null,null,null,null,null,null,null,null,null,null,null,null,null,null,4,"04",0]
[null,null,null,null,null,null,null,null,null,null,null,null,null,null,null,null,null,7,"07",0]
[null,null,null,null,null,null,null,null,null,null,null,null,null,null,null,null,null,10,"010",0]
[null,null,null,null,null,null,null,null,null,null,null,null,null,null,null,null,null,13,"013",0]
[null,null,null,null,null,null,null,null,null,null,null,null,null,null,null,null,null,16,"016",0]
[null,null,null,null,null,null,null,null,null,null,null,null,null,null,null,null,null,19,"019",0]
[null,null,null,null,null,null,null,null,null,null,null,null,null,null,null,null,null,23,"023",0]
[null,null,null,null,null,null,null,null,null,null,null,null,null,null,null,null,null,26,"026",0]
[null,null,null,null,null,null,null,null,null,null,null,null,null,null,null,null,null,27,"027",0]
[null,null,null,null,null,null,null,null,null,null,null,null,null,null,null,null,null,29,"029",0]
[null,null,null,null,null,null,null,null,null,null,null,null,null,null,null,null,null,1,"01",{"$f":"C3943","v":0}]
[null,null,null,null,null,null,null,null,null,null,null,null,null,null,null,null,null,5,"05",0]
[null,null,null,null,null,null,null,null,null,null,null,null,null,null,null,null,null,8,"08",0]
[null,null,null,null,null,null,null,null,null,null,null,null,null,null,null,null,null,12,"012",0]
[null,null,null,null,null,null,null,null,null,null,null,null,null,null,null,null,null,15,"015",0]
[null,null,null,null,null,null,null,null,null,null,null,null,null,null,null,null,null,17,"017",0]
[null,null,null,null,null,null,null,null,null,null,null,null,null,null,null,null,null,18,"018",0]
[null,null,null,null,null,null,null,null,null,null,null,null,null,null,null,null,null,21,"021",0]
[null,null,null,null,null,null,null,null,null,null,null,null,null,null,null,null,null,24,"024",0]
[null,null,null,null,null,null,null,null,null,null,null,null,null,null,null,null,null,28,"028",0]
[null,null,null,null,null,null,null,null,null,null,null,null,null,null,null,null,null,31,"031",0]
[null,null,null,null,null,null,null,null,null,null,null,null,null,null,null,null,null,3,"03",0]
[null,null,null,null,null,null,null,null,null,null,null,null,null,null,null,null,null,6,"06",0]
[null,null,null,null,null,null,null,null,null,null,null,null,null,null,null,null,null,9,"09",0]
[null,null,null,null,null,null,null,null,null,null,null,null,null,null,null,null,null,10,"010",{"$f":"T3982","v":0}]
[null,null,null,null,null,null,null,null,null,null,null,null,null,null,null,null,null,13,"013",0]
[null,null,null,null,null,null,null,null,null,null,null,null,null,null,null,null,null,16,"016",0]
[null,null,null,null,null,null,null,null,null,null,null,null,null,null,null,null,null,20,"020",0]
[null,null,null,null,null,null,null,null,null,null,null,null,null,null,null,null,null,22,"022",0]
[null,null,null,null,null,null,null,null,null,null,null,null,null,null,null,null,null,26,"026",0]
[null,null,null,null,null,null,null,null,null,null,null,null,null,null,null,null,null,29,"029",0]
[null,null,null,null,null,null,null,null,null,null,null,null,null,null,null,null,null,1,"01",{"$f":"C4005","v":0}]
[null,null,null,null,null,null,null,null,null,null,null,null,null,null,null,null,null,2,{"$f":"T4006&R4006","v":"02"},{"$f":"T4005","v":0}]
[null,null,null,null,null,null,null,null,null,null,null,null,null,null,null,null,null,5,"05",0]
[null,null,null,null,null,null,null,null,null,null,null,null,null,null,null,null,null,8,"08",0]
[null,null,null,null,null,null,null,null,null,null,null,null,null,null,null,null,null,11,"011",0]
[null,null,null,null,null,null,null,null,null,null,null,null,null,null,null,null,null,14,"014",0]
[null,null,null,null,null,null,null,null,null,null,null,null,null,null,null,null,null,18,"018",0]
[null,null,null,null,null,null,null,null,null,null,null,null,null,null,null,null,null,21,"021",0]
[null,null,null,null,null,null,null,null,null,null,null,null,null,null,null,null,null,24,"024",0]
[null,null,null,null,null,null,null,null,null,null,null,null,null,null,null,null,null,25,"025",0]
[null,null,null,null,null,null,null,null,null,null,null,null,null,null,null,null,null,27,"027",0]
[null,null,null,null,null,null,null,null,null,null,null,null,null,null,null,null,null,31,"031",0]
[null,null,null,null,null,null,null,null,null,null,null,null,null,null,null,null,null,3,"03",0]
[null,null,null,null,null,null,null,null,null,null,null,null,null,null,null,null,null,6,"06",0]
[null,null,null,null,null,null,null,null,null,null,null,null,null,null,null,null,null,10,"010",0]
[null,null,null,null,null,null,null,null,null,null,null,null,null,null,null,null,null,13,"013",0]
[null,null,null,null,null,null,null,null,null,null,null,null,null,null,null,null,null,15,"015",0]
[null,null,null,null,null,null,null,null,null,null,null,null,null,null,null,null,null,16,"016",0]
[null,null,null,null,null,null,null,null,null,null,null,null,null,null,null,null,null,19,"019",0]
[null,null,null,null,null,null,null,null,null,null,null,null,null,null,null,null,null,23,"023",0]
[null,null,null,null,null,null,null,null,null,null,null,null,null,null,null,null,null,26,"026",0]
[null,null,null,null,null,null,null,null,null,null,null,null,null,null,null,null,null,29,"029",0]
[null,null,null,null,null,null,null,null,null,null,null,null,null,null,null,null,null,1,"01",{"$f":"C4067","v":0}]
[null,null,null,null,null,null,null,null,null,null,null,null,null,null,null,null,null,4,{"$f":"T4070&R4070","v":"04"},0]
[null,null,null,null,null,null,null,null,null,null,null,null,null,null,null,null,null,5,"05",0]
[null,null,null,null,null,null,null,null,null,null,null,null,null,null,null,null,null,8,"08",0]
[null,null,null,null,null,null,null,null,null,null,null,null,null,null,null,null,null,11,"011",0]
[null,null,null,null,null,null,null,null,null,null,null,null,null,null,null,null,null,15,"015",0]
[null,null,null,null,null,null,null,null,null,null,null,null,null,null,null,null,null,18,"018",0]
[null,null,null,null,null,null,null,null,null,null,null,null,null,null,null,null,null,20,"020",0]
[null,null,null,null,null,null,null,null,null,null,null,null,null,null,null,null,null,24,"024",0]
[null,null,null,null,null,null,null,null,null,null,null,null,null,null,null,null,null,27,"027",0]
[null,null,null,null,null,null,null,null,null,null,null,null,null,null,null,null,null,28,"028",0]
[null,null,null,null,null,null,null,null,null,null,null,null,null,null,null,null,null,31,"031",0]
[null,null,null,null,null,null,null,null,null,null,null,null,null,null,null,null,null,3,"03",0]
[null,null,null,null,null,null,null,null,null,null,null,null,null,null,null,null,null,{"$f":"MOD(ROW(Q4103)-6,31)+1","v":6},"06",0]
[null,null,null,null,null,null,null,null,null,null,null,null,null,null,null,null,null,9,"09",0]
[null,null,null,null,null,null,null,null,null,null,null,null,null,null,null,null,null,13,"013",0]
[null,null,null,null,null,null,null,null,null,null,null,null,null,null,null,null,null,16,"016",0]
[null,null,null,null,null,null,null,null,null,null,null,null,null,null,null,null,null,19,"019",0]
[null,null,null,null,null,null,null,null,null,null,null,null,null,null,null,null,null,20,"020",0]
[null,null,null,null,null,null,null,null,null,null,null,null,null,null,null,null,null,23,"023",0]
[null,null,null,null,null,null,null,null,null,null,null,null,null,null,null,null,null,25,"025",0]
[null,null,null,null,null,null,null,null,null,null,null,null,null,null,null,null,null,29,"029",0]
[null,null,null,null,null,null,null,null,null,null,null,null,null,null,null,null,null,1,"01",{"$f":"C4129","v":0}]
[null,null,null,null,null,null,null,null,null,null,null,null,null,null,null,null,null,5,"05",0]
[null,null,null,null,null,null,null,null,null,null,null,null,null,null,null,null,null,8,"08",0]
[null,null,null,null,null,null,null,null,null,null,null,null,null,null,null,null,null,11,"011",0]
[null,null,null,null,null,null,null,null,null,null,null,null,null,null,null,null,null,13,"013",0]
[null,null,null,null,null,null,null,null,null,null,null,null,null,null,null,null,null,14,"014",0]
[null,null,null,null,null,null,null,null,null,null,null,null,null,null,null,null,null,18,"018",0]
[null,null,null,null,null,null,null,null,null,null,null,null,null,null,null,null,null,21,"021",0]
[null,null,null,null,null,null,null,null,null,null,null,null,null,null,null,null,null,24,"024",0]
[null,null,null,null,null,null,null,null,null,null,null,null,null,null,null,null,null,28,"028",0]
[null,null,null,null,null,null,null,null,null,null,null,null,null,null,null,null,null,30,"030",0]
[null,null,null,null,null,null,null,null,null,null,null,null,null,null,null,null,null,2,"02",{"$f":"T4160","v":0}]
[null,null,null,null,null,null,null,null,null,null,null,null,null,null,null,null,null,3,"03",0]
[null,null,null,null,null,null,null,null,null,null,null,null,null,null,null,null,null,6,"06",0]
[null,null,null,null,null,null,null,null,null,null,null,null,null,null,null,null,null,10,"010",0]
[null,null,null,null,null,null,null,null,null,null,null,null,null,null,null,null,null,13,"013",0]
[null,null,null,null,null,null,null,null,null,null,null,null,null,null,null,null,null,16,"016",{"$f":"T4174","v":0}]
[null,null,null,null,null,null,null,null,null,null,null,null,null,null,null,null,null,18,"018",0]
[null,null,null,null,null,null,null,null,null,null,null,null,null,null,null,null,null,22,"022",0]
[null,null,null,null,null,null,null,null,null,null,null,null,null,null,null,null,null,25,"025",0]
[null,null,null,null,null,null,null,null,null,null,null,null,null,null,null,null,null,26,"026",0]
[null,null,null,null,null,null,null,null,null,null,null,null,null,null,null,null,null,29,"029",0]
[null,null,null,null,null,null,null,null,null,null,null,null,null,null,null,null,null,2,"02",{"$f":"T4191","v":0}]
[null,null,null,null,null,null,null,null,null,null,null,null,null,null,null,null,null,4,"04",0]
[null,null,null,null,null,null,null,null,null,null,null,null,null,null,null,null,null,7,"07",0]
[null,null,null,null,null,null,null,null,null,null,null,null,null,null,null,null,null,11,"011",0]
[null,null,null,null,null,null,null,null,null,null,null,null,null,null,null,null,null,14,"014",0]
[null,null,null,null,null,null,null,null,null,null,null,null,null,null,null,null,null,15,"015",0]
[null,null,null,null,null,null,null,null,null,null,null,null,null,null,null,null,null,18,"018",0]
[null,null,null,null,null,null,null,null,null,null,null,null,null,null,null,null,null,21,"021",0]
[null,null,null,null,null,null,null,null,null,null,null,null,null,null,null,null,null,25,"025",0]
[null,null,null,null,null,null,null,null,null,null,null,null,null,null,null,null,null,27,"027",0]
[null,null,null,null,null,null,null,null,null,null,null,null,null,null,null,null,null,30,"030",0]
[null,null,null,null,null,null,null,null,null,null,null,null,null,null,null,null,null,3,"03",0]
[null,null,null,null,null,null,null,null,null,null,null,null,null,null,null,null,null,6,"06",0]
[null,null,null,null,null,null,null,null,null,null,null,null,null,null,null,null,null,7,"07",0]
[null,null,null,null,null,null,null,null,null,null,null,null,null,null,null,null,null,11,"011",0]
[null,null,null,null,null,null,null,null,null,null,null,null,null,null,null,null,null,12,"012",0]
[null,null,null,null,null,null,null,null,null,null,null,null,null,null,null,null,null,16,"016",0]
[null,null,null,null,null,null,null,null,null,null,null,null,null,null,null,null,null,19,"019",0]
[null,null,null,null,null,null,null,null,null,null,null,null,null,null,null,null,null,22,"022",0]
[null,null,null,null,null,null,null,null,null,null,null,null,null,null,null,null,null,26,"026",0]
[null,null,null,null,null,null,null,null,null,null,null,null,null,null,null,null,null,28,"028",0]
[null,null,null,null,null,null,null,null,null,null,null,null,null,null,null,null,null,29,"029",0]
[null,null,null,null,null,null,null,null,null,null,null,null,null,null,null,null,null,1,"01",{"$f":"C4253","v":0}]
[null,null,null,null,null,null,null,null,null,null,null,null,null,null,null,null,null,4,"04",0]
[null,null,null,null,null,null,null,null,null,null,null,null,null,null,null,null,null,8,"08",0]
[null,null,null,null,null,null,null,null,null,null,null,null,null,null,null,null,null,11,"011",0]
[null,null,null,null,null,null,null,null,null,null,null,null,null,null,null,null,null,15,"015",0]
[null,null,null,null,null,null,null,null,null,null,null,null,null,null,null,null,null,16,"016",0]
[null,null,null,null,null,null,null,null,null,null,null,null,null,null,null,null,null,20,"020",0]
[null,null,null,null,null,null,null,null,null,null,null,null,null,null,null,null,null,21,"021",0]
[null,null,null,null,null,null,null,null,null,null,null,null,null,null,null,null,null,24,"024",0]
[null,null,null,null,null,null,null,null,null,null,null,null,null,null,null,null,null,27,"027",0]
[null,null,null,null,null,null,null,null,null,null,null,null,null,null,null,null,null,31,"031",0]
[null,null,null,null,null,null,null,null,null,null,null,null,null,null,null,null,null,2,"02",{"$f":"T4284","v":0}]
[null,null,null,null,null,null,null,null,null,null,null,null,null,null,null,null,null,6,"06",0]
[null,null,null,null,null,null,null,null,null,null,null,null,null,null,null,null,null,9,"09",0]
[null,null,null,null,null,null,null,null,null,null,null,null,null,null,null,null,null,{"$f":"MOD(ROW(Q4295)-6,31)+1","v":12},"012",0]
[null,null,null,null,null,null,null,null,null,null,null,null,null,null,null,null,null,13,"013",0]
[null,null,null,null,null,null,null,null,null,null,null,null,null,null,null,null,null,16,"016",0]
[null,null,null,null,null,null,null,null,null,null,null,null,null,null,null,null,null,20,"020",{"$f":"T4302","v":0}]
[null,null,null,null,null,null,null,null,null,null,null,null,null,null,null,null,null,23,"023",0]
[null,null,null,null,null,null,null,null,null,null,null,null,null,null,null,null,null,25,"025",0]
[null,null,null,null,null,null,null,null,null,null,null,null,null,null,null,null,null,29,"029",0]
[null,null,null,null,null,null,null,null,null,null,null,null,null,null,null,null,null,1,"01",{"$f":"C4315","v":0}]
[null,null,null,null,null,null,null,null,null,null,null,null,null,null,null,null,null,4,"04",0]
[null,null,null,null,null,null,null,null,null,null,null,null,null,null,null,null,null,5,"05",0]
[null,null,null,null,null,null,null,null,null,null,null,null,null,null,null,null,null,9,"09",0]
[null,null,null,null,null,null,null,null,null,null,null,null,null,null,null,null,null,11,"011",0]
[null,null,null,null,null,null,null,null,null,null,null,null,null,null,null,null,null,14,"014",0]
[null,null,null,null,null,null,null,null,null,null,null,null,null,null,null,null,null,17,"017",0]
[null,null,null,null,null,null,null,null,null,null,null,null,null,null,null,null,null,21,"021",0]
[null,null,null,null,null,null,null,null,null,null,null,null,null,null,null,null,null,24,"024",0]
[null,null,null,null,null,null,null,null,null,null,null,null,null,null,null,null,null,27,"027",0]
[null,null,null,null,null,null,null,null,null,null,null,null,null,null,null,null,null,28,"028",0]
[null,null,null,null,null,null,null,null,null,null,null,null,null,null,null,null,null,30,"030",0]
[null,null,null,null,null,null,null,null,null,null,null,null,null,null,null,null,null,3,"03",0]
[null,null,null,null,null,null,null,null,null,null,null,null,null,null,null,null,null,6,"06",0]
[null,null,null,null,null,null,null,null,null,null,null,null,null,null,null,null,null,9,"09",0]
[null,null,null,null,null,null,null,null,null,null,null,null,null,null,null,null,null,13,"013",0]
[null,null,null,null,null,null,null,null,null,null,null,null,null,null,null,null,null,{"$f":"MOD(ROW(Q4359)-6,31)+1","v":14},"014",0]
[null,null,null,null,null,null,null,null,null,null,null,null,null,null,null,null,null,16,"016",0]
[null,null,null,null,null,null,null,null,null,null,null,null,null,null,null,null,null,19,"019",0]
[null,null,null,null,null,null,null,null,null,null,null,null,null,null,null,null,null,22,"022",{"$f":"T4366","v":0}]
[null,null,null,null,null,null,null,null,null,null,null,null,null,null,null,null,null,26,"026",0]
[null,null,null,null,null,null,null,null,null,null,null,null,null,null,null,null,null,29,"029",0]
[null,null,null,null,null,null,null,null,null,null,null,null,null,null,null,null,null,1,"01",{"$f":"C4377","v":0}]
[null,null,null,null,null,null,null,null,null,null,null,null,null,null,null,null,null,4,"04",0]
[null,null,null,null,null,null,null,null,null,null,null,null,null,null,null,null,null,7,"07",0]
[null,null,null,null,null,null,null,null,null,null,null,null,null,null,null,null,null,8,"08",0]
[null,null,null,null,null,null,null,null,null,null,null,null,null,null,null,null,null,11,"011",0]
[null,null,null,null,null,null,null,null,null,null,null,null,null,null,null,null,null,14,{"$f":"T4390&R4390","v":"014"},0]
[null,null,null,null,null,null,null,null,null,null,null,null,null,null,null,null,null,18,"018",0]
[null,null,null,null,null,null,null,null,null,null,null,null,null,null,null,null,null,21,"021",0]
[null,null,null,null,null,null,null,null,null,null,null,null,null,null,null,null,null,23,"023",0]
[null,null,null,null,null,null,null,null,null,null,null,null,null,null,null,null,null,27,"027",0]
[null,null,null,null,null,null,null,null,null,null,null,null,null,null,null,null,null,30,"030",0]
[null,null,null,null,null,null,null,null,null,null,null,null,null,null,null,null,null,31,"031",0]
[null,null,null,null,null,null,null,null,null,null,null,null,null,null,null,null,null,3,"03",0]
[null,null,null,null,null,null,null,null,null,null,null,null,null,null,null,null,null,7,"07",0]
[null,null,null,null,null,null,null,null,null,null,null,null,null,null,null,null,null,9,"09",0]
[null,null,null,null,null,null,null,null,null,null,null,null,null,null,null,null,null,12,"012",0]
[null,null,null,null,null,null,null,null,null,null,null,null,null,null,null,null,null,{"$f":"MOD(ROW(Q4423)-6,31)+1","v":16},"016",0]
[null,null,null,null,null,null,null,null,null,null,null,null,null,null,null,null,null,19,"019",0]
[null,null,null,null,null,null,null,null,null,null,null,null,null,null,null,null,null,22,"022",0]
[null,null,null,null,null,null,null,null,null,null,null,null,null,null,null,null,null,23,"023",0]
[null,null,null,null,null,null,null,null,null,null,null,null,null,null,null,null,null,26,"026",0]
[null,null,null,null,null,null,null,null,null,null,null,null,null,null,null,null,null,28,"028",0]
[null,null,null,null,null,null,null,null,null,null,null,null,null,null,null,null,null,1,"01",{"$f":"C4439","v":0}]
[null,null,null,null,null,null,null,null,null,null,null,null,null,null,null,null,null,4,"04",0]
[null,null,null,null,null,null,null,null,null,null,null,null,null,null,null,null,null,8,"08",0]
[null,null,null,null,null,null,null,null,null,null,null,null,null,null,null,null,null,11,"011",0]
[null,null,null,null,null,null,null,null,null,null,null,null,null,null,null,null,null,12,"012",0]
[null,null,null,null,null,null,null,null,null,null,null,null,null,null,null,null,null,14,"014",0]
[null,null,null,null,null,null,null,null,null,null,null,null,null,null,null,null,null,17,"017",0]
[null,null,null,null,null,null,null,null,null,null,null,null,null,null,null,null,null,21,"021",0]
[null,null,null,null,null,null,null,null,null,null,null,null,null,null,null,null,null,24,"024",0]
[null,null,null,null,null,null,null,null,null,null,null,null,null,null,null,null,null,27,"027",0]
[null,null,null,null,null,null,null,null,null,null,null,null,null,null,null,null,null,31,"031",0]
[null,null,null,null,null,null,null,null,null,null,null,null,null,null,null,null,null,2,"02",{"$f":"T4470","v":0}]
[null,null,null,null,null,null,null,null,null,null,null,null,null,null,null,null,null,5,"05",0]
[null,null,null,null,null,null,null,null,null,null,null,null,null,null,null,null,null,6,"06",0]
[null,null,null,null,null,null,null,null,null,null,null,null,null,null,null,null,null,9,"09",0]
[null,null,null,null,null,null,null,null,null,null,null,null,null,null,null,null,null,13,"013",0]
[null,null,null,null,null,null,null,null,null,null,null,null,null,null,null,null,null,16,"016",0]
[null,null,null,null,null,null,null,null,null,null,null,null,null,null,null,null,null,19,"019",0]
[null,null,null,null,null,null,null,null,null,null,null,null,null,null,null,null,null,22,"022",0]
[null,null,null,null,null,null,null,null,null,null,null,null,null,null,null,null,null,25,"025",0]
[null,null,null,null,null,null,null,null,null,null,null,null,null,null,null,null,null,28,"028",0]
[null,null,null,null,null,null,null,null,null,null,null,null,null,null,null,null,null,29,"029",0]
[null,null,null,null,null,null,null,null,null,null,null,null,null,null,null,null,null,1,"01",{"$f":"C4501","v":0}]
[null,null,null,null,null,null,null,null,null,null,null,null,null,null,null,null,null,5,"05",0]
[null,null,null,null,null,null,null,null,null,null,null,null,null,null,null,null,null,7,"07",0]
[null,null,null,null,null,null,null,null,null,null,null,null,null,null,null,null,null,10,"010",0]
[null,null,null,null,null,null,null,null,null,null,null,null,null,null,null,null,null,14,"014",0]
[null,null,null,null,null,null,null,null,null,null,null,null,null,null,null,null,null,17,"017",0]
[null,null,null,null,null,null,null,null,null,null,null,null,null,null,null,null,null,18,{"$f":"T4518&R4518","v":"018"},0]
[null,null,null,null,null,null,null,null,null,null,null,null,null,null,null,null,null,21,"021",0]
[null,null,null,null,null,null,null,null,null,null,null,null,null,null,null,null,null,24,"024",0]
[null,null,null,null,null,null,null,null,null,null,null,null,null,null,null,null,null,27,"027",0]
[null,null,null,null,null,null,null,null,null,null,null,null,null,null,null,null,null,30,"030",0]
[null,null,null,null,null,null,null,null,null,null,null,null,null,null,null,null,null,2,"02",{"$f":"T4532","v":0}]
[null,null,null,null,null,null,null,null,null,null,null,null,null,null,null,null,null,6,"06",0]
[null,null,null,null,null,null,null,null,null,null,null,null,null,null,null,null,null,9,"09",0]
[null,null,null,null,null,null,null,null,null,null,null,null,null,null,null,null,null,10,"010",0]
[null,null,null,null,null,null,null,null,null,null,null,null,null,null,null,null,null,12,"012",0]
[null,null,null,null,null,null,null,null,null,null,null,null,null,null,null,null,null,15,"015",0]
[null,null,null,null,null,null,null,null,null,null,null,null,null,null,null,null,null,19,"019",0]
[null,null,null,null,null,null,null,null,null,null,null,null,null,null,null,null,null,22,"022",0]
[null,null,null,null,null,null,null,null,null,null,null,null,null,null,null,null,null,26,"026",0]
[null,null,null,null,null,null,null,null,null,null,null,null,null,null,null,null,null,29,"029",0]
[null,null,null,null,null,null,null,null,null,null,null,null,null,null,null,null,null,31,"031",0]
[null,null,null,null,null,null,null,null,null,null,null,null,null,null,null,null,null,1,"01",{"$f":"C4563","v":0}]
[null,null,null,null,null,null,null,null,null,null,null,null,null,null,null,null,null,4,"04",0]
[null,null,null,null,null,null,null,null,null,null,null,null,null,null,null,null,null,7,"07",0]
[null,null,null,null,null,null,null,null,null,null,null,null,null,null,null,null,null,11,"011",0]
[null,null,null,null,null,null,null,null,null,null,null,null,null,null,null,null,null,14,"014",0]
[null,null,null,null,null,null,null,null,null,null,null,null,null,null,null,null,null,17,"017",0]
[null,null,null,null,null,null,null,null,null,null,null,null,null,null,null,null,null,20,{"$f":"T4582&R4582","v":"020"},0]
[null,null,null,null,null,null,null,null,null,null,null,null,null,null,null,null,null,23,"023",0]
[null,null,null,null,null,null,null,null,null,null,null,null,null,null,null,null,null,24,"024",0]
[null,null,null,null,null,null,null,null,null,null,null,null,null,null,null,null,null,27,"027",0]
[null,null,null,null,null,null,null,null,null,null,null,null,null,null,null,null,null,30,"030",0]
[null,null,null,null,null,null,null,null,null,null,null,null,null,null,null,null,null,3,"03",0]
[null,null,null,null,null,null,null,null,null,null,null,null,null,null,null,null,null,5,"05",0]
[null,null,null,null,null,null,null,null,null,null,null,null,null,null,null,null,null,9,"09",0]
[null,null,null,null,null,null,null,null,null,null,null,null,null,null,null,null,null,12,"012",0]
[null,null,null,null,null,null,null,null,null,null,null,null,null,null,null,null,null,15,"015",0]
[null,null,null,null,null,null,null,null,null,null,null,null,null,null,null,null,null,16,"016",0]
[null,null,null,null,null,null,null,null,null,null,null,null,null,null,null,null,null,19,"019",0]
[null,null,null,null,null,null,null,null,null,null,null,null,null,null,null,null,null,{"$f":"MOD(ROW(Q4615)-6,31)+1","v":22},"022",0]
[null,null,null,null,null,null,null,null,null,null,null,null,null,null,null,null,null,25,"025",0]
[null,null,null,null,null,null,null,null,null,null,null,null,null,null,null,null,null,28,"028",0]
[null,null,null,null,null,null,null,null,null,null,null,null,null,null,null,null,null,1,"01",{"$f":"C4625","v":0}]
[null,null,null,null,null,null,null,null,null,null,null,null,null,null,null,null,null,4,"04",0]
[null,null,null,null,null,null,null,null,null,null,null,null,null,null,null,null,null,7,"07",0]
[null,null,null,null,null,null,null,null,null,null,null,null,null,null,null,null,null,8,"08",0]
[null,null,null,null,null,null,null,null,null,null,null,null,null,null,null,null,null,12,"012",0]
[null,null,null,null,null,null,null,null,null,null,null,null,null,null,null,null,null,14,"014",0]
[null,null,null,null,null,null,null,null,null,null,null,null,null,null,null,null,null,17,"017",0]
[null,null,null,null,null,null,null,null,null,null,null,null,null,null,null,null,null,20,"020",0]
[null,null,null,null,null,null,null,null,null,null,null,null,null,null,null,null,null,24,"024",0]
[null,null,null,null,null,null,null,null,null,null,null,null,null,null,null,null,null,27,"027",0]
[null,null,null,null,null,null,null,null,null,null,null,null,null,null,null,null,null,29,"029",0]
[null,null,null,null,null,null,null,null,null,null,null,null,null,null,null,null,null,30,"030",0]
[null,null,null,null,null,null,null,null,null,null,null,null,null,null,null,null,null,2,"02",{"$f":"T4656","v":0}]
[null,null,null,null,null,null,null,null,null,null,null,null,null,null,null,null,null,6,"06",0]
[null,null,null,null,null,null,null,null,null,null,null,null,null,null,null,null,null,9,"09",0]
[null,null,null,null,null,null,null,null,null,null,null,null,null,null,null,null,null,12,"012",0]
[null,null,null,null,null,null,null,null,null,null,null,null,null,null,null,null,null,15,"015",0]
[null,null,null,null,null,null,null,null,null,null,null,null,null,null,null,null,null,18,"018",0]
[null,null,null,null,null,null,null,null,null,null,null,null,null,null,null,null,null,19,"019",0]
[null,null,null,null,null,null,null,null,null,null,null,null,null,null,null,null,null,22,"022",0]
[null,null,null,null,null,null,null,null,null,null,null,null,null,null,null,null,null,25,"025",0]
[null,null,null,null,null,null,null,null,null,null,null,null,null,null,null,null,null,29,"029",0]
[null,null,null,null,null,null,null,null,null,null,null,null,null,null,null,null,null,1,"01",{"$f":"C4687","v":0}]
[null,null,null,null,null,null,null,null,null,null,null,null,null,null,null,null,null,3,"03",0]
[null,null,null,null,null,null,null,null,null,null,null,null,null,null,null,null,null,7,"07",0]
[null,null,null,null,null,null,null,null,null,null,null,null,null,null,null,null,null,10,"010",0]
[null,null,null,null,null,null,null,null,null,null,null,null,null,null,null,null,null,11,"011",0]
[null,null,null,null,null,null,null,null,null,null,null,null,null,null,null,null,null,14,"014",0]
[null,null,null,null,null,null,null,null,null,null,null,null,null,null,null,null,null,17,"017",0]
[null,null,null,null,null,null,null,null,null,null,null,null,null,null,null,null,null,20,"020",0]
[null,null,null,null,null,null,null,null,null,null,null,null,null,null,null,null,null,23,"023",0]
[null,null,null,null,null,null,null,null,null,null,null,null,null,null,null,null,null,27,"027",0]
[null,null,null,null,null,null,null,null,null,null,null,null,null,null,null,null,null,30,"030",0]
[null,null,null,null,null,null,null,null,null,null,null,null,null,null,null,null,null,2,"02",{"$f":"T4718","v":0}]
[null,null,null,null,null,null,null,null,null,null,null,null,null,null,null,null,null,3,"03",0]
[null,null,null,null,null,null,null,null,null,null,null,null,null,null,null,null,null,6,"06",0]
[null,null,null,null,null,null,null,null,null,null,null,null,null,null,null,null,null,10,"010",0]
[null,null,null,null,null,null,null,null,null,null,null,null,null,null,null,null,null,12,"012",0]
[null,null,null,null,null,null,null,null,null,null,null,null,null,null,null,null,null,15,"015",0]
[null,null,null,null,null,null,null,null,null,null,null,null,null,null,null,null,null,19,"019",0]
[null,null,null,null,null,null,null,null,null,null,null,null,null,null,null,null,null,22,"022",0]
[null,null,null,null,null,null,null,null,null,null,null,null,null,null,null,null,null,25,"025",0]
[null,null,null,null,null,null,null,null,null,null,null,null,null,null,null,null,null,27,"027",0]
[null,null,null,null,null,null,null,null,null,null,null,null,null,null,null,null,null,28,"028",0]
[null,null,null,null,null,null,null,null,null,null,null,null,null,null,null,null,null,31,"031",0]
[null,null,null,null,null,null,null,null,null,null,null,null,null,null,null,null,null,4,"04",{"$f":"T4751","v":0}]
[null,null,null,null,null,null,null,null,null,null,null,null,null,null,null,null,null,7,"07",0]
[null,null,null,null,null,null,null,null,null,null,null,null,null,null,null,null,null,11,"011",0]
[null,null,null,null,null,null,null,null,null,null,null,null,null,null,null,null,null,14,"014",0]
[null,null,null,null,null,null,null,null,null,null,null,null,null,null,null,null,null,15,"015",0]
[null,null,null,null,null,null,null,null,null,null,null,null,null,null,null,null,null,17,"017",0]
[null,null,null,null,null,null,null,null,null,null,null,null,null,null,null,null,null,20,"020",0]
[null,null,null,null,null,null,null,null,null,null,null,null,null,null,null,null,null,24,"024",0]
[null,null,null,null,null,null,null,null,null,null,null,null,null,null,null,null,null,27,"027",0]
[null,null,null,null,null,null,null,null,null,null,null,null,null,null,null,null,null,30,"030",0]
[null,null,null,null,null,null,null,null,null,null,null,null,null,null,null,null,null,1,"01",{"$f":"C4780","v":0}]
[null,null,null,null,null,null,null,null,null,null,null,null,null,null,null,null,null,5,"05",0]
[null,null,null,null,null,null,null,null,null,null,null,null,null,null,null,null,null,8,"08",0]
[null,null,null,null,null,null,null,null,null,null,null,null,null,null,null,null,null,9,"09",0]
[null,null,null,null,null,null,null,null,null,null,null,null,null,null,null,null,null,12,"012",0]
[null,null,null,null,null,null,null,null,null,null,null,null,null,null,null,null,null,16,"016",0]
[null,null,null,null,null,null,null,null,null,null,null,null,null,null,null,null,null,18,"018",0]
[null,null,null,null,null,null,null,null,null,null,null,null,null,null,null,null,null,21,"021",0]
[null,null,null,null,null,null,null,null,null,null,null,null,null,null,null,null,null,25,"025",0]
[null,null,null,null,null,null,null,null,null,null,null,null,null,null,null,null,null,{"$f":"MOD(ROW(Q4807)-6,31)+1","v":28},"028",0]
[null,null,null,null,null,null,null,null,null,null,null,null,null,null,null,null,null,29,"029",0]
[null,null,null,null,null,null,null,null,null,null,null,null,null,null,null,null,null,1,"01",{"$f":"C4811","v":0}]
[null,null,null,null,null,null,null,null,null,null,null,null,null,null,null,null,null,4,"04",0]
[null,null,null,null,null,null,null,null,null,null,null,null,null,null,null,null,null,8,"08",0]
[null,null,null,null,null,null,null,null,null,null,null,null,null,null,null,null,null,10,"010",0]
[null,null,null,null,null,null,null,null,null,null,null,null,null,null,null,null,null,13,"013",0]
[null,null,null,null,null,null,null,null,null,null,null,null,null,null,null,null,null,17,"017",0]
[null,null,null,null,null,null,null,null,null,null,null,null,null,null,null,null,null,20,"020",0]
[null,null,null,null,null,null,null,null,null,null,null,null,null,null,null,null,null,21,"021",0]
[null,null,null,null,null,null,null,null,null,null,null,null,null,null,null,null,null,25,"025",0]
[null,null,null,null,null,null,null,null,null,null,null,null,null,null,null,null,null,26,"026",0]
[null,null,null,null,null,null,null,null,null,null,null,null,null,null,null,null,null,30,"030",0]
[null,null,null,null,null,null,null,null,null,null,null,null,null,null,null,null,null,2,"02",{"$f":"T4842","v":0}]
[null,null,null,null,null,null,null,null,null,null,null,null,null,null,null,null,null,5,"05",0]
[null,null,null,null,null,null,null,null,null,null,null,null,null,null,null,null,null,9,"09",0]
[null,null,null,null,null,null,null,null,null,null,null,null,null,null,null,null,null,12,"012",0]
[null,null,null,null,null,null,null,null,null,null,null,null,null,null,null,null,null,13,"013",0]
[null,null,null,null,null,null,null,null,null,null,null,null,null,null,null,null,null,15,"015",0]
[null,null,null,null,null,null,null,null,null,null,null,null,null,null,null,null,null,18,"018",0]
[null,null,null,null,null,null,null,null,null,null,null,null,null,null,null,null,null,22,"022",0]
[null,null,null,null,null,null,null,null,null,null,null,null,null,null,null,null,null,25,"025",0]
[null,null,null,null,null,null,null,null,null,null,null,null,null,null,null,null,null,29,"029",0]
[null,null,null,null,null,null,null,null,null,null,null,null,null,null,null,null,null,{"$f":"MOD(ROW(Q4871)-6,31)+1","v":30},"030",0]
[null,null,null,null,null,null,null,null,null,null,null,null,null,null,null,null,null,3,"03",0]
[null,null,null,null,null,null,null,null,null,null,null,null,null,null,null,null,null,4,"04",0]
[null,null,null,null,null,null,null,null,null,null,null,null,null,null,null,null,null,7,"07",0]
[null,null,null,null,null,null,null,null,null,null,null,null,null,null,null,null,null,10,"010",0]
[null,null,null,null,null,null,null,null,null,null,null,null,null,null,null,null,null,14,"014",0]
[null,null,null,null,null,null,null,null,null,null,null,null,null,null,null,null,null,17,"017",0]
[null,null,null,null,null,null,null,null,null,null,null,null,null,null,null,null,null,20,"020",0]
[null,null,null,null,null,null,null,null,null,null,null,null,null,null,null,null,null,23,"023",0]
[null,null,null,null,null,null,null,null,null,null,null,null,null,null,null,null,null,26,"026",0]
[null,null,null,null,null,null,null,null,null,null,null,null,null,null,null,null,null,27,"027",0]
[null,null,null,null,null,null,null,null,null,null,null,null,null,null,null,null,null,30,{"$f":"T4902&R4902","v":"030"},0]
[null,null,null,null,null,null,null,null,null,null,null,null,null,null,null,null,null,2,"02",{"$f":"T4904","v":0}]
[null,null,null,null,null,null,null,null,null,null,null,null,null,null,null,null,null,6,"06",0]
[null,null,null,null,null,null,null,null,null,null,null,null,null,null,null,null,null,8,"08",0]
[null,null,null,null,null,null,null,null,null,null,null,null,null,null,null,null,null,12,"012",0]
[null,null,null,null,null,null,null,null,null,null,null,null,null,null,null,null,null,15,"015",0]
[null,null,null,null,null,null,null,null,null,null,null,null,null,null,null,null,null,18,"018",0]
[null,null,null,null,null,null,null,null,null,null,null,null,null,null,null,null,null,19,"019",0]
[null,null,null,null,null,null,null,null,null,null,null,null,null,null,null,null,null,23,"023",0]
[null,null,null,null,null,null,null,null,null,null,null,null,null,null,null,null,null,25,"025",0]
[null,null,null,null,null,null,null,null,null,null,null,null,null,null,null,null,null,28,"028",0]
[null,null,null,null,null,null,null,null,null,null,null,null,null,null,null,null,null,31,"031",0]
[null,null,null,null,null,null,null,null,null,null,null,null,null,null,null,null,null,4,"04",0]
[null,null,null,null,null,null,null,null,null,null,null,null,null,null,null,null,null,7,"07",0]
[null,null,null,null,null,null,null,null,null,null,null,null,null,null,null,null,null,10,"010",{"$f":"T4943","v":0}]
[null,null,null,null,null,null,null,null,null,null,null,null,null,null,null,null,null,11,"011",0]
[null,null,null,null,null,null,null,null,null,null,null,null,null,null,null,null,null,13,"013",0]
[null,null,null,null,null,null,null,null,null,null,null,null,null,null,null,null,null,17,"017",0]
[null,null,null,null,null,null,null,null,null,null,null,null,null,null,null,null,null,20,"020",0]
[null,null,null,null,null,null,null,null,null,null,null,null,null,null,null,null,null,23,"023",0]
[null,null,null,null,null,null,null,null,null,null,null,null,null,null,null,null,null,27,"027",0]
[null,null,null,null,null,null,null,null,null,null,null,null,null,null,null,null,null,28,"028",0]
[null,null,null,null,null,null,null,null,null,null,null,null,null,null,null,null,null,30,"030",0]
[null,null,null,null,null,null,null,null,null,null,null,null,null,null,null,null,null,2,"02",{"$f":"T4966","v":0}]
[null,null,null,null,null,null,null,null,null,null,null,null,null,null,null,null,null,5,"05",0]
[null,null,null,null,null,null,null,null,null,null,null,null,null,null,null,null,null,9,"09",0]
[null,null,null,null,null,null,null,null,null,null,null,null,null,null,null,null,null,12,"012",0]
[null,null,null,null,null,null,null,null,null,null,null,null,null,null,null,null,null,15,"015",0]
[null,null,null,null,null,null,null,null,null,null,null,null,null,null,null,null,null,18,"018",0]
[null,null,null,null,null,null,null,null,null,null,null,null,null,null,null,null,null,21,"021",0]
[null,null,null,null,null,null,null,null,null,null,null,null,null,null,null,null,null,22,"022",0]
[null,null,null,null,null,null,null,null,null,null,null,null,null,null,null,null,null,25,"025",0]
[null,null,null,null,null,null,null,null,null,null,null,null,null,null,null,null,null,28,"028",0]
[null,null,null,null,null,null,null,null,null,null,null,null,null,null,null,null,null,1,"01",{"$f":"C4997","v":0}]
[null,null,null,null,null,null,null,null,null,null,null,null,null,null,null,null,null,4,"04",0]
[null,null,null,null,null,null,null,null,null,null,null,null,null,null,null,null,null,6,"06",0]
[null,null,null,null,null,null,null,null,null,null,null,null,null,null,null,null,null,10,"010",0]
[null,null,null,null,null,null,null,null,null,null,null,null,null,null,null,null,null,13,"013",0]
[null,null,null,null,null,null,null,null,null,null,null,null,null,null,null,null,null,14,"014",0]
[null,null,null,null,null,null,null,null,null,null,null,null,null,null,null,null,null,17,"017",0]
[null,null,null,null,null,null,null,null,null,null,null,null,null,null,null,null,null,20,"020",0]
[null,null,null,null,null,null,null,null,null,null,null,null,null,null,null,null,null,23,"023",0]
[null,null,null,null,null,null,null,null,null,null,null,null,null,null,null,null,null,26,"026",0]
[null,null,null,null,null,null,null,null,null,null,null,null,null,null,null,null,null,30,"030",0]
[null,null,null,null,null,null,null,null,null,null,null,null,null,null,null,null,null,2,"02",{"$f":"T5028","v":0}]
[null,null,null,null,null,null,null,null,null,null,null,null,null,null,null,null,null,5,"05",0]
[null,null,null,null,null,null,null,null,null,null,null,null,null,null,null,null,null,6,"06",0]
[null,null,null,null,null,null,null,null,null,null,null,null,null,null,null,null,null,9,"09",0]
[null,null,null,null,null,null,null,null,null,null,null,null,null,null,null,null,null,11,"011",0]
[null,null,null,null,null,null,null,null,null,null,null,null,null,null,null,null,null,15,"015",0]
[null,null,null,null,null,null,null,null,null,null,null,null,null,null,null,null,null,18,"018",0]
[null,null,null,null,null,null,null,null,null,null,null,null,null,null,null,null,null,22,"022",0]
[null,null,null,null,null,null,null,null,null,null,null,null,null,null,null,null,null,25,"025",0]
[null,null,null,null,null,null,null,null,null,null,null,null,null,null,null,null,null,26,"026",0]
[null,null,null,null,null,null,null,null,null,null,null,null,null,null,null,null,null,28,"028",0]
[null,null,null,null,null,null,null,null,null,null,null,null,null,null,null,null,null,31,"031",0]
[null,null,null,null,null,null,null,null,null,null,null,null,null,null,null,null,null,3,"03",{"$f":"T5060","v":0}]
[null,null,null,null,null,null,null,null,null,null,null,null,null,null,null,null,null,7,"07",0]
[null,null,null,null,null,null,null,null,null,null,null,null,null,null,null,null,null,10,"010",0]
[null,null,null,null,null,null,null,null,null,null,null,null,null,null,null,null,null,14,"014",{"$f":"T5071","v":0}]
[null,null,null,null,null,null,null,null,null,null,null,null,null,null,null,null,null,16,"016",0]
[null,null,null,null,null,null,null,null,null,null,null,null,null,null,null,null,null,19,"019",0]
[null,null,null,null,null,null,null,null,null,null,null,null,null,null,null,null,null,20,"020",0]
[null,null,null,null,null,null,null,null,null,null,null,null,null,null,null,null,null,23,"023",0]
[null,null,null,null,null,null,null,null,null,null,null,null,null,null,null,null,null,27,"027",0]
[null,null,null,null,null,null,null,null,null,null,null,null,null,null,null,null,null,30,"030",0]
[null,null,null,null,null,null,null,null,null,null,null,null,null,null,null,null,null,2,"02",{"$f":"T5090","v":0}]
[null,null,null,null,null,null,null,null,null,null,null,null,null,null,null,null,null,5,{"$f":"T5094&R5094","v":"05"},0]
[null,null,null,null,null,null,null,null,null,null,null,null,null,null,null,null,null,8,"08",0]
[null,null,null,null,null,null,null,null,null,null,null,null,null,null,null,null,null,11,"011",0]
[null,null,null,null,null,null,null,null,null,null,null,null,null,null,null,null,null,12,"012",0]
[null,null,null,null,null,null,null,null,null,null,null,null,null,null,null,null,null,15,"015",0]
[null,null,null,null,null,null,null,null,null,null,null,null,null,null,null,null,null,19,"019",0]
[null,null,null,null,null,null,null,null,null,null,null,null,null,null,null,null,null,21,"021",0]
[null,null,null,null,null,null,null,null,null,null,null,null,null,null,null,null,null,24,"024",0]
[null,null,null,null,null,null,null,null,null,null,null,null,null,null,null,null,null,28,"028",0]
[null,null,null,null,null,null,null,null,null,null,null,null,null,null,null,null,null,31,"031",0]
[null,null,null,null,null,null,null,null,null,null,null,null,null,null,null,null,null,1,"01",{"$f":"C5121","v":0}]
[null,null,null,null,null,null,null,null,null,null,null,null,null,null,null,null,null,4,"04",0]
[null,null,null,null,null,null,null,null,null,null,null,null,null,null,null,null,null,{"$f":"MOD(ROW(Q5127)-6,31)+1","v":7},"07",0]
[null,null,null,null,null,null,null,null,null,null,null,null,null,null,null,null,null,10,"010",0]
[null,null,null,null,null,null,null,null,null,null,null,null,null,null,null,null,null,13,"013",0]
[null,null,null,null,null,null,null,null,null,null,null,null,null,null,null,null,null,16,"016",0]
[null,null,null,null,null,null,null,null,null,null,null,null,null,null,null,null,null,20,"020",0]
[null,null,null,null,null,null,null,null,null,null,null,null,null,null,null,null,null,23,"023",0]
[null,null,null,null,null,null,null,null,null,null,null,null,null,null,null,null,null,24,"024",0]
[null,null,null,null,null,null,null,null,null,null,null,null,null,null,null,null,null,28,"028",0]
[null,null,null,null,null,null,null,null,null,null,null,null,null,null,null,null,null,29,"029",0]
[null,null,null,null,null,null,null,null,null,null,null,null,null,null,null,null,null,2,"02",{"$f":"T5152","v":0}]
[null,null,null,null,null,null,null,null,null,null,null,null,null,null,null,null,null,5,"05",{"$f":"T5155","v":0}]
[null,null,null,null,null,null,null,null,null,null,null,null,null,null,null,null,null,8,"08",0]
[null,null,null,null,null,null,null,null,null,null,null,null,null,null,null,null,null,12,"012",0]
[null,null,null,null,null,null,null,null,null,null,null,null,null,null,null,null,null,14,"014",0]
[null,null,null,null,null,null,null,null,null,null,null,null,null,null,null,null,null,15,"015",0]
[null,null,null,null,null,null,null,null,null,null,null,null,null,null,null,null,null,18,"018",0]
[null,null,null,null,null,null,null,null,null,null,null,null,null,null,null,null,null,21,"021",0]
[null,null,null,null,null,null,null,null,null,null,null,null,null,null,null,null,null,25,"025",0]
[null,null,null,null,null,null,null,null,null,null,null,null,null,null,null,null,null,28,"028",0]
[null,null,null,null,null,null,null,null,null,null,null,null,null,null,null,null,null,31,"031",0]
[null,null,null,null,null,null,null,null,null,null,null,null,null,null,null,null,null,3,"03",0]
[null,null,null,null,null,null,null,null,null,null,null,null,null,null,null,null,null,6,"06",0]
[null,null,null,null,null,null,null,null,null,null,null,null,null,null,null,null,null,7,"07",0]
[null,null,null,null,null,null,null,null,null,null,null,null,null,null,null,null,null,10,"010",0]
[null,null,null,null,null,null,null,null,null,null,null,null,null,null,null,null,null,13,"013",0]
[null,null,null,null,null,null,null,null,null,null,null,null,null,null,null,null,null,17,"017",0]
[null,null,null,null,null,null,null,null,null,null,null,null,null,null,null,null,null,19,"019",0]
[null,null,null,null,null,null,null,null,null,null,null,null,null,null,null,null,null,23,"023",0]
[null,null,null,null,null,null,null,null,null,null,null,null,null,null,null,null,null,26,"026",0]
[null,null,null,null,null,null,null,null,null,null,null,null,null,null,null,null,null,29,"029",0]
[null,null,null,null,null,null,null,null,null,null,null,null,null,null,null,null,null,30,"030",0]
[null,null,null,null,null,null,null,null,null,null,null,null,null,null,null,null,null,2,"02",{"$f":"T5214","v":0}]
[null,null,null,null,null,null,null,null,null,null,null,null,null,null,null,null,null,5,"05",0]
[null,null,null,null,null,null,null,null,null,null,null,null,null,null,null,null,null,8,"08",0]
[null,null,null,null,null,null,null,null,null,null,null,null,null,null,null,null,null,11,"011",0]
[null,null,null,null,null,null,null,null,null,null,null,null,null,null,null,null,null,15,"015",0]
[null,null,null,null,null,null,null,null,null,null,null,null,null,null,null,null,null,18,"018",0]
[null,null,null,null,null,null,null,null,null,null,null,null,null,null,null,null,null,21,"021",0]
[null,null,null,null,null,null,null,null,null,null,null,null,null,null,null,null,null,22,"022",0]
[null,null,null,null,null,null,null,null,null,null,null,null,null,null,null,null,null,26,"026",0]
[null,null,null,null,null,null,null,null,null,null,null,null,null,null,null,null,null,28,"028",0]
[null,null,null,null,null,null,null,null,null,null,null,null,null,null,null,null,null,31,"031",0]
[null,null,null,null,null,null,null,null,null,null,null,null,null,null,null,null,null,3,"03",0]
[null,null,null,null,null,null,null,null,null,null,null,null,null,null,null,null,null,7,"07",0]
[null,null,null,null,null,null,null,null,null,null,null,null,null,null,null,null,null,10,"010",0]
[null,null,null,null,null,null,null,null,null,null,null,null,null,null,null,null,null,12,"012",0]
[null,null,null,null,null,null,null,null,null,null,null,null,null,null,null,null,null,13,"013",0]
[null,null,null,null,null,null,null,null,null,null,null,null,null,null,null,null,null,16,"016",0]
[null,null,null,null,null,null,null,null,null,null,null,null,null,null,null,null,null,20,"020",0]
[null,null,null,null,null,null,null,null,null,null,null,null,null,null,null,null,null,23,"023",0]
[null,null,null,null,null,null,null,null,null,null,null,null,null,null,null,null,null,26,"026",0]
[null,null,null,null,null,null,null,null,null,null,null,null,null,null,null,null,null,30,"030",0]
[null,null,null,null,null,null,null,null,null,null,null,null,null,null,null,null,null,31,"031",0]
[null,null,null,null,null,null,null,null,null,null,null,null,null,null,null,null,null,2,"02",{"$f":"T5276","v":0}]
[null,null,null,null,null,null,null,null,null,null,null,null,null,null,null,null,null,5,"05",0]
[null,null,null,null,null,null,null,null,null,null,null,null,null,null,null,null,null,8,"08",0]
[null,null,null,null,null,null,null,null,null,null,null,null,null,null,null,null,null,12,"012",0]
[null,null,null,null,null,null,null,null,null,null,null,null,null,null,null,null,null,15,"015",0]
[null,null,null,null,null,null,null,null,null,null,null,null,null,null,null,null,null,17,"017",0]
[null,null,null,null,null,null,null,null,null,null,null,null,null,null,null,null,null,21,"021",0]
[null,null,null,null,null,null,null,null,null,null,null,null,null,null,null,null,null,24,"024",0]
[null,null,null,null,null,null,null,null,null,null,null,null,null,null,null,null,null,25,"025",0]
[null,null,null,null,null,null,null,null,null,null,null,null,null,null,null,null,null,28,"028",0]
[null,null,null,null,null,null,null,null,null,null,null,null,null,null,null,null,null,31,"031",0]
[null,null,null,null,null,null,null,null,null,null,null,null,null,null,null,null,null,3,"03",0]
[null,null,null,null,null,null,null,null,null,null,null,null,null,null,null,null,null,6,"06",0]
[null,null,null,null,null,null,null,null,null,null,null,null,null,null,null,null,null,9,"09",0]
[null,null,null,null,null,null,null,null,null,null,null,null,null,null,null,null,null,{"$f":"MOD(ROW(Q5319)-6,31)+1","v":13},"013",0]
[null,null,null,null,null,null,null,null,null,null,null,null,null,null,null,null,null,16,"016",0]
[null,null,null,null,null,null,null,null,null,null,null,null,null,null,null,null,null,17,"017",0]
[null,null,null,null,null,null,null,null,null,null,null,null,null,null,null,null,null,20,"020",0]
[null,null,null,null,null,null,null,null,null,null,null,null,null,null,null,null,null,24,"024",0]
[null,null,null,null,null,null,null,null,null,null,null,null,null,null,null,null,null,26,"026",0]
[null,null,null,null,null,null,null,null,null,null,null,null,null,null,null,null,null,29,"029",0]
[null,null,null,null,null,null,null,null,null,null,null,null,null,null,null,null,null,2,"02",{"$f":"T5338","v":0}]
[null,null,null,null,null,null,null,null,null,null,null,null,null,null,null,null,null,5,"05",0]
[null,null,null,null,null,null,null,null,null,null,null,null,null,null,null,null,null,8,"08",0]
[null,null,null,null,null,null,null,null,null,null,null,null,null,null,null,null,null,10,"010",0]
[null,null,null,null,null,null,null,null,null,null,null,null,null,null,null,null,null,11,"011",{"$f":"T5347","v":0}]
[null,null,null,null,null,null,null,null,null,null,null,null,null,null,null,null,null,14,"014",0]
[null,null,null,null,null,null,null,null,null,null,null,null,null,null,null,null,null,18,"018",0]
[null,null,null,null,null,null,null,null,null,null,null,null,null,null,null,null,null,21,"021",0]
[null,null,null,null,null,null,null,null,null,null,null,null,null,null,null,null,null,25,"025",0]
[null,null,null,null,null,null,null,null,null,null,null,null,null,null,null,null,null,28,"028",0]
[null,null,null,null,null,null,null,null,null,null,null,null,null,null,null,null,null,29,"029",0]
[null,null,null,null,null,null,null,null,null,null,null,null,null,null,null,null,null,31,"031",0]
[null,null,null,null,null,null,null,null,null,null,null,null,null,null,null,null,null,3,"03",0]
[null,null,null,null,null,null,null,null,null,null,null,null,null,null,null,null,null,7,"07",0]
[null,null,null,null,null,null,null,null,null,null,null,null,null,null,null,null,null,10,"010",0]
[null,null,null,null,null,null,null,null,null,null,null,null,null,null,null,null,null,13,"013",0]
[null,null,null,null,null,null,null,null,null,null,null,null,null,null,null,null,null,{"$f":"MOD(ROW(Q5383)-6,31)+1","v":15},"015",0]
[null,null,null,null,null,null,null,null,null,null,null,null,null,null,null,null,null,19,"019",0]
[null,null,null,null,null,null,null,null,null,null,null,null,null,null,null,null,null,22,"022",0]
[null,null,null,null,null,null,null,null,null,null,null,null,null,null,null,null,null,23,"023",0]
[null,null,null,null,null,null,null,null,null,null,null,null,null,null,null,null,null,26,"026",0]
[null,null,null,null,null,null,null,null,null,null,null,null,null,null,null,null,null,30,"030",0]
[null,null,null,null,null,null,null,null,null,null,null,null,null,null,null,null,null,2,"02",{"$f":"T5400","v":0}]
[null,null,null,null,null,null,null,null,null,null,null,null,null,null,null,null,null,5,"05",0]
[null,null,null,null,null,null,null,null,null,null,null,null,null,null,null,null,null,8,"08",0]
[null,null,null,null,null,null,null,null,null,null,null,null,null,null,null,null,null,11,"011",0]
[null,null,null,null,null,null,null,null,null,null,null,null,null,null,null,null,null,14,"014",0]
[null,null,null,null,null,null,null,null,null,null,null,null,null,null,null,null,null,15,{"$f":"T5414&R5414","v":"015"},0]
[null,null,null,null,null,null,null,null,null,null,null,null,null,null,null,null,null,18,"018",0]
[null,null,null,null,null,null,null,null,null,null,null,null,null,null,null,null,null,22,"022",0]
[null,null,null,null,null,null,null,null,null,null,null,null,null,null,null,null,null,24,"024",0]
[null,null,null,null,null,null,null,null,null,null,null,null,null,null,null,null,null,27,"027",0]
[null,null,null,null,null,null,null,null,null,null,null,null,null,null,null,null,null,31,"031",0]
[null,null,null,null,null,null,null,null,null,null,null,null,null,null,null,null,null,3,"03",0]
[null,null,null,null,null,null,null,null,null,null,null,null,null,null,null,null,null,4,"04",0]
[null,null,null,null,null,null,null,null,null,null,null,null,null,null,null,null,null,7,"07",0]
[null,null,null,null,null,null,null,null,null,null,null,null,null,null,null,null,null,10,"010",0]
[null,null,null,null,null,null,null,null,null,null,null,null,null,null,null,null,null,13,"013",0]
[null,null,null,null,null,null,null,null,null,null,null,null,null,null,null,null,null,16,"016",0]
[null,null,null,null,null,null,null,null,null,null,null,null,null,null,null,null,null,19,"019",0]
[null,null,null,null,null,null,null,null,null,null,null,null,null,null,null,null,null,23,"023",0]
[null,null,null,null,null,null,null,null,null,null,null,null,null,null,null,null,null,26,"026",0]
[null,null,null,null,null,null,null,null,null,null,null,null,null,null,null,null,null,27,"027",0]
[null,null,null,null,null,null,null,null,null,null,null,null,null,null,null,null,null,29,"029",0]
[null,null,null,null,null,null,null,null,null,null,null,null,null,null,null,null,null,1,"01",{"$f":"C5462","v":0}]
[null,null,null,null,null,null,null,null,null,null,null,null,null,null,null,null,null,5,"05",0]
[null,null,null,null,null,null,null,null,null,null,null,null,null,null,null,null,null,8,"08",0]
[null,null,null,null,null,null,null,null,null,null,null,null,null,null,null,null,null,11,"011",0]
[null,null,null,null,null,null,null,null,null,null,null,null,null,null,null,null,null,13,"013",0]
[null,null,null,null,null,null,null,null,null,null,null,null,null,null,null,null,null,17,{"$f":"T5478&R5478","v":"017"},0]
[null,null,null,null,null,null,null,null,null,null,null,null,null,null,null,null,null,18,"018",0]
[null,null,null,null,null,null,null,null,null,null,null,null,null,null,null,null,null,21,"021",0]
[null,null,null,null,null,null,null,null,null,null,null,null,null,null,null,null,null,24,"024",0]
[null,null,null,null,null,null,null,null,null,null,null,null,null,null,null,null,null,28,"028",0]
[null,null,null,null,null,null,null,null,null,null,null,null,null,null,null,null,null,31,"031",0]
[null,null,null,null,null,null,null,null,null,null,null,null,null,null,null,null,null,3,"03",0]
[null,null,null,null,null,null,null,null,null,null,null,null,null,null,null,null,null,6,"06",0]
[null,null,null,null,null,null,null,null,null,null,null,null,null,null,null,null,null,9,"09",0]
[null,null,null,null,null,null,null,null,null,null,null,null,null,null,null,null,null,10,"010",0]
[null,null,null,null,null,null,null,null,null,null,null,null,null,null,null,null,null,13,"013",0]
[null,null,null,null,null,null,null,null,null,null,null,null,null,null,null,null,null,16,"016",0]
[null,null,null,null,null,null,null,null,null,null,null,null,null,null,null,null,null,20,"020",0]
[null,null,null,null,null,null,null,null,null,null,null,null,null,null,null,null,null,22,"022",0]
[null,null,null,null,null,null,null,null,null,null,null,null,null,null,null,null,null,26,"026",0]
[null,null,null,null,null,null,null,null,null,null,null,null,null,null,null,null,null,29,"029",0]
[null,null,null,null,null,null,null,null,null,null,null,null,null,null,null,null,null,1,"01",{"$f":"C5524","v":0}]
[null,null,null,null,null,null,null,null,null,null,null,null,null,null,null,null,null,2,"02",{"$f":"T5524","v":0}]
[null,null,null,null,null,null,null,null,null,null,null,null,null,null,null,null,null,5,"05",0]
[null,null,null,null,null,null,null,null,null,null,null,null,null,null,null,null,null,8,"08",0]
[null,null,null,null,null,null,null,null,null,null,null,null,null,null,null,null,null,11,"011",0]
[null,null,null,null,null,null,null,null,null,null,null,null,null,null,null,null,null,14,"014",0]
[null,null,null,null,null,null,null,null,null,null,null,null,null,null,null,null,null,18,"018",0]
[null,null,null,null,null,null,null,null,null,null,null,null,null,null,null,null,null,21,"021",0]
[null,null,null,null,null,null,null,null,null,null,null,null,null,null,null,null,null,24,"024",0]
[null,null,null,null,null,null,null,null,null,null,null,null,null,null,null,null,null,25,"025",0]
[null,null,null,null,null,null,null,null,null,null,null,null,null,null,null,null,null,27,"027",0]
[null,null,null,null,null,null,null,null,null,null,null,null,null,null,null,null,null,31,"031",0]
[null,null,null,null,null,null,null,null,null,null,null,null,null,null,null,null,null,3,"03",0]
[null,null,null,null,null,null,null,null,null,null,null,null,null,null,null,null,null,6,"06",0]
[null,null,null,null,null,null,null,null,null,null,null,null,null,null,null,null,null,10,"010",0]
[null,null,null,null,null,null,null,null,null,null,null,null,null,null,null,null,null,13,"013",0]
[null,null,null,null,null,null,null,null,null,null,null,null,null,null,null,null,null,15,"015",0]
[null,null,null,null,null,null,null,null,null,null,null,null,null,null,null,null,null,16,"016",0]
[null,null,null,null,null,null,null,null,null,null,null,null,null,null,null,null,null,19,"019",0]
[null,null,null,null,null,null,null,null,null,null,null,null,null,null,null,null,null,23,"023",0]
[null,null,null,null,null,null,null,null,null,null,null,null,null,null,null,null,null,26,"026",0]
[null,null,null,null,null,null,null,null,null,null,null,null,null,null,null,null,null,29,"029",0]
[null,null,null,null,null,null,null,null,null,null,null,null,null,null,null,null,null,1,"01",{"$f":"C5586","v":0}]
[null,null,null,null,null,null,null,null,null,null,null,null,null,null,null,null,null,4,"04",0]
[null,null,null,null,null,null,null,null,null,null,null,null,null,null,null,null,null,5,"05",0]
[null,null,null,null,null,null,null,null,null,null,null,null,null,null,null,null,null,8,"08",0]
[null,null,null,null,null,null,null,null,null,null,null,null,null,null,null,null,null,11,"011",0]
[null,null,null,null,null,null,null,null,null,null,null,null,null,null,null,null,null,15,"015",0]
[null,null,null,null,null,null,null,null,null,null,null,null,null,null,null,null,null,18,"018",0]
[null,null,null,null,null,null,null,null,null,null,null,null,null,null,null,null,null,20,"020",0]
[null,null,null,null,null,null,null,null,null,null,null,null,null,null,null,null,null,24,"024",0]
[null,null,null,null,null,null,null,null,null,null,null,null,null,null,null,null,null,27,"027",0]
[null,null,null,null,null,null,null,null,null,null,null,null,null,null,null,null,null,28,"028",0]
[null,null,null,null,null,null,null,null,null,null,null,null,null,null,null,null,null,31,"031",0]
[null,null,null,null,null,null,null,null,null,null,null,null,null,null,null,null,null,3,"03",0]
[null,null,null,null,null,null,null,null,null,null,null,null,null,null,null,null,null,6,"06",{"$f":"T5621","v":0}]
[null,null,null,null,null,null,null,null,null,null,null,null,null,null,null,null,null,9,"09",0]
[null,null,null,null,null,null,null,null,null,null,null,null,null,null,null,null,null,13,"013",0]
[null,null,null,null,null,null,null,null,null,null,null,null,null,null,null,null,null,16,"016",0]
[null,null,null,null,null,null,null,null,null,null,null,null,null,null,null,null,null,19,"019",0]
[null,null,null,null,null,null,null,null,null,null,null,null,null,null,null,null,null,20,"020",0]
[null,null,null,null,null,null,null,null,null,null,null,null,null,null,null,null,null,{"$f":"MOD(ROW(Q5639)-6,31)+1","v":23},"023",0]
[null,null,null,null,null,null,null,null,null,null,null,null,null,null,null,null,null,25,"025",0]
[null,null,null,null,null,null,null,null,null,null,null,null,null,null,null,null,null,29,"029",0]
[null,null,null,null,null,null,null,null,null,null,null,null,null,null,null,null,null,1,"01",{"$f":"C5648","v":0}]
[null,null,null,null,null,null,null,null,null,null,null,null,null,null,null,null,null,5,"05",0]
[null,null,null,null,null,null,null,null,null,null,null,null,null,null,null,null,null,8,"08",0]
[null,null,null,null,null,null,null,null,null,null,null,null,null,null,null,null,null,11,"011",0]
[null,null,null,null,null,null,null,null,null,null,null,null,null,null,null,null,null,13,"013",0]
[null,null,null,null,null,null,null,null,null,null,null,null,null,null,null,null,null,14,"014",0]
[null,null,null,null,null,null,null,null,null,null,null,null,null,null,null,null,null,17,"017",0]
[null,null,null,null,null,null,null,null,null,null,null,null,null,null,null,null,null,21,"021",0]
[null,null,null,null,null,null,null,null,null,null,null,null,null,null,null,null,null,24,"024",0]
[null,null,null,null,null,null,null,null,null,null,null,null,null,null,null,null,null,28,"028",0]
[null,null,null,null,null,null,null,null,null,null,null,null,null,null,null,null,null,30,"030",0]
[null,null,null,null,null,null,null,null,null,null,null,null,null,null,null,null,null,2,"02",{"$f":"T5679","v":0}]
[null,null,null,null,null,null,null,null,null,null,null,null,null,null,null,null,null,3,"03",0]
[null,null,null,null,null,null,null,null,null,null,null,null,null,null,null,null,null,6,"06",0]
[null,null,null,null,null,null,null,null,null,null,null,null,null,null,null,null,null,10,"010",0]
[null,null,null,null,null,null,null,null,null,null,null,null,null,null,null,null,null,13,"013",0]
[null,null,null,null,null,null,null,null,null,null,null,null,null,null,null,null,null,16,"016",0]
[null,null,null,null,null,null,null,null,null,null,null,null,null,null,null,null,null,18,"018",0]
[null,null,null,null,null,null,null,null,null,null,null,null,null,null,null,null,null,22,"022",0]
[null,null,null,null,null,null,null,null,null,null,null,null,null,null,null,null,null,{"$f":"MOD(ROW(Q5703)-6,31)+1","v":25},"025",0]
[null,null,null,null,null,null,null,null,null,null,null,null,null,null,null,null,null,26,"026",0]
[null,null,null,null,null,null,null,null,null,null,null,null,null,null,null,null,null,29,"029",0]
[null,null,null,null,null,null,null,null,null,null,null,null,null,null,null,null,null,2,"02",{"$f":"T5710","v":0}]
[null,null,null,null,null,null,null,null,null,null,null,null,null,null,null,null,null,4,"04",0]
[null,null,null,null,null,null,null,null,null,null,null,null,null,null,null,null,null,7,"07",0]
[null,null,null,null,null,null,null,null,null,null,null,null,null,null,null,null,null,11,"011",0]
[null,null,null,null,null,null,null,null,null,null,null,null,null,null,null,null,null,14,"014",0]
[null,null,null,null,null,null,null,null,null,null,null,null,null,null,null,null,null,17,"017",0]
[null,null,null,null,null,null,null,null,null,null,null,null,null,null,null,null,null,18,"018",0]
[null,null,null,null,null,null,null,null,null,null,null,null,null,null,null,null,null,21,"021",0]
[null,null,null,null,null,null,null,null,null,null,null,null,null,null,null,null,null,24,"024",0]
[null,null,null,null,null,null,null,null,null,null,null,null,null,null,null,null,null,27,"027",0]
[null,null,null,null,null,null,null,null,null,null,null,null,null,null,null,null,null,30,"030",0]
[null,null,null,null,null,null,null,null,null,null,null,null,null,null,null,null,null,3,"03",0]
[null,null,null,null,null,null,null,null,null,null,null,null,null,null,null,null,null,6,"06",0]
[null,null,null,null,null,null,null,null,null,null,null,null,null,null,null,null,null,7,"07",0]
[null,null,null,null,null,null,null,null,null,null,null,null,null,null,null,null,null,11,"011",0]
[null,null,null,null,null,null,null,null,null,null,null,null,null,null,null,null,null,12,"012",0]
[null,null,null,null,null,null,null,null,null,null,null,null,null,null,null,null,null,16,"016",0]
[null,null,null,null,null,null,null,null,null,null,null,null,null,null,null,null,null,19,"019",0]
[null,null,null,null,null,null,null,null,null,null,null,null,null,null,null,null,null,22,"022",0]
[null,null,null,null,null,null,null,null,null,null,null,null,null,null,null,null,null,26,"026",0]
[null,null,null,null,null,null,null,null,null,null,null,null,null,null,null,null,null,28,"028",0]
[null,null,null,null,null,null,null,null,null,null,null,null,null,null,null,null,null,29,"029",0]
[null,null,null,null,null,null,null,null,null,null,null,null,null,null,null,null,null,1,"01",{"$f":"C5772","v":0}]
[null,null,null,null,null,null,null,null,null,null,null,null,null,null,null,null,null,4,"04",0]
[null,null,null,null,null,null,null,null,null,null,null,null,null,null,null,null,null,8,"08",0]
[null,null,null,null,null,null,null,null,null,null,null,null,null,null,null,null,null,11,"011",0]
[null,null,null,null,null,null,null,null,null,null,null,null,null,null,null,null,null,15,"015",0]
[null,null,null,null,null,null,null,null,null,null,null,null,null,null,null,null,null,16,"016",0]
[null,null,null,null,null,null,null,null,null,null,null,null,null,null,null,null,null,20,"020",0]
[null,null,null,null,null,null,null,null,null,null,null,null,null,null,null,null,null,21,"021",0]
[null,null,null,null,null,null,null,null,null,null,null,null,null,null,null,null,null,24,"024",0]
[null,null,null,null,null,null,null,null,null,null,null,null,null,null,null,null,null,27,{"$f":"T5798&R5798","v":"027"},0]
[null,null,null,null,null,null,null,null,null,null,null,null,null,null,null,null,null,31,"031",0]
[null,null,null,null,null,null,null,null,null,null,null,null,null,null,null,null,null,2,"02",{"$f":"T5803","v":0}]
[null,null,null,null,null,null,null,null,null,null,null,null,null,null,null,null,null,6,"06",0]
[null,null,null,null,null,null,null,null,null,null,null,null,null,null,null,null,null,9,"09",0]
[null,null,null,null,null,null,null,null,null,null,null,null,null,null,null,null,null,12,"012",{"$f":"T5813","v":0}]
[null,null,null,null,null,null,null,null,null,null,null,null,null,null,null,null,null,13,"013",0]
[null,null,null,null,null,null,null,null,null,null,null,null,null,null,null,null,null,16,"016",0]
[null,null,null,null,null,null,null,null,null,null,null,null,null,null,null,null,null,19,"019",0]
[null,null,null,null,null,null,null,null,null,null,null,null,null,null,null,null,null,23,"023",0]
[null,null,null,null,null,null,null,null,null,null,null,null,null,null,null,null,null,25,"025",0]
[null,null,null,null,null,null,null,null,null,null,null,null,null,null,null,null,null,{"$f":"MOD(ROW(Q5831)-6,31)+1","v":29},"029",0]
[null,null,null,null,null,null,null,null,null,null,null,null,null,null,null,null,null,1,"01",{"$f":"C5834","v":0}]
[null,null,null,null,null,null,null,null,null,null,null,null,null,null,null,null,null,4,"04",0]
[null,null,null,null,null,null,null,null,null,null,null,null,null,null,null,null,null,5,"05",0]
[null,null,null,null,null,null,null,null,null,null,null,null,null,null,null,null,null,9,"09",0]
[null,null,null,null,null,null,null,null,null,null,null,null,null,null,null,null,null,11,"011",0]
[null,null,null,null,null,null,null,null,null,null,null,null,null,null,null,null,null,14,"014",0]
[null,null,null,null,null,null,null,null,null,null,null,null,null,null,null,null,null,17,"017",0]
[null,null,null,null,null,null,null,null,null,null,null,null,null,null,null,null,null,21,"021",0]
[null,null,null,null,null,null,null,null,null,null,null,null,null,null,null,null,null,24,"024",0]
[null,null,null,null,null,null,null,null,null,null,null,null,null,null,null,null,null,26,"026",0]
[null,null,null,null,null,null,null,null,null,null,null,null,null,null,null,null,null,27,"027",0]
[null,null,null,null,null,null,null,null,null,null,null,null,null,null,null,null,null,30,"030",0]
[null,null,null,null,null,null,null,null,null,null,null,null,null,null,null,null,null,3,"03",0]
[null,null,null,null,null,null,null,null,null,null,null,null,null,null,null,null,null,6,"06",0]
[null,null,null,null,null,null,null,null,null,null,null,null,null,null,null,null,null,9,"09",0]
[null,null,null,null,null,null,null,null,null,null,null,null,null,null,null,null,null,13,"013",0]
[null,null,null,null,null,null,null,null,null,null,null,null,null,null,null,null,null,14,"014",{"$f":"T5877","v":0}]
[null,null,null,null,null,null,null,null,null,null,null,null,null,null,null,null,null,16,"016",0]
[null,null,null,null,null,null,null,null,null,null,null,null,null,null,null,null,null,19,"019",0]
[null,null,null,null,null,null,null,null,null,null,null,null,null,null,null,null,null,22,"022",0]
[null,null,null,null,null,null,null,null,null,null,null,null,null,null,null,null,null,26,"026",0]
[null,null,null,null,null,null,null,null,null,null,null,null,null,null,null,null,null,29,"029",0]
[null,null,null,null,null,null,null,null,null,null,null,null,null,null,null,null,null,{"$f":"MOD(ROW(Q5895)-6,31)+1","v":31},"031",0]
[null,null,null,null,null,null,null,null,null,null,null,null,null,null,null,null,null,4,"04",0]
[null,null,null,null,null,null,null,null,null,null,null,null,null,null,null,null,null,7,"07",0]
[null,null,null,null,null,null,null,null,null,null,null,null,null,null,null,null,null,8,"08",0]
[null,null,null,null,null,null,null,null,null,null,null,null,null,null,null,null,null,11,"011",0]
[null,null,null,null,null,null,null,null,null,null,null,null,null,null,null,null,null,14,"014",0]
[null,null,null,null,null,null,null,null,null,null,null,null,null,null,null,null,null,18,"018",0]
[null,null,null,null,null,null,null,null,null,null,null,null,null,null,null,null,null,21,"021",0]
[null,null,null,null,null,null,null,null,null,null,null,null,null,null,null,null,null,23,"023",0]
[null,null,null,null,null,null,null,null,null,null,null,null,null,null,null,null,null,27,"027",0]
[null,null,null,null,null,null,null,null,null,null,null,null,null,null,null,null,null,30,"030",0]
[null,null,null,null,null,null,null,null,null,null,null,null,null,null,null,null,null,31,{"$f":"T5926&R5926","v":"031"},0]
[null,null,null,null,null,null,null,null,null,null,null,null,null,null,null,null,null,3,"03",0]
[null,null,null,null,null,null,null,null,null,null,null,null,null,null,null,null,null,7,"07",0]
[null,null,null,null,null,null,null,null,null,null,null,null,null,null,null,null,null,9,"09",0]
[null,null,null,null,null,null,null,null,null,null,null,null,null,null,null,null,null,12,"012",0]
[null,null,null,null,null,null,null,null,null,null,null,null,null,null,null,null,null,16,"016",{"$f":"T5941","v":0}]
[null,null,null,null,null,null,null,null,null,null,null,null,null,null,null,null,null,19,"019",0]
[null,null,null,null,null,null,null,null,null,null,null,null,null,null,null,null,null,22,"022",0]
[null,null,null,null,null,null,null,null,null,null,null,null,null,null,null,null,null,23,"023",0]
[null,null,null,null,null,null,null,null,null,null,null,null,null,null,null,null,null,26,"026",0]
[null,null,null,null,null,null,null,null,null,null,null,null,null,null,null,null,null,28,"028",0]
[null,null,null,null,null,null,null,null,null,null,null,null,null,null,null,null,null,1,"01",{"$f":"C5958","v":0}]
[null,null,null,null,null,null,null,null,null,null,null,null,null,null,null,null,null,4,"04",0]
[null,null,null,null,null,null,null,null,null,null,null,null,null,null,null,null,null,8,"08",0]
[null,null,null,null,null,null,null,null,null,null,null,null,null,null,null,null,null,11,"011",0]
[null,null,null,null,null,null,null,null,null,null,null,null,null,null,null,null,null,12,"012",0]
[null,null,null,null,null,null,null,null,null,null,null,null,null,null,null,null,null,14,"014",0]
[null,null,null,null,null,null,null,null,null,null,null,null,null,null,null,null,null,17,"017",0]
[null,null,null,null,null,null,null,null,null,null,null,null,null,null,null,null,null,20,"020",0]
[null,null,null,null,null,null,null,null,null,null,null,null,null,null,null,null,null,24,"024",0]
[null,null,null,null,null,null,null,null,null,null,null,null,null,null,null,null,null,27,"027",0]
[null,null,null,null,null,null,null,null,null,null,null,null,null,null,null,null,null,29,"029",0]
[null,null,null,null,null,null,null,null,null,null,null,null,null,null,null,null,null,2,{"$f":"T5990&R5990","v":"02"},{"$f":"T5989","v":0}]
[null,null,null,null,null,null,null,null,null,null,null,null,null,null,null,null,null,5,"05",0]
[null,null,null,null,null,null,null,null,null,null,null,null,null,null,null,null,null,6,"06",0]
[null,null,null,null,null,null,null,null,null,null,null,null,null,null,null,null,null,9,"09",0]
[null,null,null,null,null,null,null,null,null,null,null,null,null,null,null,null,null,13,"013",0]
[null,null,null,null,null,null,null,null,null,null,null,null,null,null,null,null,null,16,"016",0]
[null,null,null,null,null,null,null,null,null,null,null,null,null,null,null,null,null,19,"019",0]
[null,null,null,null,null,null,null,null,null,null,null,null,null,null,null,null,null,22,"022",0]
[null,null,null,null,null,null,null,null,null,null,null,null,null,null,null,null,null,25,"025",0]
[null,null,null,null,null,null,null,null,null,null,null,null,null,null,null,null,null,28,"028",0]
[null,null,null,null,null,null,null,null,null,null,null,null,null,null,null,null,null,29,"029",0]
[null,null,null,null,null,null,null,null,null,null,null,null,null,null,null,null,null,1,"01",{"$f":"C6020","v":0}]
[null,null,null,null,null,null,null,null,null,null,null,null,null,null,null,null,null,5,"05",0]
[null,null,null,null,null,null,null,null,null,null,null,null,null,null,null,null,null,7,"07",0]
[null,null,null,null,null,null,null,null,null,null,null,null,null,null,null,null,null,10,"010",0]
[null,null,null,null,null,null,null,null,null,null,null,null,null,null,null,null,null,14,"014",0]
[null,null,null,null,null,null,null,null,null,null,null,null,null,null,null,null,null,17,"017",0]
[null,null,null,null,null,null,null,null,null,null,null,null,null,null,null,null,null,18,"018",0]
[null,null,null,null,null,null,null,null,null,null,null,null,null,null,null,null,null,21,"021",0]
[null,null,null,null,null,null,null,null,null,null,null,null,null,null,null,null,null,24,"024",0]
[null,null,null,null,null,null,null,null,null,null,null,null,null,null,null,null,null,27,"027",0]
[null,null,null,null,null,null,null,null,null,null,null,null,null,null,null,null,null,30,"030",0]
[null,null,null,null,null,null,null,null,null,null,null,null,null,null,null,null,null,2,"02",{"$f":"T6051","v":0}]
[null,null,null,null,null,null,null,null,null,null,null,null,null,null,null,null,null,6,"06",0]
[null,null,null,null,null,null,null,null,null,null,null,null,null,null,null,null,null,9,"09",0]
[null,null,null,null,null,null,null,null,null,null,null,null,null,null,null,null,null,10,"010",0]
[null,null,null,null,null,null,null,null,null,null,null,null,null,null,null,null,null,12,"012",0]
[null,null,null,null,null,null,null,null,null,null,null,null,null,null,null,null,null,15,"015",0]
[null,null,null,null,null,null,null,null,null,null,null,null,null,null,null,null,null,19,"019",0]
[null,null,null,null,null,null,null,null,null,null,null,null,null,null,null,null,null,22,"022",0]
[null,null,null,null,null,null,null,null,null,null,null,null,null,null,null,null,null,25,"025",0]
[null,null,null,null,null,null,null,null,null,null,null,null,null,null,null,null,null,29,"029",0]
[null,null,null,null,null,null,null,null,null,null,null,null,null,null,null,null,null,31,"031",0]
[null,null,null,null,null,null,null,null,null,null,null,null,null,null,null,null,null,1,"01",{"$f":"C6082","v":0}]
[null,null,null,null,null,null,null,null,null,null,null,null,null,null,null,null,null,4,"04",0]
[null,null,null,null,null,null,null,null,null,null,null,null,null,null,null,null,null,7,"07",0]
[null,null,null,null,null,null,null,null,null,null,null,null,null,null,null,null,null,11,"011",0]
[null,null,null,null,null,null,null,null,null,null,null,null,null,null,null,null,null,14,"014",0]
[null,null,null,null,null,null,null,null,null,null,null,null,null,null,null,null,null,17,"017",0]
[null,null,null,null,null,null,null,null,null,null,null,null,null,null,null,null,null,20,"020",0]
[null,null,null,null,null,null,null,null,null,null,null,null,null,null,null,null,null,23,"023",0]
[null,null,null,null,null,null,null,null,null,null,null,null,null,null,null,null,null,24,"024",0]
[null,null,null,null,null,null,null,null,null,null,null,null,null,null,null,null,null,27,"027",0]
[null,null,null,null,null,null,null,null,null,null,null,null,null,null,null,null,null,30,"030",0]
[null,null,null,null,null,null,null,null,null,null,null,null,null,null,null,null,null,3,"03",0]
[null,null,null,null,null,null,null,null,null,null,null,null,null,null,null,null,null,5,"05",0]
[null,null,null,null,null,null,null,null,null,null,null,null,null,null,null,null,null,9,"09",0]
[null,null,null,null,null,null,null,null,null,null,null,null,null,null,null,null,null,12,"012",0]
[null,null,null,null,null,null,null,null,null,null,null,null,null,null,null,null,null,15,"015",0]
[null,null,null,null,null,null,null,null,null,null,null,null,null,null,null,null,null,16,"016",0]
[null,null,null,null,null,null,null,null,null,null,null,null,null,null,null,null,null,19,"019",0]
[null,null,null,null,null,null,null,null,null,null,null,null,null,null,null,null,null,22,"022",{"$f":"T6133","v":0}]
[null,null,null,null,null,null,null,null,null,null,null,null,null,null,null,null,null,25,"025",0]
[null,null,null,null,null,null,null,null,null,null,null,null,null,null,null,null,null,28,"028",0]
[null,null,null,null,null,null,null,null,null,null,null,null,null,null,null,null,null,1,"01",{"$f":"C6144","v":0}]
[null,null,null,null,null,null,null,null,null,null,null,null,null,null,null,null,null,4,"04",0]
[null,null,null,null,null,null,null,null,null,null,null,null,null,null,null,null,null,7,"07",0]
[null,null,null,null,null,null,null,null,null,null,null,null,null,null,null,null,null,{"$f":"MOD(ROW(Q6151)-6,31)+1","v":8},"08",0]
[null,null,null,null,null,null,null,null,null,null,null,null,null,null,null,null,null,10,"010",0]
[null,null,null,null,null,null,null,null,null,null,null,null,null,null,null,null,null,14,"014",0]
[null,null,null,null,null,null,null,null,null,null,null,null,null,null,null,null,null,17,"017",0]
[null,null,null,null,null,null,null,null,null,null,null,null,null,null,null,null,null,20,"020",0]
[null,null,null,null,null,null,null,null,null,null,null,null,null,null,null,null,null,24,"024",0]
[null,null,null,null,null,null,null,null,null,null,null,null,null,null,null,null,null,27,"027",0]
[null,null,null,null,null,null,null,null,null,null,null,null,null,null,null,null,null,29,"029",0]
[null,null,null,null,null,null,null,null,null,null,null,null,null,null,null,null,null,30,"030",0]
[null,null,null,null,null,null,null,null,null,null,null,null,null,null,null,null,null,2,"02",{"$f":"T6175","v":0}]
[null,null,null,null,null,null,null,null,null,null,null,null,null,null,null,null,null,6,"06",0]
[null,null,null,null,null,null,null,null,null,null,null,null,null,null,null,null,null,9,"09",0]
[null,null,null,null,null,null,null,null,null,null,null,null,null,null,null,null,null,12,"012",0]
[null,null,null,null,null,null,null,null,null,null,null,null,null,null,null,null,null,15,"015",0]
[null,null,null,null,null,null,null,null,null,null,null,null,null,null,null,null,null,18,"018",0]
[null,null,null,null,null,null,null,null,null,null,null,null,null,null,null,null,null,19,"019",0]
[null,null,null,null,null,null,null,null,null,null,null,null,null,null,null,null,null,22,"022",0]
[null,null,null,null,null,null,null,null,null,null,null,null,null,null,null,null,null,25,"025",0]
[null,null,null,null,null,null,null,null,null,null,null,null,null,null,null,null,null,29,"029",0]
[null,null,null,null,null,null,null,null,null,null,null,null,null,null,null,null,null,1,"01",{"$f":"C6206","v":0}]
[null,null,null,null,null,null,null,null,null,null,null,null,null,null,null,null,null,3,"03",0]
[null,null,null,null,null,null,null,null,null,null,null,null,null,null,null,null,null,7,"07",0]
[null,null,null,null,null,null,null,null,null,null,null,null,null,null,null,null,null,{"$f":"MOD(ROW(Q6215)-6,31)+1","v":10},"010",0]
[null,null,null,null,null,null,null,null,null,null,null,null,null,null,null,null,null,11,"011",0]
[null,null,null,null,null,null,null,null,null,null,null,null,null,null,null,null,null,14,"014",0]
[null,null,null,null,null,null,null,null,null,null,null,null,null,null,null,null,null,17,"017",0]
[null,null,null,null,null,null,null,null,null,null,null,null,null,null,null,null,null,20,"020",0]
[null,null,null,null,null,null,null,null,null,null,null,null,null,null,null,null,null,23,"023",0]
[null,null,null,null,null,null,null,null,null,null,null,null,null,null,null,null,null,26,"026",0]
[null,null,null,null,null,null,null,null,null,null,null,null,null,null,null,null,null,30,"030",0]
[null,null,null,null,null,null,null,null,null,null,null,null,null,null,null,null,null,2,"02",{"$f":"T6237","v":0}]
[null,null,null,null,null,null,null,null,null,null,null,null,null,null,null,null,null,3,"03",0]
[null,null,null,null,null,null,null,null,null,null,null,null,null,null,null,null,null,6,"06",0]
[null,null,null,null,null,null,null,null,null,null,null,null,null,null,null,null,null,8,"08",0]
[null,null,null,null,null,null,null,null,null,null,null,null,null,null,null,null,null,12,"012",0]
[null,null,null,null,null,null,null,null,null,null,null,null,null,null,null,null,null,15,"015",0]
[null,null,null,null,null,null,null,null,null,null,null,null,null,null,null,null,null,19,"019",0]
[null,null,null,null,null,null,null,null,null,null,null,null,null,null,null,null,null,22,"022",0]
[null,null,null,null,null,null,null,null,null,null,null,null,null,null,null,null,null,25,"025",0]
[null,null,null,null,null,null,null,null,null,null,null,null,null,null,null,null,null,27,"027",0]
[null,null,null,null,null,null,null,null,null,null,null,null,null,null,null,null,null,28,"028",0]
[null,null,null,null,null,null,null,null,null,null,null,null,null,null,null,null,null,31,"031",0]
[null,null,null,null,null,null,null,null,null,null,null,null,null,null,null,null,null,4,"04",0]
[null,null,null,null,null,null,null,null,null,null,null,null,null,null,null,null,null,7,"07",0]
[null,null,null,null,null,null,null,null,null,null,null,null,null,null,null,null,null,11,"011",0]
[null,null,null,null,null,null,null,null,null,null,null,null,null,null,null,null,null,13,"013",0]
[null,null,null,null,null,null,null,null,null,null,null,null,null,null,null,null,null,16,"016",0]
[null,null,null,null,null,null,null,null,null,null,null,null,null,null,null,null,null,17,"017",0]
[null,null,null,null,null,null,null,null,null,null,null,null,null,null,null,null,null,20,"020",0]
[null,null,null,null,null,null,null,null,null,null,null,null,null,null,null,null,null,24,"024",0]
[null,null,null,null,null,null,null,null,null,null,null,null,null,null,null,null,null,27,"027",0]
[null,null,null,null,null,null,null,null,null,null,null,null,null,null,null,null,null,30,"030",0]
[null,null,null,null,null,null,null,null,null,null,null,null,null,null,null,null,null,1,"01",{"$f":"C6299","v":0}]
[null,null,null,null,null,null,null,null,null,null,null,null,null,null,null,null,null,5,"05",0]
[null,null,null,null,null,null,null,null,null,null,null,null,null,null,null,null,null,8,"08",0]
[null,null,null,null,null,null,null,null,null,null,null,null,null,null,null,null,null,9,"09",0]
[null,null,null,null,null,null,null,null,null,null,null,null,null,null,null,null,null,12,{"$f":"T6310&R6310","v":"012"},0]
[null,null,null,null,null,null,null,null,null,null,null,null,null,null,null,null,null,16,"016",0]
[null,null,null,null,null,null,null,null,null,null,null,null,null,null,null,null,null,18,"018",0]
[null,null,null,null,null,null,null,null,null,null,null,null,null,null,null,null,null,21,"021",0]
[null,null,null,null,null,null,null,null,null,null,null,null,null,null,null,null,null,25,"025",0]
[null,null,null,null,null,null,null,null,null,null,null,null,null,null,null,null,null,28,"028",{"$f":"T6325","v":0}]
[null,null,null,null,null,null,null,null,null,null,null,null,null,null,null,null,null,31,"031",0]
[null,null,null,null,null,null,null,null,null,null,null,null,null,null,null,null,null,1,"01",{"$f":"C6330","v":0}]
[null,null,null,null,null,null,null,null,null,null,null,null,null,null,null,null,null,4,"04",0]
[null,null,null,null,null,null,null,null,null,null,null,null,null,null,null,null,null,8,"08",0]
[null,null,null,null,null,null,null,null,null,null,null,null,null,null,null,null,null,10,"010",0]
[null,null,null,null,null,null,null,null,null,null,null,null,null,null,null,null,null,13,"013",0]
[null,null,null,null,null,null,null,null,null,null,null,null,null,null,null,null,null,17,"017",0]
[null,null,null,null,null,null,null,null,null,null,null,null,null,null,null,null,null,20,"020",0]
[null,null,null,null,null,null,null,null,null,null,null,null,null,null,null,null,null,21,"021",0]
[null,null,null,null,null,null,null,null,null,null,null,null,null,null,null,null,null,25,"025",0]
[null,null,null,null,null,null,null,null,null,null,null,null,null,null,null,null,null,26,"026",0]
[null,null,null,null,null,null,null,null,null,null,null,null,null,null,null,null,null,30,"030",0]
[null,null,null,null,null,null,null,null,null,null,null,null,null,null,null,null,null,2,"02",{"$f":"T6361","v":0}]
[null,null,null,null,null,null,null,null,null,null,null,null,null,null,null,null,null,5,"05",0]
[null,null,null,null,null,null,null,null,null,null,null,null,null,null,null,null,null,9,"09",0]
[null,null,null,null,null,null,null,null,null,null,null,null,null,null,null,null,null,11,"011",0]
[null,null,null,null,null,null,null,null,null,null,null,null,null,null,null,null,null,12,"012",0]
[null,null,null,null,null,null,null,null,null,null,null,null,null,null,null,null,null,15,"015",0]
[null,null,null,null,null,null,null,null,null,null,null,null,null,null,null,null,null,18,"018",0]
[null,null,null,null,null,null,null,null,null,null,null,null,null,null,null,null,null,22,"022",0]
[null,null,null,null,null,null,null,null,null,null,null,null,null,null,null,null,null,25,"025",0]
[null,null,null,null,null,null,null,null,null,null,null,null,null,null,null,null,null,28,"028",0]
[null,null,null,null,null,null,null,null,null,null,null,null,null,null,null,null,null,30,"030",{"$f":"T6389","v":0}]
[null,null,null,null,null,null,null,null,null,null,null,null,null,null,null,null,null,3,"03",0]
[null,null,null,null,null,null,null,null,null,null,null,null,null,null,null,null,null,4,"04",0]
[null,null,null,null,null,null,null,null,null,null,null,null,null,null,null,null,null,7,"07",0]
[null,null,null,null,null,null,null,null,null,null,null,null,null,null,null,null,null,10,"010",0]
[null,null,null,null,null,null,null,null,null,null,null,null,null,null,null,null,null,14,"014",0]
[null,null,null,null,null,null,null,null,null,null,null,null,null,null,null,null,null,{"$f":"MOD(ROW(Q6407)-6,31)+1","v":16},"016",0]
[null,null,null,null,null,null,null,null,null,null,null,null,null,null,null,null,null,20,"020",0]
[null,null,null,null,null,null,null,null,null,null,null,null,null,null,null,null,null,23,"023",0]
[null,null,null,null,null,null,null,null,null,null,null,null,null,null,null,null,null,26,"026",0]
[null,null,null,null,null,null,null,null,null,null,null,null,null,null,null,null,null,27,"027",0]
[null,null,null,null,null,null,null,null,null,null,null,null,null,null,null,null,null,30,"030",0]
[null,null,null,null,null,null,null,null,null,null,null,null,null,null,null,null,null,2,"02",{"$f":"T6423","v":0}]
[null,null,null,null,null,null,null,null,null,null,null,null,null,null,null,null,null,6,"06",0]
[null,null,null,null,null,null,null,null,null,null,null,null,null,null,null,null,null,8,"08",0]
[null,null,null,null,null,null,null,null,null,null,null,null,null,null,null,null,null,12,"012",0]
[null,null,null,null,null,null,null,null,null,null,null,null,null,null,null,null,null,15,"015",0]
[null,null,null,null,null,null,null,null,null,null,null,null,null,null,null,null,null,18,"018",0]
[null,null,null,null,null,null,null,null,null,null,null,null,null,null,null,null,null,19,"019",0]
[null,null,null,null,null,null,null,null,null,null,null,null,null,null,null,null,null,23,"023",0]
[null,null,null,null,null,null,null,null,null,null,null,null,null,null,null,null,null,25,"025",0]
[null,null,null,null,null,null,null,null,null,null,null,null,null,null,null,null,null,28,"028",0]
[null,null,null,null,null,null,null,null,null,null,null,null,null,null,null,null,null,31,"031",0]
[null,null,null,null,null,null,null,null,null,null,null,null,null,null,null,null,null,4,"04",0]
[null,null,null,null,null,null,null,null,null,null,null,null,null,null,null,null,null,7,"07",0]
[null,null,null,null,null,null,null,null,null,null,null,null,null,null,null,null,null,10,"010",0]
[null,null,null,null,null,null,null,null,null,null,null,null,null,null,null,null,null,11,"011",0]
[null,null,null,null,null,null,null,null,null,null,null,null,null,null,null,null,null,13,"013",0]
[null,null,null,null,null,null,null,null,null,null,null,null,null,null,null,null,null,17,"017",0]
[null,null,null,null,null,null,null,null,null,null,null,null,null,null,null,null,null,20,"020",0]
[null,null,null,null,null,null,null,null,null,null,null,null,null,null,null,null,null,23,"023",0]
[null,null,null,null,null,null,null,null,null,null,null,null,null,null,null,null,null,27,"027",0]
[null,null,null,null,null,null,null,null,null,null,null,null,null,null,null,null,null,28,"028",0]
[null,null,null,null,null,null,null,null,null,null,null,null,null,null,null,null,null,1,"01",{"$f":"C6485","v":0}]
[null,null,null,null,null,null,null,null,null,null,null,null,null,null,null,null,null,2,"02",{"$f":"T6485","v":0}]
[null,null,null,null,null,null,null,null,null,null,null,null,null,null,null,null,null,5,"05",0]
[null,null,null,null,null,null,null,null,null,null,null,null,null,null,null,null,null,9,"09",0]
[null,null,null,null,null,null,null,null,null,null,null,null,null,null,null,null,null,12,"012",0]
[null,null,null,null,null,null,null,null,null,null,null,null,null,null,null,null,null,14,"014",0]
[null,null,null,null,null,null,null,null,null,null,null,null,null,null,null,null,null,18,{"$f":"T6502&R6502","v":"018"},0]
[null,null,null,null,null,null,null,null,null,null,null,null,null,null,null,null,null,21,"021",0]
[null,null,null,null,null,null,null,null,null,null,null,null,null,null,null,null,null,22,"022",0]
[null,null,null,null,null,null,null,null,null,null,null,null,null,null,null,null,null,25,"025",0]
[null,null,null,null,null,null,null,null,null,null,null,null,null,null,null,null,null,28,"028",0]
[null,null,null,null,null,null,null,null,null,null,null,null,null,null,null,null,null,1,"01",{"$f":"C6516","v":0}]
[null,null,null,null,null,null,null,null,null,null,null,null,null,null,null,null,null,4,"04",{"$f":"T6518","v":0}]
[null,null,null,null,null,null,null,null,null,null,null,null,null,null,null,null,null,6,"06",0]
[null,null,null,null,null,null,null,null,null,null,null,null,null,null,null,null,null,10,"010",0]
[null,null,null,null,null,null,null,null,null,null,null,null,null,null,null,null,null,13,"013",0]
[null,null,null,null,null,null,null,null,null,null,null,null,null,null,null,null,null,14,"014",0]
[null,null,null,null,null,null,null,null,null,null,null,null,null,null,null,null,null,17,"017",0]
[null,null,null,null,null,null,null,null,null,null,null,null,null,null,null,null,null,21,"021",0]
[null,null,null,null,null,null,null,null,null,null,null,null,null,null,null,null,null,23,"023",0]
[null,null,null,null,null,null,null,null,null,null,null,null,null,null,null,null,null,26,"026",0]
[null,null,null,null,null,null,null,null,null,null,null,null,null,null,null,null,null,29,"029",0]
[null,null,null,null,null,null,null,null,null,null,null,null,null,null,null,null,null,2,"02",{"$f":"T6547","v":0}]
[null,null,null,null,null,null,null,null,null,null,null,null,null,null,null,null,null,5,"05",0]
[null,null,null,null,null,null,null,null,null,null,null,null,null,null,null,null,null,6,"06",0]
[null,null,null,null,null,null,null,null,null,null,null,null,null,null,null,null,null,9,"09",0]
[null,null,null,null,null,null,null,null,null,null,null,null,null,null,null,null,null,11,"011",0]
[null,null,null,null,null,null,null,null,null,null,null,null,null,null,null,null,null,15,"015",0]
[null,null,null,null,null,null,null,null,null,null,null,null,null,null,null,null,null,18,"018",0]
[null,null,null,null,null,null,null,null,null,null,null,null,null,null,null,null,null,22,"022",0]
[null,null,null,null,null,null,null,null,null,null,null,null,null,null,null,null,null,25,"025",0]
[null,null,null,null,null,null,null,null,null,null,null,null,null,null,null,null,null,26,"026",0]
[null,null,null,null,null,null,null,null,null,null,null,null,null,null,null,null,null,28,"028",0]
[null,null,null,null,null,null,null,null,null,null,null,null,null,null,null,null,null,31,"031",0]
[null,null,null,null,null,null,null,null,null,null,null,null,null,null,null,null,null,3,"03",0]
[null,null,null,null,null,null,null,null,null,null,null,null,null,null,null,null,null,7,"07",0]
[null,null,null,null,null,null,null,null,null,null,null,null,null,null,null,null,null,10,"010",0]
[null,null,null,null,null,null,null,null,null,null,null,null,null,null,null,null,null,14,"014",0]
[null,null,null,null,null,null,null,null,null,null,null,null,null,null,null,null,null,16,"016",0]
[null,null,null,null,null,null,null,null,null,null,null,null,null,null,null,null,null,19,"019",0]
[null,null,null,null,null,null,null,null,null,null,null,null,null,null,null,null,null,20,"020",0]
[null,null,null,null,null,null,null,null,null,null,null,null,null,null,null,null,null,23,"023",0]
[null,null,null,null,null,null,null,null,null,null,null,null,null,null,null,null,null,27,"027",0]
[null,null,null,null,null,null,null,null,null,null,null,null,null,null,null,null,null,30,"030",0]
[null,null,null,null,null,null,null,null,null,null,null,null,null,null,null,null,null,2,"02",{"$f":"T6609","v":0}]
[null,null,null,null,null,null,null,null,null,null,null,null,null,null,null,null,null,5,"05",0]
[null,null,null,null,null,null,null,null,null,null,null,null,null,null,null,null,null,8,"08",0]
[null,null,null,null,null,null,null,null,null,null,null,null,null,null,null,null,null,11,"011",0]
[null,null,null,null,null,null,null,null,null,null,null,null,null,null,null,null,null,12,"012",0]
[null,null,null,null,null,null,null,null,null,null,null,null,null,null,null,null,null,15,"015",0]
[null,null,null,null,null,null,null,null,null,null,null,null,null,null,null,null,null,19,"019",0]
[null,null,null,null,null,null,null,null,null,null,null,null,null,null,null,null,null,21,"021",0]
[null,null,null,null,null,null,null,null,null,null,null,null,null,null,null,null,null,24,"024",0]
[null,null,null,null,null,null,null,null,null,null,null,null,null,null,null,null,null,28,"028",0]
[null,null,null,null,null,null,null,null,null,null,null,null,null,null,null,null,null,31,"031",0]
[null,null,null,null,null,null,null,null,null,null,null,null,null,null,null,null,null,3,"03",0]
[null,null,null,null,null,null,null,null,null,null,null,null,null,null,null,null,null,4,"04",0]
[null,null,null,null,null,null,null,null,null,null,null,null,null,null,null,null,null,7,"07",0]
[null,null,null,null,null,null,null,null,null,null,null,null,null,null,null,null,null,10,"010",0]
[null,null,null,null,null,null,null,null,null,null,null,null,null,null,null,null,null,13,"013",0]
[null,null,null,null,null,null,null,null,null,null,null,null,null,null,null,null,null,16,"016",0]
[null,null,null,null,null,null,null,null,null,null,null,null,null,null,null,null,null,20,"020",0]
[null,null,null,null,null,null,null,null,null,null,null,null,null,null,null,null,null,23,"023",0]
[null,null,null,null,null,null,null,null,null,null,null,null,null,null,null,null,null,{"$f":"MOD(ROW(Q6663)-6,31)+1","v":24},"024",0]
[null,null,null,null,null,null,null,null,null,null,null,null,null,null,null,null,null,26,"026",0]
[null,null,null,null,null,null,null,null,null,null,null,null,null,null,null,null,null,29,"029",0]
[null,null,null,null,null,null,null,null,null,null,null,null,null,null,null,null,null,2,"02",{"$f":"T6671","v":0}]
[null,null,null,null,null,null,null,null,null,null,null,null,null,null,null,null,null,5,"05",0]
[null,null,null,null,null,null,null,null,null,null,null,null,null,null,null,null,null,8,"08",0]
[null,null,null,null,null,null,null,null,null,null,null,null,null,null,null,null,null,12,"012",0]
[null,null,null,null,null,null,null,null,null,null,null,null,null,null,null,null,null,14,"014",0]
[null,null,null,null,null,null,null,null,null,null,null,null,null,null,null,null,null,15,"015",0]
[null,null,null,null,null,null,null,null,null,null,null,null,null,null,null,null,null,18,"018",0]
[null,null,null,null,null,null,null,null,null,null,null,null,null,null,null,null,null,21,"021",0]
[null,null,null,null,null,null,null,null,null,null,null,null,null,null,null,null,null,25,"025",0]
[null,null,null,null,null,null,null,null,null,null,null,null,null,null,null,null,null,28,"028",0]
[null,null,null,null,null,null,null,null,null,null,null,null,null,null,null,null,null,31,"031",0]
[null,null,null,null,null,null,null,null,null,null,null,null,null,null,null,null,null,3,"03",0]
[null,null,null,null,null,null,null,null,null,null,null,null,null,null,null,null,null,6,"06",0]
[null,null,null,null,null,null,null,null,null,null,null,null,null,null,null,null,null,7,"07",0]
[null,null,null,null,null,null,null,null,null,null,null,null,null,null,null,null,null,10,"010",{"$f":"T6710","v":0}]
[null,null,null,null,null,null,null,null,null,null,null,null,null,null,null,null,null,13,"013",0]
[null,null,null,null,null,null,null,null,null,null,null,null,null,null,null,null,null,17,"017",0]
[null,null,null,null,null,null,null,null,null,null,null,null,null,null,null,null,null,19,"019",0]
[null,null,null,null,null,null,null,null,null,null,null,null,null,null,null,null,null,23,"023",0]
[null,null,null,null,null,null,null,null,null,null,null,null,null,null,null,null,null,{"$f":"MOD(ROW(Q6727)-6,31)+1","v":26},"026",0]
[null,null,null,null,null,null,null,null,null,null,null,null,null,null,null,null,null,29,"029",0]
[null,null,null,null,null,null,null,null,null,null,null,null,null,null,null,null,null,30,"030",0]
[null,null,null,null,null,null,null,null,null,null,null,null,null,null,null,null,null,2,"02",{"$f":"T6733","v":0}]
[null,null,null,null,null,null,null,null,null,null,null,null,null,null,null,null,null,5,"05",0]
[null,null,null,null,null,null,null,null,null,null,null,null,null,null,null,null,null,8,"08",0]
[null,null,null,null,null,null,null,null,null,null,null,null,null,null,null,null,null,11,"011",0]
[null,null,null,null,null,null,null,null,null,null,null,null,null,null,null,null,null,15,"015",0]
[null,null,null,null,null,null,null,null,null,null,null,null,null,null,null,null,null,18,"018",0]
[null,null,null,null,null,null,null,null,null,null,null,null,null,null,null,null,null,21,"021",0]
[null,null,null,null,null,null,null,null,null,null,null,null,null,null,null,null,null,22,"022",0]
[null,null,null,null,null,null,null,null,null,null,null,null,null,null,null,null,null,26,{"$f":"T6758&R6758","v":"026"},0]
[null,null,null,null,null,null,null,null,null,null,null,null,null,null,null,null,null,28,"028",0]
[null,null,null,null,null,null,null,null,null,null,null,null,null,null,null,null,null,31,"031",0]
[null,null,null,null,null,null,null,null,null,null,null,null,null,null,null,null,null,3,"03",0]
[null,null,null,null,null,null,null,null,null,null,null,null,null,null,null,null,null,7,"07",0]
[null,null,null,null,null,null,null,null,null,null,null,null,null,null,null,null,null,10,"010",0]
[null,null,null,null,null,null,null,null,null,null,null,null,null,null,null,null,null,12,"012",{"$f":"T6774","v":0}]
[null,null,null,null,null,null,null,null,null,null,null,null,null,null,null,null,null,13,"013",0]
[null,null,null,null,null,null,null,null,null,null,null,null,null,null,null,null,null,16,"016",0]
[null,null,null,null,null,null,null,null,null,null,null,null,null,null,null,null,null,20,"020",0]
[null,null,null,null,null,null,null,null,null,null,null,null,null,null,null,null,null,23,"023",0]
[null,null,null,null,null,null,null,null,null,null,null,null,null,null,null,null,null,26,"026",0]
[null,null,null,null,null,null,null,null,null,null,null,null,null,null,null,null,null,29,"029",0]
[null,null,null,null,null,null,null,null,null,null,null,null,null,null,null,null,null,1,"01",{"$f":"C6795","v":0}]
[null,null,null,null,null,null,null,null,null,null,null,null,null,null,null,null,null,4,"04",0]
[null,null,null,null,null,null,null,null,null,null,null,null,null,null,null,null,null,5,"05",0]
[null,null,null,null,null,null,null,null,null,null,null,null,null,null,null,null,null,8,"08",0]
[null,null,null,null,null,null,null,null,null,null,null,null,null,null,null,null,null,12,"012",0]
[null,null,null,null,null,null,null,null,null,null,null,null,null,null,null,null,null,15,"015",0]
[null,null,null,null,null,null,null,null,null,null,null,null,null,null,null,null,null,17,"017",0]
[null,null,null,null,null,null,null,null,null,null,null,null,null,null,null,null,null,21,"021",0]
[null,null,null,null,null,null,null,null,null,null,null,null,null,null,null,null,null,24,"024",0]
[null,null,null,null,null,null,null,null,null,null,null,null,null,null,null,null,null,25,"025",0]
[null,null,null,null,null,null,null,null,null,null,null,null,null,null,null,null,null,28,{"$f":"T6822&R6822","v":"028"},0]
[null,null,null,null,null,null,null,null,null,null,null,null,null,null,null,null,null,31,"031",0]
[null,null,null,null,null,null,null,null,null,null,null,null,null,null,null,null,null,3,"03",0]
[null,null,null,null,null,null,null,null,null,null,null,null,null,null,null,null,null,6,"06",0]
[null,null,null,null,null,null,null,null,null,null,null,null,null,null,null,null,null,9,"09",0]
[null,null,null,null,null,null,null,null,null,null,null,null,null,null,null,null,null,13,"013",0]
[null,null,null,null,null,null,null,null,null,null,null,null,null,null,null,null,null,16,"016",0]
[null,null,null,null,null,null,null,null,null,null,null,null,null,null,null,null,null,17,"017",0]
[null,null,null,null,null,null,null,null,null,null,null,null,null,null,null,null,null,20,"020",0]
[null,null,null,null,null,null,null,null,null,null,null,null,null,null,null,null,null,24,"024",0]
[null,null,null,null,null,null,null,null,null,null,null,null,null,null,null,null,null,26,"026",0]
[null,null,null,null,null,null,null,null,null,null,null,null,null,null,null,null,null,29,"029",0]
[null,null,null,null,null,null,null,null,null,null,null,null,null,null,null,null,null,2,"02",{"$f":"T6857","v":0}]
[null,null,null,null,null,null,null,null,null,null,null,null,null,null,null,null,null,5,"05",0]
[null,null,null,null,null,null,null,null,null,null,null,null,null,null,null,null,null,8,"08",0]
[null,null,null,null,null,null,null,null,null,null,null,null,null,null,null,null,null,10,"010",0]
[null,null,null,null,null,null,null,null,null,null,null,null,null,null,null,null,null,11,"011",0]
[null,null,null,null,null,null,null,null,null,null,null,null,null,null,null,null,null,14,"014",0]
[null,null,null,null,null,null,null,null,null,null,null,null,null,null,null,null,null,18,"018",0]
[null,null,null,null,null,null,null,null,null,null,null,null,null,null,null,null,null,21,"021",0]
[null,null,null,null,null,null,null,null,null,null,null,null,null,null,null,null,null,25,"025",0]
[null,null,null,null,null,null,null,null,null,null,null,null,null,null,null,null,null,28,"028",0]
[null,null,null,null,null,null,null,null,null,null,null,null,null,null,null,null,null,29,"029",0]
[null,null,null,null,null,null,null,null,null,null,null,null,null,null,null,null,null,31,"031",0]
[null,null,null,null,null,null,null,null,null,null,null,null,null,null,null,null,null,3,"03",0]
[null,null,null,null,null,null,null,null,null,null,null,null,null,null,null,null,null,6,"06",0]
[null,null,null,null,null,null,null,null,null,null,null,null,null,null,null,null,null,10,"010",0]
[null,null,null,null,null,null,null,null,null,null,null,null,null,null,null,null,null,13,"013",0]
[null,null,null,null,null,null,null,null,null,null,null,null,null,null,null,null,null,15,"015",0]
[null,null,null,null,null,null,null,null,null,null,null,null,null,null,null,null,null,19,"019",0]
[null,null,null,null,null,null,null,null,null,null,null,null,null,null,null,null,null,22,"022",0]
[null,null,null,null,null,null,null,null,null,null,null,null,null,null,null,null,null,23,"023",0]
[null,null,null,null,null,null,null,null,null,null,null,null,null,null,null,null,null,26,"026",0]
[null,null,null,null,null,null,null,null,null,null,null,null,null,null,null,null,null,30,"030",0]
[null,null,null,null,null,null,null,null,null,null,null,null,null,null,null,null,null,{"$f":"MOD(ROW(Q6919)-6,31)+1","v":1},"01",{"$f":"C6919","v":0}]
[null,null,null,null,null,null,null,null,null,null,null,null,null,null,null,null,null,4,"04",0]
[null,null,null,null,null,null,null,null,null,null,null,null,null,null,null,null,null,8,"08",0]
[null,null,null,null,null,null,null,null,null,null,null,null,null,null,null,null,null,11,"011",0]
[null,null,null,null,null,null,null,null,null,null,null,null,null,null,null,null,null,14,"014",0]
[null,null,null,null,null,null,null,null,null,null,null,null,null,null,null,null,null,15,"015",0]
[null,null,null,null,null,null,null,null,null,null,null,null,null,null,null,null,null,18,"018",0]
[null,null,null,null,null,null,null,null,null,null,null,null,null,null,null,null,null,22,"022",0]
[null,null,null,null,null,null,null,null,null,null,null,null,null,null,null,null,null,24,"024",0]
[null,null,null,null,null,null,null,null,null,null,null,null,null,null,null,null,null,27,"027",0]
[null,null,null,null,null,null,null,null,null,null,null,null,null,null,null,null,null,31,"031",0]
[null,null,null,null,null,null,null,null,null,null,null,null,null,null,null,null,null,3,"03",0]
[null,null,null,null,null,null,null,null,null,null,null,null,null,null,null,null,null,4,"04",0]
[null,null,null,null,null,null,null,null,null,null,null,null,null,null,null,null,null,8,"08",0]
[null,null,null,null,null,null,null,null,null,null,null,null,null,null,null,null,null,9,"09",0]
[null,null,null,null,null,null,null,null,null,null,null,null,null,null,null,null,null,13,"013",0]
[null,null,null,null,null,null,null,null,null,null,null,null,null,null,null,null,null,16,"016",0]
[null,null,null,null,null,null,null,null,null,null,null,null,null,null,null,null,null,19,"019",0]
[null,null,null,null,null,null,null,null,null,null,null,null,null,null,null,null,null,23,"023",0]
[null,null,null,null,null,null,null,null,null,null,null,null,null,null,null,null,null,26,"026",0]
[null,null,null,null,null,null,null,null,null,null,null,null,null,null,null,null,null,27,"027",0]
[null,null,null,null,null,null,null,null,null,null,null,null,null,null,null,null,null,29,"029",0]
[null,null,null,null,null,null,null,null,null,null,null,null,null,null,null,null,null,1,"01",{"$f":"C6981","v":0}]
[null,null,null,null,null,null,null,null,null,null,null,null,null,null,null,null,null,5,"05",0]
[null,null,null,null,null,null,null,null,null,null,null,null,null,null,null,null,null,8,"08",0]
[null,null,null,null,null,null,null,null,null,null,null,null,null,null,null,null,null,11,"011",0]
[null,null,null,null,null,null,null,null,null,null,null,null,null,null,null,null,null,13,"013",0]
[null,null,null,null,null,null,null,null,null,null,null,null,null,null,null,null,null,17,"017",0]
[null,null,null,null,null,null,null,null,null,null,null,null,null,null,null,null,null,18,"018",0]
[null,null,null,null,null,null,null,null,null,null,null,null,null,null,null,null,null,21,"021",0]
[null,null,null,null,null,null,null,null,null,null,null,null,null,null,null,null,null,24,"024",0]
[null,null,null,null,null,null,null,null,null,null,null,null,null,null,null,null,null,28,"028",0]
[null,null,null,null,null,null,null,null,null,null,null,null,null,null,null,null,null,31,"031",0]
[null,null,null,null,null,null,null,null,null,null,null,null,null,null,null,null,null,3,{"$f":"T7014&R7014","v":"03"},0]
[null,null,null,null,null,null,null,null,null,null,null,null,null,null,null,null,null,6,"06",0]
[null,null,null,null,null,null,null,null,null,null,null,null,null,null,null,null,null,9,"09",0]
[null,null,null,null,null,null,null,null,null,null,null,null,null,null,null,null,null,10,"010",0]
[null,null,null,null,null,null,null,null,null,null,null,null,null,null,null,null,null,13,"013",0]
[null,null,null,null,null,null,null,null,null,null,null,null,null,null,null,null,null,16,"016",0]
[null,null,null,null,null,null,null,null,null,null,null,null,null,null,null,null,null,20,"020",{"$f":"T7030","v":0}]
[null,null,null,null,null,null,null,null,null,null,null,null,null,null,null,null,null,22,"022",0]
[null,null,null,null,null,null,null,null,null,null,null,null,null,null,null,null,null,26,"026",0]
[null,null,null,null,null,null,null,null,null,null,null,null,null,null,null,null,null,29,"029",0]
[null,null,null,null,null,null,null,null,null,null,null,null,null,null,null,null,null,1,"01",{"$f":"C7043","v":0}]
[null,null,null,null,null,null,null,null,null,null,null,null,null,null,null,null,null,2,"02",{"$f":"T7043","v":0}]
[null,null,null,null,null,null,null,null,null,null,null,null,null,null,null,null,null,6,"06",0]
[null,null,null,null,null,null,null,null,null,null,null,null,null,null,null,null,null,7,"07",0]
[null,null,null,null,null,null,null,null,null,null,null,null,null,null,null,null,null,11,"011",0]
[null,null,null,null,null,null,null,null,null,null,null,null,null,null,null,null,null,14,"014",0]
[null,null,null,null,null,null,null,null,null,null,null,null,null,null,null,null,null,18,"018",0]
[null,null,null,null,null,null,null,null,null,null,null,null,null,null,null,null,null,21,"021",0]
[null,null,null,null,null,null,null,null,null,null,null,null,null,null,null,null,null,24,"024",0]
[null,null,null,null,null,null,null,null,null,null,null,null,null,null,null,null,null,25,"025",0]
[null,null,null,null,null,null,null,null,null,null,null,null,null,null,null,null,null,27,"027",0]
[null,null,null,null,null,null,null,null,null,null,null,null,null,null,null,null,null,31,"031",0]
[null,null,null,null,null,null,null,null,null,null,null,null,null,null,null,null,null,3,"03",0]
[null,null,null,null,null,null,null,null,null,null,null,null,null,null,null,null,null,6,"06",0]
[null,null,null,null,null,null,null,null,null,null,null,null,null,null,null,null,null,10,"010",0]
[null,null,null,null,null,null,null,null,null,null,null,null,null,null,null,null,null,11,"011",0]
[null,null,null,null,null,null,null,null,null,null,null,null,null,null,null,null,null,15,"015",0]
[null,null,null,null,null,null,null,null,null,null,null,null,null,null,null,null,null,16,"016",0]
[null,null,null,null,null,null,null,null,null,null,null,null,null,null,null,null,null,19,"019",0]
[null,null,null,null,null,null,null,null,null,null,null,null,null,null,null,null,null,23,"023",0]
[null,null,null,null,null,null,null,null,null,null,null,null,null,null,null,null,null,26,"026",0]
[null,null,null,null,null,null,null,null,null,null,null,null,null,null,null,null,null,29,"029",0]
[null,null,null,null,null,null,null,null,null,null,null,null,null,null,null,null,null,1,"01",{"$f":"C7105","v":0}]
[null,null,null,null,null,null,null,null,null,null,null,null,null,null,null,null,null,4,"04",0]
[null,null,null,null,null,null,null,null,null,null,null,null,null,null,null,null,null,5,"05",0]
[null,null,null,null,null,null,null,null,null,null,null,null,null,null,null,null,null,8,"08",0]
[null,null,null,null,null,null,null,null,null,null,null,null,null,null,null,null,null,11,"011",0]
[null,null,null,null,null,null,null,null,null,null,null,null,null,null,null,null,null,15,"015",0]
[null,null,null,null,null,null,null,null,null,null,null,null,null,null,null,null,null,18,"018",0]
[null,null,null,null,null,null,null,null,null,null,null,null,null,null,null,null,null,20,"020",0]
[null,null,null,null,null,null,null,null,null,null,null,null,null,null,null,null,null,24,"024",0]
[null,null,null,null,null,null,null,null,null,null,null,null,null,null,null,null,null,27,"027",0]
[null,null,null,null,null,null,null,null,null,null,null,null,null,null,null,null,null,28,"028",0]
[null,null,null,null,null,null,null,null,null,null,null,null,null,null,null,null,null,31,"031",0]
[null,null,null,null,null,null,null,null,null,null,null,null,null,null,null,null,null,3,"03",0]
[null,null,null,null,null,null,null,null,null,null,null,null,null,null,null,null,null,6,"06",0]
[null,null,null,null,null,null,null,null,null,null,null,null,null,null,null,null,null,9,"09",0]
[null,null,null,null,null,null,null,null,null,null,null,null,null,null,null,null,null,12,"012",0]
[null,null,null,null,null,null,null,null,null,null,null,null,null,null,null,null,null,16,"016",0]
[null,null,null,null,null,null,null,null,null,null,null,null,null,null,null,null,null,19,"019",0]
[null,null,null,null,null,null,null,null,null,null,null,null,null,null,null,null,null,20,"020",0]
[null,null,null,null,null,null,null,null,null,null,null,null,null,null,null,null,null,23,"023",0]
[null,null,null,null,null,null,null,null,null,null,null,null,null,null,null,null,null,25,"025",0]
[null,null,null,null,null,null,null,null,null,null,null,null,null,null,null,null,null,29,"029",0]
[null,null,null,null,null,null,null,null,null,null,null,null,null,null,null,null,null,1,"01",{"$f":"C7167","v":0}]
[null,null,null,null,null,null,null,null,null,null,null,null,null,null,null,null,null,5,"05",0]
[null,null,null,null,null,null,null,null,null,null,null,null,null,null,null,null,null,8,"08",0]
[null,null,null,null,null,null,null,null,null,null,null,null,null,null,null,null,null,{"$f":"MOD(ROW(Q7175)-6,31)+1","v":9},"09",0]
[null,null,null,null,null,null,null,null,null,null,null,null,null,null,null,null,null,11,"011",0]
[null,null,null,null,null,null,null,null,null,null,null,null,null,null,null,null,null,14,"014",0]
[null,null,null,null,null,null,null,null,null,null,null,null,null,null,null,null,null,17,"017",0]
[null,null,null,null,null,null,null,null,null,null,null,null,null,null,null,null,null,21,"021",0]
[null,null,null,null,null,null,null,null,null,null,null,null,null,null,null,null,null,24,"024",0]
[null,null,null,null,null,null,null,null,null,null,null,null,null,null,null,null,null,null,null,0]
[null,null,null,null,null,null,null,null,null,null,null,null,null,null,null,null,null,null,null,0]
[null,null,null,null,null,null,null,null,null,null,null,null,null,null,null,null,null,null,null,{"$f":"T7198","v":0}]
[null,null,null,null,null,null,null,null,null,null,null,null,null,null,null,null,null,null,null,0]
[null,null,null,null,null,null,null,null,null,null,null,null,null,null,null,null,null,null,null,0]
[null,null,null,null,null,null,null,null,null,null,null,null,null,null,null,null,null,null,null,0]
[null,null,null,null,null,null,null,null,null,null,null,null,null,null,null,null,null,null,null,0]
[null,null,null,null,null,null,null,null,null,null,null,null,null,null,null,null,null,null,null,0]
[null,null,null,null,null,null,null,null,null,null,null,null,null,null,null,null,null,null,null,0]
[null,null,null,null,null,null,null,null,null,null,null,null,null,null,null,null,null,null,null,0]
[null,null,null,null,null,null,null,null,null,null,null,null,null,null,null,null,null,null,null,0]
[null,null,null,null,null,null,null,null,null,null,null,null,null,null,null,null,null,null,null,{"$f":"T7222","v":0}]
[null,null,null,null,null,null,null,null,null,null,null,null,null,null,null,null,null,null,null,0]
[null,null,null,null,null,null,null,null,null,null,null,null,null,null,null,null,null,null,null,{"$f":"T7229","v":0}]
[null,null,null,null,null,null,null,null,null,null,null,null,null,null,null,null,null,null,null,0]
[null,null,null,null,null,null,null,null,null,null,null,null,null,null,null,null,null,null,null,0]
[null,null,null,null,null,null,null,null,null,null,null,null,null,null,null,null,null,null,null,0]
[null,null,null,null,null,null,null,null,null,null,null,null,null,null,null,null,null,null,null,0]
[null,null,null,null,null,null,null,null,null,null,null,null,null,null,null,null,null,null,null,0]
[null,null,null,null,null,null,null,null,null,null,null,null,null,null,null,null,null,null,null,0]
[null,null,null,null,null,null,null,null,null,null,null,null,null,null,null,null,null,null,null,0]
[null,null,null,null,null,null,null,null,null,null,null,null,null,null,null,null,null,null,null,0]
[null,null,null,null,null,null,null,null,null,null,null,null,null,null,null,null,null,null,null,0]
[null,null,null,null,null,null,null,null,null,null,null,null,null,null,null,null,null,null,null,0]
[null,null,null,null,null,null,null,null,null,null,null,null,null,null,null,null,null,null,null,0]
[null,null,null,null,null,null,null,null,null,null,null,null,null,null,null,null,null,null,null,0]
[null,null,null,null,null,null,null,null,null,null,null,null,null,null,null,null,null,null,null,0]
[null,null,null,null,null,null,null,null,null,null,null,null,null,null,null,null,null,null,null,0]
[null,null,null,null,null,null,null,null,null,null,null,null,null,null,null,null,null,null,null,0]
[null,null,null,null,null,null,null,null,null,null,null,null,null,null,null,null,null,null,null,0]
[null,null,null,null,null,null,null,null,null,null,null,null,null,null,null,null,null,null,null,0]
[null,null,null,null,null,null,null,null,null,null,null,null,null,null,null,null,null,null,null,0]
[null,null,null,null,null,null,null,null,null,null,null,null,null,null,null,null,null,null,null,0]
[null,null,null,null,null,null,null,null,null,null,null,null,null,null,null,null,null,null,null,{"$f":"T7286","v":0}]
[null,null,null,null,null,null,null,null,null,null,null,null,null,null,null,null,null,null,null,0]
[null,null,null,null,null,null,null,null,null,null,null,null,null,null,null,null,null,null,null,{"$f":"C7291","v":0}]
[null,null,null,null,null,null,null,null,null,null,null,null,null,null,null,null,null,null,null,0]
[null,null,null,null,null,null,null,null,null,null,null,null,null,null,null,null,null,null,null,0]
[null,null,null,null,null,null,null,null,null,null,null,null,null,null,null,null,null,null,null,0]
[null,null,null,null,null,null,null,null,null,null,null,null,null,null,null,null,null,null,null,0]
[null,null,null,null,null,null,null,null,null,null,null,null,null,null,null,null,null,null,null,0]
[null,null,null,null,null,null,null,null,null,null,null,null,null,null,null,null,null,null,null,0]
[null,null,null,null,null,null,null,null,null,null,null,null,null,null,null,null,null,null,null,0]
[null,null,null,null,null,null,null,null,null,null,null,null,null,null,null,null,null,null,null,0]
[null,null,null,null,null,null,null,null,null,null,null,null,null,null,null,null,null,null,null,0]
[null,null,null,null,null,null,null,null,null,null,null,null,null,null,null,null,null,null,null,0]
[null,null,null,null,null,null,null,null,null,null,null,null,null,null,null,null,null,null,null,{"$f":"T7322","v":0}]
[null,null,null,null,null,null,null,null,null,null,null,null,null,null,null,null,null,null,null,0]
[null,null,null,null,null,null,null,null,null,null,null,null,null,null,null,null,null,null,null,0]
[null,null,null,null,null,null,null,null,null,null,null,null,null,null,null,null,null,null,null,0]
[null,null,null,null,null,null,null,null,null,null,null,null,null,null,null,null,null,null,null,0]
[null,null,null,null,null,null,null,null,null,null,null,null,null,null,null,null,null,null,null,0]
[null,null,null,null,null,null,null,null,null,null,null,null,null,null,null,null,null,null,null,0]
[null,null,null,null,null,null,null,null,null,null,null,null,null,null,null,null,null,null,null,0]
[null,null,null,null,null,null,null,null,null,null,null,null,null,null,null,null,null,null,null,0]
[null,null,null,null,null,null,null,null,null,null,null,null,null,null,null,null,null,null,null,0]
[null,null,null,null,null,null,null,null,null,null,null,null,null,null,null,null,null,null,null,{"$f":"C7353","v":0}]
[null,null,null,null,null,null,null,null,null,null,null,null,null,null,null,null,null,null,null,0]
[null,null,null,null,null,null,null,null,null,null,null,null,null,null,null,null,null,null,null,0]
[null,null,null,null,null,null,null,null,null,null,null,null,null,null,null,null,null,null,null,0]
[null,null,null,null,null,null,null,null,null,null,null,null,null,null,null,null,null,null,null,0]
[null,null,null,null,null,null,null,null,null,null,null,null,null,null,null,null,null,null,null,0]
[null,null,null,null,null,null,null,null,null,null,null,null,null,null,null,null,null,null,null,0]
[null,null,null,null,null,null,null,null,null,null,null,null,null,null,null,null,null,null,null,0]
[null,null,null,null,null,null,null,null,null,null,null,null,null,null,null,null,null,null,null,0]
[null,null,null,null,null,null,null,null,null,null,null,null,null,null,null,null,null,null,null,0]
[null,null,null,null,null,null,null,null,null,null,null,null,null,null,null,null,null,null,null,0]
[null,null,null,null,null,null,null,null,null,null,null,null,null,null,null,null,null,null,null,0]
[null,null,null,null,null,null,null,null,null,null,null,null,null,null,null,null,null,null,null,0]
[null,null,null,null,null,null,null,null,null,null,null,null,null,null,null,null,null,null,null,0]
[null,null,null,null,null,null,null,null,null,null,null,null,null,null,null,null,null,null,null,0]
[null,null,null,null,null,null,null,null,null,null,null,null,null,null,null,null,null,null,null,0]
[null,null,null,null,null,null,null,null,null,null,null,null,null,null,null,null,null,null,null,0]
[null,null,null,null,null,null,null,null,null,null,null,null,null,null,null,null,null,null,null,0]
[null,null,null,null,null,null,null,null,null,null,null,null,null,null,null,null,null,null,null,0]
[null,null,null,null,null,null,null,null,null,null,null,null,null,null,null,null,null,null,null,0]
[null,null,null,null,null,null,null,null,null,null,null,null,null,null,null,null,null,null,null,0]
[null,null,null,null,null,null,null,null,null,null,null,null,null,null,null,null,null,null,null,0]
[null,null,null,null,null,null,null,null,null,null,null,null,null,null,null,null,null,null,null,0]
[null,null,null,null,null,null,null,null,null,null,null,null,null,null,null,null,null,null,null,0]
[null,null,null,null,null,null,null,null,null,null,null,null,null,null,null,null,null,null,null,0]
[null,null,null,null,null,null,null,null,null,null,null,null,null,null,null,null,null,null,null,0]
[null,null,null,null,null,null,null,null,null,null,null,null,null,null,null,null,null,null,null,0]
[null,null,null,null,null,null,null,null,null,null,null,null,null,null,null,null,null,null,null,0]
[null,null,null,null,null,null,null,null,null,null,null,null,null,null,null,null,null,null,null,0]
[null,null,null,null,null,null,null,null,null,null,null,null,null,null,null,null,null,null,null,0]
[null,null,null,null,null,null,null,null,null,null,null,null,null,null,null,null,null,null,null,0]
[null,null,null,null,null,null,null,null,null,null,null,null,null,null,null,null,null,null,null,0]
[null,null,null,null,null,null,null,null,null,null,null,null,null,null,null,null,null,null,null,0]
[null,null,null,null,null,null,null,null,null,null,null,null,null,null,null,null,null,null,null,0]
[null,null,null,null,null,null,null,null,null,null,null,null,null,null,null,null,null,null,null,0]
[null,null,null,null,null,null,null,null,null,null,null,null,null,null,null,null,null,null,null,0]
[null,null,null,null,null,null,null,null,null,null,null,null,null,null,null,null,null,null,null,0]
[null,null,null,null,null,null,null,null,null,null,null,null,null,null,null,null,null,null,null,0]
[null,null,null,null,null,null,null,null,null,null,null,null,null,null,null,null,null,null,null,0]
[null,null,null,null,null,null,null,null,null,null,null,null,null,null,null,null,null,null,null,0]
[null,null,null,null,null,null,null,null,null,null,null,null,null,null,null,null,null,null,null,0]
[null,null,null,null,null,null,null,null,null,null,null,null,null,null,null,null,null,null,null,0]
[null,null,null,null,null,null,null,null,null,null,null,null,null,null,null,null,null,null,null,0]
[null,null,null,null,null,null,null,null,null,null,null,null,null,null,null,null,null,null,null,0]
[null,null,null,null,null,null,null,null,null,null,null,null,null,null,null,null,null,null,null,{"$f":"C7477","v":0}]
[null,null,null,null,null,null,null,null,null,null,null,null,null,null,null,null,null,null,null,{"$f":"T7479","v":0}]
[null,null,null,null,null,null,null,null,null,null,null,null,null,null,null,null,null,null,null,0]
[null,null,null,null,null,null,null,null,null,null,null,null,null,null,null,null,null,null,null,0]
[null,null,null,null,null,null,null,null,null,null,null,null,null,null,null,null,null,null,null,0]
[null,null,null,null,null,null,null,null,null,null,null,null,null,null,null,null,null,null,null,0]
[null,null,null,null,null,null,null,null,null,null,null,null,null,null,null,null,null,null,null,0]
[null,null,null,null,null,null,null,null,null,null,null,null,null,null,null,null,null,null,null,0]
[null,null,null,null,null,null,null,null,null,null,null,null,null,null,null,null,null,null,null,0]
[null,null,null,null,null,null,null,null,null,null,null,null,null,null,null,null,null,null,null,0]
[null,null,null,null,null,null,null,null,null,null,null,null,null,null,null,null,null,null,null,0]
[null,null,null,null,null,null,null,null,null,null,null,null,null,null,null,null,null,null,null,{"$f":"T7508","v":0}]
[null,null,null,null,null,null,null,null,null,null,null,null,null,null,null,null,null,null,null,0]
[null,null,null,null,null,null,null,null,null,null,null,null,null,null,null,null,null,null,null,0]
[null,null,null,null,null,null,null,null,null,null,null,null,null,null,null,null,null,null,null,0]
[null,null,null,null,null,null,null,null,null,null,null,null,null,null,null,null,null,null,null,0]
[null,null,null,null,null,null,null,null,null,null,null,null,null,null,null,null,null,null,null,0]
[null,null,null,null,null,null,null,null,null,null,null,null,null,null,null,null,null,null,null,0]
[null,null,null,null,null,null,null,null,null,null,null,null,null,null,null,null,null,null,null,0]
[null,null,null,null,null,null,null,null,null,null,null,null,null,null,null,null,null,null,null,0]
[null,null,null,null,null,null,null,null,null,null,null,null,null,null,null,null,null,null,null,0]
[null,null,null,null,null,null,null,null,null,null,null,null,null,null,null,null,null,null,null,0]
[null,null,null,null,null,null,null,null,null,null,null,null,null,null,null,null,null,null,null,{"$f":"C7539","v":0}]
[null,null,null,null,null,null,null,null,null,null,null,null,null,null,null,null,null,null,null,0]
[null,null,null,null,null,null,null,null,null,null,null,null,null,null,null,null,null,null,null,0]
[null,null,null,null,null,null,null,null,null,null,null,null,null,null,null,null,null,null,null,0]
[null,null,null,null,null,null,null,null,null,null,null,null,null,null,null,null,null,null,null,0]
[null,null,null,null,null,null,null,null,null,null,null,null,null,null,null,null,null,null,null,0]
[null,null,null,null,null,null,null,null,null,null,null,null,null,null,null,null,null,null,null,0]
[null,null,null,null,null,null,null,null,null,null,null,null,null,null,null,null,null,null,null,0]
[null,null,null,null,null,null,null,null,null,null,null,null,null,null,null,null,null,null,null,0]
[null,null,null,null,null,null,null,null,null,null,null,null,null,null,null,null,null,null,null,0]
[null,null,null,null,null,null,null,null,null,null,null,null,null,null,null,null,null,null,null,0]
[null,null,null,null,null,null,null,null,null,null,null,null,null,null,null,null,null,null,null,{"$f":"T7570","v":0}]
[null,null,null,null,null,null,null,null,null,null,null,null,null,null,null,null,null,null,null,0]
[null,null,null,null,null,null,null,null,null,null,null,null,null,null,null,null,null,null,null,0]
[null,null,null,null,null,null,null,null,null,null,null,null,null,null,null,null,null,null,null,0]
[null,null,null,null,null,null,null,null,null,null,null,null,null,null,null,null,null,null,null,0]
[null,null,null,null,null,null,null,null,null,null,null,null,null,null,null,null,null,null,null,0]
[null,null,null,null,null,null,null,null,null,null,null,null,null,null,null,null,null,null,null,0]
[null,null,null,null,null,null,null,null,null,null,null,null,null,null,null,null,null,null,null,0]
[null,null,null,null,null,null,null,null,null,null,null,null,null,null,null,null,null,null,null,0]
[null,null,null,null,null,null,null,null,null,null,null,null,null,null,null,null,null,null,null,0]
[null,null,null,null,null,null,null,null,null,null,null,null,null,null,null,null,null,null,null,0]
[null,null,null,null,null,null,null,null,null,null,null,null,null,null,null,null,null,null,null,{"$f":"C7601","v":0}]
[null,null,null,null,null,null,null,null,null,null,null,null,null,null,null,null,null,null,null,0]
[null,null,null,null,null,null,null,null,null,null,null,null,null,null,null,null,null,null,null,0]
[null,null,null,null,null,null,null,null,null,null,null,null,null,null,null,null,null,null,null,0]
[null,null,null,null,null,null,null,null,null,null,null,null,null,null,null,null,null,null,null,0]
[null,null,null,null,null,null,null,null,null,null,null,null,null,null,null,null,null,null,null,0]
[null,null,null,null,null,null,null,null,null,null,null,null,null,null,null,null,null,null,null,0]
[null,null,null,null,null,null,null,null,null,null,null,null,null,null,null,null,null,null,null,0]
[null,null,null,null,null,null,null,null,null,null,null,null,null,null,null,null,null,null,null,0]
[null,null,null,null,null,null,null,null,null,null,null,null,null,null,null,null,null,null,null,0]
[null,null,null,null,null,null,null,null,null,null,null,null,null,null,null,null,null,null,null,0]
[null,null,null,null,null,null,null,null,null,null,null,null,null,null,null,null,null,null,null,0]
[null,null,null,null,null,null,null,null,null,null,null,null,null,null,null,null,null,null,null,0]
[null,null,null,null,null,null,null,null,null,null,null,null,null,null,null,null,null,null,null,0]
[null,null,null,null,null,null,null,null,null,null,null,null,null,null,null,null,null,null,null,0]
[null,null,null,null,null,null,null,null,null,null,null,null,null,null,null,null,null,null,null,0]
[null,null,null,null,null,null,null,null,null,null,null,null,null,null,null,null,null,null,null,0]
[null,null,null,null,null,null,null,null,null,null,null,null,null,null,null,null,null,null,null,0]
[null,null,null,null,null,null,null,null,null,null,null,null,null,null,null,null,null,null,null,0]
[null,null,null,null,null,null,null,null,null,null,null,null,null,null,null,null,null,null,null,0]
[null,null,null,null,null,null,null,null,null,null,null,null,null,null,null,null,null,null,null,0]
[null,null,null,null,null,null,null,null,null,null,null,null,null,null,null,null,null,null,null,{"$f":"C7663","v":0}]
[null,null,null,null,null,null,null,null,null,null,null,null,null,null,null,null,null,null,null,0]
[null,null,null,null,null,null,null,null,null,null,null,null,null,null,null,null,null,null,null,0]
[null,null,null,null,null,null,null,null,null,null,null,null,null,null,null,null,null,null,null,0]
[null,null,null,null,null,null,null,null,null,null,null,null,null,null,null,null,null,null,null,{"$f":"T7671","v":0}]
[null,null,null,null,null,null,null,null,null,null,null,null,null,null,null,null,null,null,null,0]
[null,null,null,null,null,null,null,null,null,null,null,null,null,null,null,null,null,null,null,0]
[null,null,null,null,null,null,null,null,null,null,null,null,null,null,null,null,null,null,null,0]
[null,null,null,null,null,null,null,null,null,null,null,null,null,null,null,null,null,null,null,0]
[null,null,null,null,null,null,null,null,null,null,null,null,null,null,null,null,null,null,null,0]
[null,null,null,null,null,null,null,null,null,null,null,null,null,null,null,null,null,null,null,0]
[null,null,null,null,null,null,null,null,null,null,null,null,null,null,null,null,null,null,null,0]
[null,null,null,null,null,null,null,null,null,null,null,null,null,null,null,null,null,null,null,0]
[null,null,null,null,null,null,null,null,null,null,null,null,null,null,null,null,null,null,null,0]
[null,null,null,null,null,null,null,null,null,null,null,null,null,null,null,null,null,null,null,{"$f":"C7694","v":0}]
[null,null,null,null,null,null,null,null,null,null,null,null,null,null,null,null,null,null,null,{"$f":"T7694","v":0}]
[null,null,null,null,null,null,null,null,null,null,null,null,null,null,null,null,null,null,null,0]
[null,null,null,null,null,null,null,null,null,null,null,null,null,null,null,null,null,null,null,0]
[null,null,null,null,null,null,null,null,null,null,null,null,null,null,null,null,null,null,null,0]
[null,null,null,null,null,null,null,null,null,null,null,null,null,null,null,null,null,null,null,0]
[null,null,null,null,null,null,null,null,null,null,null,null,null,null,null,null,null,null,null,0]
[null,null,null,null,null,null,null,null,null,null,null,null,null,null,null,null,null,null,null,0]
[null,null,null,null,null,null,null,null,null,null,null,null,null,null,null,null,null,null,null,0]
[null,null,null,null,null,null,null,null,null,null,null,null,null,null,null,null,null,null,null,0]
[null,null,null,null,null,null,null,null,null,null,null,null,null,null,null,null,null,null,null,0]
[null,null,null,null,null,null,null,null,null,null,null,null,null,null,null,null,null,null,null,0]
[null,null,null,null,null,null,null,null,null,null,null,null,null,null,null,null,null,null,null,0]
[null,null,null,null,null,null,null,null,null,null,null,null,null,null,null,null,null,null,null,0]
[null,null,null,null,null,null,null,null,null,null,null,null,null,null,null,null,null,null,null,0]
[null,null,null,null,null,null,null,null,null,null,null,null,null,null,null,null,null,null,null,0]
[null,null,null,null,null,null,null,null,null,null,null,null,null,null,null,null,null,null,null,0]
[null,null,null,null,null,null,null,null,null,null,null,null,null,null,null,null,null,null,null,0]
[null,null,null,null,null,null,null,null,null,null,null,null,null,null,null,null,null,null,null,0]
[null,null,null,null,null,null,null,null,null,null,null,null,null,null,null,null,null,null,null,0]
[null,null,null,null,null,null,null,null,null,null,null,null,null,null,null,null,null,null,null,0]
[null,null,null,null,null,null,null,null,null,null,null,null,null,null,null,null,null,null,null,0]
[null,null,null,null,null,null,null,null,null,null,null,null,null,null,null,null,null,null,null,0]
[null,null,null,null,null,null,null,null,null,null,null,null,null,null,null,null,null,null,null,0]
[null,null,null,null,null,null,null,null,null,null,null,null,null,null,null,null,null,null,null,0]
[null,null,null,null,null,null,null,null,null,null,null,null,null,null,null,null,null,null,null,0]
[null,null,null,null,null,null,null,null,null,null,null,null,null,null,null,null,null,null,null,0]
[null,null,null,null,null,null,null,null,null,null,null,null,null,null,null,null,null,null,null,0]
[null,null,null,null,null,null,null,null,null,null,null,null,null,null,null,null,null,null,null,0]
[null,null,null,null,null,null,null,null,null,null,null,null,null,null,null,null,null,null,null,0]
[null,null,null,null,null,null,null,null,null,null,null,null,null,null,null,null,null,null,null,0]
[null,null,null,null,null,null,null,null,null,null,null,null,null,null,null,null,null,null,null,{"$f":"C7725","v":0}]
[null,null,null,null,null,null,null,null,null,null,null,null,null,null,null,null,null,null,null,{"$f":"T7725","v":0}]
[null,null,null,null,null,null,null,null,null,null,null,null,null,null,null,null,null,null,null,0]
[null,null,null,null,null,null,null,null,null,null,null,null,null,null,null,null,null,null,null,0]
[null,null,null,null,null,null,null,null,null,null,null,null,null,null,null,null,null,null,null,0]
[null,null,null,null,null,null,null,null,null,null,null,null,null,null,null,null,null,null,null,0]
[null,null,null,null,null,null,null,null,null,null,null,null,null,null,null,null,null,null,null,0]
[null,null,null,null,null,null,null,null,null,null,null,null,null,null,null,null,null,null,null,0]
[null,null,null,null,null,null,null,null,null,null,null,null,null,null,null,null,null,null,null,0]
[null,null,null,null,null,null,null,null,null,null,null,null,null,null,null,null,null,null,null,0]
[null,null,null,null,null,null,null,null,null,null,null,null,null,null,null,null,null,null,null,0]
[null,null,null,null,null,null,null,null,null,null,null,null,null,null,null,null,null,null,null,{"$f":"T7735","v":0}]
[null,null,null,null,null,null,null,null,null,null,null,null,null,null,null,null,null,null,null,0]
[null,null,null,null,null,null,null,null,null,null,null,null,null,null,null,null,null,null,null,0]
[null,null,null,null,null,null,null,null,null,null,null,null,null,null,null,null,null,null,null,0]
[null,null,null,null,null,null,null,null,null,null,null,null,null,null,null,null,null,null,null,0]
[null,null,null,null,null,null,null,null,null,null,null,null,null,null,null,null,null,null,null,0]
[null,null,null,null,null,null,null,null,null,null,null,null,null,null,null,null,null,null,null,0]
[null,null,null,null,null,null,null,null,null,null,null,null,null,null,null,null,null,null,null,0]
[null,null,null,null,null,null,null,null,null,null,null,null,null,null,null,null,null,null,null,0]
[null,null,null,null,null,null,null,null,null,null,null,null,null,null,null,null,null,null,null,0]
[null,null,null,null,null,null,null,null,null,null,null,null,null,null,null,null,null,null,null,0]
[null,null,null,null,null,null,null,null,null,null,null,null,null,null,null,null,null,null,null,0]
[null,null,null,null,null,null,null,null,null,null,null,null,null,null,null,null,null,null,null,0]
[null,null,null,null,null,null,null,null,null,null,null,null,null,null,null,null,null,null,null,0]
[null,null,null,null,null,null,null,null,null,null,null,null,null,null,null,null,null,null,null,0]
[null,null,null,null,null,null,null,null,null,null,null,null,null,null,null,null,null,null,null,0]
[null,null,null,null,null,null,null,null,null,null,null,null,null,null,null,null,null,null,null,0]
[null,null,null,null,null,null,null,null,null,null,null,null,null,null,null,null,null,null,null,0]
[null,null,null,null,null,null,null,null,null,null,null,null,null,null,null,null,null,null,null,0]
[null,null,null,null,null,null,null,null,null,null,null,null,null,null,null,null,null,null,null,0]
[null,null,null,null,null,null,null,null,null,null,null,null,null,null,null,null,null,null,null,{"$f":"C7756","v":0}]
[null,null,null,null,null,null,null,null,null,null,null,null,null,null,null,null,null,null,null,{"$f":"T7756","v":0}]
[null,null,null,null,null,null,null,null,null,null,null,null,null,null,null,null,null,null,null,{"$f":"T7757","v":0}]
[null,null,null,null,null,null,null,null,null,null,null,null,null,null,null,null,null,null,null,0]
[null,null,null,null,null,null,null,null,null,null,null,null,null,null,null,null,null,null,null,0]
[null,null,null,null,null,null,null,null,null,null,null,null,null,null,null,null,null,null,null,0]
[null,null,null,null,null,null,null,null,null,null,null,null,null,null,null,null,null,null,null,0]
[null,null,null,null,null,null,null,null,null,null,null,null,null,null,null,null,null,null,null,0]
[null,null,null,null,null,null,null,null,null,null,null,null,null,null,null,null,null,null,null,0]
[null,null,null,null,null,null,null,null,null,null,null,null,null,null,null,null,null,null,null,0]
[null,null,null,null,null,null,null,null,null,null,null,null,null,null,null,null,null,null,null,0]
[null,null,null,null,null,null,null,null,null,null,null,null,null,null,null,null,null,null,null,0]
[null,null,null,null,null,null,null,null,null,null,null,null,null,null,null,null,null,null,null,0]
[null,null,null,null,null,null,null,null,null,null,null,null,null,null,null,null,null,null,null,0]
[null,null,null,null,null,null,null,null,null,null,null,null,null,null,null,null,null,null,null,0]
[null,null,null,null,null,null,null,null,null,null,null,null,null,null,null,null,null,null,null,0]
[null,null,null,null,null,null,null,null,null,null,null,null,null,null,null,null,null,null,null,0]
[null,null,null,null,null,null,null,null,null,null,null,null,null,null,null,null,null,null,null,0]
[null,null,null,null,null,null,null,null,null,null,null,null,null,null,null,null,null,null,null,0]
[null,null,null,null,null,null,null,null,null,null,null,null,null,null,null,null,null,null,null,0]
[null,null,null,null,null,null,null,null,null,null,null,null,null,null,null,null,null,null,null,0]
[null,null,null,null,null,null,null,null,null,null,null,null,null,null,null,null,null,null,null,0]
[null,null,null,null,null,null,null,null,null,null,null,null,null,null,null,null,null,null,null,0]
[null,null,null,null,null,null,null,null,null,null,null,null,null,null,null,null,null,null,null,0]
[null,null,null,null,null,null,null,null,null,null,null,null,null,null,null,null,null,null,null,0]
[null,null,null,null,null,null,null,null,null,null,null,null,null,null,null,null,null,null,null,0]
[null,null,null,null,null,null,null,null,null,null,null,null,null,null,null,null,null,null,null,0]
[null,null,null,null,null,null,null,null,null,null,null,null,null,null,null,null,null,null,null,0]
[null,null,null,null,null,null,null,null,null,null,null,null,null,null,null,null,null,null,null,0]
[null,null,null,null,null,null,null,null,null,null,null,null,null,null,null,null,null,null,null,0]
[null,null,null,null,null,null,null,null,null,null,null,null,null,null,null,null,null,null,null,0]
[null,null,null,null,null,null,null,null,null,null,null,null,null,null,null,null,null,null,null,{"$f":"C7787","v":0}]
[null,null,null,null,null,null,null,null,null,null,null,null,null,null,null,null,null,null,null,{"$f":"T7787","v":0}]
[null,null,null,null,null,null,null,null,null,null,null,null,null,null,null,null,null,null,null,{"$f":"T7788","v":0}]
[null,null,null,null,null,null,null,null,null,null,null,null,null,null,null,null,null,null,null,0]
[null,null,null,null,null,null,null,null,null,null,null,null,null,null,null,null,null,null,null,0]
[null,null,null,null,null,null,null,null,null,null,null,null,null,null,null,null,null,null,null,0]
[null,null,null,null,null,null,null,null,null,null,null,null,null,null,null,null,null,null,null,0]
[null,null,null,null,null,null,null,null,null,null,null,null,null,null,null,null,null,null,null,0]
[null,null,null,null,null,null,null,null,null,null,null,null,null,null,null,null,null,null,null,0]
[null,null,null,null,null,null,null,null,null,null,null,null,null,null,null,null,null,null,null,0]
[null,null,null,null,null,null,null,null,null,null,null,null,null,null,null,null,null,null,null,0]
[null,null,null,null,null,null,null,null,null,null,null,null,null,null,null,null,null,null,null,0]
[null,null,null,null,null,null,null,null,null,null,null,null,null,null,null,null,null,null,null,0]
[null,null,null,null,null,null,null,null,null,null,null,null,null,null,null,null,null,null,null,{"$f":"T7799","v":0}]
[null,null,null,null,null,null,null,null,null,null,null,null,null,null,null,null,null,null,null,0]
[null,null,null,null,null,null,null,null,null,null,null,null,null,null,null,null,null,null,null,0]
[null,null,null,null,null,null,null,null,null,null,null,null,null,null,null,null,null,null,null,0]
[null,null,null,null,null,null,null,null,null,null,null,null,null,null,null,null,null,null,null,0]
[null,null,null,null,null,null,null,null,null,null,null,null,null,null,null,null,null,null,null,0]
[null,null,null,null,null,null,null,null,null,null,null,null,null,null,null,null,null,null,null,0]
[null,null,null,null,null,null,null,null,null,null,null,null,null,null,null,null,null,null,null,0]
[null,null,null,null,null,null,null,null,null,null,null,null,null,null,null,null,null,null,null,0]
[null,null,null,null,null,null,null,null,null,null,null,null,null,null,null,null,null,null,null,0]
[null,null,null,null,null,null,null,null,null,null,null,null,null,null,null,null,null,null,null,0]
[null,null,null,null,null,null,null,null,null,null,null,null,null,null,null,null,null,null,null,0]
[null,null,null,null,null,null,null,null,null,null,null,null,null,null,null,null,null,null,null,0]
[null,null,null,null,null,null,null,null,null,null,null,null,null,null,null,null,null,null,null,0]
[null,null,null,null,null,null,null,null,null,null,null,null,null,null,null,null,null,null,null,0]
[null,null,null,null,null,null,null,null,null,null,null,null,null,null,null,null,null,null,null,0]
[null,null,null,null,null,null,null,null,null,null,null,null,null,null,null,null,null,null,null,0]
[null,null,null,null,null,null,null,null,null,null,null,null,null,null,null,null,null,null,null,0]
[null,null,null,null,null,null,null,null,null,null,null,null,null,null,null,null,null,null,null,{"$f":"C7818","v":0}]
[null,null,null,null,null,null,null,null,null,null,null,null,null,null,null,null,null,null,null,{"$f":"T7818","v":0}]
[null,null,null,null,null,null,null,null,null,null,null,null,null,null,null,null,null,null,null,{"$f":"T7819","v":0}]
[null,null,null,null,null,null,null,null,null,null,null,null,null,null,null,null,null,null,null,0]
[null,null,null,null,null,null,null,null,null,null,null,null,null,null,null,null,null,null,null,0]
[null,null,null,null,null,null,null,null,null,null,null,null,null,null,null,null,null,null,null,0]
[null,null,null,null,null,null,null,null,null,null,null,null,null,null,null,null,null,null,null,0]
[null,null,null,null,null,null,null,null,null,null,null,null,null,null,null,null,null,null,null,0]
[null,null,null,null,null,null,null,null,null,null,null,null,null,null,null,null,null,null,null,0]
[null,null,null,null,null,null,null,null,null,null,null,null,null,null,null,null,null,null,null,0]
[null,null,null,null,null,null,null,null,null,null,null,null,null,null,null,null,null,null,null,0]
[null,null,null,null,null,null,null,null,null,null,null,null,null,null,null,null,null,null,null,0]
[null,null,null,null,null,null,null,null,null,null,null,null,null,null,null,null,null,null,null,0]
[null,null,null,null,null,null,null,null,null,null,null,null,null,null,null,null,null,null,null,0]
[null,null,null,null,null,null,null,null,null,null,null,null,null,null,null,null,null,null,null,0]
[null,null,null,null,null,null,null,null,null,null,null,null,null,null,null,null,null,null,null,0]
[null,null,null,null,null,null,null,null,null,null,null,null,null,null,null,null,null,null,null,0]
[null,null,null,null,null,null,null,null,null,null,null,null,null,null,null,null,null,null,null,0]
[null,null,null,null,null,null,null,null,null,null,null,null,null,null,null,null,null,null,null,0]
[null,null,null,null,null,null,null,null,null,null,null,null,null,null,null,null,null,null,null,0]
[null,null,null,null,null,null,null,null,null,null,null,null,null,null,null,null,null,null,null,0]
[null,null,null,null,null,null,null,null,null,null,null,null,null,null,null,null,null,null,null,0]
[null,null,null,null,null,null,null,null,null,null,null,null,null,null,null,null,null,null,null,0]
[null,null,null,null,null,null,null,null,null,null,null,null,null,null,null,null,null,null,null,0]
[null,null,null,null,null,null,null,null,null,null,null,null,null,null,null,null,null,null,null,0]
[null,null,null,null,null,null,null,null,null,null,null,null,null,null,null,null,null,null,null,0]
[null,null,null,null,null,null,null,null,null,null,null,null,null,null,null,null,null,null,null,0]
[null,null,null,null,null,null,null,null,null,null,null,null,null,null,null,null,null,null,null,0]
[null,null,null,null,null,null,null,null,null,null,null,null,null,null,null,null,null,null,null,0]
[null,null,null,null,null,null,null,null,null,null,null,null,null,null,null,null,null,null,null,0]
[null,null,null,null,null,null,null,null,null,null,null,null,null,null,null,null,null,null,null,0]
[null,null,null,null,null,null,null,null,null,null,null,null,null,null,null,null,null,null,null,{"$f":"C7849","v":0}]
[null,null,null,null,null,null,null,null,null,null,null,null,null,null,null,null,null,null,null,{"$f":"T7849","v":0}]
[null,null,null,null,null,null,null,null,null,null,null,null,null,null,null,null,null,null,null,0]
[null,null,null,null,null,null,null,null,null,null,null,null,null,null,null,null,null,null,null,0]
[null,null,null,null,null,null,null,null,null,null,null,null,null,null,null,null,null,null,null,0]
[null,null,null,null,null,null,null,null,null,null,null,null,null,null,null,null,null,null,null,0]
[null,null,null,null,null,null,null,null,null,null,null,null,null,null,null,null,null,null,null,0]
[null,null,null,null,null,null,null,null,null,null,null,null,null,null,null,null,null,null,null,0]
[null,null,null,null,null,null,null,null,null,null,null,null,null,null,null,null,null,null,null,0]
[null,null,null,null,null,null,null,null,null,null,null,null,null,null,null,null,null,null,null,0]
[null,null,null,null,null,null,null,null,null,null,null,null,null,null,null,null,null,null,null,0]
[null,null,null,null,null,null,null,null,null,null,null,null,null,null,null,null,null,null,null,0]
[null,null,null,null,null,null,null,null,null,null,null,null,null,null,null,null,null,null,null,0]
[null,null,null,null,null,null,null,null,null,null,null,null,null,null,null,null,null,null,null,0]
[null,null,null,null,null,null,null,null,null,null,null,null,null,null,null,null,null,null,null,0]
[null,null,null,null,null,null,null,null,null,null,null,null,null,null,null,null,null,null,null,0]
[null,null,null,null,null,null,null,null,null,null,null,null,null,null,null,null,null,null,null,0]
[null,null,null,null,null,null,null,null,null,null,null,null,null,null,null,null,null,null,null,0]
[null,null,null,null,null,null,null,null,null,null,null,null,null,null,null,null,null,null,null,0]
[null,null,null,null,null,null,null,null,null,null,null,null,null,null,null,null,null,null,null,0]
[null,null,null,null,null,null,null,null,null,null,null,null,null,null,null,null,null,null,null,0]
[null,null,null,null,null,null,null,null,null,null,null,null,null,null,null,null,null,null,null,0]
[null,null,null,null,null,null,null,null,null,null,null,null,null,null,null,null,null,null,null,0]
[null,null,null,null,null,null,null,null,null,null,null,null,null,null,null,null,null,null,null,0]
[null,null,null,null,null,null,null,null,null,null,null,null,null,null,null,null,null,null,null,0]
[null,null,null,null,null,null,null,null,null,null,null,null,null,null,null,null,null,null,null,0]
[null,null,null,null,null,null,null,null,null,null,null,null,null,null,null,null,null,null,null,0]
[null,null,null,null,null,null,null,null,null,null,null,null,null,null,null,null,null,null,null,0]
[null,null,null,null,null,null,null,null,null,null,null,null,null,null,null,null,null,null,null,0]
[null,null,null,null,null,null,null,null,null,null,null,null,null,null,null,null,null,null,null,0]
[null,null,null,null,null,null,null,null,null,null,null,null,null,null,null,null,null,null,null,0]
[null,null,null,null,null,null,null,null,null,null,null,null,null,null,null,null,null,null,null,{"$f":"C7880","v":0}]
[null,null,null,null,null,null,null,null,null,null,null,null,null,null,null,null,null,null,null,{"$f":"T7880","v":0}]
[null,null,null,null,null,null,null,null,null,null,null,null,null,null,null,null,null,null,null,0]
[null,null,null,null,null,null,null,null,null,null,null,null,null,null,null,null,null,null,null,0]
[null,null,null,null,null,null,null,null,null,null,null,null,null,null,null,null,null,null,null,{"$f":"T7883","v":0}]
[null,null,null,null,null,null,null,null,null,null,null,null,null,null,null,null,null,null,null,0]
[null,null,null,null,null,null,null,null,null,null,null,null,null,null,null,null,null,null,null,0]
[null,null,null,null,null,null,null,null,null,null,null,null,null,null,null,null,null,null,null,0]
[null,null,null,null,null,null,null,null,null,null,null,null,null,null,null,null,null,null,null,0]
[null,null,null,null,null,null,null,null,null,null,null,null,null,null,null,null,null,null,null,0]
[null,null,null,null,null,null,null,null,null,null,null,null,null,null,null,null,null,null,null,0]
[null,null,null,null,null,null,null,null,null,null,null,null,null,null,null,null,null,null,null,0]
[null,null,null,null,null,null,null,null,null,null,null,null,null,null,null,null,null,null,null,0]
[null,null,null,null,null,null,null,null,null,null,null,null,null,null,null,null,null,null,null,0]
[null,null,null,null,null,null,null,null,null,null,null,null,null,null,null,null,null,null,null,0]
[null,null,null,null,null,null,null,null,null,null,null,null,null,null,null,null,null,null,null,0]
[null,null,null,null,null,null,null,null,null,null,null,null,null,null,null,null,null,null,null,0]
[null,null,null,null,null,null,null,null,null,null,null,null,null,null,null,null,null,null,null,0]
[null,null,null,null,null,null,null,null,null,null,null,null,null,null,null,null,null,null,null,0]
[null,null,null,null,null,null,null,null,null,null,null,null,null,null,null,null,null,null,null,0]
[null,null,null,null,null,null,null,null,null,null,null,null,null,null,null,null,null,null,null,0]
[null,null,null,null,null,null,null,null,null,null,null,null,null,null,null,null,null,null,null,0]
[null,null,null,null,null,null,null,null,null,null,null,null,null,null,null,null,null,null,null,0]
[null,null,null,null,null,null,null,null,null,null,null,null,null,null,null,null,null,null,null,0]
[null,null,null,null,null,null,null,null,null,null,null,null,null,null,null,null,null,null,null,0]
[null,null,null,null,null,null,null,null,null,null,null,null,null,null,null,null,null,null,null,0]
[null,null,null,null,null,null,null,null,null,null,null,null,null,null,null,null,null,null,null,0]
[null,null,null,null,null,null,null,null,null,null,null,null,null,null,null,null,null,null,null,0]
[null,null,null,null,null,null,null,null,null,null,null,null,null,null,null,null,null,null,null,0]
[null,null,null,null,null,null,null,null,null,null,null,null,null,null,null,null,null,null,null,0]
[null,null,null,null,null,null,null,null,null,null,null,null,null,null,null,null,null,null,null,0]
[null,null,null,null,null,null,null,null,null,null,null,null,null,null,null,null,null,null,null,{"$f":"C7911","v":0}]
[null,null,null,null,null,null,null,null,null,null,null,null,null,null,null,null,null,null,null,{"$f":"T7911","v":0}]
[null,null,null,null,null,null,null,null,null,null,null,null,null,null,null,null,null,null,null,0]
[null,null,null,null,null,null,null,null,null,null,null,null,null,null,null,null,null,null,null,0]
[null,null,null,null,null,null,null,null,null,null,null,null,null,null,null,null,null,null,null,0]
[null,null,null,null,null,null,null,null,null,null,null,null,null,null,null,null,null,null,null,0]
[null,null,null,null,null,null,null,null,null,null,null,null,null,null,null,null,null,null,null,0]
[null,null,null,null,null,null,null,null,null,null,null,null,null,null,null,null,null,null,null,0]
[null,null,null,null,null,null,null,null,null,null,null,null,null,null,null,null,null,null,null,0]
[null,null,null,null,null,null,null,null,null,null,null,null,null,null,null,null,null,null,null,0]
[null,null,null,null,null,null,null,null,null,null,null,null,null,null,null,null,null,null,null,0]
[null,null,null,null,null,null,null,null,null,null,null,null,null,null,null,null,null,null,null,0]
[null,null,null,null,null,null,null,null,null,null,null,null,null,null,null,null,null,null,null,0]
[null,null,null,null,null,null,null,null,null,null,null,null,null,null,null,null,null,null,null,0]
[null,null,null,null,null,null,null,null,null,null,null,null,null,null,null,null,null,null,null,0]
[null,null,null,null,null,null,null,null,null,null,null,null,null,null,null,null,null,null,null,0]
[null,null,null,null,null,null,null,null,null,null,null,null,null,null,null,null,null,null,null,0]
[null,null,null,null,null,null,null,null,null,null,null,null,null,null,null,null,null,null,null,0]
[null,null,null,null,null,null,null,null,null,null,null,null,null,null,null,null,null,null,null,0]
[null,null,null,null,null,null,null,null,null,null,null,null,null,null,null,null,null,null,null,0]
[null,null,null,null,null,null,null,null,null,null,null,null,null,null,null,null,null,null,null,0]
[null,null,null,null,null,null,null,null,null,null,null,null,null,null,null,null,null,null,null,0]
[null,null,null,null,null,null,null,null,null,null,null,null,null,null,null,null,null,null,null,0]
[null,null,null,null,null,null,null,null,null,null,null,null,null,null,null,null,null,null,null,0]
[null,null,null,null,null,null,null,null,null,null,null,null,null,null,null,null,null,null,null,0]
[null,null,null,null,null,null,null,null,null,null,null,null,null,null,null,null,null,null,null,0]
[null,null,null,null,null,null,null,null,null,null,null,null,null,null,null,null,null,null,null,0]
[null,null,null,null,null,null,null,null,null,null,null,null,null,null,null,null,null,null,null,0]
[null,null,null,null,null,null,null,null,null,null,null,null,null,null,null,null,null,null,null,0]
[null,null,null,null,null,null,null,null,null,null,null,null,null,null,null,null,null,null,null,0]
[null,null,null,null,null,null,null,null,null,null,null,null,null,null,null,null,null,null,null,0]
[null,null,null,null,null,null,null,null,null,null,null,null,null,null,null,null,null,null,null,{"$f":"C7942","v":0}]
[null,null,null,null,null,null,null,null,null,null,null,null,null,null,null,null,null,null,null,{"$f":"T7942","v":0}]
[null,null,null,null,null,null,null,null,null,null,null,null,null,null,null,null,null,null,null,0]
[null,null,null,null,null,null,null,null,null,null,null,null,null,null,null,null,null,null,null,0]
[null,null,null,null,null,null,null,null,null,null,null,null,null,null,null,null,null,null,null,0]
[null,null,null,null,null,null,null,null,null,null,null,null,null,null,null,null,null,null,null,0]
[null,null,null,null,null,null,null,null,null,null,null,null,null,null,null,null,null,null,null,{"$f":"T7947","v":0}]
[null,null,null,null,null,null,null,null,null,null,null,null,null,null,null,null,null,null,null,0]
[null,null,null,null,null,null,null,null,null,null,null,null,null,null,null,null,null,null,null,0]
[null,null,null,null,null,null,null,null,null,null,null,null,null,null,null,null,null,null,null,0]
[null,null,null,null,null,null,null,null,null,null,null,null,null,null,null,null,null,null,null,0]
[null,null,null,null,null,null,null,null,null,null,null,null,null,null,null,null,null,null,null,0]
[null,null,null,null,null,null,null,null,null,null,null,null,null,null,null,null,null,null,null,0]
[null,null,null,null,null,null,null,null,null,null,null,null,null,null,null,null,null,null,null,0]
[null,null,null,null,null,null,null,null,null,null,null,null,null,null,null,null,null,null,null,0]
[null,null,null,null,null,null,null,null,null,null,null,null,null,null,null,null,null,null,null,0]
[null,null,null,null,null,null,null,null,null,null,null,null,null,null,null,null,null,null,null,0]
[null,null,null,null,null,null,null,null,null,null,null,null,null,null,null,null,null,null,null,0]
[null,null,null,null,null,null,null,null,null,null,null,null,null,null,null,null,null,null,null,0]
[null,null,null,null,null,null,null,null,null,null,null,null,null,null,null,null,null,null,null,0]
[null,null,null,null,null,null,null,null,null,null,null,null,null,null,null,null,null,null,null,0]
[null,null,null,null,null,null,null,null,null,null,null,null,null,null,null,null,null,null,null,0]
[null,null,null,null,null,null,null,null,null,null,null,null,null,null,null,null,null,null,null,0]
[null,null,null,null,null,null,null,null,null,null,null,null,null,null,null,null,null,null,null,0]
[null,null,null,null,null,null,null,null,null,null,null,null,null,null,null,null,null,null,null,0]
[null,null,null,null,null,null,null,null,null,null,null,null,null,null,null,null,null,null,null,0]
[null,null,null,null,null,null,null,null,null,null,null,null,null,null,null,null,null,null,null,0]
[null,null,null,null,null,null,null,null,null,null,null,null,null,null,null,null,null,null,null,0]
[null,null,null,null,null,null,null,null,null,null,null,null,null,null,null,null,null,null,null,0]
[null,null,null,null,null,null,null,null,null,null,null,null,null,null,null,null,null,null,null,0]
[null,null,null,null,null,null,null,null,null,null,null,null,null,null,null,null,null,null,null,0]
[null,null,null,null,null,null,null,null,null,null,null,null,null,null,null,null,null,null,null,{"$f":"C7973","v":0}]
[null,null,null,null,null,null,null,null,null,null,null,null,null,null,null,null,null,null,null,{"$f":"T7973","v":0}]
[null,null,null,null,null,null,null,null,null,null,null,null,null,null,null,null,null,null,null,0]
[null,null,null,null,null,null,null,null,null,null,null,null,null,null,null,null,null,null,null,0]
[null,null,null,null,null,null,null,null,null,null,null,null,null,null,null,null,null,null,null,0]
[null,null,null,null,null,null,null,null,null,null,null,null,null,null,null,null,null,null,null,0]
[null,null,null,null,null,null,null,null,null,null,null,null,null,null,null,null,null,null,null,0]
[null,null,null,null,null,null,null,null,null,null,null,null,null,null,null,null,null,null,null,0]
[null,null,null,null,null,null,null,null,null,null,null,null,null,null,null,null,null,null,null,0]
[null,null,null,null,null,null,null,null,null,null,null,null,null,null,null,null,null,null,null,0]
[null,null,null,null,null,null,null,null,null,null,null,null,null,null,null,null,null,null,null,0]
[null,null,null,null,null,null,null,null,null,null,null,null,null,null,null,null,null,null,null,0]
[null,null,null,null,null,null,null,null,null,null,null,null,null,null,null,null,null,null,null,0]
[null,null,null,null,null,null,null,null,null,null,null,null,null,null,null,null,null,null,null,0]
[null,null,null,null,null,null,null,null,null,null,null,null,null,null,null,null,null,null,null,0]
[null,null,null,null,null,null,null,null,null,null,null,null,null,null,null,null,null,null,null,0]
[null,null,null,null,null,null,null,null,null,null,null,null,null,null,null,null,null,null,null,0]
[null,null,null,null,null,null,null,null,null,null,null,null,null,null,null,null,null,null,null,0]
[null,null,null,null,null,null,null,null,null,null,null,null,null,null,null,null,null,null,null,0]
[null,null,null,null,null,null,null,null,null,null,null,null,null,null,null,null,null,null,null,0]
[null,null,null,null,null,null,null,null,null,null,null,null,null,null,null,null,null,null,null,0]
[null,null,null,null,null,null,null,null,null,null,null,null,null,null,null,null,null,null,null,0]
[null,null,null,null,null,null,null,null,null,null,null,null,null,null,null,null,null,null,null,0]
[null,null,null,null,null,null,null,null,null,null,null,null,null,null,null,null,null,null,null,0]
[null,null,null,null,null,null,null,null,null,null,null,null,null,null,null,null,null,null,null,0]
[null,null,null,null,null,null,null,null,null,null,null,null,null,null,null,null,null,null,null,0]
[null,null,null,null,null,null,null,null,null,null,null,null,null,null,null,null,null,null,null,0]
[null,null,null,null,null,null,null,null,null,null,null,null,null,null,null,null,null,null,null,0]
[null,null,null,null,null,null,null,null,null,null,null,null,null,null,null,null,null,null,null,0]
[null,null,null,null,null,null,null,null,null,null,null,null,null,null,null,null,null,null,null,0]
[null,null,null,null,null,null,null,null,null,null,null,null,null,null,null,null,null,null,null,0]
[null,null,null,null,null,null,null,null,null,null,null,null,null,null,null,null,null,null,null,{"$f":"C8004","v":0}]
[null,null,null,null,null,null,null,null,null,null,null,null,null,null,null,null,null,null,null,{"$f":"T8004","v":0}]
[null,null,null,null,null,null,null,null,null,null,null,null,null,null,null,null,null,null,null,0]
[null,null,null,null,null,null,null,null,null,null,null,null,null,null,null,null,null,null,null,0]
[null,null,null,null,null,null,null,null,null,null,null,null,null,null,null,null,null,null,null,0]
[null,null,null,null,null,null,null,null,null,null,null,null,null,null,null,null,null,null,null,0]
[null,null,null,null,null,null,null,null,null,null,null,null,null,null,null,null,null,null,null,0]
[null,null,null,null,null,null,null,null,null,null,null,null,null,null,null,null,null,null,null,0]
[null,null,null,null,null,null,null,null,null,null,null,null,null,null,null,null,null,null,null,{"$f":"T8011","v":0}]
[null,null,null,null,null,null,null,null,null,null,null,null,null,null,null,null,null,null,null,0]
[null,null,null,null,null,null,null,null,null,null,null,null,null,null,null,null,null,null,null,0]
[null,null,null,null,null,null,null,null,null,null,null,null,null,null,null,null,null,null,null,0]
[null,null,null,null,null,null,null,null,null,null,null,null,null,null,null,null,null,null,null,0]
[null,null,null,null,null,null,null,null,null,null,null,null,null,null,null,null,null,null,null,0]
[null,null,null,null,null,null,null,null,null,null,null,null,null,null,null,null,null,null,null,0]
[null,null,null,null,null,null,null,null,null,null,null,null,null,null,null,null,null,null,null,0]
[null,null,null,null,null,null,null,null,null,null,null,null,null,null,null,null,null,null,null,0]
[null,null,null,null,null,null,null,null,null,null,null,null,null,null,null,null,null,null,null,0]
[null,null,null,null,null,null,null,null,null,null,null,null,null,null,null,null,null,null,null,0]
[null,null,null,null,null,null,null,null,null,null,null,null,null,null,null,null,null,null,null,0]
[null,null,null,null,null,null,null,null,null,null,null,null,null,null,null,null,null,null,null,0]
[null,null,null,null,null,null,null,null,null,null,null,null,null,null,null,null,null,null,null,0]
[null,null,null,null,null,null,null,null,null,null,null,null,null,null,null,null,null,null,null,0]
[null,null,null,null,null,null,null,null,null,null,null,null,null,null,null,null,null,null,null,0]
[null,null,null,null,null,null,null,null,null,null,null,null,null,null,null,null,null,null,null,0]
[null,null,null,null,null,null,null,null,null,null,null,null,null,null,null,null,null,null,null,0]
[null,null,null,null,null,null,null,null,null,null,null,null,null,null,null,null,null,null,null,0]
[null,null,null,null,null,null,null,null,null,null,null,null,null,null,null,null,null,null,null,0]
[null,null,null,null,null,null,null,null,null,null,null,null,null,null,null,null,null,null,null,0]
[null,null,null,null,null,null,null,null,null,null,null,null,null,null,null,null,null,null,null,0]
[null,null,null,null,null,null,null,null,null,null,null,null,null,null,null,null,null,null,null,0]
[null,null,null,null,null,null,null,null,null,null,null,null,null,null,null,null,null,null,null,{"$f":"C8035","v":0}]
[null,null,null,null,null,null,null,null,null,null,null,null,null,null,null,null,null,null,null,{"$f":"T8035","v":0}]
[null,null,null,null,null,null,null,null,null,null,null,null,null,null,null,null,null,null,null,0]
[null,null,null,null,null,null,null,null,null,null,null,null,null,null,null,null,null,null,null,0]
[null,null,null,null,null,null,null,null,null,null,null,null,null,null,null,null,null,null,null,0]
[null,null,null,null,null,null,null,null,null,null,null,null,null,null,null,null,null,null,null,0]
[null,null,null,null,null,null,null,null,null,null,null,null,null,null,null,null,null,null,null,0]
[null,null,null,null,null,null,null,null,null,null,null,null,null,null,null,null,null,null,null,0]
[null,null,null,null,null,null,null,null,null,null,null,null,null,null,null,null,null,null,null,0]
[null,null,null,null,null,null,null,null,null,null,null,null,null,null,null,null,null,null,null,0]
[null,null,null,null,null,null,null,null,null,null,null,null,null,null,null,null,null,null,null,0]
[null,null,null,null,null,null,null,null,null,null,null,null,null,null,null,null,null,null,null,0]
[null,null,null,null,null,null,null,null,null,null,null,null,null,null,null,null,null,null,null,0]
[null,null,null,null,null,null,null,null,null,null,null,null,null,null,null,null,null,null,null,0]
[null,null,null,null,null,null,null,null,null,null,null,null,null,null,null,null,null,null,null,0]
[null,null,null,null,null,null,null,null,null,null,null,null,null,null,null,null,null,null,null,0]
[null,null,null,null,null,null,null,null,null,null,null,null,null,null,null,null,null,null,null,0]
[null,null,null,null,null,null,null,null,null,null,null,null,null,null,null,null,null,null,null,0]
[null,null,null,null,null,null,null,null,null,null,null,null,null,null,null,null,null,null,null,0]
[null,null,null,null,null,null,null,null,null,null,null,null,null,null,null,null,null,null,null,0]
[null,null,null,null,null,null,null,null,null,null,null,null,null,null,null,null,null,null,null,0]
[null,null,null,null,null,null,null,null,null,null,null,null,null,null,null,null,null,null,null,0]
[null,null,null,null,null,null,null,null,null,null,null,null,null,null,null,null,null,null,null,0]
[null,null,null,null,null,null,null,null,null,null,null,null,null,null,null,null,null,null,null,0]
[null,null,null,null,null,null,null,null,null,null,null,null,null,null,null,null,null,null,null,0]
[null,null,null,null,null,null,null,null,null,null,null,null,null,null,null,null,null,null,null,0]
[null,null,null,null,null,null,null,null,null,null,null,null,null,null,null,null,null,null,null,0]
[null,null,null,null,null,null,null,null,null,null,null,null,null,null,null,null,null,null,null,0]
[null,null,null,null,null,null,null,null,null,null,null,null,null,null,null,null,null,null,null,0]
[null,null,null,null,null,null,null,null,null,null,null,null,null,null,null,null,null,null,null,0]
[null,null,null,null,null,null,null,null,null,null,null,null,null,null,null,null,null,null,null,0]
[null,null,null,null,null,null,null,null,null,null,null,null,null,null,null,null,null,null,null,{"$f":"C8066","v":0}]
[null,null,null,null,null,null,null,null,null,null,null,null,null,null,null,null,null,null,null,{"$f":"T8066","v":0}]
[null,null,null,null,null,null,null,null,null,null,null,null,null,null,null,null,null,null,null,0]
[null,null,null,null,null,null,null,null,null,null,null,null,null,null,null,null,null,null,null,0]
[null,null,null,null,null,null,null,null,null,null,null,null,null,null,null,null,null,null,null,0]
[null,null,null,null,null,null,null,null,null,null,null,null,null,null,null,null,null,null,null,0]
[null,null,null,null,null,null,null,null,null,null,null,null,null,null,null,null,null,null,null,0]
[null,null,null,null,null,null,null,null,null,null,null,null,null,null,null,null,null,null,null,0]
[null,null,null,null,null,null,null,null,null,null,null,null,null,null,null,null,null,null,null,0]
[null,null,null,null,null,null,null,null,null,null,null,null,null,null,null,null,null,null,null,0]
[null,null,null,null,null,null,null,null,null,null,null,null,null,null,null,null,null,null,null,{"$f":"T8075","v":0}]
[null,null,null,null,null,null,null,null,null,null,null,null,null,null,null,null,null,null,null,0]
[null,null,null,null,null,null,null,null,null,null,null,null,null,null,null,null,null,null,null,0]
[null,null,null,null,null,null,null,null,null,null,null,null,null,null,null,null,null,null,null,0]
[null,null,null,null,null,null,null,null,null,null,null,null,null,null,null,null,null,null,null,0]
[null,null,null,null,null,null,null,null,null,null,null,null,null,null,null,null,null,null,null,0]
[null,null,null,null,null,null,null,null,null,null,null,null,null,null,null,null,null,null,null,0]
[null,null,null,null,null,null,null,null,null,null,null,null,null,null,null,null,null,null,null,0]
[null,null,null,null,null,null,null,null,null,null,null,null,null,null,null,null,null,null,null,0]
[null,null,null,null,null,null,null,null,null,null,null,null,null,null,null,null,null,null,null,0]
[null,null,null,null,null,null,null,null,null,null,null,null,null,null,null,null,null,null,null,0]
[null,null,null,null,null,null,null,null,null,null,null,null,null,null,null,null,null,null,null,0]
[null,null,null,null,null,null,null,null,null,null,null,null,null,null,null,null,null,null,null,0]
[null,null,null,null,null,null,null,null,null,null,null,null,null,null,null,null,null,null,null,0]
[null,null,null,null,null,null,null,null,null,null,null,null,null,null,null,null,null,null,null,0]
[null,null,null,null,null,null,null,null,null,null,null,null,null,null,null,null,null,null,null,0]
[null,null,null,null,null,null,null,null,null,null,null,null,null,null,null,null,null,null,null,0]
[null,null,null,null,null,null,null,null,null,null,null,null,null,null,null,null,null,null,null,0]
[null,null,null,null,null,null,null,null,null,null,null,null,null,null,null,null,null,null,null,0]
[null,null,null,null,null,null,null,null,null,null,null,null,null,null,null,null,null,null,null,0]
[null,null,null,null,null,null,null,null,null,null,null,null,null,null,null,null,null,null,null,0]
[null,null,null,null,null,null,null,null,null,null,null,null,null,null,null,null,null,null,null,{"$f":"C8097","v":0}]
[null,null,null,null,null,null,null,null,null,null,null,null,null,null,null,null,null,null,null,{"$f":"T8097","v":0}]
[null,null,null,null,null,null,null,null,null,null,null,null,null,null,null,null,null,null,null,0]
[null,null,null,null,null,null,null,null,null,null,null,null,null,null,null,null,null,null,null,0]
[null,null,null,null,null,null,null,null,null,null,null,null,null,null,null,null,null,null,null,0]
[null,null,null,null,null,null,null,null,null,null,null,null,null,null,null,null,null,null,null,0]
[null,null,null,null,null,null,null,null,null,null,null,null,null,null,null,null,null,null,null,0]
[null,null,null,null,null,null,null,null,null,null,null,null,null,null,null,null,null,null,null,0]
[null,null,null,null,null,null,null,null,null,null,null,null,null,null,null,null,null,null,null,0]
[null,null,null,null,null,null,null,null,null,null,null,null,null,null,null,null,null,null,null,0]
[null,null,null,null,null,null,null,null,null,null,null,null,null,null,null,null,null,null,null,0]
[null,null,null,null,null,null,null,null,null,null,null,null,null,null,null,null,null,null,null,0]
[null,null,null,null,null,null,null,null,null,null,null,null,null,null,null,null,null,null,null,0]
[null,null,null,null,null,null,null,null,null,null,null,null,null,null,null,null,null,null,null,0]
[null,null,null,null,null,null,null,null,null,null,null,null,null,null,null,null,null,null,null,0]
[null,null,null,null,null,null,null,null,null,null,null,null,null,null,null,null,null,null,null,0]
[null,null,null,null,null,null,null,null,null,null,null,null,null,null,null,null,null,null,null,0]
[null,null,null,null,null,null,null,null,null,null,null,null,null,null,null,null,null,null,null,0]
[null,null,null,null,null,null,null,null,null,null,null,null,null,null,null,null,null,null,null,0]
[null,null,null,null,null,null,null,null,null,null,null,null,null,null,null,null,null,null,null,0]
[null,null,null,null,null,null,null,null,null,null,null,null,null,null,null,null,null,null,null,0]
[null,null,null,null,null,null,null,null,null,null,null,null,null,null,null,null,null,null,null,0]
[null,null,null,null,null,null,null,null,null,null,null,null,null,null,null,null,null,null,null,0]
[null,null,null,null,null,null,null,null,null,null,null,null,null,null,null,null,null,null,null,0]
[null,null,null,null,null,null,null,null,null,null,null,null,null,null,null,null,null,null,null,0]
[null,null,null,null,null,null,null,null,null,null,null,null,null,null,null,null,null,null,null,0]
[null,null,null,null,null,null,null,null,null,null,null,null,null,null,null,null,null,null,null,0]
[null,null,null,null,null,null,null,null,null,null,null,null,null,null,null,null,null,null,null,0]
[null,null,null,null,null,null,null,null,null,null,null,null,null,null,null,null,null,null,null,0]
[null,null,null,null,null,null,null,null,null,null,null,null,null,null,null,null,null,null,null,0]
[null,null,null,null,null,null,null,null,null,null,null,null,null,null,null,null,null,null,null,0]
[null,null,null,null,null,null,null,null,null,null,null,null,null,null,null,null,null,null,null,{"$f":"C8128","v":0}]
[null,null,null,null,null,null,null,null,null,null,null,null,null,null,null,null,null,null,null,{"$f":"T8128","v":0}]
[null,null,null,null,null,null,null,null,null,null,null,null,null,null,null,null,null,null,null,0]
[null,null,null,null,null,null,null,null,null,null,null,null,null,null,null,null,null,null,null,0]
[null,null,null,null,null,null,null,null,null,null,null,null,null,null,null,null,null,null,null,0]
[null,null,null,null,null,null,null,null,null,null,null,null,null,null,null,null,null,null,null,0]
[null,null,null,null,null,null,null,null,null,null,null,null,null,null,null,null,null,null,null,0]
[null,null,null,null,null,null,null,null,null,null,null,null,null,null,null,null,null,null,null,0]
[null,null,null,null,null,null,null,null,null,null,null,null,null,null,null,null,null,null,null,0]
[null,null,null,null,null,null,null,null,null,null,null,null,null,null,null,null,null,null,null,0]
[null,null,null,null,null,null,null,null,null,null,null,null,null,null,null,null,null,null,null,0]
[null,null,null,null,null,null,null,null,null,null,null,null,null,null,null,null,null,null,null,0]
[null,null,null,null,null,null,null,null,null,null,null,null,null,null,null,null,null,null,null,{"$f":"T8139","v":0}]
[null,null,null,null,null,null,null,null,null,null,null,null,null,null,null,null,null,null,null,0]
[null,null,null,null,null,null,null,null,null,null,null,null,null,null,null,null,null,null,null,0]
[null,null,null,null,null,null,null,null,null,null,null,null,null,null,null,null,null,null,null,0]
[null,null,null,null,null,null,null,null,null,null,null,null,null,null,null,null,null,null,null,0]
[null,null,null,null,null,null,null,null,null,null,null,null,null,null,null,null,null,null,null,0]
[null,null,null,null,null,null,null,null,null,null,null,null,null,null,null,null,null,null,null,0]
[null,null,null,null,null,null,null,null,null,null,null,null,null,null,null,null,null,null,null,0]
[null,null,null,null,null,null,null,null,null,null,null,null,null,null,null,null,null,null,null,0]
[null,null,null,null,null,null,null,null,null,null,null,null,null,null,null,null,null,null,null,0]
[null,null,null,null,null,null,null,null,null,null,null,null,null,null,null,null,null,null,null,0]
[null,null,null,null,null,null,null,null,null,null,null,null,null,null,null,null,null,null,null,0]
[null,null,null,null,null,null,null,null,null,null,null,null,null,null,null,null,null,null,null,0]
[null,null,null,null,null,null,null,null,null,null,null,null,null,null,null,null,null,null,null,0]
[null,null,null,null,null,null,null,null,null,null,null,null,null,null,null,null,null,null,null,0]
[null,null,null,null,null,null,null,null,null,null,null,null,null,null,null,null,null,null,null,0]
[null,null,null,null,null,null,null,null,null,null,null,null,null,null,null,null,null,null,null,0]
[null,null,null,null,null,null,null,null,null,null,null,null,null,null,null,null,null,null,null,0]
[null,null,null,null,null,null,null,null,null,null,null,null,null,null,null,null,null,null,null,0]
[null,null,null,null,null,null,null,null,null,null,null,null,null,null,null,null,null,null,null,{"$f":"C8159","v":0}]
[null,null,null,null,null,null,null,null,null,null,null,null,null,null,null,null,null,null,null,{"$f":"T8159","v":0}]
[null,null,null,null,null,null,null,null,null,null,null,null,null,null,null,null,null,null,null,0]
[null,null,null,null,null,null,null,null,null,null,null,null,null,null,null,null,null,null,null,0]
[null,null,null,null,null,null,null,null,null,null,null,null,null,null,null,null,null,null,null,0]
[null,null,null,null,null,null,null,null,null,null,null,null,null,null,null,null,null,null,null,0]
[null,null,null,null,null,null,null,null,null,null,null,null,null,null,null,null,null,null,null,0]
[null,null,null,null,null,null,null,null,null,null,null,null,null,null,null,null,null,null,null,0]
[null,null,null,null,null,null,null,null,null,null,null,null,null,null,null,null,null,null,null,0]
[null,null,null,null,null,null,null,null,null,null,null,null,null,null,null,null,null,null,null,0]
[null,null,null,null,null,null,null,null,null,null,null,null,null,null,null,null,null,null,null,0]
[null,null,null,null,null,null,null,null,null,null,null,null,null,null,null,null,null,null,null,0]
[null,null,null,null,null,null,null,null,null,null,null,null,null,null,null,null,null,null,null,0]
[null,null,null,null,null,null,null,null,null,null,null,null,null,null,null,null,null,null,null,0]
[null,null,null,null,null,null,null,null,null,null,null,null,null,null,null,null,null,null,null,0]
[null,null,null,null,null,null,null,null,null,null,null,null,null,null,null,null,null,null,null,0]
[null,null,null,null,null,null,null,null,null,null,null,null,null,null,null,null,null,null,null,0]
[null,null,null,null,null,null,null,null,null,null,null,null,null,null,null,null,null,null,null,0]
[null,null,null,null,null,null,null,null,null,null,null,null,null,null,null,null,null,null,null,0]
[null,null,null,null,null,null,null,null,null,null,null,null,null,null,null,null,null,null,null,0]
[null,null,null,null,null,null,null,null,null,null,null,null,null,null,null,null,null,null,null,0]
[null,null,null,null,null,null,null,null,null,null,null,null,null,null,null,null,null,null,null,0]
[null,null,null,null,null,null,null,null,null,null,null,null,null,null,null,null,null,null,null,0]
[null,null,null,null,null,null,null,null,null,null,null,null,null,null,null,null,null,null,null,0]
[null,null,null,null,null,null,null,null,null,null,null,null,null,null,null,null,null,null,null,0]
[null,null,null,null,null,null,null,null,null,null,null,null,null,null,null,null,null,null,null,0]
[null,null,null,null,null,null,null,null,null,null,null,null,null,null,null,null,null,null,null,0]
[null,null,null,null,null,null,null,null,null,null,null,null,null,null,null,null,null,null,null,0]
[null,null,null,null,null,null,null,null,null,null,null,null,null,null,null,null,null,null,null,0]
[null,null,null,null,null,null,null,null,null,null,null,null,null,null,null,null,null,null,null,0]
[null,null,null,null,null,null,null,null,null,null,null,null,null,null,null,null,null,null,null,0]

{"sheet":"CommentarySelection","index":3,"n_rows":34,"n_cols":7,"rows_kept":34,"cut":false,"hidden":true,"merged":[]}
[]
[]
[]
[null,"CONNECTION POINT SELECTED:",null,null,null,null,{"$f":"DataSelection!V8","v":"VIC Keilor East (Powercor) 66 kV"}]
[]
[]
[null,null,null,null,null,null,"MAIN SECTORS"]
[null,null,null,4,{"$f":"$G$4&D8","v":"VIC Keilor East (Powercor) 66 kV4"},null,{"$f":"IF( INDEX(CommentaryInput!$D:$D,MATCH(E8,CommentaryInput!$S:$S,0)) =\"\",\"\", INDEX(CommentaryInput!$D:$D,MATCH(E8,CommentaryInput!$S:$S,0)))","v":"Mix of industrial, residential and commercial."}]
[null,null,null,{"$f":"D8+1","v":5},{"$f":"$G$4&D9","v":"VIC Keilor East (Powercor) 66 kV5"},null,{"$f":"IF( INDEX(CommentaryInput!$D:$D,MATCH(E9,CommentaryInput!$S:$S,0)) =\"\",\"\", INDEX(CommentaryInput!$D:$D,MATCH(E9,CommentaryInput!$S:$S,0)))","v":""}]
[null,null,null,{"$f":"D9+1","v":6},{"$f":"$G$4&D10","v":"VIC Keilor East (Powercor) 66 kV6"},null,{"$f":"IF( INDEX(CommentaryInput!$D:$D,MATCH(E10,CommentaryInput!$S:$S,0)) =\"\",\"\", INDEX(CommentaryInput!$D:$D,MATCH(E10,CommentaryInput!$S:$S,0)))","v":""}]
[null,null,null,7,{"$f":"$G$4&D11","v":"VIC Keilor East (Powercor) 66 kV7"},null,{"$f":"IF( INDEX(CommentaryInput!$D:$D,MATCH(E11,CommentaryInput!$S:$S,0)) =\"\",\"\", INDEX(CommentaryInput!$D:$D,MATCH(E11,CommentaryInput!$S:$S,0)))","v":""}]
[null,null,null,8,{"$f":"$G$4&D12","v":"VIC Keilor East (Powercor) 66 kV8"},null,{"$f":"IF( INDEX(CommentaryInput!$D:$D,MATCH(E12,CommentaryInput!$S:$S,0)) =\"\",\"\", INDEX(CommentaryInput!$D:$D,MATCH(E12,CommentaryInput!$S:$S,0)))","v":""}]
[null,null,null,9,".",null,"MEDIUM SCENARIO"]
[null,null,null,10,null,null,"Summer"]
[null,null,null,11,{"$f":"$G$4&D15","v":"VIC Keilor East (Powercor) 66 kV11"},null,{"$f":"IF( INDEX(CommentaryInput!$D:$D,MATCH(E15,CommentaryInput!$S:$S,0)) =\"\",\"\", INDEX(CommentaryInput!$D:$D,MATCH(E15,CommentaryInput!$S:$S,0)))","v":"Temperature corrected actuals have increased over the historical period."}]
[null,null,null,12,{"$f":"$G$4&D16","v":"VIC Keilor East (Powercor) 66 kV12"},null,{"$f":"IF( INDEX(CommentaryInput!$D:$D,MATCH(E16,CommentaryInput!$S:$S,0)) =\"\",\"\", INDEX(CommentaryInput!$D:$D,MATCH(E16,CommentaryInput!$S:$S,0)))","v":"Forecast demand is decreasing over the outlook period due to a load transfer."}]
[null,null,null,13,{"$f":"$G$4&D17","v":"VIC Keilor East (Powercor) 66 kV13"},null,{"$f":"IF( INDEX(CommentaryInput!$D:$D,MATCH(E17,CommentaryInput!$S:$S,0)) =\"\",\"\", INDEX(CommentaryInput!$D:$D,MATCH(E17,CommentaryInput!$S:$S,0)))","v":"The 10% POE offset for PV ranges from 5.5% to 13.9% between 2017 and 2026."}]
[null,null,null,14,{"$f":"$G$4&D18","v":"VIC Keilor East (Powercor) 66 kV14"},null,{"$f":"IF( INDEX(CommentaryInput!$D:$D,MATCH(E18,CommentaryInput!$S:$S,0)) =\"\",\"\", INDEX(CommentaryInput!$D:$D,MATCH(E18,CommentaryInput!$S:$S,0)))","v":""}]
[null,null,null,15,{"$f":"$G$4&D19","v":"VIC Keilor East (Powercor) 66 kV15"},null,{"$f":"IF( INDEX(CommentaryInput!$D:$D,MATCH(E19,CommentaryInput!$S:$S,0)) =\"\",\"\", INDEX(CommentaryInput!$D:$D,MATCH(E19,CommentaryInput!$S:$S,0)))","v":""}]
[null,null,null,16,null,null,"Winter"]
[null,null,null,17,{"$f":"$G$4&D21","v":"VIC Keilor East (Powercor) 66 kV17"},null,{"$f":"IF( INDEX(CommentaryInput!$D:$D,MATCH(E21,CommentaryInput!$S:$S,0)) =\"\",\"\", INDEX(CommentaryInput!$D:$D,MATCH(E21,CommentaryInput!$S:$S,0)))","v":"Temperature corrected actuals have increased over the historical period."}]
[null,null,null,18,{"$f":"$G$4&D22","v":"VIC Keilor East (Powercor) 66 kV18"},null,{"$f":"IF( INDEX(CommentaryInput!$D:$D,MATCH(E22,CommentaryInput!$S:$S,0)) =\"\",\"\", INDEX(CommentaryInput!$D:$D,MATCH(E22,CommentaryInput!$S:$S,0)))","v":"Forecast demand is decreasing over the outlook period due to a load transfer."}]
[null,null,null,19,{"$f":"$G$4&D23","v":"VIC Keilor East (Powercor) 66 kV19"},null,{"$f":"IF( INDEX(CommentaryInput!$D:$D,MATCH(E23,CommentaryInput!$S:$S,0)) =\"\",\"\", INDEX(CommentaryInput!$D:$D,MATCH(E23,CommentaryInput!$S:$S,0)))","v":"The 10% POE offset for PV ranges from 1.1% to 1.7% between 2016 and 2025."}]
[null,null,null,20,{"$f":"$G$4&D24","v":"VIC Keilor East (Powercor) 66 kV20"},null,{"$f":"IF( INDEX(CommentaryInput!$D:$D,MATCH(E24,CommentaryInput!$S:$S,0)) =\"\",\"\", INDEX(CommentaryInput!$D:$D,MATCH(E24,CommentaryInput!$S:$S,0)))","v":""}]
[null,null,null,21,{"$f":"$G$4&D25","v":"VIC Keilor East (Powercor) 66 kV21"},null,{"$f":"IF( INDEX(CommentaryInput!$D:$D,MATCH(E25,CommentaryInput!$S:$S,0)) =\"\",\"\", INDEX(CommentaryInput!$D:$D,MATCH(E25,CommentaryInput!$S:$S,0)))","v":""}]
[null,null,null,22,null,null,"Other"]
[null,null,null,23,{"$f":"$G$4&D27","v":"VIC Keilor East (Powercor) 66 kV23"},null,{"$f":"IF( INDEX(CommentaryInput!$D:$D,MATCH(E27,CommentaryInput!$S:$S,0)) =\"\",\"\", INDEX(CommentaryInput!$D:$D,MATCH(E27,CommentaryInput!$S:$S,0)))","v":"Supplies Sunshine."}]
[null,null,null,24,"VIC Keilor East (Powercor) 66 kV24",null,{"$f":"IF( INDEX(CommentaryInput!$D:$D,MATCH(E28,CommentaryInput!$S:$S,0)) =\"\",\"\", INDEX(CommentaryInput!$D:$D,MATCH(E28,CommentaryInput!$S:$S,0)))","v":"Load transfers to the new Deer Park occur in 2018."}]
[null,null,null,25,"VIC Keilor East (Powercor) 66 kV25",null,{"$f":"IF( INDEX(CommentaryInput!$D:$D,MATCH(E29,CommentaryInput!$S:$S,0)) =\"\",\"\", INDEX(CommentaryInput!$D:$D,MATCH(E29,CommentaryInput!$S:$S,0)))","v":"Demand is is weather sensitive in summer and winter."}]
[null,null,null,26,"VIC Keilor East (Powercor) 66 kV26",null,{"$f":"IF( INDEX(CommentaryInput!$D:$D,MATCH(E30,CommentaryInput!$S:$S,0)) =\"\",\"\", INDEX(CommentaryInput!$D:$D,MATCH(E30,CommentaryInput!$S:$S,0)))","v":"Diversity factors: Summer = 1; Winter = 1."}]
[null,null,null,27,"VIC Keilor East (Powercor) 66 kV27",null,{"$f":"IF( INDEX(CommentaryInput!$D:$D,MATCH(E31,CommentaryInput!$S:$S,0)) =\"\",\"\", INDEX(CommentaryInput!$D:$D,MATCH(E31,CommentaryInput!$S:$S,0)))","v":"Power factors: Summer = 0.95, lagging; Winter = 0.97, lagging."}]
[null,null,null,28,"VIC Keilor East (Powercor) 66 kV28",null,{"$f":"IF( INDEX(CommentaryInput!$D:$D,MATCH(E32,CommentaryInput!$S:$S,0)) =\"\",\"\", INDEX(CommentaryInput!$D:$D,MATCH(E32,CommentaryInput!$S:$S,0)))","v":""}]
[null,null,null,29,"VIC Keilor East (Powercor) 66 kV29",null,{"$f":"IF( INDEX(CommentaryInput!$D:$D,MATCH(E33,CommentaryInput!$S:$S,0)) =\"\",\"\", INDEX(CommentaryInput!$D:$D,MATCH(E33,CommentaryInput!$S:$S,0)))","v":""}]
[null,null,null,30,"VIC Keilor East (Powercor) 66 kV30",null,{"$f":"IF( INDEX(CommentaryInput!$D:$D,MATCH(E34,CommentaryInput!$S:$S,0)) =\"\",\"\", INDEX(CommentaryInput!$D:$D,MATCH(E34,CommentaryInput!$S:$S,0)))","v":""}]

{"sheet":"DataInput","index":4,"n_rows":14895,"n_cols":12,"rows_kept":4500,"cut":true,"hidden":true,"merged":[],"bounds":{"rows_first":2000,"rows_last":500,"rows_between":2000,"halvings":0}}
[]
[null,"Last date updated",null,"2015-06-18"]
[]
[null,"Region","cpID","Name","DB/DNSP","Season","reconciled","Year","Percentile","MW","divFactor"]
[]
[]
[]
[]
[]
[]
[null,"VIC","APD","Alcoa Portland 500 kV","Direct Connect","Summer","Non-Coincident",2017,"POE10","NA","NA"]
[null,"VIC","APD","Alcoa Portland 500 kV","Direct Connect","Summer","Non-Coincident",2018,"POE10","NA","NA"]
[null,"VIC","APD","Alcoa Portland 500 kV","Direct Connect","Summer","Non-Coincident",2019,"POE10","NA","NA"]
[null,"VIC","APD","Alcoa Portland 500 kV","Direct Connect","Summer","Non-Coincident",2020,"POE10","NA","NA"]
[null,"VIC","APD","Alcoa Portland 500 kV","Direct Connect","Summer","Non-Coincident",2021,"POE10","NA","NA"]
[null,"VIC","APD","Alcoa Portland 500 kV","Direct Connect","Summer","Non-Coincident",2022,"POE10","NA","NA"]
[null,"VIC","APD","Alcoa Portland 500 kV","Direct Connect","Summer","Non-Coincident",2023,"POE10","NA","NA"]
[null,"VIC","APD","Alcoa Portland 500 kV","Direct Connect","Summer","Non-Coincident",2024,"POE10","NA","NA"]
[null,"VIC","APD","Alcoa Portland 500 kV","Direct Connect","Summer","Non-Coincident",2025,"POE10","NA","NA"]
[null,"VIC","APD","Alcoa Portland 500 kV","Direct Connect","Summer","Non-Coincident",2026,"POE10","NA","NA"]
[null,"VIC","APD","Alcoa Portland 500 kV","Direct Connect","Summer","Non-Coincident",2017,"POE50","NA","NA"]
[null,"VIC","APD","Alcoa Portland 500 kV","Direct Connect","Summer","Non-Coincident",2018,"POE50","NA","NA"]
[null,"VIC","APD","Alcoa Portland 500 kV","Direct Connect","Summer","Non-Coincident",2019,"POE50","NA","NA"]
[null,"VIC","APD","Alcoa Portland 500 kV","Direct Connect","Summer","Non-Coincident",2020,"POE50","NA","NA"]
[null,"VIC","APD","Alcoa Portland 500 kV","Direct Connect","Summer","Non-Coincident",2021,"POE50","NA","NA"]
[null,"VIC","APD","Alcoa Portland 500 kV","Direct Connect","Summer","Non-Coincident",2022,"POE50","NA","NA"]
[null,"VIC","APD","Alcoa Portland 500 kV","Direct Connect","Summer","Non-Coincident",2023,"POE50","NA","NA"]
[null,"VIC","APD","Alcoa Portland 500 kV","Direct Connect","Summer","Non-Coincident",2024,"POE50","NA","NA"]
[null,"VIC","APD","Alcoa Portland 500 kV","Direct Connect","Summer","Non-Coincident",2025,"POE50","NA","NA"]
[null,"VIC","APD","Alcoa Portland 500 kV","Direct Connect","Summer","Non-Coincident",2026,"POE50","NA","NA"]
[null,"VIC","APD","Alcoa Portland 500 kV","Direct Connect","Winter","Non-Coincident",2016,"POE10","NA","NA"]
[null,"VIC","APD","Alcoa Portland 500 kV","Direct Connect","Winter","Non-Coincident",2017,"POE10","NA","NA"]
[null,"VIC","APD","Alcoa Portland 500 kV","Direct Connect","Winter","Non-Coincident",2018,"POE10","NA","NA"]
[null,"VIC","APD","Alcoa Portland 500 kV","Direct Connect","Winter","Non-Coincident",2019,"POE10","NA","NA"]
[null,"VIC","APD","Alcoa Portland 500 kV","Direct Connect","Winter","Non-Coincident",2020,"POE10","NA","NA"]
[null,"VIC","APD","Alcoa Portland 500 kV","Direct Connect","Winter","Non-Coincident",2021,"POE10","NA","NA"]
[null,"VIC","APD","Alcoa Portland 500 kV","Direct Connect","Winter","Non-Coincident",2022,"POE10","NA","NA"]
[null,"VIC","APD","Alcoa Portland 500 kV","Direct Connect","Winter","Non-Coincident",2023,"POE10","NA","NA"]
[null,"VIC","APD","Alcoa Portland 500 kV","Direct Connect","Winter","Non-Coincident",2024,"POE10","NA","NA"]
[null,"VIC","APD","Alcoa Portland 500 kV","Direct Connect","Winter","Non-Coincident",2025,"POE10","NA","NA"]
[null,"VIC","APD","Alcoa Portland 500 kV","Direct Connect","Winter","Non-Coincident",2016,"POE50","NA","NA"]
[null,"VIC","APD","Alcoa Portland 500 kV","Direct Connect","Winter","Non-Coincident",2017,"POE50","NA","NA"]
[null,"VIC","APD","Alcoa Portland 500 kV","Direct Connect","Winter","Non-Coincident",2018,"POE50","NA","NA"]
[null,"VIC","APD","Alcoa Portland 500 kV","Direct Connect","Winter","Non-Coincident",2019,"POE50","NA","NA"]
[null,"VIC","APD","Alcoa Portland 500 kV","Direct Connect","Winter","Non-Coincident",2020,"POE50","NA","NA"]
[null,"VIC","APD","Alcoa Portland 500 kV","Direct Connect","Winter","Non-Coincident",2021,"POE50","NA","NA"]
[null,"VIC","APD","Alcoa Portland 500 kV","Direct Connect","Winter","Non-Coincident",2022,"POE50","NA","NA"]
[null,"VIC","APD","Alcoa Portland 500 kV","Direct Connect","Winter","Non-Coincident",2023,"POE50","NA","NA"]
[null,"VIC","APD","Alcoa Portland 500 kV","Direct Connect","Winter","Non-Coincident",2024,"POE50","NA","NA"]
[null,"VIC","APD","Alcoa Portland 500 kV","Direct Connect","Winter","Non-Coincident",2025,"POE50","NA","NA"]
[null,"VIC","ATSBJ","Altona-Brooklyn (Jemena) 66 kV","Jemena","Summer","Non-Coincident",2017,"POE10",123.62345023180799,1]
[null,"VIC","ATSBJ","Altona-Brooklyn (Jemena) 66 kV","Jemena","Summer","Non-Coincident",2018,"POE10",119.122733244857,0.99454176490449697]
[null,"VIC","ATSBJ","Altona-Brooklyn (Jemena) 66 kV","Jemena","Summer","Non-Coincident",2019,"POE10",116.122370571188,1]
[null,"VIC","ATSBJ","Altona-Brooklyn (Jemena) 66 kV","Jemena","Summer","Non-Coincident",2020,"POE10",113.201419443796,1]
[null,"VIC","ATSBJ","Altona-Brooklyn (Jemena) 66 kV","Jemena","Summer","Non-Coincident",2021,"POE10",111.52204565102301,1]
[null,"VIC","ATSBJ","Altona-Brooklyn (Jemena) 66 kV","Jemena","Summer","Non-Coincident",2022,"POE10",108.428846435719,1]
[null,"VIC","ATSBJ","Altona-Brooklyn (Jemena) 66 kV","Jemena","Summer","Non-Coincident",2023,"POE10",105.959233251353,1]
[null,"VIC","ATSBJ","Altona-Brooklyn (Jemena) 66 kV","Jemena","Summer","Non-Coincident",2024,"POE10",103.76772112047099,1]
[null,"VIC","ATSBJ","Altona-Brooklyn (Jemena) 66 kV","Jemena","Summer","Non-Coincident",2025,"POE10",101.048618748699,1]
[null,"VIC","ATSBJ","Altona-Brooklyn (Jemena) 66 kV","Jemena","Summer","Non-Coincident",2026,"POE10",98.965986844664897,1]
[null,"VIC","ATSBJ","Altona-Brooklyn (Jemena) 66 kV","Jemena","Summer","Non-Coincident",2017,"POE50",114.521758585234,1]
[null,"VIC","ATSBJ","Altona-Brooklyn (Jemena) 66 kV","Jemena","Summer","Non-Coincident",2018,"POE50",111.094776421861,1]
[null,"VIC","ATSBJ","Altona-Brooklyn (Jemena) 66 kV","Jemena","Summer","Non-Coincident",2019,"POE50",108.549392287432,1]
[null,"VIC","ATSBJ","Altona-Brooklyn (Jemena) 66 kV","Jemena","Summer","Non-Coincident",2020,"POE50",105.25400557432,1]
[null,"VIC","ATSBJ","Altona-Brooklyn (Jemena) 66 kV","Jemena","Summer","Non-Coincident",2021,"POE50",104.29232312185999,1]
[null,"VIC","ATSBJ","Altona-Brooklyn (Jemena) 66 kV","Jemena","Summer","Non-Coincident",2022,"POE50",100.541990825062,1]
[null,"VIC","ATSBJ","Altona-Brooklyn (Jemena) 66 kV","Jemena","Summer","Non-Coincident",2023,"POE50",98.892216292962203,1]
[null,"VIC","ATSBJ","Altona-Brooklyn (Jemena) 66 kV","Jemena","Summer","Non-Coincident",2024,"POE50",97.049163770673204,1]
[null,"VIC","ATSBJ","Altona-Brooklyn (Jemena) 66 kV","Jemena","Summer","Non-Coincident",2025,"POE50",93.947815901950705,1]
[null,"VIC","ATSBJ","Altona-Brooklyn (Jemena) 66 kV","Jemena","Summer","Non-Coincident",2026,"POE50",91.870842857059102,1]
[null,"VIC","ATSBJ","Altona-Brooklyn (Jemena) 66 kV","Jemena","Winter","Non-Coincident",2016,"POE10",107.658931824927,1]
[null,"VIC","ATSBJ","Altona-Brooklyn (Jemena) 66 kV","Jemena","Winter","Non-Coincident",2017,"POE10",106.757422289574,1]
[null,"VIC","ATSBJ","Altona-Brooklyn (Jemena) 66 kV","Jemena","Winter","Non-Coincident",2018,"POE10",104.678523904123,1]
[null,"VIC","ATSBJ","Altona-Brooklyn (Jemena) 66 kV","Jemena","Winter","Non-Coincident",2019,"POE10",103.437834673499,1]
[null,"VIC","ATSBJ","Altona-Brooklyn (Jemena) 66 kV","Jemena","Winter","Non-Coincident",2020,"POE10",102.419713650544,1]
[null,"VIC","ATSBJ","Altona-Brooklyn (Jemena) 66 kV","Jemena","Winter","Non-Coincident",2021,"POE10",101.154807460572,1]
[null,"VIC","ATSBJ","Altona-Brooklyn (Jemena) 66 kV","Jemena","Winter","Non-Coincident",2022,"POE10",100.07585520172201,1]
[null,"VIC","ATSBJ","Altona-Brooklyn (Jemena) 66 kV","Jemena","Winter","Non-Coincident",2023,"POE10",99.386182107528697,1]
[null,"VIC","ATSBJ","Altona-Brooklyn (Jemena) 66 kV","Jemena","Winter","Non-Coincident",2024,"POE10",98.167042989116098,1]
[null,"VIC","ATSBJ","Altona-Brooklyn (Jemena) 66 kV","Jemena","Winter","Non-Coincident",2025,"POE10",96.838208205342596,1]
[null,"VIC","ATSBJ","Altona-Brooklyn (Jemena) 66 kV","Jemena","Winter","Non-Coincident",2016,"POE50",105.82468237659801,1]
[null,"VIC","ATSBJ","Altona-Brooklyn (Jemena) 66 kV","Jemena","Winter","Non-Coincident",2017,"POE50",104.830686614122,1]
[null,"VIC","ATSBJ","Altona-Brooklyn (Jemena) 66 kV","Jemena","Winter","Non-Coincident",2018,"POE50",102.638218297685,1]
[null,"VIC","ATSBJ","Altona-Brooklyn (Jemena) 66 kV","Jemena","Winter","Non-Coincident",2019,"POE50",101.18819423541601,1]
[null,"VIC","ATSBJ","Altona-Brooklyn (Jemena) 66 kV","Jemena","Winter","Non-Coincident",2020,"POE50",100.03351015657699,1]
[null,"VIC","ATSBJ","Altona-Brooklyn (Jemena) 66 kV","Jemena","Winter","Non-Coincident",2021,"POE50",98.776832798142294,1]
[null,"VIC","ATSBJ","Altona-Brooklyn (Jemena) 66 kV","Jemena","Winter","Non-Coincident",2022,"POE50",97.610738623161296,1]
[null,"VIC","ATSBJ","Altona-Brooklyn (Jemena) 66 kV","Jemena","Winter","Non-Coincident",2023,"POE50",96.8515460916054,1]
[null,"VIC","ATSBJ","Altona-Brooklyn (Jemena) 66 kV","Jemena","Winter","Non-Coincident",2024,"POE50",95.590203697248597,1]
[null,"VIC","ATSBJ","Altona-Brooklyn (Jemena) 66 kV","Jemena","Winter","Non-Coincident",2025,"POE50",94.333288171128501,1]
[null,"VIC","ATSBP","Altona-Brooklyn (Powercor) 66 kV","Powercor","Summer","Non-Coincident",2017,"POE10",194.89158996970801,0.97114278480828098]
[null,"VIC","ATSBP","Altona-Brooklyn (Powercor) 66 kV","Powercor","Summer","Non-Coincident",2018,"POE10",173.60184293136601,0.95471691967372896]
[null,"VIC","ATSBP","Altona-Brooklyn (Powercor) 66 kV","Powercor","Summer","Non-Coincident",2019,"POE10",177.89334280393501,0.96032645107219206]
[null,"VIC","ATSBP","Altona-Brooklyn (Powercor) 66 kV","Powercor","Summer","Non-Coincident",2020,"POE10",181.24543165664701,0.96526286577547804]
[null,"VIC","ATSBP","Altona-Brooklyn (Powercor) 66 kV","Powercor","Summer","Non-Coincident",2021,"POE10",185.947786007818,0.97267543319949801]
[null,"VIC","ATSBP","Altona-Brooklyn (Powercor) 66 kV","Powercor","Summer","Non-Coincident",2022,"POE10",189.486091159838,0.97277770138366204]
[null,"VIC","ATSBP","Altona-Brooklyn (Powercor) 66 kV","Powercor","Summer","Non-Coincident",2023,"POE10",193.83818526676399,0.97294368183858804]
[null,"VIC","ATSBP","Altona-Brooklyn (Powercor) 66 kV","Powercor","Summer","Non-Coincident",2024,"POE10",198.49569820875101,0.97303233566025504]
[null,"VIC","ATSBP","Altona-Brooklyn (Powercor) 66 kV","Powercor","Summer","Non-Coincident",2025,"POE10",201.86439959483499,0.97312584806449698]
[null,"VIC","ATSBP","Altona-Brooklyn (Powercor) 66 kV","Powercor","Summer","Non-Coincident",2026,"POE10",206.20668833037399,0.97321931506681403]
[null,"VIC","ATSBP","Altona-Brooklyn (Powercor) 66 kV","Powercor","Summer","Non-Coincident",2017,"POE50",184.36488088670001,0.96873330484211395]
[null,"VIC","ATSBP","Altona-Brooklyn (Powercor) 66 kV","Powercor","Summer","Non-Coincident",2018,"POE50",164.07691998280501,0.96278290556610802]
[null,"VIC","ATSBP","Altona-Brooklyn (Powercor) 66 kV","Powercor","Summer","Non-Coincident",2019,"POE50",168.712771352479,0.96448814666348504]
[null,"VIC","ATSBP","Altona-Brooklyn (Powercor) 66 kV","Powercor","Summer","Non-Coincident",2020,"POE50",172.086976626005,0.96539755495408297]
[null,"VIC","ATSBP","Altona-Brooklyn (Powercor) 66 kV","Powercor","Summer","Non-Coincident",2021,"POE50",178.40024301315401,0.97034120438985505]
[null,"VIC","ATSBP","Altona-Brooklyn (Powercor) 66 kV","Powercor","Summer","Non-Coincident",2022,"POE50",180.59689260182299,0.97045646483820103]
[null,"VIC","ATSBP","Altona-Brooklyn (Powercor) 66 kV","Powercor","Summer","Non-Coincident",2023,"POE50",186.256003779525,0.97064673744669605]
[null,"VIC","ATSBP","Altona-Brooklyn (Powercor) 66 kV","Powercor","Summer","Non-Coincident",2024,"POE50",191.403541044706,0.97075500830485995]
[null,"VIC","ATSBP","Altona-Brooklyn (Powercor) 66 kV","Powercor","Summer","Non-Coincident",2025,"POE50",193.73421534045701,0.97086103676260405]
[null,"VIC","ATSBP","Altona-Brooklyn (Powercor) 66 kV","Powercor","Summer","Non-Coincident",2026,"POE50",197.786848674092,0.97097142666545999]
[null,"VIC","ATSBP","Altona-Brooklyn (Powercor) 66 kV","Powercor","Winter","Non-Coincident",2016,"POE10",180.503732360138,0.90828075264740404]
[null,"VIC","ATSBP","Altona-Brooklyn (Powercor) 66 kV","Powercor","Winter","Non-Coincident",2017,"POE10",184.54028593540099,0.91749925427652201]
[null,"VIC","ATSBP","Altona-Brooklyn (Powercor) 66 kV","Powercor","Winter","Non-Coincident",2018,"POE10",163.44575249407399,0.91549661610917199]
[null,"VIC","ATSBP","Altona-Brooklyn (Powercor) 66 kV","Powercor","Winter","Non-Coincident",2019,"POE10",168.41290359221901,0.91436028175941997]
[null,"VIC","ATSBP","Altona-Brooklyn (Powercor) 66 kV","Powercor","Winter","Non-Coincident",2020,"POE10",174.33967108223101,0.90996715696196595]
[null,"VIC","ATSBP","Altona-Brooklyn (Powercor) 66 kV","Powercor","Winter","Non-Coincident",2021,"POE10",178.95181091977801,0.91003410061696399]
[null,"VIC","ATSBP","Altona-Brooklyn (Powercor) 66 kV","Powercor","Winter","Non-Coincident",2022,"POE10",183.793948537262,0.91009587518521695]
[null,"VIC","ATSBP","Altona-Brooklyn (Powercor) 66 kV","Powercor","Winter","Non-Coincident",2023,"POE10",189.237643825411,0.91030081848836097]
[null,"VIC","ATSBP","Altona-Brooklyn (Powercor) 66 kV","Powercor","Winter","Non-Coincident",2024,"POE10",193.590108490993,0.91034907127392395]
[null,"VIC","ATSBP","Altona-Brooklyn (Powercor) 66 kV","Powercor","Winter","Non-Coincident",2025,"POE10",197.54319799020001,0.91039245668178503]
[null,"VIC","ATSBP","Altona-Brooklyn (Powercor) 66 kV","Powercor","Winter","Non-Coincident",2016,"POE50",174.085062936154,0.91303338478391305]
[null,"VIC","ATSBP","Altona-Brooklyn (Powercor) 66 kV","Powercor","Winter","Non-Coincident",2017,"POE50",178.13080753295301,0.92174434483550705]
[null,"VIC","ATSBP","Altona-Brooklyn (Powercor) 66 kV","Powercor","Winter","Non-Coincident",2018,"POE50",157.31696858443999,0.919325700651067]
[null,"VIC","ATSBP","Altona-Brooklyn (Powercor) 66 kV","Powercor","Winter","Non-Coincident",2019,"POE50",161.94463734944699,0.91815137511466705]
[null,"VIC","ATSBP","Altona-Brooklyn (Powercor) 66 kV","Powercor","Winter","Non-Coincident",2020,"POE50",167.426369392456,0.91463130325898601]
[null,"VIC","ATSBP","Altona-Brooklyn (Powercor) 66 kV","Powercor","Winter","Non-Coincident",2021,"POE50",172.029891011346,0.91467408753377699]
[null,"VIC","ATSBP","Altona-Brooklyn (Powercor) 66 kV","Powercor","Winter","Non-Coincident",2022,"POE50",176.687601228478,0.91471149484102798]
[null,"VIC","ATSBP","Altona-Brooklyn (Powercor) 66 kV","Powercor","Winter","Non-Coincident",2023,"POE50",181.95963437563299,0.91489470048691601]
[null,"VIC","ATSBP","Altona-Brooklyn (Powercor) 66 kV","Powercor","Winter","Non-Coincident",2024,"POE50",186.19736217668199,0.91491825088118495]
[null,"VIC","ATSBP","Altona-Brooklyn (Powercor) 66 kV","Powercor","Winter","Non-Coincident",2025,"POE50",190.262383936763,0.91493721516345095]
[null,"VIC","ATSWAL","Air Liquid","Direct Connect","Summer","Non-Coincident",2017,"POE10","NA","NA"]
[null,"VIC","ATSWAL","Air Liquid","Direct Connect","Summer","Non-Coincident",2018,"POE10","NA","NA"]
[null,"VIC","ATSWAL","Air Liquid","Direct Connect","Summer","Non-Coincident",2019,"POE10","NA","NA"]
[null,"VIC","ATSWAL","Air Liquid","Direct Connect","Summer","Non-Coincident",2020,"POE10","NA","NA"]
[null,"VIC","ATSWAL","Air Liquid","Direct Connect","Summer","Non-Coincident",2021,"POE10","NA","NA"]
[null,"VIC","ATSWAL","Air Liquid","Direct Connect","Summer","Non-Coincident",2022,"POE10","NA","NA"]
[null,"VIC","ATSWAL","Air Liquid","Direct Connect","Summer","Non-Coincident",2023,"POE10","NA","NA"]
[null,"VIC","ATSWAL","Air Liquid","Direct Connect","Summer","Non-Coincident",2024,"POE10","NA","NA"]
[null,"VIC","ATSWAL","Air Liquid","Direct Connect","Summer","Non-Coincident",2025,"POE10","NA","NA"]
[null,"VIC","ATSWAL","Air Liquid","Direct Connect","Summer","Non-Coincident",2026,"POE10","NA","NA"]
[null,"VIC","ATSWAL","Air Liquid","Direct Connect","Summer","Non-Coincident",2017,"POE50","NA","NA"]
[null,"VIC","ATSWAL","Air Liquid","Direct Connect","Summer","Non-Coincident",2018,"POE50","NA","NA"]
[null,"VIC","ATSWAL","Air Liquid","Direct Connect","Summer","Non-Coincident",2019,"POE50","NA","NA"]
[null,"VIC","ATSWAL","Air Liquid","Direct Connect","Summer","Non-Coincident",2020,"POE50","NA","NA"]
[null,"VIC","ATSWAL","Air Liquid","Direct Connect","Summer","Non-Coincident",2021,"POE50","NA","NA"]
[null,"VIC","ATSWAL","Air Liquid","Direct Connect","Summer","Non-Coincident",2022,"POE50","NA","NA"]
[null,"VIC","ATSWAL","Air Liquid","Direct Connect","Summer","Non-Coincident",2023,"POE50","NA","NA"]
[null,"VIC","ATSWAL","Air Liquid","Direct Connect","Summer","Non-Coincident",2024,"POE50","NA","NA"]
[null,"VIC","ATSWAL","Air Liquid","Direct Connect","Summer","Non-Coincident",2025,"POE50","NA","NA"]
[null,"VIC","ATSWAL","Air Liquid","Direct Connect","Summer","Non-Coincident",2026,"POE50","NA","NA"]
[null,"VIC","ATSWAL","Air Liquid","Direct Connect","Winter","Non-Coincident",2016,"POE10","NA","NA"]
[null,"VIC","ATSWAL","Air Liquid","Direct Connect","Winter","Non-Coincident",2017,"POE10","NA","NA"]
[null,"VIC","ATSWAL","Air Liquid","Direct Connect","Winter","Non-Coincident",2018,"POE10","NA","NA"]
[null,"VIC","ATSWAL","Air Liquid","Direct Connect","Winter","Non-Coincident",2019,"POE10","NA","NA"]
[null,"VIC","ATSWAL","Air Liquid","Direct Connect","Winter","Non-Coincident",2020,"POE10","NA","NA"]
[null,"VIC","ATSWAL","Air Liquid","Direct Connect","Winter","Non-Coincident",2021,"POE10","NA","NA"]
[null,"VIC","ATSWAL","Air Liquid","Direct Connect","Winter","Non-Coincident",2022,"POE10","NA","NA"]
[null,"VIC","ATSWAL","Air Liquid","Direct Connect","Winter","Non-Coincident",2023,"POE10","NA","NA"]
[null,"VIC","ATSWAL","Air Liquid","Direct Connect","Winter","Non-Coincident",2024,"POE10","NA","NA"]
[null,"VIC","ATSWAL","Air Liquid","Direct Connect","Winter","Non-Coincident",2025,"POE10","NA","NA"]
[null,"VIC","ATSWAL","Air Liquid","Direct Connect","Winter","Non-Coincident",2016,"POE50","NA","NA"]
[null,"VIC","ATSWAL","Air Liquid","Direct Connect","Winter","Non-Coincident",2017,"POE50","NA","NA"]
[null,"VIC","ATSWAL","Air Liquid","Direct Connect","Winter","Non-Coincident",2018,"POE50","NA","NA"]
[null,"VIC","ATSWAL","Air Liquid","Direct Connect","Winter","Non-Coincident",2019,"POE50","NA","NA"]
[null,"VIC","ATSWAL","Air Liquid","Direct Connect","Winter","Non-Coincident",2020,"POE50","NA","NA"]
[null,"VIC","ATSWAL","Air Liquid","Direct Connect","Winter","Non-Coincident",2021,"POE50","NA","NA"]
[null,"VIC","ATSWAL","Air Liquid","Direct Connect","Winter","Non-Coincident",2022,"POE50","NA","NA"]
[null,"VIC","ATSWAL","Air Liquid","Direct Connect","Winter","Non-Coincident",2023,"POE50","NA","NA"]
[null,"VIC","ATSWAL","Air Liquid","Direct Connect","Winter","Non-Coincident",2024,"POE50","NA","NA"]
[null,"VIC","ATSWAL","Air Liquid","Direct Connect","Winter","Non-Coincident",2025,"POE50","NA","NA"]
[null,"VIC","ATSWP","Altona West (Powercor) 66 kV","Powercor","Summer","Non-Coincident",2017,"POE10",231.35592336999801,1]
[null,"VIC","ATSWP","Altona West (Powercor) 66 kV","Powercor","Summer","Non-Coincident",2018,"POE10",209.280451315129,0.99335149740484696]
[null,"VIC","ATSWP","Altona West (Powercor) 66 kV","Powercor","Summer","Non-Coincident",2019,"POE10",213.31591584301401,0.99918802999327905]
[null,"VIC","ATSWP","Altona West (Powercor) 66 kV","Powercor","Summer","Non-Coincident",2020,"POE10",217.100963279799,1]
[null,"VIC","ATSWP","Altona West (Powercor) 66 kV","Powercor","Summer","Non-Coincident",2021,"POE10",223.217448496191,1]
[null,"VIC","ATSWP","Altona West (Powercor) 66 kV","Powercor","Summer","Non-Coincident",2022,"POE10",226.262784956237,1]
[null,"VIC","ATSWP","Altona West (Powercor) 66 kV","Powercor","Summer","Non-Coincident",2023,"POE10",230.27909532795701,1]
[null,"VIC","ATSWP","Altona West (Powercor) 66 kV","Powercor","Summer","Non-Coincident",2024,"POE10",234.93549884051399,1]
[null,"VIC","ATSWP","Altona West (Powercor) 66 kV","Powercor","Summer","Non-Coincident",2025,"POE10",239.059699390925,1]
[null,"VIC","ATSWP","Altona West (Powercor) 66 kV","Powercor","Summer","Non-Coincident",2026,"POE10",244.33444657342301,1]
[null,"VIC","ATSWP","Altona West (Powercor) 66 kV","Powercor","Summer","Non-Coincident",2017,"POE50",204.60288144024901,1]
[null,"VIC","ATSWP","Altona West (Powercor) 66 kV","Powercor","Summer","Non-Coincident",2018,"POE50",186.141328268666,1]
[null,"VIC","ATSWP","Altona West (Powercor) 66 kV","Powercor","Summer","Non-Coincident",2019,"POE50",190.264393299868,1]
[null,"VIC","ATSWP","Altona West (Powercor) 66 kV","Powercor","Summer","Non-Coincident",2020,"POE50",192.751503100912,1]
[null,"VIC","ATSWP","Altona West (Powercor) 66 kV","Powercor","Summer","Non-Coincident",2021,"POE50",199.28290788270101,1]
[null,"VIC","ATSWP","Altona West (Powercor) 66 kV","Powercor","Summer","Non-Coincident",2022,"POE50",200.21708266841199,1]
[null,"VIC","ATSWP","Altona West (Powercor) 66 kV","Powercor","Summer","Non-Coincident",2023,"POE50",206.07369954923701,1]
[null,"VIC","ATSWP","Altona West (Powercor) 66 kV","Powercor","Summer","Non-Coincident",2024,"POE50",211.63554789552501,1]
[null,"VIC","ATSWP","Altona West (Powercor) 66 kV","Powercor","Summer","Non-Coincident",2025,"POE50",214.083777015518,1]
[null,"VIC","ATSWP","Altona West (Powercor) 66 kV","Powercor","Summer","Non-Coincident",2026,"POE50",218.43705110985999,1]
[null,"VIC","ATSWP","Altona West (Powercor) 66 kV","Powercor","Winter","Non-Coincident",2016,"POE10",170.01278030495999,1]
[null,"VIC","ATSWP","Altona West (Powercor) 66 kV","Powercor","Winter","Non-Coincident",2017,"POE10",177.09335870896501,1]
[null,"VIC","ATSWP","Altona West (Powercor) 66 kV","Powercor","Winter","Non-Coincident",2018,"POE10",163.17362119248099,1]
[null,"VIC","ATSWP","Altona West (Powercor) 66 kV","Powercor","Winter","Non-Coincident",2019,"POE10",168.99664119955199,1]
[null,"VIC","ATSWP","Altona West (Powercor) 66 kV","Powercor","Winter","Non-Coincident",2020,"POE10",175.16846199600201,1]
[null,"VIC","ATSWP","Altona West (Powercor) 66 kV","Powercor","Winter","Non-Coincident",2021,"POE10",180.869321498994,1]
[null,"VIC","ATSWP","Altona West (Powercor) 66 kV","Powercor","Winter","Non-Coincident",2022,"POE10",186.81892735650499,1]
[null,"VIC","ATSWP","Altona West (Powercor) 66 kV","Powercor","Winter","Non-Coincident",2023,"POE10",193.431515665788,1]
[null,"VIC","ATSWP","Altona West (Powercor) 66 kV","Powercor","Winter","Non-Coincident",2024,"POE10",198.91370198466299,1]
[null,"VIC","ATSWP","Altona West (Powercor) 66 kV","Powercor","Winter","Non-Coincident",2025,"POE10",203.99176949531599,1]
[null,"VIC","ATSWP","Altona West (Powercor) 66 kV","Powercor","Winter","Non-Coincident",2016,"POE50",166.85011900233201,1]
[null,"VIC","ATSWP","Altona West (Powercor) 66 kV","Powercor","Winter","Non-Coincident",2017,"POE50",173.70330206505099,1]
[null,"VIC","ATSWP","Altona West (Powercor) 66 kV","Powercor","Winter","Non-Coincident",2018,"POE50",159.88732839231301,1]
[null,"VIC","ATSWP","Altona West (Powercor) 66 kV","Powercor","Winter","Non-Coincident",2019,"POE50",165.282511136914,1]
[null,"VIC","ATSWP","Altona West (Powercor) 66 kV","Powercor","Winter","Non-Coincident",2020,"POE50",171.115819912354,1]
[null,"VIC","ATSWP","Altona West (Powercor) 66 kV","Powercor","Winter","Non-Coincident",2021,"POE50",176.71232470534301,1]
[null,"VIC","ATSWP","Altona West (Powercor) 66 kV","Powercor","Winter","Non-Coincident",2022,"POE50",182.37700388715101,1]
[null,"VIC","ATSWP","Altona West (Powercor) 66 kV","Powercor","Winter","Non-Coincident",2023,"POE50",188.72192998432601,1]
[null,"VIC","ATSWP","Altona West (Powercor) 66 kV","Powercor","Winter","Non-Coincident",2024,"POE50",193.975303066165,1]
[null,"VIC","ATSWP","Altona West (Powercor) 66 kV","Powercor","Winter","Non-Coincident",2025,"POE50",199.05342640969599,1]
[null,"VIC","BATS66","Ballarat (Powercor) 66 kV","Powercor","Summer","Non-Coincident",2017,"POE10",177.785008962094,0.97075605929980302]
[null,"VIC","BATS66","Ballarat (Powercor) 66 kV","Powercor","Summer","Non-Coincident",2018,"POE10",177.175089348217,0.95433673522300799]
[null,"VIC","BATS66","Ballarat (Powercor) 66 kV","Powercor","Summer","Non-Coincident",2019,"POE10",176.45630998888799,0.95994403281104101]
[null,"VIC","BATS66","Ballarat (Powercor) 66 kV","Powercor","Summer","Non-Coincident",2020,"POE10",174.92246179191699,0.96487848175036695]
[null,"VIC","BATS66","Ballarat (Powercor) 66 kV","Powercor","Summer","Non-Coincident",2021,"POE10",174.55191184008001,0.97228809736446697]
[null,"VIC","BATS66","Ballarat (Powercor) 66 kV","Powercor","Summer","Non-Coincident",2022,"POE10",172.934713578687,0.97239032482370802]
[null,"VIC","BATS66","Ballarat (Powercor) 66 kV","Powercor","Summer","Non-Coincident",2023,"POE10",171.90919970409601,0.97255623918240497]
[null,"VIC","BATS66","Ballarat (Powercor) 66 kV","Powercor","Summer","Non-Coincident",2024,"POE10",170.97127036893201,0.97264485770061804]
[null,"VIC","BATS66","Ballarat (Powercor) 66 kV","Powercor","Summer","Non-Coincident",2025,"POE10",168.77119131345401,0.97273833286663702]
[null,"VIC","BATS66","Ballarat (Powercor) 66 kV","Powercor","Summer","Non-Coincident",2026,"POE10",167.26331521181399,0.97283176264880999]
[null,"VIC","BATS66","Ballarat (Powercor) 66 kV","Powercor","Summer","Non-Coincident",2017,"POE50",160.25759097145499,0.96834753882937497]
[null,"VIC","BATS66","Ballarat (Powercor) 66 kV","Powercor","Summer","Non-Coincident",2018,"POE50",160.25413109086,0.96239950910316396]
[null,"VIC","BATS66","Ballarat (Powercor) 66 kV","Powercor","Summer","Non-Coincident",2019,"POE50",160.25357089849101,0.96410407114464902]
[null,"VIC","BATS66","Ballarat (Powercor) 66 kV","Powercor","Summer","Non-Coincident",2020,"POE50",158.938936094014,0.96501311729345896]
[null,"VIC","BATS66","Ballarat (Powercor) 66 kV","Powercor","Summer","Non-Coincident",2021,"POE50",160.153897562298,0.96995479808427798]
[null,"VIC","BATS66","Ballarat (Powercor) 66 kV","Powercor","Summer","Non-Coincident",2022,"POE50",157.510427582185,0.97007001263396198]
[null,"VIC","BATS66","Ballarat (Powercor) 66 kV","Powercor","Summer","Non-Coincident",2023,"POE50",157.73461737769699,0.97026020947268099]
[null,"VIC","BATS66","Ballarat (Powercor) 66 kV","Powercor","Summer","Non-Coincident",2024,"POE50",157.29491522781601,0.97036843721555499]
[null,"VIC","BATS66","Ballarat (Powercor) 66 kV","Powercor","Summer","Non-Coincident",2025,"POE50",154.493447000739,0.97047442345097101]
[null,"VIC","BATS66","Ballarat (Powercor) 66 kV","Powercor","Summer","Non-Coincident",2026,"POE50",153.28438933423701,0.97058476939469795]
[null,"VIC","BATS66","Ballarat (Powercor) 66 kV","Powercor","Winter","Non-Coincident",2016,"POE10",164.680405215717,0.94669764530306399]
[null,"VIC","BATS66","Ballarat (Powercor) 66 kV","Powercor","Winter","Non-Coincident",2017,"POE10",165.29190816863601,0.95630605521384404]
[null,"VIC","BATS66","Ballarat (Powercor) 66 kV","Powercor","Winter","Non-Coincident",2018,"POE10",165.911059424424,0.95421871291147997]
[null,"VIC","BATS66","Ballarat (Powercor) 66 kV","Powercor","Winter","Non-Coincident",2019,"POE10",167.455627797782,0.95303431585137299]
[null,"VIC","BATS66","Ballarat (Powercor) 66 kV","Powercor","Winter","Non-Coincident",2020,"POE10",169.71831346696601,0.94845537823858095]
[null,"VIC","BATS66","Ballarat (Powercor) 66 kV","Powercor","Winter","Non-Coincident",2021,"POE10",170.463345026241,0.94852515336083199]
[null,"VIC","BATS66","Ballarat (Powercor) 66 kV","Powercor","Winter","Non-Coincident",2022,"POE10",171.207282985695,0.94858954076322299]
[null,"VIC","BATS66","Ballarat (Powercor) 66 kV","Powercor","Winter","Non-Coincident",2023,"POE10",172.27254543799901,0.94880315240471402]
[null,"VIC","BATS66","Ballarat (Powercor) 66 kV","Powercor","Winter","Non-Coincident",2024,"POE10",172.11644325027299,0.94885344610337297]
[null,"VIC","BATS66","Ballarat (Powercor) 66 kV","Powercor","Winter","Non-Coincident",2025,"POE10",171.410536883997,0.94889866655238497]
[null,"VIC","BATS66","Ballarat (Powercor) 66 kV","Powercor","Winter","Non-Coincident",2016,"POE50",157.38707554370001,0.95165129607625398]
[null,"VIC","BATS66","Ballarat (Powercor) 66 kV","Powercor","Winter","Non-Coincident",2017,"POE50",157.85911088190301,0.96073069729128102]
[null,"VIC","BATS66","Ballarat (Powercor) 66 kV","Powercor","Winter","Non-Coincident",2018,"POE50",158.25315351870501,0.958209753466851]
[null,"VIC","BATS66","Ballarat (Powercor) 66 kV","Powercor","Winter","Non-Coincident",2019,"POE50",159.33961669434399,0.95698575833441102]
[null,"VIC","BATS66","Ballarat (Powercor) 66 kV","Powercor","Winter","Non-Coincident",2020,"POE50",161.06340417732699,0.95331680055086399]
[null,"VIC","BATS66","Ballarat (Powercor) 66 kV","Powercor","Winter","Non-Coincident",2021,"POE50",161.73127983507399,0.95336139444111601]
[null,"VIC","BATS66","Ballarat (Powercor) 66 kV","Powercor","Winter","Non-Coincident",2022,"POE50",162.252403069449,0.95340038393812798]
[null,"VIC","BATS66","Ballarat (Powercor) 66 kV","Powercor","Winter","Non-Coincident",2023,"POE50",163.124110861182,0.95359133850042999]
[null,"VIC","BATS66","Ballarat (Powercor) 66 kV","Powercor","Winter","Non-Coincident",2024,"POE50",162.864820031763,0.95361588498865502]
[null,"VIC","BATS66","Ballarat (Powercor) 66 kV","Powercor","Winter","Non-Coincident",2025,"POE50",162.278267796314,0.95363565138942197]
[null,"VIC","BETS22","Bendigo (Powercor) 22 kV","Powercor","Summer","Non-Coincident",2017,"POE10",71.025495668033201,0.99244433703808399]
[null,"VIC","BETS22","Bendigo (Powercor) 22 kV","Powercor","Summer","Non-Coincident",2018,"POE10",71.346075362974403,0.97565817841264901]
[null,"VIC","BETS22","Bendigo (Powercor) 22 kV","Powercor","Summer","Non-Coincident",2019,"POE10",71.733937359067298,0.98139075219781302]
[null,"VIC","BETS22","Bendigo (Powercor) 22 kV","Powercor","Summer","Non-Coincident",2020,"POE10",71.752781380162403,0.98643544479521905]
[null,"VIC","BETS22","Bendigo (Powercor) 22 kV","Powercor","Summer","Non-Coincident",2021,"POE10",72.3097874969218,0.99401060333829006]
[null,"VIC","BETS22","Bendigo (Powercor) 22 kV","Powercor","Summer","Non-Coincident",2022,"POE10",72.434730677351496,0.99411511472613201]
[null,"VIC","BETS22","Bendigo (Powercor) 22 kV","Powercor","Summer","Non-Coincident",2023,"POE10",72.8994737348727,0.994284735882904]
[null,"VIC","BETS22","Bendigo (Powercor) 22 kV","Powercor","Summer","Non-Coincident",2024,"POE10",73.631754050316204,0.99437533428372205]
[null,"VIC","BETS22","Bendigo (Powercor) 22 kV","Powercor","Summer","Non-Coincident",2025,"POE10",74.187107477665407,0.99447089783779996]
[null,"VIC","BETS22","Bendigo (Powercor) 22 kV","Powercor","Summer","Non-Coincident",2026,"POE10",75.346507007471601,0.99456641499408305]
[null,"VIC","BETS22","Bendigo (Powercor) 22 kV","Powercor","Summer","Non-Coincident",2017,"POE50",65.136277426582296,0.98998200628195099]
[null,"VIC","BETS22","Bendigo (Powercor) 22 kV","Powercor","Summer","Non-Coincident",2018,"POE50",65.715177763864304,0.98390108784547903]
[null,"VIC","BETS22","Bendigo (Powercor) 22 kV","Powercor","Summer","Non-Coincident",2019,"POE50",66.226754476227896,0.98564373259025895]
[null,"VIC","BETS22","Bendigo (Powercor) 22 kV","Powercor","Summer","Non-Coincident",2020,"POE50",66.244108887120504,0.98657308831650004]
[null,"VIC","BETS22","Bendigo (Powercor) 22 kV","Powercor","Summer","Non-Coincident",2021,"POE50",67.378751281816207,0.99162517433678798]
[null,"VIC","BETS22","Bendigo (Powercor) 22 kV","Powercor","Summer","Non-Coincident",2022,"POE50",66.972170692462697,0.99174296296790898]
[null,"VIC","BETS22","Bendigo (Powercor) 22 kV","Powercor","Summer","Non-Coincident",2023,"POE50",67.9919478049448,0.99193740911501305]
[null,"VIC","BETS22","Bendigo (Powercor) 22 kV","Powercor","Summer","Non-Coincident",2024,"POE50",69.150975350413503,0.99204805484263703]
[null,"VIC","BETS22","Bendigo (Powercor) 22 kV","Powercor","Summer","Non-Coincident",2025,"POE50",69.521899259480804,0.99215640898386004]
[null,"VIC","BETS22","Bendigo (Powercor) 22 kV","Powercor","Summer","Non-Coincident",2026,"POE50",70.545643629260695,0.99226922023640596]
[null,"VIC","BETS22","Bendigo (Powercor) 22 kV","Powercor","Winter","Non-Coincident",2016,"POE10",57.211529234524697,1]
[null,"VIC","BETS22","Bendigo (Powercor) 22 kV","Powercor","Winter","Non-Coincident",2017,"POE10",59.137496364421096,1]
[null,"VIC","BETS22","Bendigo (Powercor) 22 kV","Powercor","Winter","Non-Coincident",2018,"POE10",60.424561767271598,1]
[null,"VIC","BETS22","Bendigo (Powercor) 22 kV","Powercor","Winter","Non-Coincident",2019,"POE10",62.190321583165201,1]
[null,"VIC","BETS22","Bendigo (Powercor) 22 kV","Powercor","Winter","Non-Coincident",2020,"POE10",64.101670374707794,1]
[null,"VIC","BETS22","Bendigo (Powercor) 22 kV","Powercor","Winter","Non-Coincident",2021,"POE10",65.859786966877905,1]
[null,"VIC","BETS22","Bendigo (Powercor) 22 kV","Powercor","Winter","Non-Coincident",2022,"POE10",67.7295729813153,1]
[null,"VIC","BETS22","Bendigo (Powercor) 22 kV","Powercor","Winter","Non-Coincident",2023,"POE10",69.860958568763905,1]
[null,"VIC","BETS22","Bendigo (Powercor) 22 kV","Powercor","Winter","Non-Coincident",2024,"POE10",71.607450391157002,1]
[null,"VIC","BETS22","Bendigo (Powercor) 22 kV","Powercor","Winter","Non-Coincident",2025,"POE10",73.234895899227595,1]
[null,"VIC","BETS22","Bendigo (Powercor) 22 kV","Powercor","Winter","Non-Coincident",2016,"POE50",55.430453698160498,1]
[null,"VIC","BETS22","Bendigo (Powercor) 22 kV","Powercor","Winter","Non-Coincident",2017,"POE50",57.250733110777603,1]
[null,"VIC","BETS22","Bendigo (Powercor) 22 kV","Powercor","Winter","Non-Coincident",2018,"POE50",58.423560658911398,1]
[null,"VIC","BETS22","Bendigo (Powercor) 22 kV","Powercor","Winter","Non-Coincident",2019,"POE50",60.004720224153999,1]
[null,"VIC","BETS22","Bendigo (Powercor) 22 kV","Powercor","Winter","Non-Coincident",2020,"POE50",61.762605392492901,1]
[null,"VIC","BETS22","Bendigo (Powercor) 22 kV","Powercor","Winter","Non-Coincident",2021,"POE50",63.453708473031298,1]
[null,"VIC","BETS22","Bendigo (Powercor) 22 kV","Powercor","Winter","Non-Coincident",2022,"POE50",65.189735950039406,1]
[null,"VIC","BETS22","Bendigo (Powercor) 22 kV","Powercor","Winter","Non-Coincident",2023,"POE50",67.189618050361105,1]
[null,"VIC","BETS22","Bendigo (Powercor) 22 kV","Powercor","Winter","Non-Coincident",2024,"POE50",68.823520835776606,1]
[null,"VIC","BETS22","Bendigo (Powercor) 22 kV","Powercor","Winter","Non-Coincident",2025,"POE50",70.420618770866199,1]
[null,"VIC","BETS66","Bendigo (Powercor) 66 kV","Powercor","Summer","Non-Coincident",2017,"POE10",180.437674229685,0.999177072105082]
[null,"VIC","BETS66","Bendigo (Powercor) 66 kV","Powercor","Summer","Non-Coincident",2018,"POE10",178.337846973686,0.98227703630326602]
[null,"VIC","BETS66","Bendigo (Powercor) 66 kV","Powercor","Summer","Non-Coincident",2019,"POE10",176.20900575527199,0.98804849982673204]
[null,"VIC","BETS66","Bendigo (Powercor) 66 kV","Powercor","Summer","Non-Coincident",2020,"POE10",173.294668065661,0.99312741558153395]
[null,"VIC","BETS66","Bendigo (Powercor) 66 kV","Powercor","Summer","Non-Coincident",2021,"POE10",171.91800314500901,1]
[null,"VIC","BETS66","Bendigo (Powercor) 66 kV","Powercor","Summer","Non-Coincident",2022,"POE10",169.432814384355,1]
[null,"VIC","BETS66","Bendigo (Powercor) 66 kV","Powercor","Summer","Non-Coincident",2023,"POE10",167.88200111223401,1]
[null,"VIC","BETS66","Bendigo (Powercor) 66 kV","Powercor","Summer","Non-Coincident",2024,"POE10",166.72234905668,1]
[null,"VIC","BETS66","Bendigo (Powercor) 66 kV","Powercor","Summer","Non-Coincident",2025,"POE10",164.52778831708301,1]
[null,"VIC","BETS66","Bendigo (Powercor) 66 kV","Powercor","Summer","Non-Coincident",2026,"POE10",163.17770636370099,1]
[null,"VIC","BETS66","Bendigo (Powercor) 66 kV","Powercor","Summer","Non-Coincident",2017,"POE50",163.84174895723501,0.99669803691525005]
[null,"VIC","BETS66","Bendigo (Powercor) 66 kV","Powercor","Summer","Non-Coincident",2018,"POE50",162.586570312378,0.99057586557292798]
[null,"VIC","BETS66","Bendigo (Powercor) 66 kV","Powercor","Summer","Non-Coincident",2019,"POE50",161.213322311453,0.99233033240681101]
[null,"VIC","BETS66","Bendigo (Powercor) 66 kV","Powercor","Summer","Non-Coincident",2020,"POE50",158.74563470908001,0.99326599287544803]
[null,"VIC","BETS66","Bendigo (Powercor) 66 kV","Powercor","Summer","Non-Coincident",2021,"POE50",159.03695723471901,0.99835235221005802]
[null,"VIC","BETS66","Bendigo (Powercor) 66 kV","Powercor","Summer","Non-Coincident",2022,"POE50",155.78661130476601,0.99847093991838498]
[null,"VIC","BETS66","Bendigo (Powercor) 66 kV","Powercor","Summer","Non-Coincident",2023,"POE50",155.73557039155199,0.99866670518671796]
[null,"VIC","BETS66","Bendigo (Powercor) 66 kV","Powercor","Summer","Non-Coincident",2024,"POE50",155.242277301755,0.99877810153414204]
[null,"VIC","BETS66","Bendigo (Powercor) 66 kV","Powercor","Summer","Non-Coincident",2025,"POE50",152.514879117269,0.99888719074905996]
[null,"VIC","BETS66","Bendigo (Powercor) 66 kV","Powercor","Summer","Non-Coincident",2026,"POE50",151.215807884062,0.99900076731231202]
[null,"VIC","BETS66","Bendigo (Powercor) 66 kV","Powercor","Winter","Non-Coincident",2016,"POE10",125.731641076806,1]
[null,"VIC","BETS66","Bendigo (Powercor) 66 kV","Powercor","Winter","Non-Coincident",2017,"POE10",131.55450268631699,1]
[null,"VIC","BETS66","Bendigo (Powercor) 66 kV","Powercor","Winter","Non-Coincident",2018,"POE10",130.25363263247101,1]
[null,"VIC","BETS66","Bendigo (Powercor) 66 kV","Powercor","Winter","Non-Coincident",2019,"POE10",129.92086677573599,1]
[null,"VIC","BETS66","Bendigo (Powercor) 66 kV","Powercor","Winter","Non-Coincident",2020,"POE10",129.80135286608899,1]
[null,"VIC","BETS66","Bendigo (Powercor) 66 kV","Powercor","Winter","Non-Coincident",2021,"POE10",129.294113670965,1]
[null,"VIC","BETS66","Bendigo (Powercor) 66 kV","Powercor","Winter","Non-Coincident",2022,"POE10",128.94237354549099,1]
[null,"VIC","BETS66","Bendigo (Powercor) 66 kV","Powercor","Winter","Non-Coincident",2023,"POE10",129.012743460027,1]
[null,"VIC","BETS66","Bendigo (Powercor) 66 kV","Powercor","Winter","Non-Coincident",2024,"POE10",128.312013670478,1]
[null,"VIC","BETS66","Bendigo (Powercor) 66 kV","Powercor","Winter","Non-Coincident",2025,"POE10",127.372170522487,1]
[null,"VIC","BETS66","Bendigo (Powercor) 66 kV","Powercor","Winter","Non-Coincident",2016,"POE50",123.02574396410201,1]
[null,"VIC","BETS66","Bendigo (Powercor) 66 kV","Powercor","Winter","Non-Coincident",2017,"POE50",128.85715145681499,1]
[null,"VIC","BETS66","Bendigo (Powercor) 66 kV","Powercor","Winter","Non-Coincident",2018,"POE50",127.500006469624,1]
[null,"VIC","BETS66","Bendigo (Powercor) 66 kV","Powercor","Winter","Non-Coincident",2019,"POE50",126.974357869004,1]
[null,"VIC","BETS66","Bendigo (Powercor) 66 kV","Powercor","Winter","Non-Coincident",2020,"POE50",126.737328302347,1]
[null,"VIC","BETS66","Bendigo (Powercor) 66 kV","Powercor","Winter","Non-Coincident",2021,"POE50",126.282740760642,1]
[null,"VIC","BETS66","Bendigo (Powercor) 66 kV","Powercor","Winter","Non-Coincident",2022,"POE50",125.848771680162,1]
[null,"VIC","BETS66","Bendigo (Powercor) 66 kV","Powercor","Winter","Non-Coincident",2023,"POE50",125.846383277797,1]
[null,"VIC","BETS66","Bendigo (Powercor) 66 kV","Powercor","Winter","Non-Coincident",2024,"POE50",125.094663507083,1]
[null,"VIC","BETS66","Bendigo (Powercor) 66 kV","Powercor","Winter","Non-Coincident",2025,"POE50",124.241266773522,1]
[null,"VIC","BLTS22J","Brooklyn (Jemena) 22 kV","Jemena","Summer","Non-Coincident",2017,"POE10",1.9346681431424799,0.50722383266924798]
[null,"VIC","BLTS22J","Brooklyn (Jemena) 22 kV","Jemena","Summer","Non-Coincident",2018,"POE10",1.9346681431424799,0.50722383266924798]
[null,"VIC","BLTS22J","Brooklyn (Jemena) 22 kV","Jemena","Summer","Non-Coincident",2019,"POE10",1.9346681431424799,0.50722383266924798]
[null,"VIC","BLTS22J","Brooklyn (Jemena) 22 kV","Jemena","Summer","Non-Coincident",2020,"POE10",1.9346681431424799,0.50722383266924798]
[null,"VIC","BLTS22J","Brooklyn (Jemena) 22 kV","Jemena","Summer","Non-Coincident",2021,"POE10",1.9346681431424799,0.50722383266924798]
[null,"VIC","BLTS22J","Brooklyn (Jemena) 22 kV","Jemena","Summer","Non-Coincident",2022,"POE10",1.9346681431424799,0.50722383266924798]
[null,"VIC","BLTS22J","Brooklyn (Jemena) 22 kV","Jemena","Summer","Non-Coincident",2023,"POE10",1.9346681431424799,0.50722383266924798]
[null,"VIC","BLTS22J","Brooklyn (Jemena) 22 kV","Jemena","Summer","Non-Coincident",2024,"POE10",1.9346681431424799,0.50722383266924798]
[null,"VIC","BLTS22J","Brooklyn (Jemena) 22 kV","Jemena","Summer","Non-Coincident",2025,"POE10",1.9346681431424799,0.50722383266924798]
[null,"VIC","BLTS22J","Brooklyn (Jemena) 22 kV","Jemena","Summer","Non-Coincident",2026,"POE10",1.9346681431424799,0.50722383266924798]
[null,"VIC","BLTS22J","Brooklyn (Jemena) 22 kV","Jemena","Summer","Non-Coincident",2017,"POE50",1.8403513743889901,0.50722383266924798]
[null,"VIC","BLTS22J","Brooklyn (Jemena) 22 kV","Jemena","Summer","Non-Coincident",2018,"POE50",1.8403513743889901,0.50722383266924798]
[null,"VIC","BLTS22J","Brooklyn (Jemena) 22 kV","Jemena","Summer","Non-Coincident",2019,"POE50",1.8403513743889901,0.50722383266924798]
[null,"VIC","BLTS22J","Brooklyn (Jemena) 22 kV","Jemena","Summer","Non-Coincident",2020,"POE50",1.8403513743889901,0.50722383266924798]
[null,"VIC","BLTS22J","Brooklyn (Jemena) 22 kV","Jemena","Summer","Non-Coincident",2021,"POE50",1.8403513743889901,0.50722383266924798]
[null,"VIC","BLTS22J","Brooklyn (Jemena) 22 kV","Jemena","Summer","Non-Coincident",2022,"POE50",1.8403513743889901,0.50722383266924798]
[null,"VIC","BLTS22J","Brooklyn (Jemena) 22 kV","Jemena","Summer","Non-Coincident",2023,"POE50",1.8403513743889901,0.50722383266924798]
[null,"VIC","BLTS22J","Brooklyn (Jemena) 22 kV","Jemena","Summer","Non-Coincident",2024,"POE50",1.8403513743889901,0.50722383266924798]
[null,"VIC","BLTS22J","Brooklyn (Jemena) 22 kV","Jemena","Summer","Non-Coincident",2025,"POE50",1.8403513743889901,0.50722383266924798]
[null,"VIC","BLTS22J","Brooklyn (Jemena) 22 kV","Jemena","Summer","Non-Coincident",2026,"POE50",1.8403513743889901,0.50722383266924798]
[null,"VIC","BLTS22J","Brooklyn (Jemena) 22 kV","Jemena","Winter","Non-Coincident",2016,"POE10",1.9290071475086501,0.60562490783612]
[null,"VIC","BLTS22J","Brooklyn (Jemena) 22 kV","Jemena","Winter","Non-Coincident",2017,"POE10",1.9290071475086501,0.60562490783612]
[null,"VIC","BLTS22J","Brooklyn (Jemena) 22 kV","Jemena","Winter","Non-Coincident",2018,"POE10",1.9290071475086501,0.60562490783612]
[null,"VIC","BLTS22J","Brooklyn (Jemena) 22 kV","Jemena","Winter","Non-Coincident",2019,"POE10",1.9290071475086501,0.60562490783612]
[null,"VIC","BLTS22J","Brooklyn (Jemena) 22 kV","Jemena","Winter","Non-Coincident",2020,"POE10",1.9290071475086501,0.60562490783612]
[null,"VIC","BLTS22J","Brooklyn (Jemena) 22 kV","Jemena","Winter","Non-Coincident",2021,"POE10",1.9290071475086501,0.60562490783612]
[null,"VIC","BLTS22J","Brooklyn (Jemena) 22 kV","Jemena","Winter","Non-Coincident",2022,"POE10",1.9290071475086501,0.60562490783612]
[null,"VIC","BLTS22J","Brooklyn (Jemena) 22 kV","Jemena","Winter","Non-Coincident",2023,"POE10",1.9290071475086501,0.60562490783612]
[null,"VIC","BLTS22J","Brooklyn (Jemena) 22 kV","Jemena","Winter","Non-Coincident",2024,"POE10",1.9290071475086501,0.60562490783612]
[null,"VIC","BLTS22J","Brooklyn (Jemena) 22 kV","Jemena","Winter","Non-Coincident",2025,"POE10",1.9290071475086501,0.60562490783612]
[null,"VIC","BLTS22J","Brooklyn (Jemena) 22 kV","Jemena","Winter","Non-Coincident",2016,"POE50",1.8236420651829599,0.60562490783612]
[null,"VIC","BLTS22J","Brooklyn (Jemena) 22 kV","Jemena","Winter","Non-Coincident",2017,"POE50",1.8236420651829599,0.60562490783612]
[null,"VIC","BLTS22J","Brooklyn (Jemena) 22 kV","Jemena","Winter","Non-Coincident",2018,"POE50",1.8236420651829599,0.60562490783612]
[null,"VIC","BLTS22J","Brooklyn (Jemena) 22 kV","Jemena","Winter","Non-Coincident",2019,"POE50",1.8236420651829599,0.60562490783612]
[null,"VIC","BLTS22J","Brooklyn (Jemena) 22 kV","Jemena","Winter","Non-Coincident",2020,"POE50",1.8236420651829599,0.60562490783612]
[null,"VIC","BLTS22J","Brooklyn (Jemena) 22 kV","Jemena","Winter","Non-Coincident",2021,"POE50",1.8236420651829599,0.60562490783612]
[null,"VIC","BLTS22J","Brooklyn (Jemena) 22 kV","Jemena","Winter","Non-Coincident",2022,"POE50",1.8236420651829599,0.60562490783612]
[null,"VIC","BLTS22J","Brooklyn (Jemena) 22 kV","Jemena","Winter","Non-Coincident",2023,"POE50",1.8236420651829599,0.60562490783612]
[null,"VIC","BLTS22J","Brooklyn (Jemena) 22 kV","Jemena","Winter","Non-Coincident",2024,"POE50",1.8236420651829599,0.60562490783612]
[null,"VIC","BLTS22J","Brooklyn (Jemena) 22 kV","Jemena","Winter","Non-Coincident",2025,"POE50",1.8236420651829599,0.60562490783612]
[null,"VIC","BLTS22P","Brooklyn (Powercor) 22 kV","Powercor","Summer","Non-Coincident",2017,"POE10",58.973300244400498,0.961691681583146]
[null,"VIC","BLTS22P","Brooklyn (Powercor) 22 kV","Powercor","Summer","Non-Coincident",2018,"POE10",57.926734207651499,0.94542567198104099]
[null,"VIC","BLTS22P","Brooklyn (Powercor) 22 kV","Powercor","Summer","Non-Coincident",2019,"POE10",56.957700665515901,0.95098061175701598]
[null,"VIC","BLTS22P","Brooklyn (Powercor) 22 kV","Powercor","Summer","Non-Coincident",2020,"POE10",55.8218871578622,0.95586898556904099]
[null,"VIC","BLTS22P","Brooklyn (Powercor) 22 kV","Powercor","Summer","Non-Coincident",2021,"POE10",55.227955531678198,0.96320941433231699]
[null,"VIC","BLTS22P","Brooklyn (Powercor) 22 kV","Powercor","Summer","Non-Coincident",2022,"POE10",54.412309118635498,0.96331068724865898]
[null,"VIC","BLTS22P","Brooklyn (Powercor) 22 kV","Powercor","Summer","Non-Coincident",2023,"POE10",53.955530908853198,0.963475052391771]
[null,"VIC","BLTS22P","Brooklyn (Powercor) 22 kV","Powercor","Summer","Non-Coincident",2024,"POE10",53.695169392417498,0.96356284343977205]
[null,"VIC","BLTS22P","Brooklyn (Powercor) 22 kV","Powercor","Summer","Non-Coincident",2025,"POE10",53.204521439483202,0.96365544578691598]
[null,"VIC","BLTS22P","Brooklyn (Powercor) 22 kV","Powercor","Summer","Non-Coincident",2026,"POE10",53.086294610387597,0.96374800317398202]
[null,"VIC","BLTS22P","Brooklyn (Powercor) 22 kV","Powercor","Summer","Non-Coincident",2017,"POE50",56.136979880401,0.95930565053122097]
[null,"VIC","BLTS22P","Brooklyn (Powercor) 22 kV","Powercor","Summer","Non-Coincident",2018,"POE50",55.327171699789801,0.95341316018340605]
[null,"VIC","BLTS22P","Brooklyn (Powercor) 22 kV","Powercor","Summer","Non-Coincident",2019,"POE50",54.556792671165702,0.95510180597689398]
[null,"VIC","BLTS22P","Brooklyn (Powercor) 22 kV","Powercor","Summer","Non-Coincident",2020,"POE50",53.497299773553003,0.95600236396065397]
[null,"VIC","BLTS22P","Brooklyn (Powercor) 22 kV","Powercor","Summer","Non-Coincident",2021,"POE50",53.449436312062097,0.96089790209718395]
[null,"VIC","BLTS22P","Brooklyn (Powercor) 22 kV","Powercor","Summer","Non-Coincident",2022,"POE50",52.280382850093197,0.96101204083777303]
[null,"VIC","BLTS22P","Brooklyn (Powercor) 22 kV","Powercor","Summer","Non-Coincident",2023,"POE50",52.232494471346897,0.96120046172467599]
[null,"VIC","BLTS22P","Brooklyn (Powercor) 22 kV","Powercor","Summer","Non-Coincident",2024,"POE50",52.130285662184598,0.96130767889735402]
[null,"VIC","BLTS22P","Brooklyn (Powercor) 22 kV","Powercor","Summer","Non-Coincident",2025,"POE50",51.377452626345899,0.96141267549251896]
[null,"VIC","BLTS22P","Brooklyn (Powercor) 22 kV","Powercor","Summer","Non-Coincident",2026,"POE50",51.200759745353601,0.96152199108747305]
[null,"VIC","BLTS22P","Brooklyn (Powercor) 22 kV","Powercor","Winter","Non-Coincident",2016,"POE10",58.253136742702402,0.92802316647856398]
[null,"VIC","BLTS22P","Brooklyn (Powercor) 22 kV","Powercor","Winter","Non-Coincident",2017,"POE10",58.7373078862867,0.93744204169650303]
[null,"VIC","BLTS22P","Brooklyn (Powercor) 22 kV","Powercor","Winter","Non-Coincident",2018,"POE10",59.260998667827202,0.93539587413437297]
[null,"VIC","BLTS22P","Brooklyn (Powercor) 22 kV","Powercor","Winter","Non-Coincident",2019,"POE10",60.192628780545,0.93423484039192894]
[null,"VIC","BLTS22P","Brooklyn (Powercor) 22 kV","Powercor","Winter","Non-Coincident",2020,"POE10",61.438061046159902,0.92974622652073902]
[null,"VIC","BLTS22P","Brooklyn (Powercor) 22 kV","Powercor","Winter","Non-Coincident",2021,"POE10",62.196534152486102,0.92981462526474601]
[null,"VIC","BLTS22P","Brooklyn (Powercor) 22 kV","Powercor","Winter","Non-Coincident",2022,"POE10",63.019595217178797,0.92987774256660505]
[null,"VIC","BLTS22P","Brooklyn (Powercor) 22 kV","Powercor","Winter","Non-Coincident",2023,"POE10",64.030366350456205,0.93008714052266495]
[null,"VIC","BLTS22P","Brooklyn (Powercor) 22 kV","Powercor","Winter","Non-Coincident",2024,"POE10",64.656853577919193,0.93013644213201696]
[null,"VIC","BLTS22P","Brooklyn (Powercor) 22 kV","Powercor","Winter","Non-Coincident",2025,"POE10",65.146249243595193,0.93018077056622195]
[null,"VIC","BLTS22P","Brooklyn (Powercor) 22 kV","Powercor","Winter","Non-Coincident",2016,"POE50",56.648347018730497,0.93287910194959101]
[null,"VIC","BLTS22P","Brooklyn (Powercor) 22 kV","Powercor","Winter","Non-Coincident",2017,"POE50",57.1091005743192,0.941779403653206]
[null,"VIC","BLTS22P","Brooklyn (Powercor) 22 kV","Powercor","Winter","Non-Coincident",2018,"POE50",57.578904035966602,0.93930818775648395]
[null,"VIC","BLTS22P","Brooklyn (Powercor) 22 kV","Powercor","Winter","Non-Coincident",2019,"POE50",58.3651982575375,0.93810833704998198]
[null,"VIC","BLTS22P","Brooklyn (Powercor) 22 kV","Powercor","Winter","Non-Coincident",2020,"POE50",59.433192466986903,0.93451175282179]
[null,"VIC","BLTS22P","Brooklyn (Powercor) 22 kV","Powercor","Winter","Non-Coincident",2021,"POE50",60.167141523133402,0.93455546705668002]
[null,"VIC","BLTS22P","Brooklyn (Powercor) 22 kV","Powercor","Winter","Non-Coincident",2022,"POE50",60.905106294378299,0.93459368745012406]
[null,"VIC","BLTS22P","Brooklyn (Powercor) 22 kV","Powercor","Winter","Non-Coincident",2023,"POE50",61.837230786033601,0.93478087525864995]
[null,"VIC","BLTS22P","Brooklyn (Powercor) 22 kV","Powercor","Winter","Non-Coincident",2024,"POE50",62.403568984125997,0.93480493754489502]
[null,"VIC","BLTS22P","Brooklyn (Powercor) 22 kV","Powercor","Winter","Non-Coincident",2025,"POE50",62.908224619773499,0.93482431403528898]
[null,"VIC","BLTSS","Brooklyn (Powercor) 66 kV - Onesteel","Powercor","Summer","Non-Coincident",2017,"POE10","NA","NA"]
[null,"VIC","BLTSS","Brooklyn (Powercor) 66 kV - Onesteel","Powercor","Summer","Non-Coincident",2018,"POE10","NA","NA"]
[null,"VIC","BLTSS","Brooklyn (Powercor) 66 kV - Onesteel","Powercor","Summer","Non-Coincident",2019,"POE10","NA","NA"]
[null,"VIC","BLTSS","Brooklyn (Powercor) 66 kV - Onesteel","Powercor","Summer","Non-Coincident",2020,"POE10","NA","NA"]
[null,"VIC","BLTSS","Brooklyn (Powercor) 66 kV - Onesteel","Powercor","Summer","Non-Coincident",2021,"POE10","NA","NA"]
[null,"VIC","BLTSS","Brooklyn (Powercor) 66 kV - Onesteel","Powercor","Summer","Non-Coincident",2022,"POE10","NA","NA"]
[null,"VIC","BLTSS","Brooklyn (Powercor) 66 kV - Onesteel","Powercor","Summer","Non-Coincident",2023,"POE10","NA","NA"]
[null,"VIC","BLTSS","Brooklyn (Powercor) 66 kV - Onesteel","Powercor","Summer","Non-Coincident",2024,"POE10","NA","NA"]
[null,"VIC","BLTSS","Brooklyn (Powercor) 66 kV - Onesteel","Powercor","Summer","Non-Coincident",2025,"POE10","NA","NA"]
[null,"VIC","BLTSS","Brooklyn (Powercor) 66 kV - Onesteel","Powercor","Summer","Non-Coincident",2026,"POE10","NA","NA"]
[null,"VIC","BLTSS","Brooklyn (Powercor) 66 kV - Onesteel","Powercor","Summer","Non-Coincident",2017,"POE50","NA","NA"]
[null,"VIC","BLTSS","Brooklyn (Powercor) 66 kV - Onesteel","Powercor","Summer","Non-Coincident",2018,"POE50","NA","NA"]
[null,"VIC","BLTSS","Brooklyn (Powercor) 66 kV - Onesteel","Powercor","Summer","Non-Coincident",2019,"POE50","NA","NA"]
[null,"VIC","BLTSS","Brooklyn (Powercor) 66 kV - Onesteel","Powercor","Summer","Non-Coincident",2020,"POE50","NA","NA"]
[null,"VIC","BLTSS","Brooklyn (Powercor) 66 kV - Onesteel","Powercor","Summer","Non-Coincident",2021,"POE50","NA","NA"]
[null,"VIC","BLTSS","Brooklyn (Powercor) 66 kV - Onesteel","Powercor","Summer","Non-Coincident",2022,"POE50","NA","NA"]
[null,"VIC","BLTSS","Brooklyn (Powercor) 66 kV - Onesteel","Powercor","Summer","Non-Coincident",2023,"POE50","NA","NA"]
[null,"VIC","BLTSS","Brooklyn (Powercor) 66 kV - Onesteel","Powercor","Summer","Non-Coincident",2024,"POE50","NA","NA"]
[null,"VIC","BLTSS","Brooklyn (Powercor) 66 kV - Onesteel","Powercor","Summer","Non-Coincident",2025,"POE50","NA","NA"]
[null,"VIC","BLTSS","Brooklyn (Powercor) 66 kV - Onesteel","Powercor","Summer","Non-Coincident",2026,"POE50","NA","NA"]
[null,"VIC","BLTSS","Brooklyn (Powercor) 66 kV - Onesteel","Powercor","Winter","Non-Coincident",2016,"POE10","NA","NA"]
[null,"VIC","BLTSS","Brooklyn (Powercor) 66 kV - Onesteel","Powercor","Winter","Non-Coincident",2017,"POE10","NA","NA"]
[null,"VIC","BLTSS","Brooklyn (Powercor) 66 kV - Onesteel","Powercor","Winter","Non-Coincident",2018,"POE10","NA","NA"]
[null,"VIC","BLTSS","Brooklyn (Powercor) 66 kV - Onesteel","Powercor","Winter","Non-Coincident",2019,"POE10","NA","NA"]
[null,"VIC","BLTSS","Brooklyn (Powercor) 66 kV - Onesteel","Powercor","Winter","Non-Coincident",2020,"POE10","NA","NA"]
[null,"VIC","BLTSS","Brooklyn (Powercor) 66 kV - Onesteel","Powercor","Winter","Non-Coincident",2021,"POE10","NA","NA"]
[null,"VIC","BLTSS","Brooklyn (Powercor) 66 kV - Onesteel","Powercor","Winter","Non-Coincident",2022,"POE10","NA","NA"]
[null,"VIC","BLTSS","Brooklyn (Powercor) 66 kV - Onesteel","Powercor","Winter","Non-Coincident",2023,"POE10","NA","NA"]
[null,"VIC","BLTSS","Brooklyn (Powercor) 66 kV - Onesteel","Powercor","Winter","Non-Coincident",2024,"POE10","NA","NA"]
[null,"VIC","BLTSS","Brooklyn (Powercor) 66 kV - Onesteel","Powercor","Winter","Non-Coincident",2025,"POE10","NA","NA"]
[null,"VIC","BLTSS","Brooklyn (Powercor) 66 kV - Onesteel","Powercor","Winter","Non-Coincident",2016,"POE50","NA","NA"]
[null,"VIC","BLTSS","Brooklyn (Powercor) 66 kV - Onesteel","Powercor","Winter","Non-Coincident",2017,"POE50","NA","NA"]
[null,"VIC","BLTSS","Brooklyn (Powercor) 66 kV - Onesteel","Powercor","Winter","Non-Coincident",2018,"POE50","NA","NA"]
[null,"VIC","BLTSS","Brooklyn (Powercor) 66 kV - Onesteel","Powercor","Winter","Non-Coincident",2019,"POE50","NA","NA"]
[null,"VIC","BLTSS","Brooklyn (Powercor) 66 kV - Onesteel","Powercor","Winter","Non-Coincident",2020,"POE50","NA","NA"]
[null,"VIC","BLTSS","Brooklyn (Powercor) 66 kV - Onesteel","Powercor","Winter","Non-Coincident",2021,"POE50","NA","NA"]
[null,"VIC","BLTSS","Brooklyn (Powercor) 66 kV - Onesteel","Powercor","Winter","Non-Coincident",2022,"POE50","NA","NA"]
[null,"VIC","BLTSS","Brooklyn (Powercor) 66 kV - Onesteel","Powercor","Winter","Non-Coincident",2023,"POE50","NA","NA"]
[null,"VIC","BLTSS","Brooklyn (Powercor) 66 kV - Onesteel","Powercor","Winter","Non-Coincident",2024,"POE50","NA","NA"]
[null,"VIC","BLTSS","Brooklyn (Powercor) 66 kV - Onesteel","Powercor","Winter","Non-Coincident",2025,"POE50","NA","NA"]
[null,"VIC","BTS22C","Brunswick (CitiPower) 22 kV","Citipower","Summer","Non-Coincident",2017,"POE10",54.232332786140098,1]
[null,"VIC","BTS22C","Brunswick (CitiPower) 22 kV","Citipower","Summer","Non-Coincident",2018,"POE10",53.041690645411698,1]
[null,"VIC","BTS22C","Brunswick (CitiPower) 22 kV","Citipower","Summer","Non-Coincident",2019,"POE10",53.054843687317401,1]
[null,"VIC","BTS22C","Brunswick (CitiPower) 22 kV","Citipower","Summer","Non-Coincident",2020,"POE10",52.845215384912599,1]
[null,"VIC","BTS22C","Brunswick (CitiPower) 22 kV","Citipower","Summer","Non-Coincident",2021,"POE10",53.239107805182599,1]
[null,"VIC","BTS22C","Brunswick (CitiPower) 22 kV","Citipower","Summer","Non-Coincident",2022,"POE10",52.9278812892899,1]
[null,"VIC","BTS22C","Brunswick (CitiPower) 22 kV","Citipower","Summer","Non-Coincident",2023,"POE10",52.877506748117,1]
[null,"VIC","BTS22C","Brunswick (CitiPower) 22 kV","Citipower","Summer","Non-Coincident",2024,"POE10",52.9282651016402,1]
[null,"VIC","BTS22C","Brunswick (CitiPower) 22 kV","Citipower","Summer","Non-Coincident",2025,"POE10",52.6626050589852,1]
[null,"VIC","BTS22C","Brunswick (CitiPower) 22 kV","Citipower","Summer","Non-Coincident",2026,"POE10",52.679084187635198,1]
[null,"VIC","BTS22C","Brunswick (CitiPower) 22 kV","Citipower","Summer","Non-Coincident",2017,"POE50",48.4419938319297,1]
[null,"VIC","BTS22C","Brunswick (CitiPower) 22 kV","Citipower","Summer","Non-Coincident",2018,"POE50",47.920171900034497,1]
[null,"VIC","BTS22C","Brunswick (CitiPower) 22 kV","Citipower","Summer","Non-Coincident",2019,"POE50",47.804534484597198,1]
[null,"VIC","BTS22C","Brunswick (CitiPower) 22 kV","Citipower","Summer","Non-Coincident",2020,"POE50",47.395648765605799,1]
[null,"VIC","BTS22C","Brunswick (CitiPower) 22 kV","Citipower","Summer","Non-Coincident",2021,"POE50",48.028128312141597,1]
[null,"VIC","BTS22C","Brunswick (CitiPower) 22 kV","Citipower","Summer","Non-Coincident",2022,"POE50",47.354369153491902,1]
[null,"VIC","BTS22C","Brunswick (CitiPower) 22 kV","Citipower","Summer","Non-Coincident",2023,"POE50",47.635432608891797,1]
[null,"VIC","BTS22C","Brunswick (CitiPower) 22 kV","Citipower","Summer","Non-Coincident",2024,"POE50",47.8046331318751,1]
[null,"VIC","BTS22C","Brunswick (CitiPower) 22 kV","Citipower","Summer","Non-Coincident",2025,"POE50",47.312096968919199,1]
[null,"VIC","BTS22C","Brunswick (CitiPower) 22 kV","Citipower","Summer","Non-Coincident",2026,"POE50",47.286629961887101,1]
[null,"VIC","BTS22C","Brunswick (CitiPower) 22 kV","Citipower","Winter","Non-Coincident",2016,"POE10",53.337251613001897,1]
[null,"VIC","BTS22C","Brunswick (CitiPower) 22 kV","Citipower","Winter","Non-Coincident",2017,"POE10",54.200862162448701,1]
[null,"VIC","BTS22C","Brunswick (CitiPower) 22 kV","Citipower","Winter","Non-Coincident",2018,"POE10",54.443955045651499,1]
[null,"VIC","BTS22C","Brunswick (CitiPower) 22 kV","Citipower","Winter","Non-Coincident",2019,"POE10",55.086932344282197,1]
[null,"VIC","BTS22C","Brunswick (CitiPower) 22 kV","Citipower","Winter","Non-Coincident",2020,"POE10",55.8189303587775,1]
[null,"VIC","BTS22C","Brunswick (CitiPower) 22 kV","Citipower","Winter","Non-Coincident",2021,"POE10",56.378774269353897,1]
[null,"VIC","BTS22C","Brunswick (CitiPower) 22 kV","Citipower","Winter","Non-Coincident",2022,"POE10",56.997207012731103,1]
[null,"VIC","BTS22C","Brunswick (CitiPower) 22 kV","Citipower","Winter","Non-Coincident",2023,"POE10",57.794499747040703,1]
[null,"VIC","BTS22C","Brunswick (CitiPower) 22 kV","Citipower","Winter","Non-Coincident",2024,"POE10",58.234953094382803,1]
[null,"VIC","BTS22C","Brunswick (CitiPower) 22 kV","Citipower","Winter","Non-Coincident",2025,"POE10",58.548257579921398,1]
[null,"VIC","BTS22C","Brunswick (CitiPower) 22 kV","Citipower","Winter","Non-Coincident",2016,"POE50",51.943118946466399,1]
[null,"VIC","BTS22C","Brunswick (CitiPower) 22 kV","Citipower","Winter","Non-Coincident",2017,"POE50",52.734935688974197,1]
[null,"VIC","BTS22C","Brunswick (CitiPower) 22 kV","Citipower","Winter","Non-Coincident",2018,"POE50",52.898114771463,1]
[null,"VIC","BTS22C","Brunswick (CitiPower) 22 kV","Citipower","Winter","Non-Coincident",2019,"POE50",53.403464684299998,1]
[null,"VIC","BTS22C","Brunswick (CitiPower) 22 kV","Citipower","Winter","Non-Coincident",2020,"POE50",54.030443160952501,1]
[null,"VIC","BTS22C","Brunswick (CitiPower) 22 kV","Citipower","Winter","Non-Coincident",2021,"POE50",54.562706645142796,1]
[null,"VIC","BTS22C","Brunswick (CitiPower) 22 kV","Citipower","Winter","Non-Coincident",2022,"POE50",55.098678331024203,1]
[null,"VIC","BTS22C","Brunswick (CitiPower) 22 kV","Citipower","Winter","Non-Coincident",2023,"POE50",55.819288542149899,1]
[null,"VIC","BTS22C","Brunswick (CitiPower) 22 kV","Citipower","Winter","Non-Coincident",2024,"POE50",56.199997093667299,1]
[null,"VIC","BTS22C","Brunswick (CitiPower) 22 kV","Citipower","Winter","Non-Coincident",2025,"POE50",56.521497301319599,1]
[null,"VIC","BTS22J","Brunswick (Jemena) 22 kV","Jemena","Summer","Non-Coincident",2017,"POE10",45.0159008681957,1]
[null,"VIC","BTS22J","Brunswick (Jemena) 22 kV","Jemena","Summer","Non-Coincident",2018,"POE10",49.486354972014198,0.99683775035055799]
[null,"VIC","BTS22J","Brunswick (Jemena) 22 kV","Jemena","Summer","Non-Coincident",2019,"POE10",49.731862176016897,1]
[null,"VIC","BTS22J","Brunswick (Jemena) 22 kV","Jemena","Summer","Non-Coincident",2020,"POE10",49.778878421079298,1]
[null,"VIC","BTS22J","Brunswick (Jemena) 22 kV","Jemena","Summer","Non-Coincident",2021,"POE10",49.871146338245801,1]
[null,"VIC","BTS22J","Brunswick (Jemena) 22 kV","Jemena","Summer","Non-Coincident",2022,"POE10",49.763195434292797,1]
[null,"VIC","BTS22J","Brunswick (Jemena) 22 kV","Jemena","Summer","Non-Coincident",2023,"POE10",49.909617348132301,1]
[null,"VIC","BTS22J","Brunswick (Jemena) 22 kV","Jemena","Summer","Non-Coincident",2024,"POE10",49.560171705029902,1]
[null,"VIC","BTS22J","Brunswick (Jemena) 22 kV","Jemena","Summer","Non-Coincident",2025,"POE10",48.925984816904297,1]
[null,"VIC","BTS22J","Brunswick (Jemena) 22 kV","Jemena","Summer","Non-Coincident",2026,"POE10",48.543058647620299,1]
[null,"VIC","BTS22J","Brunswick (Jemena) 22 kV","Jemena","Summer","Non-Coincident",2017,"POE50",38.851026692795998,1]
[null,"VIC","BTS22J","Brunswick (Jemena) 22 kV","Jemena","Summer","Non-Coincident",2018,"POE50",43.849404769174697,1]
[null,"VIC","BTS22J","Brunswick (Jemena) 22 kV","Jemena","Summer","Non-Coincident",2019,"POE50",44.140113251079597,1]
[null,"VIC","BTS22J","Brunswick (Jemena) 22 kV","Jemena","Summer","Non-Coincident",2020,"POE50",43.999935382854403,1]
[null,"VIC","BTS22J","Brunswick (Jemena) 22 kV","Jemena","Summer","Non-Coincident",2021,"POE50",44.323275417121799,1]
[null,"VIC","BTS22J","Brunswick (Jemena) 22 kV","Jemena","Summer","Non-Coincident",2022,"POE50",43.910586321938503,1]
[null,"VIC","BTS22J","Brunswick (Jemena) 22 kV","Jemena","Summer","Non-Coincident",2023,"POE50",44.501346431465599,1]
[null,"VIC","BTS22J","Brunswick (Jemena) 22 kV","Jemena","Summer","Non-Coincident",2024,"POE50",44.256096095990202,1]
[null,"VIC","BTS22J","Brunswick (Jemena) 22 kV","Jemena","Summer","Non-Coincident",2025,"POE50",43.375122221169399,1]
[null,"VIC","BTS22J","Brunswick (Jemena) 22 kV","Jemena","Summer","Non-Coincident",2026,"POE50",42.902541431236202,1]
[null,"VIC","BTS22J","Brunswick (Jemena) 22 kV","Jemena","Winter","Non-Coincident",2016,"POE10",34.333070857176999,1]
[null,"VIC","BTS22J","Brunswick (Jemena) 22 kV","Jemena","Winter","Non-Coincident",2017,"POE10",34.526730836215897,1]
[null,"VIC","BTS22J","Brunswick (Jemena) 22 kV","Jemena","Winter","Non-Coincident",2018,"POE10",40.326145682645901,1]
[null,"VIC","BTS22J","Brunswick (Jemena) 22 kV","Jemena","Winter","Non-Coincident",2019,"POE10",41.374227773956498,1]
[null,"VIC","BTS22J","Brunswick (Jemena) 22 kV","Jemena","Winter","Non-Coincident",2020,"POE10",42.117935454105798,1]
[null,"VIC","BTS22J","Brunswick (Jemena) 22 kV","Jemena","Winter","Non-Coincident",2021,"POE10",42.532762789710603,1]
[null,"VIC","BTS22J","Brunswick (Jemena) 22 kV","Jemena","Winter","Non-Coincident",2022,"POE10",44.016925189201103,1]
[null,"VIC","BTS22J","Brunswick (Jemena) 22 kV","Jemena","Winter","Non-Coincident",2023,"POE10",44.232547578999799,1]
[null,"VIC","BTS22J","Brunswick (Jemena) 22 kV","Jemena","Winter","Non-Coincident",2024,"POE10",44.168673368895099,1]
[null,"VIC","BTS22J","Brunswick (Jemena) 22 kV","Jemena","Winter","Non-Coincident",2025,"POE10",44.005342546633699,1]
[null,"VIC","BTS22J","Brunswick (Jemena) 22 kV","Jemena","Winter","Non-Coincident",2016,"POE50",33.352214588606998,1]
[null,"VIC","BTS22J","Brunswick (Jemena) 22 kV","Jemena","Winter","Non-Coincident",2017,"POE50",33.488964767374597,1]
[null,"VIC","BTS22J","Brunswick (Jemena) 22 kV","Jemena","Winter","Non-Coincident",2018,"POE50",39.247215108464999,1]
[null,"VIC","BTS22J","Brunswick (Jemena) 22 kV","Jemena","Winter","Non-Coincident",2019,"POE50",40.187476135256901,1]
[null,"VIC","BTS22J","Brunswick (Jemena) 22 kV","Jemena","Winter","Non-Coincident",2020,"POE50",40.846060885588201,1]
[null,"VIC","BTS22J","Brunswick (Jemena) 22 kV","Jemena","Winter","Non-Coincident",2021,"POE50",41.233744012443701,1]
[null,"VIC","BTS22J","Brunswick (Jemena) 22 kV","Jemena","Winter","Non-Coincident",2022,"POE50",42.647861095203901,1]
[null,"VIC","BTS22J","Brunswick (Jemena) 22 kV","Jemena","Winter","Non-Coincident",2023,"POE50",42.799334060193999,1]
[null,"VIC","BTS22J","Brunswick (Jemena) 22 kV","Jemena","Winter","Non-Coincident",2024,"POE50",42.684274159532897,1]
[null,"VIC","BTS22J","Brunswick (Jemena) 22 kV","Jemena","Winter","Non-Coincident",2025,"POE50",42.521258303735799,1]
[null,"VIC","BTS66","Brunswick (CitiPower) 66 kV","Citipower","Summer","Non-Coincident",2017,"POE10",153.683382984259,0.99512327629899899]
[null,"VIC","BTS66","Brunswick (CitiPower) 66 kV","Citipower","Summer","Non-Coincident",2018,"POE10",167.28413094327499,0.97829180621608103]
[null,"VIC","BTS66","Brunswick (CitiPower) 66 kV","Citipower","Summer","Non-Coincident",2019,"POE10",163.23715142843801,0.98403985413556805]
[null,"VIC","BTS66","Brunswick (CitiPower) 66 kV","Citipower","Summer","Non-Coincident",2020,"POE10",325.08500664937799,0.98909816404585904]
[null,"VIC","BTS66","Brunswick (CitiPower) 66 kV","Citipower","Summer","Non-Coincident",2021,"POE10",319.91998609642502,0.99669377047590102]
[null,"VIC","BTS66","Brunswick (CitiPower) 66 kV","Citipower","Summer","Non-Coincident",2022,"POE10",313.31865302078802,0.99679856397494004]
[null,"VIC","BTS66","Brunswick (CitiPower) 66 kV","Citipower","Summer","Non-Coincident",2023,"POE10",308.56147353223599,0.996968642995957]
[null,"VIC","BTS66","Brunswick (CitiPower) 66 kV","Citipower","Summer","Non-Coincident",2024,"POE10",304.74895791084202,0.99705948595216598]
[null,"VIC","BTS66","Brunswick (CitiPower) 66 kV","Citipower","Summer","Non-Coincident",2025,"POE10",299.39975967848801,0.99715530746424397]
[null,"VIC","BTS66","Brunswick (CitiPower) 66 kV","Citipower","Summer","Non-Coincident",2026,"POE10",295.92338317077298,0.99725108245328398]
[null,"VIC","BTS66","Brunswick (CitiPower) 66 kV","Citipower","Summer","Non-Coincident",2017,"POE50",141.87340610749601,0.99265429888844903]
[null,"VIC","BTS66","Brunswick (CitiPower) 66 kV","Citipower","Summer","Non-Coincident",2018,"POE50",154.856896168536,0.98655696601891096]
[null,"VIC","BTS66","Brunswick (CitiPower) 66 kV","Citipower","Summer","Non-Coincident",2019,"POE50",151.267148433763,0.98830431474481195]
[null,"VIC","BTS66","Brunswick (CitiPower) 66 kV","Citipower","Summer","Non-Coincident",2020,"POE50",300.18244684504299,0.98923617911304895]
[null,"VIC","BTS66","Brunswick (CitiPower) 66 kV","Citipower","Summer","Non-Coincident",2021,"POE50",297.69001246367998,0.99430190240354299]
[null,"VIC","BTS66","Brunswick (CitiPower) 66 kV","Citipower","Summer","Non-Coincident",2022,"POE50",288.78406327471299,0.99442000898558303]
[null,"VIC","BTS66","Brunswick (CitiPower) 66 kV","Citipower","Summer","Non-Coincident",2023,"POE50",285.87905909317601,0.99461498000788495]
[null,"VIC","BTS66","Brunswick (CitiPower) 66 kV","Citipower","Summer","Non-Coincident",2024,"POE50",282.49179980368899,0.99472592440534102]
[null,"VIC","BTS66","Brunswick (CitiPower) 66 kV","Citipower","Summer","Non-Coincident",2025,"POE50",275.37033868296197,0.99483457103063799]
[null,"VIC","BTS66","Brunswick (CitiPower) 66 kV","Citipower","Summer","Non-Coincident",2026,"POE50",271.15914231648799,0.99494768679849299]
[null,"VIC","BTS66","Brunswick (CitiPower) 66 kV","Citipower","Winter","Non-Coincident",2016,"POE10",0,0]
[null,"VIC","BTS66","Brunswick (CitiPower) 66 kV","Citipower","Winter","Non-Coincident",2017,"POE10",113.95075329311101,1]
[null,"VIC","BTS66","Brunswick (CitiPower) 66 kV","Citipower","Winter","Non-Coincident",2018,"POE10",128.52992988026199,1]
[null,"VIC","BTS66","Brunswick (CitiPower) 66 kV","Citipower","Winter","Non-Coincident",2019,"POE10",128.47416138854001,1]
[null,"VIC","BTS66","Brunswick (CitiPower) 66 kV","Citipower","Winter","Non-Coincident",2020,"POE10",258.14244839705498,1]
[null,"VIC","BTS66","Brunswick (CitiPower) 66 kV","Citipower","Winter","Non-Coincident",2021,"POE10",258.51967148224202,1]
[null,"VIC","BTS66","Brunswick (CitiPower) 66 kV","Citipower","Winter","Non-Coincident",2022,"POE10",259.61059307406998,1]
[null,"VIC","BTS66","Brunswick (CitiPower) 66 kV","Citipower","Winter","Non-Coincident",2023,"POE10",261.94082679008102,1]
[null,"VIC","BTS66","Brunswick (CitiPower) 66 kV","Citipower","Winter","Non-Coincident",2024,"POE10",263.08088729728098,1]
[null,"VIC","BTS66","Brunswick (CitiPower) 66 kV","Citipower","Winter","Non-Coincident",2025,"POE10",264.08745311244098,1]
[null,"VIC","BTS66","Brunswick (CitiPower) 66 kV","Citipower","Winter","Non-Coincident",2016,"POE50",0,0]
[null,"VIC","BTS66","Brunswick (CitiPower) 66 kV","Citipower","Winter","Non-Coincident",2017,"POE50",112.85644630585,1]
[null,"VIC","BTS66","Brunswick (CitiPower) 66 kV","Citipower","Winter","Non-Coincident",2018,"POE50",126.865827638434,1]
[null,"VIC","BTS66","Brunswick (CitiPower) 66 kV","Citipower","Winter","Non-Coincident",2019,"POE50",126.528935608772,1]
[null,"VIC","BTS66","Brunswick (CitiPower) 66 kV","Citipower","Winter","Non-Coincident",2020,"POE50",252.89678624650301,1]
[null,"VIC","BTS66","Brunswick (CitiPower) 66 kV","Citipower","Winter","Non-Coincident",2021,"POE50",253.252735516569,1]
[null,"VIC","BTS66","Brunswick (CitiPower) 66 kV","Citipower","Winter","Non-Coincident",2022,"POE50",254.060566012832,1]
[null,"VIC","BTS66","Brunswick (CitiPower) 66 kV","Citipower","Winter","Non-Coincident",2023,"POE50",256.13571003154198,1]
[null,"VIC","BTS66","Brunswick (CitiPower) 66 kV","Citipower","Winter","Non-Coincident",2024,"POE50",257.06880909688903,1]
[null,"VIC","BTS66","Brunswick (CitiPower) 66 kV","Citipower","Winter","Non-Coincident",2025,"POE50",258.16102799521701,1]
[null,"VIC","CBTS66A","Cranbourne (AusNet) 66 kV","AusNet","Summer","Non-Coincident",2017,"POE10",296.75940004186401,1]
[null,"VIC","CBTS66A","Cranbourne (AusNet) 66 kV","AusNet","Summer","Non-Coincident",2018,"POE10",304.255085631204,0.98912029493553599]
[null,"VIC","CBTS66A","Cranbourne (AusNet) 66 kV","AusNet","Summer","Non-Coincident",2019,"POE10",313.26143404484901,0.99493196668551898]
[null,"VIC","CBTS66A","Cranbourne (AusNet) 66 kV","AusNet","Summer","Non-Coincident",2020,"POE10",320.53846812192802,1]
[null,"VIC","CBTS66A","Cranbourne (AusNet) 66 kV","AusNet","Summer","Non-Coincident",2021,"POE10",332.63989081377798,1]
[null,"VIC","CBTS66A","Cranbourne (AusNet) 66 kV","AusNet","Summer","Non-Coincident",2022,"POE10",340.18467610056098,1]
[null,"VIC","CBTS66A","Cranbourne (AusNet) 66 kV","AusNet","Summer","Non-Coincident",2023,"POE10",349.19598151265598,1]
[null,"VIC","CBTS66A","Cranbourne (AusNet) 66 kV","AusNet","Summer","Non-Coincident",2024,"POE10",360.04469847610699,1]
[null,"VIC","CBTS66A","Cranbourne (AusNet) 66 kV","AusNet","Summer","Non-Coincident",2025,"POE10",368.53511649348701,1]
[null,"VIC","CBTS66A","Cranbourne (AusNet) 66 kV","AusNet","Summer","Non-Coincident",2026,"POE10",378.77683316976402,1]
[null,"VIC","CBTS66A","Cranbourne (AusNet) 66 kV","AusNet","Summer","Non-Coincident",2017,"POE50",264.13659087308002,1]
[null,"VIC","CBTS66A","Cranbourne (AusNet) 66 kV","AusNet","Summer","Non-Coincident",2018,"POE50",272.02833768722502,0.997476939905798]
[null,"VIC","CBTS66A","Cranbourne (AusNet) 66 kV","AusNet","Summer","Non-Coincident",2019,"POE50",280.52446866926601,0.99924362963593405]
[null,"VIC","CBTS66A","Cranbourne (AusNet) 66 kV","AusNet","Summer","Non-Coincident",2020,"POE50",286.892746901988,1]
[null,"VIC","CBTS66A","Cranbourne (AusNet) 66 kV","AusNet","Summer","Non-Coincident",2021,"POE50",299.558024208718,1]
[null,"VIC","CBTS66A","Cranbourne (AusNet) 66 kV","AusNet","Summer","Non-Coincident",2022,"POE50",304.511260255884,1]
[null,"VIC","CBTS66A","Cranbourne (AusNet) 66 kV","AusNet","Summer","Non-Coincident",2023,"POE50",316.02079845532302,1]
[null,"VIC","CBTS66A","Cranbourne (AusNet) 66 kV","AusNet","Summer","Non-Coincident",2024,"POE50",326.67715904688498,1]
[null,"VIC","CBTS66A","Cranbourne (AusNet) 66 kV","AusNet","Summer","Non-Coincident",2025,"POE50",332.50498891934399,1]
[null,"VIC","CBTS66A","Cranbourne (AusNet) 66 kV","AusNet","Summer","Non-Coincident",2026,"POE50",341.259073796265,1]
[null,"VIC","CBTS66A","Cranbourne (AusNet) 66 kV","AusNet","Winter","Non-Coincident",2016,"POE10",216.02198501462601,1]
[null,"VIC","CBTS66A","Cranbourne (AusNet) 66 kV","AusNet","Winter","Non-Coincident",2017,"POE10",227.11425952501801,1]
[null,"VIC","CBTS66A","Cranbourne (AusNet) 66 kV","AusNet","Winter","Non-Coincident",2018,"POE10",236.30259479556901,1]
[null,"VIC","CBTS66A","Cranbourne (AusNet) 66 kV","AusNet","Winter","Non-Coincident",2019,"POE10",247.895103343811,1]
[null,"VIC","CBTS66A","Cranbourne (AusNet) 66 kV","AusNet","Winter","Non-Coincident",2020,"POE10",260.629771161387,1]
[null,"VIC","CBTS66A","Cranbourne (AusNet) 66 kV","AusNet","Winter","Non-Coincident",2021,"POE10",273.27988015736798,1]
[null,"VIC","CBTS66A","Cranbourne (AusNet) 66 kV","AusNet","Winter","Non-Coincident",2022,"POE10",286.90049049173598,1]
[null,"VIC","CBTS66A","Cranbourne (AusNet) 66 kV","AusNet","Winter","Non-Coincident",2023,"POE10",302.137489841866,1]
[null,"VIC","CBTS66A","Cranbourne (AusNet) 66 kV","AusNet","Winter","Non-Coincident",2024,"POE10",316.17340356218602,1]
[null,"VIC","CBTS66A","Cranbourne (AusNet) 66 kV","AusNet","Winter","Non-Coincident",2025,"POE10",330.06586899870001,1]
[null,"VIC","CBTS66A","Cranbourne (AusNet) 66 kV","AusNet","Winter","Non-Coincident",2016,"POE50",210.81124781687799,1]
[null,"VIC","CBTS66A","Cranbourne (AusNet) 66 kV","AusNet","Winter","Non-Coincident",2017,"POE50",221.419339228414,1]
[null,"VIC","CBTS66A","Cranbourne (AusNet) 66 kV","AusNet","Winter","Non-Coincident",2018,"POE50",230.05665549129199,1]
[null,"VIC","CBTS66A","Cranbourne (AusNet) 66 kV","AusNet","Winter","Non-Coincident",2019,"POE50",240.811467179262,1]
[null,"VIC","CBTS66A","Cranbourne (AusNet) 66 kV","AusNet","Winter","Non-Coincident",2020,"POE50",252.811355891609,1]
[null,"VIC","CBTS66A","Cranbourne (AusNet) 66 kV","AusNet","Winter","Non-Coincident",2021,"POE50",265.05975763136098,1]
[null,"VIC","CBTS66A","Cranbourne (AusNet) 66 kV","AusNet","Winter","Non-Coincident",2022,"POE50",277.98842426380901,1]
[null,"VIC","CBTS66A","Cranbourne (AusNet) 66 kV","AusNet","Winter","Non-Coincident",2023,"POE50",292.53124314653297,1]
[null,"VIC","CBTS66A","Cranbourne (AusNet) 66 kV","AusNet","Winter","Non-Coincident",2024,"POE50",305.92741248740901,1]
[null,"VIC","CBTS66A","Cranbourne (AusNet) 66 kV","AusNet","Winter","Non-Coincident",2025,"POE50",319.53517519313698,1]
[null,"VIC","CBTS66U","Cranbourne (United Energy) 66 kV","United Energy","Summer","Non-Coincident",2017,"POE10",193.56963177786901,1]
[null,"VIC","CBTS66U","Cranbourne (United Energy) 66 kV","United Energy","Summer","Non-Coincident",2018,"POE10",192.853527807761,1]
[null,"VIC","CBTS66U","Cranbourne (United Energy) 66 kV","United Energy","Summer","Non-Coincident",2019,"POE10",196.48592254498601,1]
[null,"VIC","CBTS66U","Cranbourne (United Energy) 66 kV","United Energy","Summer","Non-Coincident",2020,"POE10",199.19039349462599,1]
[null,"VIC","CBTS66U","Cranbourne (United Energy) 66 kV","United Energy","Summer","Non-Coincident",2021,"POE10",203.970520752613,1]
[null,"VIC","CBTS66U","Cranbourne (United Energy) 66 kV","United Energy","Summer","Non-Coincident",2022,"POE10",205.997003763354,1]
[null,"VIC","CBTS66U","Cranbourne (United Energy) 66 kV","United Energy","Summer","Non-Coincident",2023,"POE10",208.951304434744,1]
[null,"VIC","CBTS66U","Cranbourne (United Energy) 66 kV","United Energy","Summer","Non-Coincident",2024,"POE10",212.234231090197,1]
[null,"VIC","CBTS66U","Cranbourne (United Energy) 66 kV","United Energy","Summer","Non-Coincident",2025,"POE10",214.156501687614,1]
[null,"VIC","CBTS66U","Cranbourne (United Energy) 66 kV","United Energy","Summer","Non-Coincident",2026,"POE10",217.12929225008901,1]
[null,"VIC","CBTS66U","Cranbourne (United Energy) 66 kV","United Energy","Summer","Non-Coincident",2017,"POE50",171.86830165844501,1]
[null,"VIC","CBTS66U","Cranbourne (United Energy) 66 kV","United Energy","Summer","Non-Coincident",2018,"POE50",173.20637297813499,1]
[null,"VIC","CBTS66U","Cranbourne (United Energy) 66 kV","United Energy","Summer","Non-Coincident",2019,"POE50",175.91496780073601,1]
[null,"VIC","CBTS66U","Cranbourne (United Energy) 66 kV","United Energy","Summer","Non-Coincident",2020,"POE50",177.21637356053299,1]
[null,"VIC","CBTS66U","Cranbourne (United Energy) 66 kV","United Energy","Summer","Non-Coincident",2021,"POE50",182.329184045098,1]
[null,"VIC","CBTS66U","Cranbourne (United Energy) 66 kV","United Energy","Summer","Non-Coincident",2022,"POE50",182.373649092184,1]
[null,"VIC","CBTS66U","Cranbourne (United Energy) 66 kV","United Energy","Summer","Non-Coincident",2023,"POE50",185.95820432957501,1]
[null,"VIC","CBTS66U","Cranbourne (United Energy) 66 kV","United Energy","Summer","Non-Coincident",2024,"POE50",189.00892990698799,1]
[null,"VIC","CBTS66U","Cranbourne (United Energy) 66 kV","United Energy","Summer","Non-Coincident",2025,"POE50",189.300335661936,1]
[null,"VIC","CBTS66U","Cranbourne (United Energy) 66 kV","United Energy","Summer","Non-Coincident",2026,"POE50",191.51192910984901,1]
[null,"VIC","CBTS66U","Cranbourne (United Energy) 66 kV","United Energy","Winter","Non-Coincident",2016,"POE10",138.40659716982,0.985816317221895]
[null,"VIC","CBTS66U","Cranbourne (United Energy) 66 kV","United Energy","Winter","Non-Coincident",2017,"POE10",141.11527478376399,0.99582175805044104]
[null,"VIC","CBTS66U","Cranbourne (United Energy) 66 kV","United Energy","Winter","Non-Coincident",2018,"POE10",143.941246106905,0.99364816428319402]
[null,"VIC","CBTS66U","Cranbourne (United Energy) 66 kV","United Energy","Winter","Non-Coincident",2019,"POE10",147.71933391079301,0.99241482652882695]
[null,"VIC","CBTS66U","Cranbourne (United Energy) 66 kV","United Energy","Winter","Non-Coincident",2020,"POE10",152.32597866151599,0.98764668177149395]
[null,"VIC","CBTS66U","Cranbourne (United Energy) 66 kV","United Energy","Winter","Non-Coincident",2021,"POE10",155.772111729096,0.98771934008472895]
[null,"VIC","CBTS66U","Cranbourne (United Energy) 66 kV","United Energy","Winter","Non-Coincident",2022,"POE10",159.41024880977,0.98778638805111596]
[null,"VIC","CBTS66U","Cranbourne (United Energy) 66 kV","United Energy","Winter","Non-Coincident",2023,"POE10",163.559906415396,0.98800882637952503]
[null,"VIC","CBTS66U","Cranbourne (United Energy) 66 kV","United Energy","Winter","Non-Coincident",2024,"POE10",166.75800372251601,0.98806119827358996]
[null,"VIC","CBTS66U","Cranbourne (United Energy) 66 kV","United Energy","Winter","Non-Coincident",2025,"POE10",169.60735516367899,0.98810828728530198]
[null,"VIC","CBTS66U","Cranbourne (United Energy) 66 kV","United Energy","Winter","Non-Coincident",2016,"POE50",133.82600496400801,0.99097465873278601]
[null,"VIC","CBTS66U","Cranbourne (United Energy) 66 kV","United Energy","Winter","Non-Coincident",2017,"POE50",136.36353461215501,1]
[null,"VIC","CBTS66U","Cranbourne (United Energy) 66 kV","United Energy","Winter","Non-Coincident",2018,"POE50",138.810341066387,0.997804119377938]
[null,"VIC","CBTS66U","Cranbourne (United Energy) 66 kV","United Energy","Winter","Non-Coincident",2019,"POE50",142.04911907018999,0.99652954731182397]
[null,"VIC","CBTS66U","Cranbourne (United Energy) 66 kV","United Energy","Winter","Non-Coincident",2020,"POE50",146.021354121298,0.99270898383185402]
[null,"VIC","CBTS66U","Cranbourne (United Energy) 66 kV","United Energy","Winter","Non-Coincident",2021,"POE50",149.212357826746,0.99275542039465303]
[null,"VIC","CBTS66U","Cranbourne (United Energy) 66 kV","United Energy","Winter","Non-Coincident",2022,"POE50",152.43936591995799,0.99279602098402298]
[null,"VIC","CBTS66U","Cranbourne (United Energy) 66 kV","United Energy","Winter","Non-Coincident",2023,"POE50",156.18310900136899,0.992994866015802]
[null,"VIC","CBTS66U","Cranbourne (United Energy) 66 kV","United Energy","Winter","Non-Coincident",2024,"POE50",159.028158057734,0.99302042679409597]
[null,"VIC","CBTS66U","Cranbourne (United Energy) 66 kV","United Energy","Winter","Non-Coincident",2025,"POE50",161.71942661352099,0.99304100996603595]
[null,"VIC","DPTS","Deer Park (Powercor) 66 kV","Powercor","Summer","Non-Coincident",2017,"POE10",0,0]
[null,"VIC","DPTS","Deer Park (Powercor) 66 kV","Powercor","Summer","Non-Coincident",2018,"POE10",209.35649098149,0.99823000491101499]
[null,"VIC","DPTS","Deer Park (Powercor) 66 kV","Powercor","Summer","Non-Coincident",2019,"POE10",210.954093368164,1]
[null,"VIC","DPTS","Deer Park (Powercor) 66 kV","Powercor","Summer","Non-Coincident",2020,"POE10",211.704447704941,1]
[null,"VIC","DPTS","Deer Park (Powercor) 66 kV","Powercor","Summer","Non-Coincident",2021,"POE10",214.611903189001,1]
[null,"VIC","DPTS","Deer Park (Powercor) 66 kV","Powercor","Summer","Non-Coincident",2022,"POE10",214.63264323504799,1]
[null,"VIC","DPTS","Deer Park (Powercor) 66 kV","Powercor","Summer","Non-Coincident",2023,"POE10",215.66784030321699,1]
[null,"VIC","DPTS","Deer Park (Powercor) 66 kV","Powercor","Summer","Non-Coincident",2024,"POE10",217.120839141267,1]
[null,"VIC","DPTS","Deer Park (Powercor) 66 kV","Powercor","Summer","Non-Coincident",2025,"POE10",217.746817280236,1]
[null,"VIC","DPTS","Deer Park (Powercor) 66 kV","Powercor","Summer","Non-Coincident",2026,"POE10",219.88677839153601,1]
[null,"VIC","DPTS","Deer Park (Powercor) 66 kV","Powercor","Summer","Non-Coincident",2017,"POE50",0,0]
[null,"VIC","DPTS","Deer Park (Powercor) 66 kV","Powercor","Summer","Non-Coincident",2018,"POE50",189.15042460969099,1]
[null,"VIC","DPTS","Deer Park (Powercor) 66 kV","Powercor","Summer","Non-Coincident",2019,"POE50",190.30019426930701,1]
[null,"VIC","DPTS","Deer Park (Powercor) 66 kV","Powercor","Summer","Non-Coincident",2020,"POE50",189.90306308891201,1]
[null,"VIC","DPTS","Deer Park (Powercor) 66 kV","Powercor","Summer","Non-Coincident",2021,"POE50",193.544368221562,1]
[null,"VIC","DPTS","Deer Park (Powercor) 66 kV","Powercor","Summer","Non-Coincident",2022,"POE50",191.82441185803299,1]
[null,"VIC","DPTS","Deer Park (Powercor) 66 kV","Powercor","Summer","Non-Coincident",2023,"POE50",194.00823123946699,1]
[null,"VIC","DPTS","Deer Park (Powercor) 66 kV","Powercor","Summer","Non-Coincident",2024,"POE50",196.375043934139,1]
[null,"VIC","DPTS","Deer Park (Powercor) 66 kV","Powercor","Summer","Non-Coincident",2025,"POE50",196.06267140728099,1]
[null,"VIC","DPTS","Deer Park (Powercor) 66 kV","Powercor","Summer","Non-Coincident",2026,"POE50",197.608537435274,1]
[null,"VIC","DPTS","Deer Park (Powercor) 66 kV","Powercor","Winter","Non-Coincident",2016,"POE10",0,0]
[null,"VIC","DPTS","Deer Park (Powercor) 66 kV","Powercor","Winter","Non-Coincident",2017,"POE10",0,0]
[null,"VIC","DPTS","Deer Park (Powercor) 66 kV","Powercor","Winter","Non-Coincident",2018,"POE10",184.38732037200899,1]
[null,"VIC","DPTS","Deer Park (Powercor) 66 kV","Powercor","Winter","Non-Coincident",2019,"POE10",189.975380361026,1]
[null,"VIC","DPTS","Deer Park (Powercor) 66 kV","Powercor","Winter","Non-Coincident",2020,"POE10",196.153143938623,1]
[null,"VIC","DPTS","Deer Park (Powercor) 66 kV","Powercor","Winter","Non-Coincident",2021,"POE10",202.00155409207099,1]
[null,"VIC","DPTS","Deer Park (Powercor) 66 kV","Powercor","Winter","Non-Coincident",2022,"POE10",208.32403157279799,1]
[null,"VIC","DPTS","Deer Park (Powercor) 66 kV","Powercor","Winter","Non-Coincident",2023,"POE10",215.573405963504,1]
[null,"VIC","DPTS","Deer Park (Powercor) 66 kV","Powercor","Winter","Non-Coincident",2024,"POE10",221.744293055425,1]
[null,"VIC","DPTS","Deer Park (Powercor) 66 kV","Powercor","Winter","Non-Coincident",2025,"POE10",227.64479784820401,1]
[null,"VIC","DPTS","Deer Park (Powercor) 66 kV","Powercor","Winter","Non-Coincident",2016,"POE50",0,0]
[null,"VIC","DPTS","Deer Park (Powercor) 66 kV","Powercor","Winter","Non-Coincident",2017,"POE50",0,0]
[null,"VIC","DPTS","Deer Park (Powercor) 66 kV","Powercor","Winter","Non-Coincident",2018,"POE50",180.00531416577999,1]
[null,"VIC","DPTS","Deer Park (Powercor) 66 kV","Powercor","Winter","Non-Coincident",2019,"POE50",185.057586955321,1]
[null,"VIC","DPTS","Deer Park (Powercor) 66 kV","Powercor","Winter","Non-Coincident",2020,"POE50",190.79886254725,1]
[null,"VIC","DPTS","Deer Park (Powercor) 66 kV","Powercor","Winter","Non-Coincident",2021,"POE50",196.47300526126901,1]
[null,"VIC","DPTS","Deer Park (Powercor) 66 kV","Powercor","Winter","Non-Coincident",2022,"POE50",202.41772444847999,1]
[null,"VIC","DPTS","Deer Park (Powercor) 66 kV","Powercor","Winter","Non-Coincident",2023,"POE50",209.30358423315499,1]
[null,"VIC","DPTS","Deer Park (Powercor) 66 kV","Powercor","Winter","Non-Coincident",2024,"POE50",215.15853185797599,1]
[null,"VIC","DPTS","Deer Park (Powercor) 66 kV","Powercor","Winter","Non-Coincident",2025,"POE50",220.99791009223401,1]
[null,"VIC","ERTS1266A","East Rowville 12 (AusNet) 66 kV","AusNet","Summer","Non-Coincident",2017,"POE10",97.790550870702404,1]
[null,"VIC","ERTS1266A","East Rowville 12 (AusNet) 66 kV","AusNet","Summer","Non-Coincident",2018,"POE10",96.134866285514903,0.98616531335577196]
[null,"VIC","ERTS1266A","East Rowville 12 (AusNet) 66 kV","AusNet","Summer","Non-Coincident",2019,"POE10",94.819245843619598,0.99195962282630601]
[null,"VIC","ERTS1266A","East Rowville 12 (AusNet) 66 kV","AusNet","Summer","Non-Coincident",2020,"POE10",93.142297939225401,0.99705864312478698]
[null,"VIC","ERTS1266A","East Rowville 12 (AusNet) 66 kV","AusNet","Summer","Non-Coincident",2021,"POE10",92.725999672228994,1]
[null,"VIC","ERTS1266A","East Rowville 12 (AusNet) 66 kV","AusNet","Summer","Non-Coincident",2022,"POE10",91.419424532061697,1]
[null,"VIC","ERTS1266A","East Rowville 12 (AusNet) 66 kV","AusNet","Summer","Non-Coincident",2023,"POE10",90.633044031508703,1]
[null,"VIC","ERTS1266A","East Rowville 12 (AusNet) 66 kV","AusNet","Summer","Non-Coincident",2024,"POE10",90.083929412724899,1]
[null,"VIC","ERTS1266A","East Rowville 12 (AusNet) 66 kV","AusNet","Summer","Non-Coincident",2025,"POE10",89.059189777292005,1]
[null,"VIC","ERTS1266A","East Rowville 12 (AusNet) 66 kV","AusNet","Summer","Non-Coincident",2026,"POE10",88.573615852377301,1]
[null,"VIC","ERTS1266A","East Rowville 12 (AusNet) 66 kV","AusNet","Summer","Non-Coincident",2017,"POE50",84.1962930437507,1]
[null,"VIC","ERTS1266A","East Rowville 12 (AusNet) 66 kV","AusNet","Summer","Non-Coincident",2018,"POE50",82.818536057036297,0.99449699297845995]
[null,"VIC","ERTS1266A","East Rowville 12 (AusNet) 66 kV","AusNet","Summer","Non-Coincident",2019,"POE50",81.529088364009795,0.99625840475035699]
[null,"VIC","ERTS1266A","East Rowville 12 (AusNet) 66 kV","AusNet","Summer","Non-Coincident",2020,"POE50",79.796186525086696,0.99719776896752399]
[null,"VIC","ERTS1266A","East Rowville 12 (AusNet) 66 kV","AusNet","Summer","Non-Coincident",2021,"POE50",79.747200537487998,1]
[null,"VIC","ERTS1266A","East Rowville 12 (AusNet) 66 kV","AusNet","Summer","Non-Coincident",2022,"POE50",77.835200338563794,1]
[null,"VIC","ERTS1266A","East Rowville 12 (AusNet) 66 kV","AusNet","Summer","Non-Coincident",2023,"POE50",77.582527505386494,1]
[null,"VIC","ERTS1266A","East Rowville 12 (AusNet) 66 kV","AusNet","Summer","Non-Coincident",2024,"POE50",77.225228398538803,1]
[null,"VIC","ERTS1266A","East Rowville 12 (AusNet) 66 kV","AusNet","Summer","Non-Coincident",2025,"POE50",75.884499699751103,1]
[null,"VIC","ERTS1266A","East Rowville 12 (AusNet) 66 kV","AusNet","Summer","Non-Coincident",2026,"POE50",75.379296412949898,1]
[null,"VIC","ERTS1266A","East Rowville 12 (AusNet) 66 kV","AusNet","Winter","Non-Coincident",2016,"POE10",75.106323774744794,1]
[null,"VIC","ERTS1266A","East Rowville 12 (AusNet) 66 kV","AusNet","Winter","Non-Coincident",2017,"POE10",74.508722478510904,1]
[null,"VIC","ERTS1266A","East Rowville 12 (AusNet) 66 kV","AusNet","Winter","Non-Coincident",2018,"POE10",73.318261691776598,1]
[null,"VIC","ERTS1266A","East Rowville 12 (AusNet) 66 kV","AusNet","Winter","Non-Coincident",2019,"POE10",72.957200769671601,1]
[null,"VIC","ERTS1266A","East Rowville 12 (AusNet) 66 kV","AusNet","Winter","Non-Coincident",2020,"POE10",73.008523108803601,1]
[null,"VIC","ERTS1266A","East Rowville 12 (AusNet) 66 kV","AusNet","Winter","Non-Coincident",2021,"POE10",73.140189834948103,1]
[null,"VIC","ERTS1266A","East Rowville 12 (AusNet) 66 kV","AusNet","Winter","Non-Coincident",2022,"POE10",73.659345399589398,1]
[null,"VIC","ERTS1266A","East Rowville 12 (AusNet) 66 kV","AusNet","Winter","Non-Coincident",2023,"POE10",74.721628941637604,1]
[null,"VIC","ERTS1266A","East Rowville 12 (AusNet) 66 kV","AusNet","Winter","Non-Coincident",2024,"POE10",75.633029925017397,1]
[null,"VIC","ERTS1266A","East Rowville 12 (AusNet) 66 kV","AusNet","Winter","Non-Coincident",2025,"POE10",76.6822163436822,1]
[null,"VIC","ERTS1266A","East Rowville 12 (AusNet) 66 kV","AusNet","Winter","Non-Coincident",2016,"POE50",73.031617791493403,1]
[null,"VIC","ERTS1266A","East Rowville 12 (AusNet) 66 kV","AusNet","Winter","Non-Coincident",2017,"POE50",72.349753447230697,1]
[null,"VIC","ERTS1266A","East Rowville 12 (AusNet) 66 kV","AusNet","Winter","Non-Coincident",2018,"POE50",71.065997455685903,1]
[null,"VIC","ERTS1266A","East Rowville 12 (AusNet) 66 kV","AusNet","Winter","Non-Coincident",2019,"POE50",70.533738304869104,1]
[null,"VIC","ERTS1266A","East Rowville 12 (AusNet) 66 kV","AusNet","Winter","Non-Coincident",2020,"POE50",70.4562659132595,1]
[null,"VIC","ERTS1266A","East Rowville 12 (AusNet) 66 kV","AusNet","Winter","Non-Coincident",2021,"POE50",70.557416802022104,1]
[null,"VIC","ERTS1266A","East Rowville 12 (AusNet) 66 kV","AusNet","Winter","Non-Coincident",2022,"POE50",70.970424035208794,1]
[null,"VIC","ERTS1266A","East Rowville 12 (AusNet) 66 kV","AusNet","Winter","Non-Coincident",2023,"POE50",71.928468224672898,1]
[null,"VIC","ERTS1266A","East Rowville 12 (AusNet) 66 kV","AusNet","Winter","Non-Coincident",2024,"POE50",72.753531847926396,1]
[null,"VIC","ERTS1266A","East Rowville 12 (AusNet) 66 kV","AusNet","Winter","Non-Coincident",2025,"POE50",73.799691593245697,1]
[null,"VIC","ERTS1266U","East Rowville 12 (United Energy) 66 kV","United Energy","Summer","Non-Coincident",2017,"POE10",144.61365652263899,1]
[null,"VIC","ERTS1266U","East Rowville 12 (United Energy) 66 kV","United Energy","Summer","Non-Coincident",2018,"POE10",141.60157847700199,1]
[null,"VIC","ERTS1266U","East Rowville 12 (United Energy) 66 kV","United Energy","Summer","Non-Coincident",2019,"POE10",141.80007244797201,1]
[null,"VIC","ERTS1266U","East Rowville 12 (United Energy) 66 kV","United Energy","Summer","Non-Coincident",2020,"POE10",141.199382224331,1]
[null,"VIC","ERTS1266U","East Rowville 12 (United Energy) 66 kV","United Energy","Summer","Non-Coincident",2021,"POE10",142.04591086301701,1]
[null,"VIC","ERTS1266U","East Rowville 12 (United Energy) 66 kV","United Energy","Summer","Non-Coincident",2022,"POE10",140.96818403974899,1]
[null,"VIC","ERTS1266U","East Rowville 12 (United Energy) 66 kV","United Energy","Summer","Non-Coincident",2023,"POE10",140.54337276780601,1]
[null,"VIC","ERTS1266U","East Rowville 12 (United Energy) 66 kV","United Energy","Summer","Non-Coincident",2024,"POE10",140.34278835971,1]
[null,"VIC","ERTS1266U","East Rowville 12 (United Energy) 66 kV","United Energy","Summer","Non-Coincident",2025,"POE10",139.26493736030201,1]
[null,"VIC","ERTS1266U","East Rowville 12 (United Energy) 66 kV","United Energy","Summer","Non-Coincident",2026,"POE10",138.89565278659501,1]
[null,"VIC","ERTS1266U","East Rowville 12 (United Energy) 66 kV","United Energy","Summer","Non-Coincident",2017,"POE50",127.42485925725499,1]
[null,"VIC","ERTS1266U","East Rowville 12 (United Energy) 66 kV","United Energy","Summer","Non-Coincident",2018,"POE50",126.23985941714,1]
[null,"VIC","ERTS1266U","East Rowville 12 (United Energy) 66 kV","United Energy","Summer","Non-Coincident",2019,"POE50",125.936965891856,1]
[null,"VIC","ERTS1266U","East Rowville 12 (United Energy) 66 kV","United Energy","Summer","Non-Coincident",2020,"POE50",124.62533121647201,1]
[null,"VIC","ERTS1266U","East Rowville 12 (United Energy) 66 kV","United Energy","Summer","Non-Coincident",2021,"POE50",125.959725915554,1]
[null,"VIC","ERTS1266U","East Rowville 12 (United Energy) 66 kV","United Energy","Summer","Non-Coincident",2022,"POE50",123.783406941742,1]
[null,"VIC","ERTS1266U","East Rowville 12 (United Energy) 66 kV","United Energy","Summer","Non-Coincident",2023,"POE50",124.022278762433,1]
[null,"VIC","ERTS1266U","East Rowville 12 (United Energy) 66 kV","United Energy","Summer","Non-Coincident",2024,"POE50",123.882507969949,1]
[null,"VIC","ERTS1266U","East Rowville 12 (United Energy) 66 kV","United Energy","Summer","Non-Coincident",2025,"POE50",121.95787010552399,1]
[null,"VIC","ERTS1266U","East Rowville 12 (United Energy) 66 kV","United Energy","Summer","Non-Coincident",2026,"POE50",121.17366324561399,1]
[null,"VIC","ERTS1266U","East Rowville 12 (United Energy) 66 kV","United Energy","Winter","Non-Coincident",2016,"POE10",103.921064701349,1]
[null,"VIC","ERTS1266U","East Rowville 12 (United Energy) 66 kV","United Energy","Winter","Non-Coincident",2017,"POE10",106.40676110264199,1]
[null,"VIC","ERTS1266U","East Rowville 12 (United Energy) 66 kV","United Energy","Winter","Non-Coincident",2018,"POE10",107.68623281935599,1]
[null,"VIC","ERTS1266U","East Rowville 12 (United Energy) 66 kV","United Energy","Winter","Non-Coincident",2019,"POE10",109.765262013875,1]
[null,"VIC","ERTS1266U","East Rowville 12 (United Energy) 66 kV","United Energy","Winter","Non-Coincident",2020,"POE10",112.037358153913,1]
[null,"VIC","ERTS1266U","East Rowville 12 (United Energy) 66 kV","United Energy","Winter","Non-Coincident",2021,"POE10",113.97827025146501,1]
[null,"VIC","ERTS1266U","East Rowville 12 (United Energy) 66 kV","United Energy","Winter","Non-Coincident",2022,"POE10",116.050224013429,1]
[null,"VIC","ERTS1266U","East Rowville 12 (United Energy) 66 kV","United Energy","Winter","Non-Coincident",2023,"POE10",118.502249082859,1]
[null,"VIC","ERTS1266U","East Rowville 12 (United Energy) 66 kV","United Energy","Winter","Non-Coincident",2024,"POE10",120.235848267237,1]
[null,"VIC","ERTS1266U","East Rowville 12 (United Energy) 66 kV","United Energy","Winter","Non-Coincident",2025,"POE10",121.713181734831,1]
[null,"VIC","ERTS1266U","East Rowville 12 (United Energy) 66 kV","United Energy","Winter","Non-Coincident",2016,"POE50",101.823337547883,1]
[null,"VIC","ERTS1266U","East Rowville 12 (United Energy) 66 kV","United Energy","Winter","Non-Coincident",2017,"POE50",104.143784190522,1]
[null,"VIC","ERTS1266U","East Rowville 12 (United Energy) 66 kV","United Energy","Winter","Non-Coincident",2018,"POE50",105.232653425978,1]
[null,"VIC","ERTS1266U","East Rowville 12 (United Energy) 66 kV","United Energy","Winter","Non-Coincident",2019,"POE50",107.007877958196,1]
[null,"VIC","ERTS1266U","East Rowville 12 (United Energy) 66 kV","United Energy","Winter","Non-Coincident",2020,"POE50",109.03909693138,1]
[null,"VIC","ERTS1266U","East Rowville 12 (United Energy) 66 kV","United Energy","Winter","Non-Coincident",2021,"POE50",110.891743878307,1]
[null,"VIC","ERTS1266U","East Rowville 12 (United Energy) 66 kV","United Energy","Winter","Non-Coincident",2022,"POE50",112.763107362231,1]
[null,"VIC","ERTS1266U","East Rowville 12 (United Energy) 66 kV","United Energy","Winter","Non-Coincident",2023,"POE50",115.026099288266,1]
[null,"VIC","ERTS1266U","East Rowville 12 (United Energy) 66 kV","United Energy","Winter","Non-Coincident",2024,"POE50",116.600133101841,1]
[null,"VIC","ERTS1266U","East Rowville 12 (United Energy) 66 kV","United Energy","Winter","Non-Coincident",2025,"POE50",118.057119659996,1]
[null,"VIC","ERTS3466A","East Rowville 34 (AusNet) 66 kV","AusNet","Summer","Non-Coincident",2017,"POE10",61.885976769568501,1]
[null,"VIC","ERTS3466A","East Rowville 34 (AusNet) 66 kV","AusNet","Summer","Non-Coincident",2018,"POE10",60.286241519458002,1]
[null,"VIC","ERTS3466A","East Rowville 34 (AusNet) 66 kV","AusNet","Summer","Non-Coincident",2019,"POE10",60.063843436578999,1]
[null,"VIC","ERTS3466A","East Rowville 34 (AusNet) 66 kV","AusNet","Summer","Non-Coincident",2020,"POE10",59.509088806085799,1]
[null,"VIC","ERTS3466A","East Rowville 34 (AusNet) 66 kV","AusNet","Summer","Non-Coincident",2021,"POE10",59.568761692164998,1]
[null,"VIC","ERTS3466A","East Rowville 34 (AusNet) 66 kV","AusNet","Summer","Non-Coincident",2022,"POE10",58.824583321729001,1]
[null,"VIC","ERTS3466A","East Rowville 34 (AusNet) 66 kV","AusNet","Summer","Non-Coincident",2023,"POE10",58.357744376170203,1]
[null,"VIC","ERTS3466A","East Rowville 34 (AusNet) 66 kV","AusNet","Summer","Non-Coincident",2024,"POE10",57.986679658263803,1]
[null,"VIC","ERTS3466A","East Rowville 34 (AusNet) 66 kV","AusNet","Summer","Non-Coincident",2025,"POE10",57.2557363078474,1]
[null,"VIC","ERTS3466A","East Rowville 34 (AusNet) 66 kV","AusNet","Summer","Non-Coincident",2026,"POE10",56.818988352698,1]
[null,"VIC","ERTS3466A","East Rowville 34 (AusNet) 66 kV","AusNet","Summer","Non-Coincident",2017,"POE50",53.540624799514099,1]
[null,"VIC","ERTS3466A","East Rowville 34 (AusNet) 66 kV","AusNet","Summer","Non-Coincident",2018,"POE50",52.889861173116302,1]
[null,"VIC","ERTS3466A","East Rowville 34 (AusNet) 66 kV","AusNet","Summer","Non-Coincident",2019,"POE50",52.613109040940003,1]
[null,"VIC","ERTS3466A","East Rowville 34 (AusNet) 66 kV","AusNet","Summer","Non-Coincident",2020,"POE50",51.920571640436002,1]
[null,"VIC","ERTS3466A","East Rowville 34 (AusNet) 66 kV","AusNet","Summer","Non-Coincident",2021,"POE50",52.334036502191402,1]
[null,"VIC","ERTS3466A","East Rowville 34 (AusNet) 66 kV","AusNet","Summer","Non-Coincident",2022,"POE50",51.291342194810902,1]
[null,"VIC","ERTS3466A","East Rowville 34 (AusNet) 66 kV","AusNet","Summer","Non-Coincident",2023,"POE50",51.252383545802999,1]
[null,"VIC","ERTS3466A","East Rowville 34 (AusNet) 66 kV","AusNet","Summer","Non-Coincident",2024,"POE50",51.057326344791498,1]
[null,"VIC","ERTS3466A","East Rowville 34 (AusNet) 66 kV","AusNet","Summer","Non-Coincident",2025,"POE50",50.205490477916399,1]
[null,"VIC","ERTS3466A","East Rowville 34 (AusNet) 66 kV","AusNet","Summer","Non-Coincident",2026,"POE50",49.893275418799199,1]
[null,"VIC","ERTS3466A","East Rowville 34 (AusNet) 66 kV","AusNet","Winter","Non-Coincident",2016,"POE10",45.368342951038997,1]
[null,"VIC","ERTS3466A","East Rowville 34 (AusNet) 66 kV","AusNet","Winter","Non-Coincident",2017,"POE10",45.976099439689499,1]
[null,"VIC","ERTS3466A","East Rowville 34 (AusNet) 66 kV","AusNet","Winter","Non-Coincident",2018,"POE10",46.055608708507002,1]
[null,"VIC","ERTS3466A","East Rowville 34 (AusNet) 66 kV","AusNet","Winter","Non-Coincident",2019,"POE10",46.472030456918098,1]
[null,"VIC","ERTS3466A","East Rowville 34 (AusNet) 66 kV","AusNet","Winter","Non-Coincident",2020,"POE10",46.961073971039497,1]
[null,"VIC","ERTS3466A","East Rowville 34 (AusNet) 66 kV","AusNet","Winter","Non-Coincident",2021,"POE10",47.303015102524,1]
[null,"VIC","ERTS3466A","East Rowville 34 (AusNet) 66 kV","AusNet","Winter","Non-Coincident",2022,"POE10",47.6921243639934,1]
[null,"VIC","ERTS3466A","East Rowville 34 (AusNet) 66 kV","AusNet","Winter","Non-Coincident",2023,"POE10",48.228382744609497,1]
[null,"VIC","ERTS3466A","East Rowville 34 (AusNet) 66 kV","AusNet","Winter","Non-Coincident",2024,"POE10",48.464774631544103,1]
[null,"VIC","ERTS3466A","East Rowville 34 (AusNet) 66 kV","AusNet","Winter","Non-Coincident",2025,"POE10",48.5943618821412,1]
[null,"VIC","ERTS3466A","East Rowville 34 (AusNet) 66 kV","AusNet","Winter","Non-Coincident",2016,"POE50",43.8589564424651,1]
[null,"VIC","ERTS3466A","East Rowville 34 (AusNet) 66 kV","AusNet","Winter","Non-Coincident",2017,"POE50",44.411019332333296,1]
[null,"VIC","ERTS3466A","East Rowville 34 (AusNet) 66 kV","AusNet","Winter","Non-Coincident",2018,"POE50",44.432171533671699,1]
[null,"VIC","ERTS3466A","East Rowville 34 (AusNet) 66 kV","AusNet","Winter","Non-Coincident",2019,"POE50",44.739874410597103,1]
[null,"VIC","ERTS3466A","East Rowville 34 (AusNet) 66 kV","AusNet","Winter","Non-Coincident",2020,"POE50",45.147611757302897,1]
[null,"VIC","ERTS3466A","East Rowville 34 (AusNet) 66 kV","AusNet","Winter","Non-Coincident",2021,"POE50",45.4742987836675,1]
[null,"VIC","ERTS3466A","East Rowville 34 (AusNet) 66 kV","AusNet","Winter","Non-Coincident",2022,"POE50",45.8023806948352,1]
[null,"VIC","ERTS3466A","East Rowville 34 (AusNet) 66 kV","AusNet","Winter","Non-Coincident",2023,"POE50",46.2818628176123,1]
[null,"VIC","ERTS3466A","East Rowville 34 (AusNet) 66 kV","AusNet","Winter","Non-Coincident",2024,"POE50",46.477779681866203,1]
[null,"VIC","ERTS3466A","East Rowville 34 (AusNet) 66 kV","AusNet","Winter","Non-Coincident",2025,"POE50",46.623852024722503,1]
[null,"VIC","ERTS3466U","East Rowville 34 (United Energy) 66 kV","United Energy","Summer","Non-Coincident",2017,"POE10",204.60475180627699,0.88915953936608105]
[null,"VIC","ERTS3466U","East Rowville 34 (United Energy) 66 kV","United Energy","Summer","Non-Coincident",2018,"POE10",202.612077411537,0.87412033513659004]
[null,"VIC","ERTS3466U","East Rowville 34 (United Energy) 66 kV","United Energy","Summer","Non-Coincident",2019,"POE10",200.520189850744,0.87925631352446698]
[null,"VIC","ERTS3466U","East Rowville 34 (United Energy) 66 kV","United Energy","Summer","Non-Coincident",2020,"POE10",197.44135645207601,0.88377599929298101]
[null,"VIC","ERTS3466U","East Rowville 34 (United Energy) 66 kV","United Energy","Summer","Non-Coincident",2021,"POE10",195.87428614151801,0.89056280257192699]
[null,"VIC","ERTS3466U","East Rowville 34 (United Energy) 66 kV","United Energy","Summer","Non-Coincident",2022,"POE10",193.12355624699299,0.89065643734216504]
[null,"VIC","ERTS3466U","East Rowville 34 (United Energy) 66 kV","United Energy","Summer","Non-Coincident",2023,"POE10",191.25649239262799,0.89080840583449605]
[null,"VIC","ERTS3466U","East Rowville 34 (United Energy) 66 kV","United Energy","Summer","Non-Coincident",2024,"POE10",189.70526616665899,0.89088957555790704]
[null,"VIC","ERTS3466U","East Rowville 34 (United Energy) 66 kV","United Energy","Summer","Non-Coincident",2025,"POE10",186.98005721831899,0.89097519370549805]
[null,"VIC","ERTS3466U","East Rowville 34 (United Energy) 66 kV","United Energy","Summer","Non-Coincident",2026,"POE10",185.22112997907101,0.89106077028396402]
[null,"VIC","ERTS3466U","East Rowville 34 (United Energy) 66 kV","United Energy","Summer","Non-Coincident",2017,"POE50",195.50824280925201,0.88695346613942105]
[null,"VIC","ERTS3466U","East Rowville 34 (United Energy) 66 kV","United Energy","Summer","Non-Coincident",2018,"POE50",194.271415530148,0.88150539571964004]
[null,"VIC","ERTS3466U","East Rowville 34 (United Energy) 66 kV","United Energy","Summer","Non-Coincident",2019,"POE50",192.83122476548499,0.883066681467082]
[null,"VIC","ERTS3466U","East Rowville 34 (United Energy) 66 kV","United Energy","Summer","Non-Coincident",2020,"POE50",189.99265795767499,0.88389931809828903]
[null,"VIC","ERTS3466U","East Rowville 34 (United Energy) 66 kV","United Energy","Summer","Non-Coincident",2021,"POE50",190.36644987443501,0.88842562784785495]
[null,"VIC","ERTS3466U","East Rowville 34 (United Energy) 66 kV","United Energy","Summer","Non-Coincident",2022,"POE50",186.36787988921699,0.88853115808373995]
[null,"VIC","ERTS3466U","East Rowville 34 (United Energy) 66 kV","United Energy","Summer","Non-Coincident",2023,"POE50",185.98897921095201,0.88870536800175604]
[null,"VIC","ERTS3466U","East Rowville 34 (United Energy) 66 kV","United Energy","Summer","Non-Coincident",2024,"POE50",185.04516110670099,0.88880449870413902]
[null,"VIC","ERTS3466U","East Rowville 34 (United Energy) 66 kV","United Energy","Summer","Non-Coincident",2025,"POE50",181.44444273833699,0.88890157630809397]
[null,"VIC","ERTS3466U","East Rowville 34 (United Energy) 66 kV","United Energy","Summer","Non-Coincident",2026,"POE50",179.55271224448401,0.88900264716678701]
[null,"VIC","ERTS3466U","East Rowville 34 (United Energy) 66 kV","United Energy","Winter","Non-Coincident",2016,"POE10",200.19531689777901,0.79379840760703502]
[null,"VIC","ERTS3466U","East Rowville 34 (United Energy) 66 kV","United Energy","Winter","Non-Coincident",2017,"POE10",201.60876320936299,0.80185498250679799]
[null,"VIC","ERTS3466U","East Rowville 34 (United Energy) 66 kV","United Energy","Winter","Non-Coincident",2018,"POE10",203.15046583779599,0.80010476267265296]
[null,"VIC","ERTS3466U","East Rowville 34 (United Energy) 66 kV","United Energy","Winter","Non-Coincident",2019,"POE10",205.97205376311999,0.79911165520592198]
[null,"VIC","ERTS3466U","East Rowville 34 (United Energy) 66 kV","United Energy","Winter","Non-Coincident",2020,"POE10",209.839657243559,0.79527225262200396]
[null,"VIC","ERTS3466U","East Rowville 34 (United Energy) 66 kV","United Energy","Winter","Non-Coincident",2021,"POE10",212.02403472514899,0.79533075850422297]
[null,"VIC","ERTS3466U","East Rowville 34 (United Energy) 66 kV","United Energy","Winter","Non-Coincident",2022,"POE10",214.416602122283,0.79538474682641003]
[null,"VIC","ERTS3466U","East Rowville 34 (United Energy) 66 kV","United Energy","Winter","Non-Coincident",2023,"POE10",217.433916403214,0.79556385848017097]
[null,"VIC","ERTS3466U","East Rowville 34 (United Energy) 66 kV","United Energy","Winter","Non-Coincident",2024,"POE10",219.135107903472,0.79560602934444402]
[null,"VIC","ERTS3466U","East Rowville 34 (United Energy) 66 kV","United Energy","Winter","Non-Coincident",2025,"POE10",220.37474489658101,0.79564394632944402]
[null,"VIC","ERTS3466U","East Rowville 34 (United Energy) 66 kV","United Energy","Winter","Non-Coincident",2016,"POE50",195.01550101124101,0.79795200418045897]
[null,"VIC","ERTS3466U","East Rowville 34 (United Energy) 66 kV","United Energy","Winter","Non-Coincident",2017,"POE50",196.315687154551,0.80556500951777299]
[null,"VIC","ERTS3466U","East Rowville 34 (United Energy) 66 kV","United Energy","Winter","Non-Coincident",2018,"POE50",197.618067355053,0.80345121827362298]
[null,"VIC","ERTS3466U","East Rowville 34 (United Energy) 66 kV","United Energy","Winter","Non-Coincident",2019,"POE50",199.910048952908,0.80242490813979095]
[null,"VIC","ERTS3466U","East Rowville 34 (United Energy) 66 kV","United Energy","Winter","Non-Coincident",2020,"POE50",203.140164830082,0.79934851636824]
[null,"VIC","ERTS3466U","East Rowville 34 (United Energy) 66 kV","United Energy","Winter","Non-Coincident",2021,"POE50",205.20881941335099,0.799385907988728]
[null,"VIC","ERTS3466U","East Rowville 34 (United Energy) 66 kV","United Energy","Winter","Non-Coincident",2022,"POE50",207.27914934724399,0.799418600370287]
[null,"VIC","ERTS3466U","East Rowville 34 (United Energy) 66 kV","United Energy","Winter","Non-Coincident",2023,"POE50",209.99652631604101,0.79957871424427096]
[null,"VIC","ERTS3466U","East Rowville 34 (United Energy) 66 kV","United Energy","Winter","Non-Coincident",2024,"POE50",211.46067339192999,0.79959929627842097]
[null,"VIC","ERTS3466U","East Rowville 34 (United Energy) 66 kV","United Energy","Winter","Non-Coincident",2025,"POE50",212.718655416697,0.79961587024744996]
[null,"VIC","FBTS66C","Fishermans Bend (Citipower) 66 kV","Citipower","Summer","Non-Coincident",2017,"POE10",276.12866432700002,1]
[null,"VIC","FBTS66C","Fishermans Bend (Citipower) 66 kV","Citipower","Summer","Non-Coincident",2018,"POE10",282.12457277317998,0.99126274960640504]
[null,"VIC","FBTS66C","Fishermans Bend (Citipower) 66 kV","Citipower","Summer","Non-Coincident",2019,"POE10",287.366980728334,0.99708700955556895]
[null,"VIC","FBTS66C","Fishermans Bend (Citipower) 66 kV","Citipower","Summer","Non-Coincident",2020,"POE10",289.111067367038,1]
[null,"VIC","FBTS66C","Fishermans Bend (Citipower) 66 kV","Citipower","Summer","Non-Coincident",2021,"POE10",294.76570275245001,1]
[null,"VIC","FBTS66C","Fishermans Bend (Citipower) 66 kV","Citipower","Summer","Non-Coincident",2022,"POE10",296.47647769677502,1]
[null,"VIC","FBTS66C","Fishermans Bend (Citipower) 66 kV","Citipower","Summer","Non-Coincident",2023,"POE10",299.558685883257,1]
[null,"VIC","FBTS66C","Fishermans Bend (Citipower) 66 kV","Citipower","Summer","Non-Coincident",2024,"POE10",303.13634342128699,1]
[null,"VIC","FBTS66C","Fishermans Bend (Citipower) 66 kV","Citipower","Summer","Non-Coincident",2025,"POE10",304.77967159930802,1]
[null,"VIC","FBTS66C","Fishermans Bend (Citipower) 66 kV","Citipower","Summer","Non-Coincident",2026,"POE10",307.92740651549701,1]
[null,"VIC","FBTS66C","Fishermans Bend (Citipower) 66 kV","Citipower","Summer","Non-Coincident",2017,"POE50",253.17256134438699,1]
[null,"VIC","FBTS66C","Fishermans Bend (Citipower) 66 kV","Citipower","Summer","Non-Coincident",2018,"POE50",260.332550312644,0.999637495239591]
[null,"VIC","FBTS66C","Fishermans Bend (Citipower) 66 kV","Citipower","Summer","Non-Coincident",2019,"POE50",266.21916157570303,1]
[null,"VIC","FBTS66C","Fishermans Bend (Citipower) 66 kV","Citipower","Summer","Non-Coincident",2020,"POE50",267.34963178658899,1]
[null,"VIC","FBTS66C","Fishermans Bend (Citipower) 66 kV","Citipower","Summer","Non-Coincident",2021,"POE50",274.291409399462,1]
[null,"VIC","FBTS66C","Fishermans Bend (Citipower) 66 kV","Citipower","Summer","Non-Coincident",2022,"POE50",273.64416084238002,1]
[null,"VIC","FBTS66C","Fishermans Bend (Citipower) 66 kV","Citipower","Summer","Non-Coincident",2023,"POE50",278.34015142336199,1]
[null,"VIC","FBTS66C","Fishermans Bend (Citipower) 66 kV","Citipower","Summer","Non-Coincident",2024,"POE50",282.25308353717202,1]
[null,"VIC","FBTS66C","Fishermans Bend (Citipower) 66 kV","Citipower","Summer","Non-Coincident",2025,"POE50",282.05111671416603,1]
[null,"VIC","FBTS66C","Fishermans Bend (Citipower) 66 kV","Citipower","Summer","Non-Coincident",2026,"POE50",284.41368762546603,1]
[null,"VIC","FBTS66C","Fishermans Bend (Citipower) 66 kV","Citipower","Winter","Non-Coincident",2016,"POE10",195.31108142154599,1]
[null,"VIC","FBTS66C","Fishermans Bend (Citipower) 66 kV","Citipower","Winter","Non-Coincident",2017,"POE10",201.53485935161299,1]
[null,"VIC","FBTS66C","Fishermans Bend (Citipower) 66 kV","Citipower","Winter","Non-Coincident",2018,"POE10",213.756093973801,1]
[null,"VIC","FBTS66C","Fishermans Bend (Citipower) 66 kV","Citipower","Winter","Non-Coincident",2019,"POE10",219.73779632856099,1]
[null,"VIC","FBTS66C","Fishermans Bend (Citipower) 66 kV","Citipower","Winter","Non-Coincident",2020,"POE10",225.71757325906799,1]
[null,"VIC","FBTS66C","Fishermans Bend (Citipower) 66 kV","Citipower","Winter","Non-Coincident",2021,"POE10",231.050212962616,1]
[null,"VIC","FBTS66C","Fishermans Bend (Citipower) 66 kV","Citipower","Winter","Non-Coincident",2022,"POE10",236.667696836071,1]
[null,"VIC","FBTS66C","Fishermans Bend (Citipower) 66 kV","Citipower","Winter","Non-Coincident",2023,"POE10",243.08484434650001,1]
[null,"VIC","FBTS66C","Fishermans Bend (Citipower) 66 kV","Citipower","Winter","Non-Coincident",2024,"POE10",248.04874670655801,1]
[null,"VIC","FBTS66C","Fishermans Bend (Citipower) 66 kV","Citipower","Winter","Non-Coincident",2025,"POE10",252.497228640543,1]
[null,"VIC","FBTS66C","Fishermans Bend (Citipower) 66 kV","Citipower","Winter","Non-Coincident",2016,"POE50",192.12975896443001,1]
[null,"VIC","FBTS66C","Fishermans Bend (Citipower) 66 kV","Citipower","Winter","Non-Coincident",2017,"POE50",198.06644127331001,1]
[null,"VIC","FBTS66C","Fishermans Bend (Citipower) 66 kV","Citipower","Winter","Non-Coincident",2018,"POE50",209.966053938149,1]
[null,"VIC","FBTS66C","Fishermans Bend (Citipower) 66 kV","Citipower","Winter","Non-Coincident",2019,"POE50",215.367587174931,1]
[null,"VIC","FBTS66C","Fishermans Bend (Citipower) 66 kV","Citipower","Winter","Non-Coincident",2020,"POE50",220.88972677306299,1]
[null,"VIC","FBTS66C","Fishermans Bend (Citipower) 66 kV","Citipower","Winter","Non-Coincident",2021,"POE50",226.06823431306,1]
[null,"VIC","FBTS66C","Fishermans Bend (Citipower) 66 kV","Citipower","Winter","Non-Coincident",2022,"POE50",231.30266830281701,1]
[null,"VIC","FBTS66C","Fishermans Bend (Citipower) 66 kV","Citipower","Winter","Non-Coincident",2023,"POE50",237.362546279741,1]
[null,"VIC","FBTS66C","Fishermans Bend (Citipower) 66 kV","Citipower","Winter","Non-Coincident",2024,"POE50",242.01921958146301,1]
[null,"VIC","FBTS66C","Fishermans Bend (Citipower) 66 kV","Citipower","Winter","Non-Coincident",2025,"POE50",246.445938779724,1]
[null,"VIC","FBTS66P","Fishermans Bend (Powercor) 66 kV","Powercor","Summer","Non-Coincident",2017,"POE10",18.660954122384201,0.98802990455484496]
[null,"VIC","FBTS66P","Fishermans Bend (Powercor) 66 kV","Powercor","Summer","Non-Coincident",2018,"POE10",18.5485471049378,0.97131841144075404]
[null,"VIC","FBTS66P","Fishermans Bend (Powercor) 66 kV","Powercor","Summer","Non-Coincident",2019,"POE10",18.433524678418902,0.97702548650625598]
[null,"VIC","FBTS66P","Fishermans Bend (Powercor) 66 kV","Powercor","Summer","Non-Coincident",2020,"POE10",18.2369322295737,0.98204774010729901]
[null,"VIC","FBTS66P","Fishermans Bend (Powercor) 66 kV","Powercor","Summer","Non-Coincident",2021,"POE10",18.189557309051299,0.98958920403930695]
[null,"VIC","FBTS66P","Fishermans Bend (Powercor) 66 kV","Powercor","Summer","Non-Coincident",2022,"POE10",18.036975115001901,0.98969325055627599]
[null,"VIC","FBTS66P","Fishermans Bend (Powercor) 66 kV","Powercor","Summer","Non-Coincident",2023,"POE10",17.969795355607101,0.98986211723129403]
[null,"VIC","FBTS66P","Fishermans Bend (Powercor) 66 kV","Powercor","Summer","Non-Coincident",2024,"POE10",17.935181295789501,0.98995231264676697]
[null,"VIC","FBTS66P","Fishermans Bend (Powercor) 66 kV","Powercor","Summer","Non-Coincident",2025,"POE10",17.7883009498109,0.99004745113029802]
[null,"VIC","FBTS66P","Fishermans Bend (Powercor) 66 kV","Powercor","Summer","Non-Coincident",2026,"POE10",17.731751429375102,0.99014254342241204]
[null,"VIC","FBTS66P","Fishermans Bend (Powercor) 66 kV","Powercor","Summer","Non-Coincident",2017,"POE50",17.247967399235201,0.98557852634533805]
[null,"VIC","FBTS66P","Fishermans Bend (Powercor) 66 kV","Powercor","Summer","Non-Coincident",2018,"POE50",17.205101101368498,0.97952465607960104]
[null,"VIC","FBTS66P","Fishermans Bend (Powercor) 66 kV","Powercor","Summer","Non-Coincident",2019,"POE50",17.150970374805599,0.981259549470194]
[null,"VIC","FBTS66P","Fishermans Bend (Powercor) 66 kV","Powercor","Summer","Non-Coincident",2020,"POE50",16.981684398396901,0.982184771384639]
[null,"VIC","FBTS66P","Fishermans Bend (Powercor) 66 kV","Powercor","Summer","Non-Coincident",2021,"POE50",17.109888287327198,0.98721438552231999]
[null,"VIC","FBTS66P","Fishermans Bend (Powercor) 66 kV","Powercor","Summer","Non-Coincident",2022,"POE50",16.8500347733134,0.98733165022485403]
[null,"VIC","FBTS66P","Fishermans Bend (Powercor) 66 kV","Powercor","Summer","Non-Coincident",2023,"POE50",16.9203939083501,0.98752523146764504]
[null,"VIC","FBTS66P","Fishermans Bend (Powercor) 66 kV","Powercor","Summer","Non-Coincident",2024,"POE50",16.943406553732299,0.98763538503860404]
[null,"VIC","FBTS66P","Fishermans Bend (Powercor) 66 kV","Powercor","Summer","Non-Coincident",2025,"POE50",16.721722856613699,0.98774325721623202]
[null,"VIC","FBTS66P","Fishermans Bend (Powercor) 66 kV","Powercor","Summer","Non-Coincident",2026,"POE50",16.6553540503484,0.98785556667977203]
[null,"VIC","FBTS66P","Fishermans Bend (Powercor) 66 kV","Powercor","Winter","Non-Coincident",2016,"POE10",16.821100766120502,1]
[null,"VIC","FBTS66P","Fishermans Bend (Powercor) 66 kV","Powercor","Winter","Non-Coincident",2017,"POE10",17.044804826476799,1]
[null,"VIC","FBTS66P","Fishermans Bend (Powercor) 66 kV","Powercor","Winter","Non-Coincident",2018,"POE10",17.0725368584473,1]
[null,"VIC","FBTS66P","Fishermans Bend (Powercor) 66 kV","Powercor","Winter","Non-Coincident",2019,"POE10",17.2249957459752,1]
[null,"VIC","FBTS66P","Fishermans Bend (Powercor) 66 kV","Powercor","Winter","Non-Coincident",2020,"POE10",17.4041046630389,1]
[null,"VIC","FBTS66P","Fishermans Bend (Powercor) 66 kV","Powercor","Winter","Non-Coincident",2021,"POE10",17.528516970843,1]
[null,"VIC","FBTS66P","Fishermans Bend (Powercor) 66 kV","Powercor","Winter","Non-Coincident",2022,"POE10",17.670299517704201,1]
[null,"VIC","FBTS66P","Fishermans Bend (Powercor) 66 kV","Powercor","Winter","Non-Coincident",2023,"POE10",17.866479688422601,1]
[null,"VIC","FBTS66P","Fishermans Bend (Powercor) 66 kV","Powercor","Winter","Non-Coincident",2024,"POE10",17.951475606100701,1]
[null,"VIC","FBTS66P","Fishermans Bend (Powercor) 66 kV","Powercor","Winter","Non-Coincident",2025,"POE10",17.996968736359602,1]
[null,"VIC","FBTS66P","Fishermans Bend (Powercor) 66 kV","Powercor","Winter","Non-Coincident",2016,"POE50",16.182475560190301,1]
[null,"VIC","FBTS66P","Fishermans Bend (Powercor) 66 kV","Powercor","Winter","Non-Coincident",2017,"POE50",16.3845287055405,1]
[null,"VIC","FBTS66P","Fishermans Bend (Powercor) 66 kV","Powercor","Winter","Non-Coincident",2018,"POE50",16.3905822494714,1]
[null,"VIC","FBTS66P","Fishermans Bend (Powercor) 66 kV","Powercor","Winter","Non-Coincident",2019,"POE50",16.502182567012401,1]
[null,"VIC","FBTS66P","Fishermans Bend (Powercor) 66 kV","Powercor","Winter","Non-Coincident",2020,"POE50",16.650419587996801,1]
[null,"VIC","FBTS66P","Fishermans Bend (Powercor) 66 kV","Powercor","Winter","Non-Coincident",2021,"POE50",16.7685889990967,1]
[null,"VIC","FBTS66P","Fishermans Bend (Powercor) 66 kV","Powercor","Winter","Non-Coincident",2022,"POE50",16.887167032111901,1]
[null,"VIC","FBTS66P","Fishermans Bend (Powercor) 66 kV","Powercor","Winter","Non-Coincident",2023,"POE50",17.0614479808835,1]
[null,"VIC","FBTS66P","Fishermans Bend (Powercor) 66 kV","Powercor","Winter","Non-Coincident",2024,"POE50",17.131101626024599,1]
[null,"VIC","FBTS66P","Fishermans Bend (Powercor) 66 kV","Powercor","Winter","Non-Coincident",2025,"POE50",17.182441524125,1]
[null,"VIC","FVTS220","Fosterville 220 kV","Direct connect","Summer","Non-Coincident",2017,"POE10","NA","NA"]
[null,"VIC","FVTS220","Fosterville 220 kV","Direct connect","Summer","Non-Coincident",2018,"POE10","NA","NA"]
[null,"VIC","FVTS220","Fosterville 220 kV","Direct connect","Summer","Non-Coincident",2019,"POE10","NA","NA"]
[null,"VIC","FVTS220","Fosterville 220 kV","Direct connect","Summer","Non-Coincident",2020,"POE10","NA","NA"]
[null,"VIC","FVTS220","Fosterville 220 kV","Direct connect","Summer","Non-Coincident",2021,"POE10","NA","NA"]
[null,"VIC","FVTS220","Fosterville 220 kV","Direct connect","Summer","Non-Coincident",2022,"POE10","NA","NA"]
[null,"VIC","FVTS220","Fosterville 220 kV","Direct connect","Summer","Non-Coincident",2023,"POE10","NA","NA"]
[null,"VIC","FVTS220","Fosterville 220 kV","Direct connect","Summer","Non-Coincident",2024,"POE10","NA","NA"]
[null,"VIC","FVTS220","Fosterville 220 kV","Direct connect","Summer","Non-Coincident",2025,"POE10","NA","NA"]
[null,"VIC","FVTS220","Fosterville 220 kV","Direct connect","Summer","Non-Coincident",2026,"POE10","NA","NA"]
[null,"VIC","FVTS220","Fosterville 220 kV","Direct connect","Summer","Non-Coincident",2017,"POE50","NA","NA"]
[null,"VIC","FVTS220","Fosterville 220 kV","Direct connect","Summer","Non-Coincident",2018,"POE50","NA","NA"]
[null,"VIC","FVTS220","Fosterville 220 kV","Direct connect","Summer","Non-Coincident",2019,"POE50","NA","NA"]
[null,"VIC","FVTS220","Fosterville 220 kV","Direct connect","Summer","Non-Coincident",2020,"POE50","NA","NA"]
[null,"VIC","FVTS220","Fosterville 220 kV","Direct connect","Summer","Non-Coincident",2021,"POE50","NA","NA"]
[null,"VIC","FVTS220","Fosterville 220 kV","Direct connect","Summer","Non-Coincident",2022,"POE50","NA","NA"]
[null,"VIC","FVTS220","Fosterville 220 kV","Direct connect","Summer","Non-Coincident",2023,"POE50","NA","NA"]
[null,"VIC","FVTS220","Fosterville 220 kV","Direct connect","Summer","Non-Coincident",2024,"POE50","NA","NA"]
[null,"VIC","FVTS220","Fosterville 220 kV","Direct connect","Summer","Non-Coincident",2025,"POE50","NA","NA"]
[null,"VIC","FVTS220","Fosterville 220 kV","Direct connect","Summer","Non-Coincident",2026,"POE50","NA","NA"]
[null,"VIC","FVTS220","Fosterville 220 kV","Direct connect","Winter","Non-Coincident",2016,"POE10","NA","NA"]
[null,"VIC","FVTS220","Fosterville 220 kV","Direct connect","Winter","Non-Coincident",2017,"POE10","NA","NA"]
[null,"VIC","FVTS220","Fosterville 220 kV","Direct connect","Winter","Non-Coincident",2018,"POE10","NA","NA"]
[null,"VIC","FVTS220","Fosterville 220 kV","Direct connect","Winter","Non-Coincident",2019,"POE10","NA","NA"]
[null,"VIC","FVTS220","Fosterville 220 kV","Direct connect","Winter","Non-Coincident",2020,"POE10","NA","NA"]
[null,"VIC","FVTS220","Fosterville 220 kV","Direct connect","Winter","Non-Coincident",2021,"POE10","NA","NA"]
[null,"VIC","FVTS220","Fosterville 220 kV","Direct connect","Winter","Non-Coincident",2022,"POE10","NA","NA"]
[null,"VIC","FVTS220","Fosterville 220 kV","Direct connect","Winter","Non-Coincident",2023,"POE10","NA","NA"]
[null,"VIC","FVTS220","Fosterville 220 kV","Direct connect","Winter","Non-Coincident",2024,"POE10","NA","NA"]
[null,"VIC","FVTS220","Fosterville 220 kV","Direct connect","Winter","Non-Coincident",2025,"POE10","NA","NA"]
[null,"VIC","FVTS220","Fosterville 220 kV","Direct connect","Winter","Non-Coincident",2016,"POE50","NA","NA"]
[null,"VIC","FVTS220","Fosterville 220 kV","Direct connect","Winter","Non-Coincident",2017,"POE50","NA","NA"]
[null,"VIC","FVTS220","Fosterville 220 kV","Direct connect","Winter","Non-Coincident",2018,"POE50","NA","NA"]
[null,"VIC","FVTS220","Fosterville 220 kV","Direct connect","Winter","Non-Coincident",2019,"POE50","NA","NA"]
[null,"VIC","FVTS220","Fosterville 220 kV","Direct connect","Winter","Non-Coincident",2020,"POE50","NA","NA"]
[null,"VIC","FVTS220","Fosterville 220 kV","Direct connect","Winter","Non-Coincident",2021,"POE50","NA","NA"]
[null,"VIC","FVTS220","Fosterville 220 kV","Direct connect","Winter","Non-Coincident",2022,"POE50","NA","NA"]
[null,"VIC","FVTS220","Fosterville 220 kV","Direct connect","Winter","Non-Coincident",2023,"POE50","NA","NA"]
[null,"VIC","FVTS220","Fosterville 220 kV","Direct connect","Winter","Non-Coincident",2024,"POE50","NA","NA"]
[null,"VIC","FVTS220","Fosterville 220 kV","Direct connect","Winter","Non-Coincident",2025,"POE50","NA","NA"]
[null,"VIC","GNTS66","Glenrowan (AusNet) 66 kV","AusNet","Summer","Non-Coincident",2017,"POE10",104.956907290316,0.865931821761728]
[null,"VIC","GNTS66","Glenrowan (AusNet) 66 kV","AusNet","Summer","Non-Coincident",2018,"POE10",104.12901873871699,0.85128549009713905]
[null,"VIC","GNTS66","Glenrowan (AusNet) 66 kV","AusNet","Summer","Non-Coincident",2019,"POE10",103.426431868642,0.85628730014926202]
[null,"VIC","GNTS66","Glenrowan (AusNet) 66 kV","AusNet","Summer","Non-Coincident",2020,"POE10",102.464067461307,0.86068891713479201]
[null,"VIC","GNTS66","Glenrowan (AusNet) 66 kV","AusNet","Summer","Non-Coincident",2021,"POE10",102.38541029552501,0.86729842720254302]
[null,"VIC","GNTS66","Glenrowan (AusNet) 66 kV","AusNet","Summer","Non-Coincident",2022,"POE10",101.772032225994,0.86738961593030495]
[null,"VIC","GNTS66","Glenrowan (AusNet) 66 kV","AusNet","Summer","Non-Coincident",2023,"POE10",101.81557797355801,0.86753761451502298]
[null,"VIC","GNTS66","Glenrowan (AusNet) 66 kV","AusNet","Summer","Non-Coincident",2024,"POE10",102.22906920248001,0.867616663823222]
[null,"VIC","GNTS66","Glenrowan (AusNet) 66 kV","AusNet","Summer","Non-Coincident",2025,"POE10",102.06187438296701,0.86770004534839995]
[null,"VIC","GNTS66","Glenrowan (AusNet) 66 kV","AusNet","Summer","Non-Coincident",2026,"POE10",102.46730596364699,0.867783386390373]
[null,"VIC","GNTS66","Glenrowan (AusNet) 66 kV","AusNet","Summer","Non-Coincident",2017,"POE50",94.779753358894695,0.86378337828952201]
[null,"VIC","GNTS66","Glenrowan (AusNet) 66 kV","AusNet","Summer","Non-Coincident",2018,"POE50",94.329999440498796,0.85847762905688096]
[null,"VIC","GNTS66","Glenrowan (AusNet) 66 kV","AusNet","Summer","Non-Coincident",2019,"POE50",94.084362658558604,0.85999812898036698]
[null,"VIC","GNTS66","Glenrowan (AusNet) 66 kV","AusNet","Summer","Non-Coincident",2020,"POE50",93.254571603791902,0.86080901445480096]
[null,"VIC","GNTS66","Glenrowan (AusNet) 66 kV","AusNet","Summer","Non-Coincident",2021,"POE50",94.102433807769103,0.86521708238161399]
[null,"VIC","GNTS66","Glenrowan (AusNet) 66 kV","AusNet","Summer","Non-Coincident",2022,"POE50",92.969577920305596,0.86531985582705895]
[null,"VIC","GNTS66","Glenrowan (AusNet) 66 kV","AusNet","Summer","Non-Coincident",2023,"POE50",93.860266749794604,0.865489514819622]
[null,"VIC","GNTS66","Glenrowan (AusNet) 66 kV","AusNet","Summer","Non-Coincident",2024,"POE50",94.552752959021404,0.86558605590803905]
[null,"VIC","GNTS66","Glenrowan (AusNet) 66 kV","AusNet","Summer","Non-Coincident",2025,"POE50",93.935169133385301,0.86568059753158699]
[null,"VIC","GNTS66","Glenrowan (AusNet) 66 kV","AusNet","Summer","Non-Coincident",2026,"POE50",94.238013261837096,0.86577902809316798]
[null,"VIC","GNTS66","Glenrowan (AusNet) 66 kV","AusNet","Winter","Non-Coincident",2016,"POE10",98.012843063920002,0.88464845377433698]
[null,"VIC","GNTS66","Glenrowan (AusNet) 66 kV","AusNet","Winter","Non-Coincident",2017,"POE10",98.327859343693902,0.89362710182841698]
[null,"VIC","GNTS66","Glenrowan (AusNet) 66 kV","AusNet","Winter","Non-Coincident",2018,"POE10",98.713366714506506,0.89167656973462195]
[null,"VIC","GNTS66","Glenrowan (AusNet) 66 kV","AusNet","Winter","Non-Coincident",2019,"POE10",99.729691638809896,0.89056980134549801]
[null,"VIC","GNTS66","Glenrowan (AusNet) 66 kV","AusNet","Winter","Non-Coincident",2020,"POE10",101.265726671799,0.88629098001412399]
[null,"VIC","GNTS66","Glenrowan (AusNet) 66 kV","AusNet","Winter","Non-Coincident",2021,"POE10",101.995576756259,0.88635618188118004]
[null,"VIC","GNTS66","Glenrowan (AusNet) 66 kV","AusNet","Winter","Non-Coincident",2022,"POE10",102.827600753033,0.88641634915449097]
[null,"VIC","GNTS66","Glenrowan (AusNet) 66 kV","AusNet","Winter","Non-Coincident",2023,"POE10",103.960401126818,0.88661596009605204]
[null,"VIC","GNTS66","Glenrowan (AusNet) 66 kV","AusNet","Winter","Non-Coincident",2024,"POE10",104.46442664391201,0.88666295740609502]
[null,"VIC","GNTS66","Glenrowan (AusNet) 66 kV","AusNet","Winter","Non-Coincident",2025,"POE10",104.73875659364199,0.88670521398135504]
[null,"VIC","GNTS66","Glenrowan (AusNet) 66 kV","AusNet","Winter","Non-Coincident",2016,"POE50",94.262169537423105,0.889277428525445]
[null,"VIC","GNTS66","Glenrowan (AusNet) 66 kV","AusNet","Winter","Non-Coincident",2017,"POE50",94.546630182431798,0.89776174058211999]
[null,"VIC","GNTS66","Glenrowan (AusNet) 66 kV","AusNet","Winter","Non-Coincident",2018,"POE50",94.840521301882006,0.895406026413612]
[null,"VIC","GNTS66","Glenrowan (AusNet) 66 kV","AusNet","Winter","Non-Coincident",2019,"POE50",95.6194555434721,0.89426225531973302]
[null,"VIC","GNTS66","Glenrowan (AusNet) 66 kV","AusNet","Winter","Non-Coincident",2020,"POE50",96.862241643212997,0.89083377121366103]
[null,"VIC","GNTS66","Glenrowan (AusNet) 66 kV","AusNet","Winter","Non-Coincident",2021,"POE50",97.5585709225588,0.89087544229656102]
[null,"VIC","GNTS66","Glenrowan (AusNet) 66 kV","AusNet","Winter","Non-Coincident",2022,"POE50",98.258405038625398,0.89091187631371105]
[null,"VIC","GNTS66","Glenrowan (AusNet) 66 kV","AusNet","Winter","Non-Coincident",2023,"POE50",99.267140930903693,0.89109031518394499]
[null,"VIC","GNTS66","Glenrowan (AusNet) 66 kV","AusNet","Winter","Non-Coincident",2024,"POE50",99.684785051746402,0.891113252827196]
[null,"VIC","GNTS66","Glenrowan (AusNet) 66 kV","AusNet","Winter","Non-Coincident",2025,"POE50",99.996005932614594,0.89113172368318905]
[null,"VIC","GTS1266","Geelong 12 (Powercor) 66 kV","Powercor","Summer","Non-Coincident",2017,"POE10",182.666372741092,0.96717059691712004]
[null,"VIC","GTS1266","Geelong 12 (Powercor) 66 kV","Powercor","Summer","Non-Coincident",2018,"POE10",181.46758338252701,0.95081191718888403]
[null,"VIC","GTS1266","Geelong 12 (Powercor) 66 kV","Powercor","Summer","Non-Coincident",2019,"POE10",180.129086301493,0.95639850436838802]
[null,"VIC","GTS1266","Geelong 12 (Powercor) 66 kV","Powercor","Summer","Non-Coincident",2020,"POE10",177.883745368761,0.96131472804825602]
[null,"VIC","GTS1266","Geelong 12 (Powercor) 66 kV","Powercor","Summer","Non-Coincident",2021,"POE10",178.31010525928301,0.96869697643884001]
[null,"VIC","GTS1266","Geelong 12 (Powercor) 66 kV","Powercor","Summer","Non-Coincident",2022,"POE10",177.71249781524099,0.96879882632360603]
[null,"VIC","GTS1266","Geelong 12 (Powercor) 66 kV","Powercor","Summer","Non-Coincident",2023,"POE10",177.933894836447,0.968964127881913]
[null,"VIC","GTS1266","Geelong 12 (Powercor) 66 kV","Powercor","Summer","Non-Coincident",2024,"POE10",178.463215952936,0.96905241908992101]
[null,"VIC","GTS1266","Geelong 12 (Powercor) 66 kV","Powercor","Summer","Non-Coincident",2025,"POE10",177.86781975480301,0.96914554900783401]
[null,"VIC","GTS1266","Geelong 12 (Powercor) 66 kV","Powercor","Summer","Non-Coincident",2026,"POE10",178.16746753296999,0.96923863370952401]
[null,"VIC","GTS1266","Geelong 12 (Powercor) 66 kV","Powercor","Summer","Non-Coincident",2017,"POE50",159.020080339554,0.96477097225471897]
[null,"VIC","GTS1266","Geelong 12 (Powercor) 66 kV","Powercor","Summer","Non-Coincident",2018,"POE50",158.17102074476099,0.95884491142237105]
[null,"VIC","GTS1266","Geelong 12 (Powercor) 66 kV","Powercor","Summer","Non-Coincident",2019,"POE50",157.278658763745,0.96054317770806896]
[null,"VIC","GTS1266","Geelong 12 (Powercor) 66 kV","Powercor","Summer","Non-Coincident",2020,"POE50",156.36829970901999,0.96144886631845405]
[null,"VIC","GTS1266","Geelong 12 (Powercor) 66 kV","Powercor","Summer","Non-Coincident",2021,"POE50",158.163117591055,0.96637229513915901]
[null,"VIC","GTS1266","Geelong 12 (Powercor) 66 kV","Powercor","Summer","Non-Coincident",2022,"POE50",156.34898797371,0.966487084146885]
[null,"VIC","GTS1266","Geelong 12 (Powercor) 66 kV","Powercor","Summer","Non-Coincident",2023,"POE50",157.58025238932001,0.96667657849850197]
[null,"VIC","GTS1266","Geelong 12 (Powercor) 66 kV","Powercor","Summer","Non-Coincident",2024,"POE50",158.36375633455199,0.96678440650500896]
[null,"VIC","GTS1266","Geelong 12 (Powercor) 66 kV","Powercor","Summer","Non-Coincident",2025,"POE50",156.85455444347301,0.96689000128300695]
[null,"VIC","GTS1266","Geelong 12 (Powercor) 66 kV","Powercor","Summer","Non-Coincident",2026,"POE50",156.79413356151099,0.96699993966684605]
[null,"VIC","GTS1266","Geelong 12 (Powercor) 66 kV","Powercor","Winter","Non-Coincident",2016,"POE10",168.11047043975,1]
[null,"VIC","GTS1266","Geelong 12 (Powercor) 66 kV","Powercor","Winter","Non-Coincident",2017,"POE10",161.01425649595899,1]
[null,"VIC","GTS1266","Geelong 12 (Powercor) 66 kV","Powercor","Winter","Non-Coincident",2018,"POE10",161.493249340153,1]
[null,"VIC","GTS1266","Geelong 12 (Powercor) 66 kV","Powercor","Winter","Non-Coincident",2019,"POE10",163.15577980647899,1]
[null,"VIC","GTS1266","Geelong 12 (Powercor) 66 kV","Powercor","Winter","Non-Coincident",2020,"POE10",165.077216232034,1]
[null,"VIC","GTS1266","Geelong 12 (Powercor) 66 kV","Powercor","Winter","Non-Coincident",2021,"POE10",166.485177838742,1]
[null,"VIC","GTS1266","Geelong 12 (Powercor) 66 kV","Powercor","Winter","Non-Coincident",2022,"POE10",168.062333119735,1]
[null,"VIC","GTS1266","Geelong 12 (Powercor) 66 kV","Powercor","Winter","Non-Coincident",2023,"POE10",170.162056706073,1]
[null,"VIC","GTS1266","Geelong 12 (Powercor) 66 kV","Powercor","Winter","Non-Coincident",2024,"POE10",171.207139056926,1]
[null,"VIC","GTS1266","Geelong 12 (Powercor) 66 kV","Powercor","Winter","Non-Coincident",2025,"POE10",171.87651589211401,1]
[null,"VIC","GTS1266","Geelong 12 (Powercor) 66 kV","Powercor","Winter","Non-Coincident",2016,"POE50",160.43944828993301,1]
[null,"VIC","GTS1266","Geelong 12 (Powercor) 66 kV","Powercor","Winter","Non-Coincident",2017,"POE50",153.04220179258499,1]
[null,"VIC","GTS1266","Geelong 12 (Powercor) 66 kV","Powercor","Winter","Non-Coincident",2018,"POE50",153.28916755648899,1]
[null,"VIC","GTS1266","Geelong 12 (Powercor) 66 kV","Powercor","Winter","Non-Coincident",2019,"POE50",154.526009760325,1]
[null,"VIC","GTS1266","Geelong 12 (Powercor) 66 kV","Powercor","Winter","Non-Coincident",2020,"POE50",156.11116160870299,1]
[null,"VIC","GTS1266","Geelong 12 (Powercor) 66 kV","Powercor","Winter","Non-Coincident",2021,"POE50",157.418935404297,1]
[null,"VIC","GTS1266","Geelong 12 (Powercor) 66 kV","Powercor","Winter","Non-Coincident",2022,"POE50",158.734103114584,1]
[null,"VIC","GTS1266","Geelong 12 (Powercor) 66 kV","Powercor","Winter","Non-Coincident",2023,"POE50",160.57713177414101,1]
[null,"VIC","GTS1266","Geelong 12 (Powercor) 66 kV","Powercor","Winter","Non-Coincident",2024,"POE50",161.43896328498801,1]
[null,"VIC","GTS1266","Geelong 12 (Powercor) 66 kV","Powercor","Winter","Non-Coincident",2025,"POE50",162.12900140169299,1]
[null,"VIC","GTS3466","Geelong 34 (Powercor) 66 kV","Powercor","Summer","Non-Coincident",2017,"POE10",249.720473570812,0.97549628081844497]
[null,"VIC","GTS3466","Geelong 34 (Powercor) 66 kV","Powercor","Summer","Non-Coincident",2018,"POE10",249.009586776276,0.95899678084929796]
[null,"VIC","GTS3466","Geelong 34 (Powercor) 66 kV","Powercor","Summer","Non-Coincident",2019,"POE10",248.06533516504001,0.96463145898513503]
[null,"VIC","GTS3466","Geelong 34 (Powercor) 66 kV","Powercor","Summer","Non-Coincident",2020,"POE10",245.74469269796501,0.96959000293867303]
[null,"VIC","GTS3466","Geelong 34 (Powercor) 66 kV","Powercor","Summer","Non-Coincident",2021,"POE10",245.155996741564,0.97703579985603894]
[null,"VIC","GTS3466","Geelong 34 (Powercor) 66 kV","Powercor","Summer","Non-Coincident",2022,"POE10",243.00254353245199,0.97713852649403599]
[null,"VIC","GTS3466","Geelong 34 (Powercor) 66 kV","Powercor","Summer","Non-Coincident",2023,"POE10",241.89756854702199,0.97730525101591004]
[null,"VIC","GTS3466","Geelong 34 (Powercor) 66 kV","Powercor","Summer","Non-Coincident",2024,"POE10",241.14541576686199,0.97739430226014401]
[null,"VIC","GTS3466","Geelong 34 (Powercor) 66 kV","Powercor","Summer","Non-Coincident",2025,"POE10",238.89194855416599,0.977488233867294]
[null,"VIC","GTS3466","Geelong 34 (Powercor) 66 kV","Powercor","Summer","Non-Coincident",2026,"POE10",237.86443692746701,0.97758211986898702]
[null,"VIC","GTS3466","Geelong 34 (Powercor) 66 kV","Powercor","Summer","Non-Coincident",2017,"POE50",217.02929628945901,0.97307599949373003]
[null,"VIC","GTS3466","Geelong 34 (Powercor) 66 kV","Powercor","Summer","Non-Coincident",2018,"POE50",216.21077728175101,0.96709892541777398]
[null,"VIC","GTS3466","Geelong 34 (Powercor) 66 kV","Powercor","Summer","Non-Coincident",2019,"POE50",215.06168690348201,0.96881181087026702]
[null,"VIC","GTS3466","Geelong 34 (Powercor) 66 kV","Powercor","Summer","Non-Coincident",2020,"POE50",212.20318105784099,0.96972529590985201]
[null,"VIC","GTS3466","Geelong 34 (Powercor) 66 kV","Powercor","Summer","Non-Coincident",2021,"POE50",212.78346464493899,0.97469110702815998]
[null,"VIC","GTS3466","Geelong 34 (Powercor) 66 kV","Powercor","Summer","Non-Coincident",2022,"POE50",208.396828929912,0.97480688417282502]
[null,"VIC","GTS3466","Geelong 34 (Powercor) 66 kV","Powercor","Summer","Non-Coincident",2023,"POE50",208.00099797808701,0.97499800974656403]
[null,"VIC","GTS3466","Geelong 34 (Powercor) 66 kV","Powercor","Summer","Non-Coincident",2024,"POE50",206.92659600660701,0.97510676596770096]
[null,"VIC","GTS3466","Geelong 34 (Powercor) 66 kV","Powercor","Summer","Non-Coincident",2025,"POE50",203.62212574285101,0.97521326973605305]
[null,"VIC","GTS3466","Geelong 34 (Powercor) 66 kV","Powercor","Summer","Non-Coincident",2026,"POE50",204.02977773151301,0.97532415450125998]
[null,"VIC","GTS3466","Geelong 34 (Powercor) 66 kV","Powercor","Winter","Non-Coincident",2016,"POE10",206.71862211963,1]
[null,"VIC","GTS3466","Geelong 34 (Powercor) 66 kV","Powercor","Winter","Non-Coincident",2017,"POE10",199.23238775249399,1]
[null,"VIC","GTS3466","Geelong 34 (Powercor) 66 kV","Powercor","Winter","Non-Coincident",2018,"POE10",199.04735160089899,1]
[null,"VIC","GTS3466","Geelong 34 (Powercor) 66 kV","Powercor","Winter","Non-Coincident",2019,"POE10",200.312712112951,1]
[null,"VIC","GTS3466","Geelong 34 (Powercor) 66 kV","Powercor","Winter","Non-Coincident",2020,"POE10",201.88068927389401,1]
[null,"VIC","GTS3466","Geelong 34 (Powercor) 66 kV","Powercor","Winter","Non-Coincident",2021,"POE10",202.806733587693,1]
[null,"VIC","GTS3466","Geelong 34 (Powercor) 66 kV","Powercor","Winter","Non-Coincident",2022,"POE10",203.92660018062699,1]
[null,"VIC","GTS3466","Geelong 34 (Powercor) 66 kV","Powercor","Winter","Non-Coincident",2023,"POE10",205.66502066624301,1]
[null,"VIC","GTS3466","Geelong 34 (Powercor) 66 kV","Powercor","Winter","Non-Coincident",2024,"POE10",206.11580657088101,1]
[null,"VIC","GTS3466","Geelong 34 (Powercor) 66 kV","Powercor","Winter","Non-Coincident",2025,"POE10",206.10815481732899,1]
[null,"VIC","GTS3466","Geelong 34 (Powercor) 66 kV","Powercor","Winter","Non-Coincident",2016,"POE50",199.606641637682,1]
[null,"VIC","GTS3466","Geelong 34 (Powercor) 66 kV","Powercor","Winter","Non-Coincident",2017,"POE50",191.822977469829,1]
[null,"VIC","GTS3466","Geelong 34 (Powercor) 66 kV","Powercor","Winter","Non-Coincident",2018,"POE50",191.38780182525301,1]
[null,"VIC","GTS3466","Geelong 34 (Powercor) 66 kV","Powercor","Winter","Non-Coincident",2019,"POE50",192.18302180295899,1]
[null,"VIC","GTS3466","Geelong 34 (Powercor) 66 kV","Powercor","Winter","Non-Coincident",2020,"POE50",193.39946807980201,1]
[null,"VIC","GTS3466","Geelong 34 (Powercor) 66 kV","Powercor","Winter","Non-Coincident",2021,"POE50",194.26001474438999,1]
[null,"VIC","GTS3466","Geelong 34 (Powercor) 66 kV","Powercor","Winter","Non-Coincident",2022,"POE50",195.11876091366699,1]
[null,"VIC","GTS3466","Geelong 34 (Powercor) 66 kV","Powercor","Winter","Non-Coincident",2023,"POE50",196.61290409946099,1]
[null,"VIC","GTS3466","Geelong 34 (Powercor) 66 kV","Powercor","Winter","Non-Coincident",2024,"POE50",196.89441207657401,1]
[null,"VIC","GTS3466","Geelong 34 (Powercor) 66 kV","Powercor","Winter","Non-Coincident",2025,"POE50",196.960710372454,1]
[null,"VIC","HOTS66","Horsham (Powercor) 66 kV","Powercor","Summer","Non-Coincident",2017,"POE10",81.268644081131299,0.88165045479820403]
[null,"VIC","HOTS66","Horsham (Powercor) 66 kV","Powercor","Summer","Non-Coincident",2018,"POE10",78.525333232962595,0.86673825888543599]
[null,"VIC","HOTS66","Horsham (Powercor) 66 kV","Powercor","Summer","Non-Coincident",2019,"POE10",75.891708066376694,0.87183086317187597]
[null,"VIC","HOTS66","Horsham (Powercor) 66 kV","Powercor","Summer","Non-Coincident",2020,"POE10",73.055105198336406,0.87631237952179497]
[null,"VIC","HOTS66","Horsham (Powercor) 66 kV","Powercor","Summer","Non-Coincident",2021,"POE10",70.991044642307799,0.88304186723754896]
[null,"VIC","HOTS66","Horsham (Powercor) 66 kV","Powercor","Summer","Non-Coincident",2022,"POE10",69.060547560878305,0.88313471124822396]
[null,"VIC","HOTS66","Horsham (Powercor) 66 kV","Powercor","Summer","Non-Coincident",2023,"POE10",67.620760873916197,0.88328539634403302]
[null,"VIC","HOTS66","Horsham (Powercor) 66 kV","Powercor","Summer","Non-Coincident",2024,"POE10",66.458751867037194,0.88336588057705601]
[null,"VIC","HOTS66","Horsham (Powercor) 66 kV","Powercor","Summer","Non-Coincident",2025,"POE10",65.041778310908995,0.88345077566665597]
[null,"VIC","HOTS66","Horsham (Powercor) 66 kV","Powercor","Summer","Non-Coincident",2026,"POE10",64.113139490730802,0.88353562953818698]
[null,"VIC","HOTS66","Horsham (Powercor) 66 kV","Powercor","Summer","Non-Coincident",2017,"POE50",72.119514326878502,0.87946301218808498]
[null,"VIC","HOTS66","Horsham (Powercor) 66 kV","Powercor","Summer","Non-Coincident",2018,"POE50",69.776175626207504,0.87406095153337204]
[null,"VIC","HOTS66","Horsham (Powercor) 66 kV","Powercor","Summer","Non-Coincident",2019,"POE50",67.4978912655898,0.87560905199044403]
[null,"VIC","HOTS66","Horsham (Powercor) 66 kV","Powercor","Summer","Non-Coincident",2020,"POE50",64.892621206141897,0.87643465688144995]
[null,"VIC","HOTS66","Horsham (Powercor) 66 kV","Powercor","Summer","Non-Coincident",2021,"POE50",63.928537847519102,0.88092274127191506]
[null,"VIC","HOTS66","Horsham (Powercor) 66 kV","Powercor","Summer","Non-Coincident",2022,"POE50",61.705665564284701,0.88102738028926098]
[null,"VIC","HOTS66","Horsham (Powercor) 66 kV","Powercor","Summer","Non-Coincident",2023,"POE50",60.854037734476996,0.88120011897860695]
[null,"VIC","HOTS66","Horsham (Powercor) 66 kV","Powercor","Summer","Non-Coincident",2024,"POE50",59.974708576669698,0.88129841250746199]
[null,"VIC","HOTS66","Horsham (Powercor) 66 kV","Powercor","Summer","Non-Coincident",2025,"POE50",58.390032616403197,0.881394670276612]
[null,"VIC","HOTS66","Horsham (Powercor) 66 kV","Powercor","Summer","Non-Coincident",2026,"POE50",57.523047673452702,0.88149488757687]
[null,"VIC","HOTS66","Horsham (Powercor) 66 kV","Powercor","Winter","Non-Coincident",2016,"POE10",82.643581080702006,0.77980545070011797]
[null,"VIC","HOTS66","Horsham (Powercor) 66 kV","Powercor","Winter","Non-Coincident",2017,"POE10",83.824414094821194,0.78772000552991095]
[null,"VIC","HOTS66","Horsham (Powercor) 66 kV","Powercor","Winter","Non-Coincident",2018,"POE10",85.071861021929806,0.78600063830328304]
[null,"VIC","HOTS66","Horsham (Powercor) 66 kV","Powercor","Winter","Non-Coincident",2019,"POE10",86.875998817858999,0.78502503718306604]
[null,"VIC","HOTS66","Horsham (Powercor) 66 kV","Powercor","Winter","Non-Coincident",2020,"POE10",89.156620524049004,0.78125331500060702]
[null,"VIC","HOTS66","Horsham (Powercor) 66 kV","Powercor","Winter","Non-Coincident",2021,"POE10",90.748549250557801,0.78131078955008404]
[null,"VIC","HOTS66","Horsham (Powercor) 66 kV","Powercor","Winter","Non-Coincident",2022,"POE10",92.445922776088096,0.78136382617438604]
[null,"VIC","HOTS66","Horsham (Powercor) 66 kV","Powercor","Winter","Non-Coincident",2023,"POE10",94.431993852225702,0.78153978047531103]
[null,"VIC","HOTS66","Horsham (Powercor) 66 kV","Powercor","Winter","Non-Coincident",2024,"POE10",95.862155141536405,0.78158120795804098]
[null,"VIC","HOTS66","Horsham (Powercor) 66 kV","Powercor","Winter","Non-Coincident",2025,"POE10",97.088780231933697,0.78161845654822903]
[null,"VIC","HOTS66","Horsham (Powercor) 66 kV","Powercor","Winter","Non-Coincident",2016,"POE50",77.815864103441797,0.78388582830849496]
[null,"VIC","HOTS66","Horsham (Powercor) 66 kV","Powercor","Winter","Non-Coincident",2017,"POE50",78.832747381631407,0.79136463275223601]
[null,"VIC","HOTS66","Horsham (Powercor) 66 kV","Powercor","Winter","Non-Coincident",2018,"POE50",79.862277671261893,0.78928810309680497]
[null,"VIC","HOTS66","Horsham (Powercor) 66 kV","Powercor","Winter","Non-Coincident",2019,"POE50",81.309121815052407,0.78827988460102305]
[null,"VIC","HOTS66","Horsham (Powercor) 66 kV","Powercor","Winter","Non-Coincident",2020,"POE50",83.167121005932302,0.78525772299304497]
[null,"VIC","HOTS66","Horsham (Powercor) 66 kV","Powercor","Winter","Non-Coincident",2021,"POE50",84.5719652214364,0.78529445547976795]
[null,"VIC","HOTS66","Horsham (Powercor) 66 kV","Powercor","Winter","Non-Coincident",2022,"POE50",85.991396254640094,0.78532657156502494]
[null,"VIC","HOTS66","Horsham (Powercor) 66 kV","Powercor","Winter","Non-Coincident",2023,"POE50",87.695297055132102,0.78548386297613004]
[null,"VIC","HOTS66","Horsham (Powercor) 66 kV","Powercor","Winter","Non-Coincident",2024,"POE50",88.8888097502291,0.78550408219333001]
[null,"VIC","HOTS66","Horsham (Powercor) 66 kV","Powercor","Winter","Non-Coincident",2025,"POE50",89.993453856101098,0.78552036399896796]
[null,"VIC","HTS66","Heatherton (United Energy) 66 kV","United Energy","Summer","Non-Coincident",2017,"POE10",357.84329409261699,1]
[null,"VIC","HTS66","Heatherton (United Energy) 66 kV","United Energy","Summer","Non-Coincident",2018,"POE10",350.38201158469002,1]
[null,"VIC","HTS66","Heatherton (United Energy) 66 kV","United Energy","Summer","Non-Coincident",2019,"POE10",350.86369368889001,1]
[null,"VIC","HTS66","Heatherton (United Energy) 66 kV","United Energy","Summer","Non-Coincident",2020,"POE10",349.36577025655401,1]
[null,"VIC","HTS66","Heatherton (United Energy) 66 kV","United Energy","Summer","Non-Coincident",2021,"POE10",351.44639953968198,1]
[null,"VIC","HTS66","Heatherton (United Energy) 66 kV","United Energy","Summer","Non-Coincident",2022,"POE10",348.76491355688597,1]
[null,"VIC","HTS66","Heatherton (United Energy) 66 kV","United Energy","Summer","Non-Coincident",2023,"POE10",347.69809925526999,1]
[null,"VIC","HTS66","Heatherton (United Energy) 66 kV","United Energy","Summer","Non-Coincident",2024,"POE10",347.185368079292,1]
[null,"VIC","HTS66","Heatherton (United Energy) 66 kV","United Energy","Summer","Non-Coincident",2025,"POE10",344.50261948298203,1]
[null,"VIC","HTS66","Heatherton (United Energy) 66 kV","United Energy","Summer","Non-Coincident",2026,"POE10",343.57292155682399,1]
[null,"VIC","HTS66","Heatherton (United Energy) 66 kV","United Energy","Summer","Non-Coincident",2017,"POE50",314.418226462642,1]
[null,"VIC","HTS66","Heatherton (United Energy) 66 kV","United Energy","Summer","Non-Coincident",2018,"POE50",311.52786377550598,1]
[null,"VIC","HTS66","Heatherton (United Energy) 66 kV","United Energy","Summer","Non-Coincident",2019,"POE50",310.81215770109901,1]
[null,"VIC","HTS66","Heatherton (United Energy) 66 kV","United Energy","Summer","Non-Coincident",2020,"POE50",307.60396784035402,1]
[null,"VIC","HTS66","Heatherton (United Energy) 66 kV","United Energy","Summer","Non-Coincident",2021,"POE50",310.92422748055702,1]
[null,"VIC","HTS66","Heatherton (United Energy) 66 kV","United Energy","Summer","Non-Coincident",2022,"POE50",305.57703247397899,1]
[null,"VIC","HTS66","Heatherton (United Energy) 66 kV","United Energy","Summer","Non-Coincident",2023,"POE50",306.19082504171899,1]
[null,"VIC","HTS66","Heatherton (United Energy) 66 kV","United Energy","Summer","Non-Coincident",2024,"POE50",305.86913069768502,1]
[null,"VIC","HTS66","Heatherton (United Energy) 66 kV","United Energy","Summer","Non-Coincident",2025,"POE50",301.14035225378501,1]
[null,"VIC","HTS66","Heatherton (United Energy) 66 kV","United Energy","Summer","Non-Coincident",2026,"POE50",299.22725942020497,1]
[null,"VIC","HTS66","Heatherton (United Energy) 66 kV","United Energy","Winter","Non-Coincident",2016,"POE10",269.79985795313098,1]
[null,"VIC","HTS66","Heatherton (United Energy) 66 kV","United Energy","Winter","Non-Coincident",2017,"POE10",274.622674815653,1]
[null,"VIC","HTS66","Heatherton (United Energy) 66 kV","United Energy","Winter","Non-Coincident",2018,"POE10",276.51998201650298,1]
[null,"VIC","HTS66","Heatherton (United Energy) 66 kV","United Energy","Winter","Non-Coincident",2019,"POE10",280.65150963496802,1]
[null,"VIC","HTS66","Heatherton (United Energy) 66 kV","United Energy","Winter","Non-Coincident",2020,"POE10",285.435083560225,1]
[null,"VIC","HTS66","Heatherton (United Energy) 66 kV","United Energy","Winter","Non-Coincident",2021,"POE10",289.52472324774902,1]
[null,"VIC","HTS66","Heatherton (United Energy) 66 kV","United Energy","Winter","Non-Coincident",2022,"POE10",294.089260350617,1]
[null,"VIC","HTS66","Heatherton (United Energy) 66 kV","United Energy","Winter","Non-Coincident",2023,"POE10",299.74741578925,1]
[null,"VIC","HTS66","Heatherton (United Energy) 66 kV","United Energy","Winter","Non-Coincident",2024,"POE10",303.71221172584302,1]
[null,"VIC","HTS66","Heatherton (United Energy) 66 kV","United Energy","Winter","Non-Coincident",2025,"POE10",307.14871458674497,1]
[null,"VIC","HTS66","Heatherton (United Energy) 66 kV","United Energy","Winter","Non-Coincident",2016,"POE50",263.06029395611699,1]
[null,"VIC","HTS66","Heatherton (United Energy) 66 kV","United Energy","Winter","Non-Coincident",2017,"POE50",267.42638939043502,1]
[null,"VIC","HTS66","Heatherton (United Energy) 66 kV","United Energy","Winter","Non-Coincident",2018,"POE50",268.83142594686097,1]
[null,"VIC","HTS66","Heatherton (United Energy) 66 kV","United Energy","Winter","Non-Coincident",2019,"POE50",272.18703747756399,1]
[null,"VIC","HTS66","Heatherton (United Energy) 66 kV","United Energy","Winter","Non-Coincident",2020,"POE50",276.36864717864501,1]
[null,"VIC","HTS66","Heatherton (United Energy) 66 kV","United Energy","Winter","Non-Coincident",2021,"POE50",280.26183445723899,1]
[null,"VIC","HTS66","Heatherton (United Energy) 66 kV","United Energy","Winter","Non-Coincident",2022,"POE50",284.35830127161302,1]
[null,"VIC","HTS66","Heatherton (United Energy) 66 kV","United Energy","Winter","Non-Coincident",2023,"POE50",289.587443783016,1]
[null,"VIC","HTS66","Heatherton (United Energy) 66 kV","United Energy","Winter","Non-Coincident",2024,"POE50",293.219928953492,1]
[null,"VIC","HTS66","Heatherton (United Energy) 66 kV","United Energy","Winter","Non-Coincident",2025,"POE50",296.68973863445802,1]
[null,"VIC","HYTS22","Heywood (Powercor) 22 kV","Powercor","Summer","Non-Coincident",2017,"POE10",1.7581454085291499,0.47722080202851402]
[null,"VIC","HYTS22","Heywood (Powercor) 22 kV","Powercor","Summer","Non-Coincident",2018,"POE10",1.7581454085291499,0.47722080202851402]
[null,"VIC","HYTS22","Heywood (Powercor) 22 kV","Powercor","Summer","Non-Coincident",2019,"POE10",1.7581454085291499,0.47722080202851402]
[null,"VIC","HYTS22","Heywood (Powercor) 22 kV","Powercor","Summer","Non-Coincident",2020,"POE10",1.7581454085291499,0.47722080202851402]
[null,"VIC","HYTS22","Heywood (Powercor) 22 kV","Powercor","Summer","Non-Coincident",2021,"POE10",1.7581454085291499,0.47722080202851402]
[null,"VIC","HYTS22","Heywood (Powercor) 22 kV","Powercor","Summer","Non-Coincident",2022,"POE10",1.7581454085291499,0.47722080202851402]
[null,"VIC","HYTS22","Heywood (Powercor) 22 kV","Powercor","Summer","Non-Coincident",2023,"POE10",1.7581454085291499,0.47722080202851402]
[null,"VIC","HYTS22","Heywood (Powercor) 22 kV","Powercor","Summer","Non-Coincident",2024,"POE10",1.7581454085291499,0.47722080202851402]
[null,"VIC","HYTS22","Heywood (Powercor) 22 kV","Powercor","Summer","Non-Coincident",2025,"POE10",1.7581454085291499,0.47722080202851402]
[null,"VIC","HYTS22","Heywood (Powercor) 22 kV","Powercor","Summer","Non-Coincident",2026,"POE10",1.7581454085291499,0.47722080202851402]
[null,"VIC","HYTS22","Heywood (Powercor) 22 kV","Powercor","Summer","Non-Coincident",2017,"POE50",1.7216682944411801,0.47722080202851402]
[null,"VIC","HYTS22","Heywood (Powercor) 22 kV","Powercor","Summer","Non-Coincident",2018,"POE50",1.7216682944411801,0.47722080202851402]
[null,"VIC","HYTS22","Heywood (Powercor) 22 kV","Powercor","Summer","Non-Coincident",2019,"POE50",1.7216682944411801,0.47722080202851402]
[null,"VIC","HYTS22","Heywood (Powercor) 22 kV","Powercor","Summer","Non-Coincident",2020,"POE50",1.7216682944411801,0.47722080202851402]
[null,"VIC","HYTS22","Heywood (Powercor) 22 kV","Powercor","Summer","Non-Coincident",2021,"POE50",1.7216682944411801,0.47722080202851402]
[null,"VIC","HYTS22","Heywood (Powercor) 22 kV","Powercor","Summer","Non-Coincident",2022,"POE50",1.7216682944411801,0.47722080202851402]
[null,"VIC","HYTS22","Heywood (Powercor) 22 kV","Powercor","Summer","Non-Coincident",2023,"POE50",1.7216682944411801,0.47722080202851402]
[null,"VIC","HYTS22","Heywood (Powercor) 22 kV","Powercor","Summer","Non-Coincident",2024,"POE50",1.7216682944411801,0.47722080202851402]
[null,"VIC","HYTS22","Heywood (Powercor) 22 kV","Powercor","Summer","Non-Coincident",2025,"POE50",1.7216682944411801,0.47722080202851402]
[null,"VIC","HYTS22","Heywood (Powercor) 22 kV","Powercor","Summer","Non-Coincident",2026,"POE50",1.7216682944411801,0.47722080202851402]
[null,"VIC","HYTS22","Heywood (Powercor) 22 kV","Powercor","Winter","Non-Coincident",2016,"POE10",1.7812243550237801,0.67230070065275604]
[null,"VIC","HYTS22","Heywood (Powercor) 22 kV","Powercor","Winter","Non-Coincident",2017,"POE10",1.7812243550237801,0.67230070065275604]
[null,"VIC","HYTS22","Heywood (Powercor) 22 kV","Powercor","Winter","Non-Coincident",2018,"POE10",1.7812243550237801,0.67230070065275604]
[null,"VIC","HYTS22","Heywood (Powercor) 22 kV","Powercor","Winter","Non-Coincident",2019,"POE10",1.7812243550237801,0.67230070065275604]
[null,"VIC","HYTS22","Heywood (Powercor) 22 kV","Powercor","Winter","Non-Coincident",2020,"POE10",1.7812243550237801,0.67230070065275604]
[null,"VIC","HYTS22","Heywood (Powercor) 22 kV","Powercor","Winter","Non-Coincident",2021,"POE10",1.7812243550237801,0.67230070065275604]
[null,"VIC","HYTS22","Heywood (Powercor) 22 kV","Powercor","Winter","Non-Coincident",2022,"POE10",1.7812243550237801,0.67230070065275604]
[null,"VIC","HYTS22","Heywood (Powercor) 22 kV","Powercor","Winter","Non-Coincident",2023,"POE10",1.7812243550237801,0.67230070065275604]
[null,"VIC","HYTS22","Heywood (Powercor) 22 kV","Powercor","Winter","Non-Coincident",2024,"POE10",1.7812243550237801,0.67230070065275604]
[null,"VIC","HYTS22","Heywood (Powercor) 22 kV","Powercor","Winter","Non-Coincident",2025,"POE10",1.7812243550237801,0.67230070065275604]
[null,"VIC","HYTS22","Heywood (Powercor) 22 kV","Powercor","Winter","Non-Coincident",2016,"POE50",1.71166557881631,0.67230070065275604]
[null,"VIC","HYTS22","Heywood (Powercor) 22 kV","Powercor","Winter","Non-Coincident",2017,"POE50",1.71166557881631,0.67230070065275604]
[null,"VIC","HYTS22","Heywood (Powercor) 22 kV","Powercor","Winter","Non-Coincident",2018,"POE50",1.71166557881631,0.67230070065275604]
[null,"VIC","HYTS22","Heywood (Powercor) 22 kV","Powercor","Winter","Non-Coincident",2019,"POE50",1.71166557881631,0.67230070065275604]
[null,"VIC","HYTS22","Heywood (Powercor) 22 kV","Powercor","Winter","Non-Coincident",2020,"POE50",1.71166557881631,0.67230070065275604]
[null,"VIC","HYTS22","Heywood (Powercor) 22 kV","Powercor","Winter","Non-Coincident",2021,"POE50",1.71166557881631,0.67230070065275604]
[null,"VIC","HYTS22","Heywood (Powercor) 22 kV","Powercor","Winter","Non-Coincident",2022,"POE50",1.71166557881631,0.67230070065275604]
[null,"VIC","HYTS22","Heywood (Powercor) 22 kV","Powercor","Winter","Non-Coincident",2023,"POE50",1.71166557881631,0.67230070065275604]
[null,"VIC","HYTS22","Heywood (Powercor) 22 kV","Powercor","Winter","Non-Coincident",2024,"POE50",1.71166557881631,0.67230070065275604]
[null,"VIC","HYTS22","Heywood (Powercor) 22 kV","Powercor","Winter","Non-Coincident",2025,"POE50",1.71166557881631,0.67230070065275604]
[null,"VIC","JLA220","John Lysaght 220 kV","Direct Connect","Summer","Non-Coincident",2017,"POE10","NA","NA"]
[null,"VIC","JLA220","John Lysaght 220 kV","Direct Connect","Summer","Non-Coincident",2018,"POE10","NA","NA"]
[null,"VIC","JLA220","John Lysaght 220 kV","Direct Connect","Summer","Non-Coincident",2019,"POE10","NA","NA"]
[null,"VIC","JLA220","John Lysaght 220 kV","Direct Connect","Summer","Non-Coincident",2020,"POE10","NA","NA"]
[null,"VIC","JLA220","John Lysaght 220 kV","Direct Connect","Summer","Non-Coincident",2021,"POE10","NA","NA"]
[null,"VIC","JLA220","John Lysaght 220 kV","Direct Connect","Summer","Non-Coincident",2022,"POE10","NA","NA"]
[null,"VIC","JLA220","John Lysaght 220 kV","Direct Connect","Summer","Non-Coincident",2023,"POE10","NA","NA"]
[null,"VIC","JLA220","John Lysaght 220 kV","Direct Connect","Summer","Non-Coincident",2024,"POE10","NA","NA"]
[null,"VIC","JLA220","John Lysaght 220 kV","Direct Connect","Summer","Non-Coincident",2025,"POE10","NA","NA"]
[null,"VIC","JLA220","John Lysaght 220 kV","Direct Connect","Summer","Non-Coincident",2026,"POE10","NA","NA"]
[null,"VIC","JLA220","John Lysaght 220 kV","Direct Connect","Summer","Non-Coincident",2017,"POE50","NA","NA"]
[null,"VIC","JLA220","John Lysaght 220 kV","Direct Connect","Summer","Non-Coincident",2018,"POE50","NA","NA"]
[null,"VIC","JLA220","John Lysaght 220 kV","Direct Connect","Summer","Non-Coincident",2019,"POE50","NA","NA"]
[null,"VIC","JLA220","John Lysaght 220 kV","Direct Connect","Summer","Non-Coincident",2020,"POE50","NA","NA"]
[null,"VIC","JLA220","John Lysaght 220 kV","Direct Connect","Summer","Non-Coincident",2021,"POE50","NA","NA"]
[null,"VIC","JLA220","John Lysaght 220 kV","Direct Connect","Summer","Non-Coincident",2022,"POE50","NA","NA"]
[null,"VIC","JLA220","John Lysaght 220 kV","Direct Connect","Summer","Non-Coincident",2023,"POE50","NA","NA"]
[null,"VIC","JLA220","John Lysaght 220 kV","Direct Connect","Summer","Non-Coincident",2024,"POE50","NA","NA"]
[null,"VIC","JLA220","John Lysaght 220 kV","Direct Connect","Summer","Non-Coincident",2025,"POE50","NA","NA"]
[null,"VIC","JLA220","John Lysaght 220 kV","Direct Connect","Summer","Non-Coincident",2026,"POE50","NA","NA"]
[null,"VIC","JLA220","John Lysaght 220 kV","Direct Connect","Winter","Non-Coincident",2016,"POE10","NA","NA"]
[null,"VIC","JLA220","John Lysaght 220 kV","Direct Connect","Winter","Non-Coincident",2017,"POE10","NA","NA"]
[null,"VIC","JLA220","John Lysaght 220 kV","Direct Connect","Winter","Non-Coincident",2018,"POE10","NA","NA"]
[null,"VIC","JLA220","John Lysaght 220 kV","Direct Connect","Winter","Non-Coincident",2019,"POE10","NA","NA"]
[null,"VIC","JLA220","John Lysaght 220 kV","Direct Connect","Winter","Non-Coincident",2020,"POE10","NA","NA"]
[null,"VIC","JLA220","John Lysaght 220 kV","Direct Connect","Winter","Non-Coincident",2021,"POE10","NA","NA"]
[null,"VIC","JLA220","John Lysaght 220 kV","Direct Connect","Winter","Non-Coincident",2022,"POE10","NA","NA"]
[null,"VIC","JLA220","John Lysaght 220 kV","Direct Connect","Winter","Non-Coincident",2023,"POE10","NA","NA"]
[null,"VIC","JLA220","John Lysaght 220 kV","Direct Connect","Winter","Non-Coincident",2024,"POE10","NA","NA"]
[null,"VIC","JLA220","John Lysaght 220 kV","Direct Connect","Winter","Non-Coincident",2025,"POE10","NA","NA"]
[null,"VIC","JLA220","John Lysaght 220 kV","Direct Connect","Winter","Non-Coincident",2016,"POE50","NA","NA"]
[null,"VIC","JLA220","John Lysaght 220 kV","Direct Connect","Winter","Non-Coincident",2017,"POE50","NA","NA"]
[null,"VIC","JLA220","John Lysaght 220 kV","Direct Connect","Winter","Non-Coincident",2018,"POE50","NA","NA"]
[null,"VIC","JLA220","John Lysaght 220 kV","Direct Connect","Winter","Non-Coincident",2019,"POE50","NA","NA"]
[null,"VIC","JLA220","John Lysaght 220 kV","Direct Connect","Winter","Non-Coincident",2020,"POE50","NA","NA"]
[null,"VIC","JLA220","John Lysaght 220 kV","Direct Connect","Winter","Non-Coincident",2021,"POE50","NA","NA"]
[null,"VIC","JLA220","John Lysaght 220 kV","Direct Connect","Winter","Non-Coincident",2022,"POE50","NA","NA"]
[null,"VIC","JLA220","John Lysaght 220 kV","Direct Connect","Winter","Non-Coincident",2023,"POE50","NA","NA"]
[null,"VIC","JLA220","John Lysaght 220 kV","Direct Connect","Winter","Non-Coincident",2024,"POE50","NA","NA"]
[null,"VIC","JLA220","John Lysaght 220 kV","Direct Connect","Winter","Non-Coincident",2025,"POE50","NA","NA"]
[null,"VIC","KGTS22","Kerang (Powercor) 22 kV","Powercor","Summer","Non-Coincident",2017,"POE10",13.9097029343607,0.93390961301686204]
[null,"VIC","KGTS22","Kerang (Powercor) 22 kV","Powercor","Summer","Non-Coincident",2018,"POE10",14.011363360332901,0.91811350806582204]
[null,"VIC","KGTS22","Kerang (Powercor) 22 kV","Powercor","Summer","Non-Coincident",2019,"POE10",14.158132342138799,0.92350797258689599]
[null,"VIC","KGTS22","Kerang (Powercor) 22 kV","Powercor","Summer","Non-Coincident",2020,"POE10",14.232532952117101,0.92825512740012595]
[null,"VIC","KGTS22","Kerang (Powercor) 22 kV","Powercor","Summer","Non-Coincident",2021,"POE10",14.4758072667998,0.93538350036723295]
[null,"VIC","KGTS22","Kerang (Powercor) 22 kV","Powercor","Summer","Non-Coincident",2022,"POE10",14.6404389906474,0.93548184763582298]
[null,"VIC","KGTS22","Kerang (Powercor) 22 kV","Powercor","Summer","Non-Coincident",2023,"POE10",14.871229318612199,0.93564146447574903]
[null,"VIC","KGTS22","Kerang (Powercor) 22 kV","Powercor","Summer","Non-Coincident",2024,"POE10",15.127661755687001,0.93572671935029506]
[null,"VIC","KGTS22","Kerang (Powercor) 22 kV","Powercor","Summer","Non-Coincident",2025,"POE10",15.286696467324299,0.93581664653157504]
[null,"VIC","KGTS22","Kerang (Powercor) 22 kV","Powercor","Summer","Non-Coincident",2026,"POE10",15.520295233439001,0.93590653005161795]
[null,"VIC","KGTS22","Kerang (Powercor) 22 kV","Powercor","Summer","Non-Coincident",2017,"POE50",12.7429062053205,0.93159251141452704]
[null,"VIC","KGTS22","Kerang (Powercor) 22 kV","Powercor","Summer","Non-Coincident",2018,"POE50",12.8640043327336,0.92587024773499305]
[null,"VIC","KGTS22","Kerang (Powercor) 22 kV","Powercor","Summer","Non-Coincident",2019,"POE50",12.9903677650736,0.927510110665825]
[null,"VIC","KGTS22","Kerang (Powercor) 22 kV","Powercor","Summer","Non-Coincident",2020,"POE50",13.0673131407056,0.92838465265700498]
[null,"VIC","KGTS22","Kerang (Powercor) 22 kV","Powercor","Summer","Non-Coincident",2021,"POE50",13.393111423807699,0.93313876482637503]
[null,"VIC","KGTS22","Kerang (Powercor) 22 kV","Powercor","Summer","Non-Coincident",2022,"POE50",13.4137469653847,0.93324960624165898]
[null,"VIC","KGTS22","Kerang (Powercor) 22 kV","Powercor","Summer","Non-Coincident",2023,"POE50",13.6950312336034,0.93343258388505701]
[null,"VIC","KGTS22","Kerang (Powercor) 22 kV","Powercor","Summer","Non-Coincident",2024,"POE50",13.9395186963415,0.93353670368786101]
[null,"VIC","KGTS22","Kerang (Powercor) 22 kV","Powercor","Summer","Non-Coincident",2025,"POE50",13.980195661415699,0.93363866706285603]
[null,"VIC","KGTS22","Kerang (Powercor) 22 kV","Powercor","Summer","Non-Coincident",2026,"POE50",14.147026007145,0.93374482466714404]
[null,"VIC","KGTS22","Kerang (Powercor) 22 kV","Powercor","Winter","Non-Coincident",2016,"POE10",12.6543250034747,0.71632358711063204]
[null,"VIC","KGTS22","Kerang (Powercor) 22 kV","Powercor","Winter","Non-Coincident",2017,"POE10",12.6342960156417,0.72359383932670995]
[null,"VIC","KGTS22","Kerang (Powercor) 22 kV","Powercor","Winter","Non-Coincident",2018,"POE10",12.622892083488001,0.72201444115985502]
[null,"VIC","KGTS22","Kerang (Powercor) 22 kV","Powercor","Winter","Non-Coincident",2019,"POE10",12.691288048789,0.72111826110187305]
[null,"VIC","KGTS22","Kerang (Powercor) 22 kV","Powercor","Winter","Non-Coincident",2020,"POE10",12.8242450549865,0.71765358467405704]
[null,"VIC","KGTS22","Kerang (Powercor) 22 kV","Powercor","Winter","Non-Coincident",2021,"POE10",12.8537083795245,0.71770638037510204]
[null,"VIC","KGTS22","Kerang (Powercor) 22 kV","Powercor","Winter","Non-Coincident",2022,"POE10",12.8950837006981,0.71775509943051996]
[null,"VIC","KGTS22","Kerang (Powercor) 22 kV","Powercor","Winter","Non-Coincident",2023,"POE10",12.9729649117757,0.71791672976523202]
[null,"VIC","KGTS22","Kerang (Powercor) 22 kV","Powercor","Winter","Non-Coincident",2024,"POE10",12.971372386269801,0.71795478474805696]
[null,"VIC","KGTS22","Kerang (Powercor) 22 kV","Powercor","Winter","Non-Coincident",2025,"POE10",12.9407780089085,0.71798900103074004]
[null,"VIC","KGTS22","Kerang (Powercor) 22 kV","Powercor","Winter","Non-Coincident",2016,"POE50",12.3740635825865,0.72007179215661499]
[null,"VIC","KGTS22","Kerang (Powercor) 22 kV","Powercor","Winter","Non-Coincident",2017,"POE50",12.3518001142022,0.72694176725313397]
[null,"VIC","KGTS22","Kerang (Powercor) 22 kV","Powercor","Winter","Non-Coincident",2018,"POE50",12.330404053051801,0.72503428228982003]
[null,"VIC","KGTS22","Kerang (Powercor) 22 kV","Powercor","Winter","Non-Coincident",2019,"POE50",12.3713930632961,0.724108140149059]
[null,"VIC","KGTS22","Kerang (Powercor) 22 kV","Powercor","Winter","Non-Coincident",2020,"POE50",12.4711213828217,0.72133200458612901]
[null,"VIC","KGTS22","Kerang (Powercor) 22 kV","Powercor","Winter","Non-Coincident",2021,"POE50",12.499270294096,0.72136574677994003]
[null,"VIC","KGTS22","Kerang (Powercor) 22 kV","Powercor","Winter","Non-Coincident",2022,"POE50",12.526988058295901,0.72139524838110802]
[null,"VIC","KGTS22","Kerang (Powercor) 22 kV","Powercor","Winter","Non-Coincident",2023,"POE50",12.593010644453599,0.72153973512164504]
[null,"VIC","KGTS22","Kerang (Powercor) 22 kV","Powercor","Winter","Non-Coincident",2024,"POE50",12.583148202032801,0.72155830834677503]
[null,"VIC","KGTS22","Kerang (Powercor) 22 kV","Powercor","Winter","Non-Coincident",2025,"POE50",12.559392519037001,0.72157326469442395]
[null,"VIC","KGTS66","Kerang (Powercor) 66 kV","Powercor","Summer","Non-Coincident",2017,"POE10",59.555620683433197,0.97268696427285195]
[null,"VIC","KGTS66","Kerang (Powercor) 66 kV","Powercor","Summer","Non-Coincident",2018,"POE10",60.212909397052996,0.95623498095668302]
[null,"VIC","KGTS66","Kerang (Powercor) 66 kV","Powercor","Summer","Non-Coincident",2019,"POE10",60.879773983701398,0.96185343187071903]
[null,"VIC","KGTS66","Kerang (Powercor) 66 kV","Powercor","Summer","Non-Coincident",2020,"POE10",61.284667152868302,0.96679769579075403]
[null,"VIC","KGTS66","Kerang (Powercor) 66 kV","Powercor","Summer","Non-Coincident",2021,"POE10",62.213061330004599,0.97422204967354797]
[null,"VIC","KGTS66","Kerang (Powercor) 66 kV","Powercor","Summer","Non-Coincident",2022,"POE10",62.8001688858078,0.97432448047069997]
[null,"VIC","KGTS66","Kerang (Powercor) 66 kV","Powercor","Summer","Non-Coincident",2023,"POE10",63.69030044518,0.97449072484522103]
[null,"VIC","KGTS66","Kerang (Powercor) 66 kV","Powercor","Summer","Non-Coincident",2024,"POE10",64.706450075809997,0.97457951963216305]
[null,"VIC","KGTS66","Kerang (Powercor) 66 kV","Powercor","Summer","Non-Coincident",2025,"POE10",65.321472517025796,0.97467318072714004]
[null,"VIC","KGTS66","Kerang (Powercor) 66 kV","Powercor","Summer","Non-Coincident",2026,"POE10",66.2686996011102,0.97476679634800001]
[null,"VIC","KGTS66","Kerang (Powercor) 66 kV","Powercor","Summer","Non-Coincident",2017,"POE50",55.7525187314397,0.97027365307862801]
[null,"VIC","KGTS66","Kerang (Powercor) 66 kV","Powercor","Summer","Non-Coincident",2018,"POE50",56.656693393998502,0.96431379228520997]
[null,"VIC","KGTS66","Kerang (Powercor) 66 kV","Powercor","Summer","Non-Coincident",2019,"POE50",57.533705144419301,0.96602174482556602]
[null,"VIC","KGTS66","Kerang (Powercor) 66 kV","Powercor","Summer","Non-Coincident",2020,"POE50",58.0246032129293,0.96693259913381302]
[null,"VIC","KGTS66","Kerang (Powercor) 66 kV","Powercor","Summer","Non-Coincident",2021,"POE50",59.556846758010899,0.971884109290025]
[null,"VIC","KGTS66","Kerang (Powercor) 66 kV","Powercor","Summer","Non-Coincident",2022,"POE50",59.737275966170401,0.97199955300989505]
[null,"VIC","KGTS66","Kerang (Powercor) 66 kV","Powercor","Summer","Non-Coincident",2023,"POE50",61.081636472052899,0.97219012816407002]
[null,"VIC","KGTS66","Kerang (Powercor) 66 kV","Powercor","Summer","Non-Coincident",2024,"POE50",62.264809422899297,0.97229857117985996]
[null,"VIC","KGTS66","Kerang (Powercor) 66 kV","Powercor","Summer","Non-Coincident",2025,"POE50",62.538572386733399,0.97240476822966804]
[null,"VIC","KGTS66","Kerang (Powercor) 66 kV","Powercor","Summer","Non-Coincident",2026,"POE50",63.375865584363702,0.97251533365956699]
[null,"VIC","KGTS66","Kerang (Powercor) 66 kV","Powercor","Winter","Non-Coincident",2016,"POE10",49.1301231493795,0.79844492439148895]
[null,"VIC","KGTS66","Kerang (Powercor) 66 kV","Powercor","Winter","Non-Coincident",2017,"POE10",49.343419871006198,0.80654865863314296]
[null,"VIC","KGTS66","Kerang (Powercor) 66 kV","Powercor","Winter","Non-Coincident",2018,"POE10",49.5924854401595,0.80478819384794098]
[null,"VIC","KGTS66","Kerang (Powercor) 66 kV","Powercor","Winter","Non-Coincident",2019,"POE10",50.159256348594198,0.80378927320437599]
[null,"VIC","KGTS66","Kerang (Powercor) 66 kV","Powercor","Winter","Non-Coincident",2020,"POE10",50.988854359903399,0.79992739659131196]
[null,"VIC","KGTS66","Kerang (Powercor) 66 kV","Powercor","Winter","Non-Coincident",2021,"POE10",51.413802262854801,0.79998624493902604]
[null,"VIC","KGTS66","Kerang (Powercor) 66 kV","Powercor","Winter","Non-Coincident",2022,"POE10",51.891133713250497,0.800040549283067]
[null,"VIC","KGTS66","Kerang (Powercor) 66 kV","Powercor","Winter","Non-Coincident",2023,"POE10",52.521356422236899,0.80022070937091105]
[null,"VIC","KGTS66","Kerang (Powercor) 66 kV","Powercor","Winter","Non-Coincident",2024,"POE10",52.834840748495303,0.80026312708328495]
[null,"VIC","KGTS66","Kerang (Powercor) 66 kV","Powercor","Winter","Non-Coincident",2025,"POE10",53.0325907093127,0.80030126601620699]
[null,"VIC","KGTS66","Kerang (Powercor) 66 kV","Powercor","Winter","Non-Coincident",2016,"POE50",48.136911310594499,0.80262283413562396]
[null,"VIC","KGTS66","Kerang (Powercor) 66 kV","Powercor","Winter","Non-Coincident",2017,"POE50",48.384531416240399,0.81028040237044596]
[null,"VIC","KGTS66","Kerang (Powercor) 66 kV","Powercor","Winter","Non-Coincident",2018,"POE50",48.6376037094116,0.80815423800183395]
[null,"VIC","KGTS66","Kerang (Powercor) 66 kV","Powercor","Winter","Non-Coincident",2019,"POE50",49.140584845355797,0.80712192033861196]
[null,"VIC","KGTS66","Kerang (Powercor) 66 kV","Powercor","Winter","Non-Coincident",2020,"POE50",49.884136601383197,0.80402752083882001]
[null,"VIC","KGTS66","Kerang (Powercor) 66 kV","Powercor","Winter","Non-Coincident",2021,"POE50",50.348361881998599,0.80406513133199897]
[null,"VIC","KGTS66","Kerang (Powercor) 66 kV","Powercor","Winter","Non-Coincident",2022,"POE50",50.815907411534198,0.80409801507914602]
[null,"VIC","KGTS66","Kerang (Powercor) 66 kV","Powercor","Winter","Non-Coincident",2023,"POE50",51.445056106966597,0.80425906618328302]
[null,"VIC","KGTS66","Kerang (Powercor) 66 kV","Powercor","Winter","Non-Coincident",2024,"POE50",51.769416496305901,0.80427976869483098]
[null,"VIC","KGTS66","Kerang (Powercor) 66 kV","Powercor","Winter","Non-Coincident",2025,"POE50",52.0392970352598,0.80429643967996001]
[null,"VIC","KTSEJ","Keilor East (Jemena) 66 kV","Jemena","Summer","Non-Coincident",2017,"POE10",244.621768624769,1]
[null,"VIC","KTSEJ","Keilor East (Jemena) 66 kV","Jemena","Summer","Non-Coincident",2018,"POE10",238.08050743811299,1]
[null,"VIC","KTSEJ","Keilor East (Jemena) 66 kV","Jemena","Summer","Non-Coincident",2019,"POE10",237.01400262016099,1]
[null,"VIC","KTSEJ","Keilor East (Jemena) 66 kV","Jemena","Summer","Non-Coincident",2020,"POE10",234.831988462569,1]
[null,"VIC","KTSEJ","Keilor East (Jemena) 66 kV","Jemena","Summer","Non-Coincident",2021,"POE10",235.240286768966,1]
[null,"VIC","KTSEJ","Keilor East (Jemena) 66 kV","Jemena","Summer","Non-Coincident",2022,"POE10",232.58150775404101,1]
[null,"VIC","KTSEJ","Keilor East (Jemena) 66 kV","Jemena","Summer","Non-Coincident",2023,"POE10",231.13323084714401,1]
[null,"VIC","KTSEJ","Keilor East (Jemena) 66 kV","Jemena","Summer","Non-Coincident",2024,"POE10",230.18526645843701,1]
[null,"VIC","KTSEJ","Keilor East (Jemena) 66 kV","Jemena","Summer","Non-Coincident",2025,"POE10",227.92933315043999,1]
[null,"VIC","KTSEJ","Keilor East (Jemena) 66 kV","Jemena","Summer","Non-Coincident",2026,"POE10",226.964009745189,1]
[null,"VIC","KTSEJ","Keilor East (Jemena) 66 kV","Jemena","Summer","Non-Coincident",2017,"POE50",215.91901472996099,1]
[null,"VIC","KTSEJ","Keilor East (Jemena) 66 kV","Jemena","Summer","Non-Coincident",2018,"POE50",212.725849616913,1]
[null,"VIC","KTSEJ","Keilor East (Jemena) 66 kV","Jemena","Summer","Non-Coincident",2019,"POE50",211.23886712863899,1]
[null,"VIC","KTSEJ","Keilor East (Jemena) 66 kV","Jemena","Summer","Non-Coincident",2020,"POE50",208.296822377339,1]
[null,"VIC","KTSEJ","Keilor East (Jemena) 66 kV","Jemena","Summer","Non-Coincident",2021,"POE50",209.93373245255401,1]
[null,"VIC","KTSEJ","Keilor East (Jemena) 66 kV","Jemena","Summer","Non-Coincident",2022,"POE50",205.88105112939999,1]
[null,"VIC","KTSEJ","Keilor East (Jemena) 66 kV","Jemena","Summer","Non-Coincident",2023,"POE50",206.014937951696,1]
[null,"VIC","KTSEJ","Keilor East (Jemena) 66 kV","Jemena","Summer","Non-Coincident",2024,"POE50",205.68576018342,1]
[null,"VIC","KTSEJ","Keilor East (Jemena) 66 kV","Jemena","Summer","Non-Coincident",2025,"POE50",202.55496044254599,1]
[null,"VIC","KTSEJ","Keilor East (Jemena) 66 kV","Jemena","Summer","Non-Coincident",2026,"POE50",201.476087703313,1]
[null,"VIC","KTSEJ","Keilor East (Jemena) 66 kV","Jemena","Winter","Non-Coincident",2016,"POE10",181.000173774904,1]
[null,"VIC","KTSEJ","Keilor East (Jemena) 66 kV","Jemena","Winter","Non-Coincident",2017,"POE10",183.69497145571401,1]
[null,"VIC","KTSEJ","Keilor East (Jemena) 66 kV","Jemena","Winter","Non-Coincident",2018,"POE10",184.28646082818,1]
[null,"VIC","KTSEJ","Keilor East (Jemena) 66 kV","Jemena","Winter","Non-Coincident",2019,"POE10",186.24349767363,1]
[null,"VIC","KTSEJ","Keilor East (Jemena) 66 kV","Jemena","Winter","Non-Coincident",2020,"POE10",188.51985171350799,1]
[null,"VIC","KTSEJ","Keilor East (Jemena) 66 kV","Jemena","Winter","Non-Coincident",2021,"POE10",190.23962212629499,1]
[null,"VIC","KTSEJ","Keilor East (Jemena) 66 kV","Jemena","Winter","Non-Coincident",2022,"POE10",192.18681840167,1]
[null,"VIC","KTSEJ","Keilor East (Jemena) 66 kV","Jemena","Winter","Non-Coincident",2023,"POE10",194.76960294800301,1]
[null,"VIC","KTSEJ","Keilor East (Jemena) 66 kV","Jemena","Winter","Non-Coincident",2024,"POE10",196.18497729814999,1]
[null,"VIC","KTSEJ","Keilor East (Jemena) 66 kV","Jemena","Winter","Non-Coincident",2025,"POE10",197.20914304547699,1]
[null,"VIC","KTSEJ","Keilor East (Jemena) 66 kV","Jemena","Winter","Non-Coincident",2016,"POE50",176.927243754329,1]
[null,"VIC","KTSEJ","Keilor East (Jemena) 66 kV","Jemena","Winter","Non-Coincident",2017,"POE50",179.348973873034,1]
[null,"VIC","KTSEJ","Keilor East (Jemena) 66 kV","Jemena","Winter","Non-Coincident",2018,"POE50",179.64097927583899,1]
[null,"VIC","KTSEJ","Keilor East (Jemena) 66 kV","Jemena","Winter","Non-Coincident",2019,"POE50",181.11612154826599,1]
[null,"VIC","KTSEJ","Keilor East (Jemena) 66 kV","Jemena","Winter","Non-Coincident",2020,"POE50",183.03102301684899,1]
[null,"VIC","KTSEJ","Keilor East (Jemena) 66 kV","Jemena","Winter","Non-Coincident",2021,"POE50",184.65829931238,1]
[null,"VIC","KTSEJ","Keilor East (Jemena) 66 kV","Jemena","Winter","Non-Coincident",2022,"POE50",186.336015961176,1]
[null,"VIC","KTSEJ","Keilor East (Jemena) 66 kV","Jemena","Winter","Non-Coincident",2023,"POE50",188.67873735409501,1]
[null,"VIC","KTSEJ","Keilor East (Jemena) 66 kV","Jemena","Winter","Non-Coincident",2024,"POE50",189.91544447777699,1]
[null,"VIC","KTSEJ","Keilor East (Jemena) 66 kV","Jemena","Winter","Non-Coincident",2025,"POE50",190.99649700381599,1]
[null,"VIC","KTSEP","Keilor East (Powercor) 66 kV","Powercor","Summer","Non-Coincident",2017,"POE10",173.79308378858801,1]
[null,"VIC","KTSEP","Keilor East (Powercor) 66 kV","Powercor","Summer","Non-Coincident",2018,"POE10",72.181253004902501,1]
[null,"VIC","KTSEP","Keilor East (Powercor) 66 kV","Powercor","Summer","Non-Coincident",2019,"POE10",73.291560045112206,1]
[null,"VIC","KTSEP","Keilor East (Powercor) 66 kV","Powercor","Summer","Non-Coincident",2020,"POE10",73.945634217512904,1]
[null,"VIC","KTSEP","Keilor East (Powercor) 66 kV","Powercor","Summer","Non-Coincident",2021,"POE10",75.319264925358297,1]
[null,"VIC","KTSEP","Keilor East (Powercor) 66 kV","Powercor","Summer","Non-Coincident",2022,"POE10",75.649892307429795,1]
[null,"VIC","KTSEP","Keilor East (Powercor) 66 kV","Powercor","Summer","Non-Coincident",2023,"POE10",76.306621664551002,1]
[null,"VIC","KTSEP","Keilor East (Powercor) 66 kV","Powercor","Summer","Non-Coincident",2024,"POE10",77.069178754977997,1]
[null,"VIC","KTSEP","Keilor East (Powercor) 66 kV","Powercor","Summer","Non-Coincident",2025,"POE10",77.499357861777696,1]
[null,"VIC","KTSEP","Keilor East (Powercor) 66 kV","Powercor","Summer","Non-Coincident",2026,"POE10",78.420533323681596,1]
[null,"VIC","KTSEP","Keilor East (Powercor) 66 kV","Powercor","Summer","Non-Coincident",2017,"POE50",156.11045340707,1]
[null,"VIC","KTSEP","Keilor East (Powercor) 66 kV","Powercor","Summer","Non-Coincident",2018,"POE50",65.590364184664196,1]
[null,"VIC","KTSEP","Keilor East (Powercor) 66 kV","Powercor","Summer","Non-Coincident",2019,"POE50",66.339297444539795,1]
[null,"VIC","KTSEP","Keilor East (Powercor) 66 kV","Powercor","Summer","Non-Coincident",2020,"POE50",66.510631593381504,1]
[null,"VIC","KTSEP","Keilor East (Powercor) 66 kV","Powercor","Summer","Non-Coincident",2021,"POE50",68.059521908751506,1]
[null,"VIC","KTSEP","Keilor East (Powercor) 66 kV","Powercor","Summer","Non-Coincident",2022,"POE50",67.689862719304003,1]
[null,"VIC","KTSEP","Keilor East (Powercor) 66 kV","Powercor","Summer","Non-Coincident",2023,"POE50",68.619055783686093,1]
[null,"VIC","KTSEP","Keilor East (Powercor) 66 kV","Powercor","Summer","Non-Coincident",2024,"POE50",69.616987445209503,1]
[null,"VIC","KTSEP","Keilor East (Powercor) 66 kV","Powercor","Summer","Non-Coincident",2025,"POE50",69.600435901865097,1]
[null,"VIC","KTSEP","Keilor East (Powercor) 66 kV","Powercor","Summer","Non-Coincident",2026,"POE50",70.217634647906806,1]
[null,"VIC","KTSEP","Keilor East (Powercor) 66 kV","Powercor","Winter","Non-Coincident",2016,"POE10",143.76785980804999,1]
[null,"VIC","KTSEP","Keilor East (Powercor) 66 kV","Powercor","Winter","Non-Coincident",2017,"POE10",150.42012466153199,1]
[null,"VIC","KTSEP","Keilor East (Powercor) 66 kV","Powercor","Winter","Non-Coincident",2018,"POE10",65.146563503774402,1]
[null,"VIC","KTSEP","Keilor East (Powercor) 66 kV","Powercor","Winter","Non-Coincident",2019,"POE10",68.073982316537695,1]
[null,"VIC","KTSEP","Keilor East (Powercor) 66 kV","Powercor","Winter","Non-Coincident",2020,"POE10",71.309918441843905,1]
[null,"VIC","KTSEP","Keilor East (Powercor) 66 kV","Powercor","Winter","Non-Coincident",2021,"POE10",74.519776118501994,1]
[null,"VIC","KTSEP","Keilor East (Powercor) 66 kV","Powercor","Winter","Non-Coincident",2022,"POE10",77.993278619744999,1]
[null,"VIC","KTSEP","Keilor East (Powercor) 66 kV","Powercor","Winter","Non-Coincident",2023,"POE10",81.902995394898596,1]
[null,"VIC","KTSEP","Keilor East (Powercor) 66 kV","Powercor","Winter","Non-Coincident",2024,"POE10",85.484568770232798,1]
[null,"VIC","KTSEP","Keilor East (Powercor) 66 kV","Powercor","Winter","Non-Coincident",2025,"POE10",89.031627566152693,1]
[null,"VIC","KTSEP","Keilor East (Powercor) 66 kV","Powercor","Winter","Non-Coincident",2016,"POE50",140.49691659817299,1]
[null,"VIC","KTSEP","Keilor East (Powercor) 66 kV","Powercor","Winter","Non-Coincident",2017,"POE50",146.817875847473,1]
[null,"VIC","KTSEP","Keilor East (Powercor) 66 kV","Powercor","Winter","Non-Coincident",2018,"POE50",63.484312296531698,1]
[null,"VIC","KTSEP","Keilor East (Powercor) 66 kV","Powercor","Winter","Non-Coincident",2019,"POE50",66.178922003513506,1]
[null,"VIC","KTSEP","Keilor East (Powercor) 66 kV","Powercor","Winter","Non-Coincident",2020,"POE50",69.212647838410206,1]
[null,"VIC","KTSEP","Keilor East (Powercor) 66 kV","Powercor","Winter","Non-Coincident",2021,"POE50",72.313137007832395,1]
[null,"VIC","KTSEP","Keilor East (Powercor) 66 kV","Powercor","Winter","Non-Coincident",2022,"POE50",75.599873314266901,1]
[null,"VIC","KTSEP","Keilor East (Powercor) 66 kV","Powercor","Winter","Non-Coincident",2023,"POE50",79.324261964064107,1]
[null,"VIC","KTSEP","Keilor East (Powercor) 66 kV","Powercor","Winter","Non-Coincident",2024,"POE50",82.736978060497705,1]
[null,"VIC","KTSEP","Keilor East (Powercor) 66 kV","Powercor","Winter","Non-Coincident",2025,"POE50",86.212699262640498,1]
[null,"VIC","KTSWJ","Keilor West (Jemena) 66 kV","Jemena","Summer","Non-Coincident",2017,"POE10",81.006113040179002,0.97658148996537197]
[null,"VIC","KTSWJ","Keilor West (Jemena) 66 kV","Jemena","Summer","Non-Coincident",2018,"POE10",81.621720567353094,0.96006363481780199]
[null,"VIC","KTSWJ","Keilor West (Jemena) 66 kV","Jemena","Summer","Non-Coincident",2019,"POE10",82.184315166443298,0.96570458135709003]
[null,"VIC","KTSWJ","Keilor West (Jemena) 66 kV","Jemena","Summer","Non-Coincident",2020,"POE10",82.3251864643441,0.97066864153591703]
[null,"VIC","KTSWJ","Keilor West (Jemena) 66 kV","Jemena","Summer","Non-Coincident",2021,"POE10",83.210080047512804,0.97812272166981595]
[null,"VIC","KTSWJ","Keilor West (Jemena) 66 kV","Jemena","Summer","Non-Coincident",2022,"POE10",83.645596426513194,0.97822556258798898]
[null,"VIC","KTSWJ","Keilor West (Jemena) 66 kV","Jemena","Summer","Non-Coincident",2023,"POE10",84.455229585071606,0.97839247258568696]
[null,"VIC","KTSWJ","Keilor West (Jemena) 66 kV","Jemena","Summer","Non-Coincident",2024,"POE10",85.404893683941395,0.97848162289664897]
[null,"VIC","KTSWJ","Keilor West (Jemena) 66 kV","Jemena","Summer","Non-Coincident",2025,"POE10",85.809900553053694,0.97857565899977805]
[null,"VIC","KTSWJ","Keilor West (Jemena) 66 kV","Jemena","Summer","Non-Coincident",2026,"POE10",86.639595836967899,0.97866964944671597]
[null,"VIC","KTSWJ","Keilor West (Jemena) 66 kV","Jemena","Summer","Non-Coincident",2017,"POE50",71.539837212310999,0.97415851615327098]
[null,"VIC","KTSWJ","Keilor West (Jemena) 66 kV","Jemena","Summer","Non-Coincident",2018,"POE50",72.224701557662598,0.96817479276907503]
[null,"VIC","KTSWJ","Keilor West (Jemena) 66 kV","Jemena","Summer","Non-Coincident",2019,"POE50",72.829107344402402,0.96988958375313805]
[null,"VIC","KTSWJ","Keilor West (Jemena) 66 kV","Jemena","Summer","Non-Coincident",2020,"POE50",73.021860186188505,0.970804085016301]
[null,"VIC","KTSWJ","Keilor West (Jemena) 66 kV","Jemena","Summer","Non-Coincident",2021,"POE50",74.509173461074496,0.97577542044439203]
[null,"VIC","KTSWJ","Keilor West (Jemena) 66 kV","Jemena","Summer","Non-Coincident",2022,"POE50",74.287270337042401,0.97589132638751497]
[null,"VIC","KTSWJ","Keilor West (Jemena) 66 kV","Jemena","Summer","Non-Coincident",2023,"POE50",75.502536109229794,0.97608266458248605]
[null,"VIC","KTSWJ","Keilor West (Jemena) 66 kV","Jemena","Summer","Non-Coincident",2024,"POE50",76.504563137963999,0.97619154179152201]
[null,"VIC","KTSWJ","Keilor West (Jemena) 66 kV","Jemena","Summer","Non-Coincident",2025,"POE50",76.392279128857496,0.97629816404198999]
[null,"VIC","KTSWJ","Keilor West (Jemena) 66 kV","Jemena","Summer","Non-Coincident",2026,"POE50",76.975724931870602,0.97640917216303502]
[null,"VIC","KTSWJ","Keilor West (Jemena) 66 kV","Jemena","Winter","Non-Coincident",2016,"POE10",59.354844713893797,1]
[null,"VIC","KTSWJ","Keilor West (Jemena) 66 kV","Jemena","Winter","Non-Coincident",2017,"POE10",60.625610759010698,1]
[null,"VIC","KTSWJ","Keilor West (Jemena) 66 kV","Jemena","Winter","Non-Coincident",2018,"POE10",61.242122412280203,1]
[null,"VIC","KTSWJ","Keilor West (Jemena) 66 kV","Jemena","Winter","Non-Coincident",2019,"POE10",62.351397690634897,1]
[null,"VIC","KTSWJ","Keilor West (Jemena) 66 kV","Jemena","Winter","Non-Coincident",2020,"POE10",63.610609089107001,1]
[null,"VIC","KTSWJ","Keilor West (Jemena) 66 kV","Jemena","Winter","Non-Coincident",2021,"POE10",64.724017423541994,1]
[null,"VIC","KTSWJ","Keilor West (Jemena) 66 kV","Jemena","Winter","Non-Coincident",2022,"POE10",65.955098569376304,1]
[null,"VIC","KTSWJ","Keilor West (Jemena) 66 kV","Jemena","Winter","Non-Coincident",2023,"POE10",67.446154954023001,1]
[null,"VIC","KTSWJ","Keilor West (Jemena) 66 kV","Jemena","Winter","Non-Coincident",2024,"POE10",68.571936648645902,1]
[null,"VIC","KTSWJ","Keilor West (Jemena) 66 kV","Jemena","Winter","Non-Coincident",2025,"POE10",69.593464235692494,1]
[null,"VIC","KTSWJ","Keilor West (Jemena) 66 kV","Jemena","Winter","Non-Coincident",2016,"POE50",57.972950860165497,1]
[null,"VIC","KTSWJ","Keilor West (Jemena) 66 kV","Jemena","Winter","Non-Coincident",2017,"POE50",59.154449714305201,1]
[null,"VIC","KTSWJ","Keilor West (Jemena) 66 kV","Jemena","Winter","Non-Coincident",2018,"POE50",59.670684666311303,1]
[null,"VIC","KTSWJ","Keilor West (Jemena) 66 kV","Jemena","Winter","Non-Coincident",2019,"POE50",60.615181057391702,1]
[null,"VIC","KTSWJ","Keilor West (Jemena) 66 kV","Jemena","Winter","Non-Coincident",2020,"POE50",61.745732074526998,1]
[null,"VIC","KTSWJ","Keilor West (Jemena) 66 kV","Jemena","Winter","Non-Coincident",2021,"POE50",62.817844387566602,1]
[null,"VIC","KTSWJ","Keilor West (Jemena) 66 kV","Jemena","Winter","Non-Coincident",2022,"POE50",63.944052932367597,1]
[null,"VIC","KTSWJ","Keilor West (Jemena) 66 kV","Jemena","Winter","Non-Coincident",2023,"POE50",65.336390083145304,1]
[null,"VIC","KTSWJ","Keilor West (Jemena) 66 kV","Jemena","Winter","Non-Coincident",2024,"POE50",66.380930253176004,1]
[null,"VIC","KTSWJ","Keilor West (Jemena) 66 kV","Jemena","Winter","Non-Coincident",2025,"POE50",67.400656948289296,1]
[null,"VIC","KTSWP","Keilor West (Powercor) 66 kV","Powercor","Summer","Non-Coincident",2017,"POE10",192.072437287913,0.98970677778084404]
[null,"VIC","KTSWP","Keilor West (Powercor) 66 kV","Powercor","Summer","Non-Coincident",2018,"POE10",114.37163093498501,0.97296692210885904]
[null,"VIC","KTSWP","Keilor West (Powercor) 66 kV","Powercor","Summer","Non-Coincident",2019,"POE10",112.93092793449,0.97868368315788401]
[null,"VIC","KTSWP","Keilor West (Powercor) 66 kV","Powercor","Summer","Non-Coincident",2020,"POE10",111.01489464270399,0.98371446047117395]
[null,"VIC","KTSWP","Keilor West (Powercor) 66 kV","Powercor","Summer","Non-Coincident",2021,"POE10",110.03920201033399,0.99126872369082897]
[null,"VIC","KTSWP","Keilor West (Powercor) 66 kV","Powercor","Summer","Non-Coincident",2022,"POE10",108.49314193840399,0.99137294679437504]
[null,"VIC","KTSWP","Keilor West (Powercor) 66 kV","Powercor","Summer","Non-Coincident",2023,"POE10",107.541051868549,0.99154210006801202]
[null,"VIC","KTSWP","Keilor West (Powercor) 66 kV","Powercor","Summer","Non-Coincident",2024,"POE10",106.865765014397,0.99163244856212795]
[null,"VIC","KTSWP","Keilor West (Powercor) 66 kV","Powercor","Summer","Non-Coincident",2025,"POE10",105.85153216080801,0.991727748513621]
[null,"VIC","KTSWP","Keilor West (Powercor) 66 kV","Powercor","Summer","Non-Coincident",2026,"POE10",105.803016860951,0.99182300219530295]
[null,"VIC","KTSWP","Keilor West (Powercor) 66 kV","Powercor","Summer","Non-Coincident",2017,"POE50",170.417156346708,0.98725123911984902]
[null,"VIC","KTSWP","Keilor West (Powercor) 66 kV","Powercor","Summer","Non-Coincident",2018,"POE50",101.58351882881399,0.98118709429368101]
[null,"VIC","KTSWP","Keilor West (Powercor) 66 kV","Powercor","Summer","Non-Coincident",2019,"POE50",100.37684192078601,0.98292493212579701]
[null,"VIC","KTSWP","Keilor West (Powercor) 66 kV","Powercor","Summer","Non-Coincident",2020,"POE50",98.537038559566895,0.98385172431645496]
[null,"VIC","KTSWP","Keilor West (Powercor) 66 kV","Powercor","Summer","Non-Coincident",2021,"POE50",98.464592862522395,0.98888987465860201]
[null,"VIC","KTSWP","Keilor West (Powercor) 66 kV","Powercor","Summer","Non-Coincident",2022,"POE50",96.239453776674196,0.98900733838146804]
[null,"VIC","KTSWP","Keilor West (Powercor) 66 kV","Powercor","Summer","Non-Coincident",2023,"POE50",95.996810433840096,0.98920124816816501]
[null,"VIC","KTSWP","Keilor West (Powercor) 66 kV","Powercor","Summer","Non-Coincident",2024,"POE50",96.001019693272596,0.98931158869052405]
[null,"VIC","KTSWP","Keilor West (Powercor) 66 kV","Powercor","Summer","Non-Coincident",2025,"POE50",94.887615550031001,0.98941964394759696]
[null,"VIC","KTSWP","Keilor West (Powercor) 66 kV","Powercor","Summer","Non-Coincident",2026,"POE50",94.759017199348307,0.98953214402149303]
[null,"VIC","KTSWP","Keilor West (Powercor) 66 kV","Powercor","Winter","Non-Coincident",2016,"POE10",160.65862285526899,1]
[null,"VIC","KTSWP","Keilor West (Powercor) 66 kV","Powercor","Winter","Non-Coincident",2017,"POE10",162.698975032601,1]
[null,"VIC","KTSWP","Keilor West (Powercor) 66 kV","Powercor","Winter","Non-Coincident",2018,"POE10",98.2085273468808,1]
[null,"VIC","KTSWP","Keilor West (Powercor) 66 kV","Powercor","Winter","Non-Coincident",2019,"POE10",99.028335728446095,1]
[null,"VIC","KTSWP","Keilor West (Powercor) 66 kV","Powercor","Winter","Non-Coincident",2020,"POE10",100.001567389543,1]
[null,"VIC","KTSWP","Keilor West (Powercor) 66 kV","Powercor","Winter","Non-Coincident",2021,"POE10",100.66033202597799,1]
[null,"VIC","KTSWP","Keilor West (Powercor) 66 kV","Powercor","Winter","Non-Coincident",2022,"POE10",101.418397654194,1]
[null,"VIC","KTSWP","Keilor West (Powercor) 66 kV","Powercor","Winter","Non-Coincident",2023,"POE10",102.488021932382,1]
[null,"VIC","KTSWP","Keilor West (Powercor) 66 kV","Powercor","Winter","Non-Coincident",2024,"POE10",102.91927974554,1]
[null,"VIC","KTSWP","Keilor West (Powercor) 66 kV","Powercor","Winter","Non-Coincident",2025,"POE10",103.123191550477,1]
[null,"VIC","KTSWP","Keilor West (Powercor) 66 kV","Powercor","Winter","Non-Coincident",2016,"POE50",157.57427370673801,1]
[null,"VIC","KTSWP","Keilor West (Powercor) 66 kV","Powercor","Winter","Non-Coincident",2017,"POE50",159.45196771385099,1]
[null,"VIC","KTSWP","Keilor West (Powercor) 66 kV","Powercor","Winter","Non-Coincident",2018,"POE50",96.130505143275798,1]
[null,"VIC","KTSWP","Keilor West (Powercor) 66 kV","Powercor","Winter","Non-Coincident",2019,"POE50",96.732004104805895,1]
[null,"VIC","KTSWP","Keilor West (Powercor) 66 kV","Powercor","Winter","Non-Coincident",2020,"POE50",97.548760363429096,1]
[null,"VIC","KTSWP","Keilor West (Powercor) 66 kV","Powercor","Winter","Non-Coincident",2021,"POE50",98.189339911070107,1]
[null,"VIC","KTSWP","Keilor West (Powercor) 66 kV","Powercor","Winter","Non-Coincident",2022,"POE50",98.831991374067599,1]
[null,"VIC","KTSWP","Keilor West (Powercor) 66 kV","Powercor","Winter","Non-Coincident",2023,"POE50",99.800173635030802,1]
[null,"VIC","KTSWP","Keilor West (Powercor) 66 kV","Powercor","Winter","Non-Coincident",2024,"POE50",100.155918669548,1]
[null,"VIC","KTSWP","Keilor West (Powercor) 66 kV","Powercor","Winter","Non-Coincident",2025,"POE50",100.40376177996001,1]
[null,"VIC","LY66","Loy Yang (AusNet) 66 kV","AusNet","Summer","Non-Coincident",2017,"POE10",29.161648397259199,0.383146139318086]
[null,"VIC","LY66","Loy Yang (AusNet) 66 kV","AusNet","Summer","Non-Coincident",2018,"POE10",29.433543597768001,0.383146139318086]
[null,"VIC","LY66","Loy Yang (AusNet) 66 kV","AusNet","Summer","Non-Coincident",2019,"POE10",29.705438798276798,0.383146139318086]
[null,"VIC","LY66","Loy Yang (AusNet) 66 kV","AusNet","Summer","Non-Coincident",2020,"POE10",29.9773339987855,0.383146139318086]
[null,"VIC","LY66","Loy Yang (AusNet) 66 kV","AusNet","Summer","Non-Coincident",2021,"POE10",30.249229199294401,0.383146139318086]
[null,"VIC","LY66","Loy Yang (AusNet) 66 kV","AusNet","Summer","Non-Coincident",2022,"POE10",30.521124399803199,0.383146139318086]
[null,"VIC","LY66","Loy Yang (AusNet) 66 kV","AusNet","Summer","Non-Coincident",2023,"POE10",30.793019600311901,0.383146139318086]
[null,"VIC","LY66","Loy Yang (AusNet) 66 kV","AusNet","Summer","Non-Coincident",2024,"POE10",31.064914800820699,0.383146139318086]
[null,"VIC","LY66","Loy Yang (AusNet) 66 kV","AusNet","Summer","Non-Coincident",2025,"POE10",31.3368100013295,0.383146139318086]
[null,"VIC","LY66","Loy Yang (AusNet) 66 kV","AusNet","Summer","Non-Coincident",2026,"POE10",31.608705201838301,0.383146139318086]
[null,"VIC","LY66","Loy Yang (AusNet) 66 kV","AusNet","Summer","Non-Coincident",2017,"POE50",28.1653177402819,0.383146139318086]
[null,"VIC","LY66","Loy Yang (AusNet) 66 kV","AusNet","Summer","Non-Coincident",2018,"POE50",28.390857108347699,0.383146139318086]
[null,"VIC","LY66","Loy Yang (AusNet) 66 kV","AusNet","Summer","Non-Coincident",2019,"POE50",28.616396476413701,0.383146139318086]
[null,"VIC","LY66","Loy Yang (AusNet) 66 kV","AusNet","Summer","Non-Coincident",2020,"POE50",28.8419358444796,0.383146139318086]
[null,"VIC","LY66","Loy Yang (AusNet) 66 kV","AusNet","Summer","Non-Coincident",2021,"POE50",29.067475212545499,0.383146139318086]
[null,"VIC","LY66","Loy Yang (AusNet) 66 kV","AusNet","Summer","Non-Coincident",2022,"POE50",29.293014580611398,0.383146139318086]
[null,"VIC","LY66","Loy Yang (AusNet) 66 kV","AusNet","Summer","Non-Coincident",2023,"POE50",29.518553948677301,0.383146139318086]
[null,"VIC","LY66","Loy Yang (AusNet) 66 kV","AusNet","Summer","Non-Coincident",2024,"POE50",29.7440933167432,0.383146139318086]
[null,"VIC","LY66","Loy Yang (AusNet) 66 kV","AusNet","Summer","Non-Coincident",2025,"POE50",29.969632684809099,0.383146139318086]
[null,"VIC","LY66","Loy Yang (AusNet) 66 kV","AusNet","Summer","Non-Coincident",2026,"POE50",30.195172052875002,0.383146139318086]
[null,"VIC","LY66","Loy Yang (AusNet) 66 kV","AusNet","Winter","Non-Coincident",2016,"POE10",29.495418930493301,0.55490990090117898]
[null,"VIC","LY66","Loy Yang (AusNet) 66 kV","AusNet","Winter","Non-Coincident",2017,"POE10",29.3531621182028,0.55490990090117898]
[null,"VIC","LY66","Loy Yang (AusNet) 66 kV","AusNet","Winter","Non-Coincident",2018,"POE10",29.2109053059121,0.55490990090117898]
[null,"VIC","LY66","Loy Yang (AusNet) 66 kV","AusNet","Winter","Non-Coincident",2019,"POE10",29.068648493621499,0.55490990090117898]
[null,"VIC","LY66","Loy Yang (AusNet) 66 kV","AusNet","Winter","Non-Coincident",2020,"POE10",28.926391681330902,0.55490990090117898]
[null,"VIC","LY66","Loy Yang (AusNet) 66 kV","AusNet","Winter","Non-Coincident",2021,"POE10",28.784134869040301,0.55490990090117898]
[null,"VIC","LY66","Loy Yang (AusNet) 66 kV","AusNet","Winter","Non-Coincident",2022,"POE10",28.6418780567497,0.55490990090117898]
[null,"VIC","LY66","Loy Yang (AusNet) 66 kV","AusNet","Winter","Non-Coincident",2023,"POE10",28.4996212444591,0.55490990090117898]
[null,"VIC","LY66","Loy Yang (AusNet) 66 kV","AusNet","Winter","Non-Coincident",2024,"POE10",28.357364432168499,0.55490990090117898]
[null,"VIC","LY66","Loy Yang (AusNet) 66 kV","AusNet","Winter","Non-Coincident",2025,"POE10",28.215107619877902,0.55490990090117898]
[null,"VIC","LY66","Loy Yang (AusNet) 66 kV","AusNet","Winter","Non-Coincident",2016,"POE50",28.414699768605701,0.55490990090117898]
[null,"VIC","LY66","Loy Yang (AusNet) 66 kV","AusNet","Winter","Non-Coincident",2017,"POE50",28.294445847878301,0.55490990090117898]
[null,"VIC","LY66","Loy Yang (AusNet) 66 kV","AusNet","Winter","Non-Coincident",2018,"POE50",28.1741919271509,0.55490990090117898]
[null,"VIC","LY66","Loy Yang (AusNet) 66 kV","AusNet","Winter","Non-Coincident",2019,"POE50",28.053938006423401,0.55490990090117898]
[null,"VIC","LY66","Loy Yang (AusNet) 66 kV","AusNet","Winter","Non-Coincident",2020,"POE50",27.933684085696001,0.55490990090117898]
[null,"VIC","LY66","Loy Yang (AusNet) 66 kV","AusNet","Winter","Non-Coincident",2021,"POE50",27.813430164968601,0.55490990090117898]
[null,"VIC","LY66","Loy Yang (AusNet) 66 kV","AusNet","Winter","Non-Coincident",2022,"POE50",27.693176244241101,0.55490990090117898]
[null,"VIC","LY66","Loy Yang (AusNet) 66 kV","AusNet","Winter","Non-Coincident",2023,"POE50",27.572922323513701,0.55490990090117898]
[null,"VIC","LY66","Loy Yang (AusNet) 66 kV","AusNet","Winter","Non-Coincident",2024,"POE50",27.452668402786198,0.55490990090117898]
[null,"VIC","LY66","Loy Yang (AusNet) 66 kV","AusNet","Winter","Non-Coincident",2025,"POE50",27.332414482058802,0.55490990090117898]
[null,"VIC","MBTS66","Mt Beauty (AusNet) 66 kV","AusNet","Summer","Non-Coincident",2017,"POE10",36.5402367203354,0.86918181537947803]
[null,"VIC","MBTS66","Mt Beauty (AusNet) 66 kV","AusNet","Summer","Non-Coincident",2018,"POE10",36.2845038524449,0.85448051346984399]
[null,"VIC","MBTS66","Mt Beauty (AusNet) 66 kV","AusNet","Summer","Non-Coincident",2019,"POE10",36.012436254286001,0.85950109619013704]
[null,"VIC","MBTS66","Mt Beauty (AusNet) 66 kV","AusNet","Summer","Non-Coincident",2020,"POE10",35.5652158876497,0.86391923321425601]
[null,"VIC","MBTS66","Mt Beauty (AusNet) 66 kV","AusNet","Summer","Non-Coincident",2021,"POE10",35.427023668560899,0.870553549929593]
[null,"VIC","MBTS66","Mt Beauty (AusNet) 66 kV","AusNet","Summer","Non-Coincident",2022,"POE10",35.127911384400697,0.87064508090460302]
[null,"VIC","MBTS66","Mt Beauty (AusNet) 66 kV","AusNet","Summer","Non-Coincident",2023,"POE10",34.991529829912999,0.87079363495390205]
[null,"VIC","MBTS66","Mt Beauty (AusNet) 66 kV","AusNet","Summer","Non-Coincident",2024,"POE10",34.915556225294303,0.87087298094798304]
[null,"VIC","MBTS66","Mt Beauty (AusNet) 66 kV","AusNet","Summer","Non-Coincident",2025,"POE10",34.621298477362402,0.87095667541861299]
[null,"VIC","MBTS66","Mt Beauty (AusNet) 66 kV","AusNet","Summer","Non-Coincident",2026,"POE10",34.503285514336703,0.87104032925409702]
[null,"VIC","MBTS66","Mt Beauty (AusNet) 66 kV","AusNet","Summer","Non-Coincident",2017,"POE50",33.022941145365003,0.86702530842306003]
[null,"VIC","MBTS66","Mt Beauty (AusNet) 66 kV","AusNet","Summer","Non-Coincident",2018,"POE50",32.831438084493598,0.86169964578533298]
[null,"VIC","MBTS66","Mt Beauty (AusNet) 66 kV","AusNet","Summer","Non-Coincident",2019,"POE50",32.607268493129297,0.863225852411037]
[null,"VIC","MBTS66","Mt Beauty (AusNet) 66 kV","AusNet","Summer","Non-Coincident",2020,"POE50",32.166713641906703,0.86403978128051695]
[null,"VIC","MBTS66","Mt Beauty (AusNet) 66 kV","AusNet","Summer","Non-Coincident",2021,"POE50",32.340723997432796,0.86846439345742998]
[null,"VIC","MBTS66","Mt Beauty (AusNet) 66 kV","AusNet","Summer","Non-Coincident",2022,"POE50",31.776525992973099,0.86856755262959495]
[null,"VIC","MBTS66","Mt Beauty (AusNet) 66 kV","AusNet","Summer","Non-Coincident",2023,"POE50",31.832131641259501,0.86873784838203805]
[null,"VIC","MBTS66","Mt Beauty (AusNet) 66 kV","AusNet","Summer","Non-Coincident",2024,"POE50",31.795074320746899,0.86883475180604997]
[null,"VIC","MBTS66","Mt Beauty (AusNet) 66 kV","AusNet","Summer","Non-Coincident",2025,"POE50",31.299913065419702,0.86892964826085095]
[null,"VIC","MBTS66","Mt Beauty (AusNet) 66 kV","AusNet","Summer","Non-Coincident",2026,"POE50",31.097130809854701,0.86902844824954895]
[null,"VIC","MBTS66","Mt Beauty (AusNet) 66 kV","AusNet","Winter","Non-Coincident",2016,"POE10",45.468663089451297,0.80261011810051996]
[null,"VIC","MBTS66","Mt Beauty (AusNet) 66 kV","AusNet","Winter","Non-Coincident",2017,"POE10",44.563695126106403,0.81075612654525497]
[null,"VIC","MBTS66","Mt Beauty (AusNet) 66 kV","AusNet","Winter","Non-Coincident",2018,"POE10",43.745194893922204,0.80898647806231205]
[null,"VIC","MBTS66","Mt Beauty (AusNet) 66 kV","AusNet","Winter","Non-Coincident",2019,"POE10",43.263019377091098,0.80798234641689504]
[null,"VIC","MBTS66","Mt Beauty (AusNet) 66 kV","AusNet","Winter","Non-Coincident",2020,"POE10",43.059414155161299,0.80410032381294005]
[null,"VIC","MBTS66","Mt Beauty (AusNet) 66 kV","AusNet","Winter","Non-Coincident",2021,"POE10",42.573745455210997,0.80415947915085395]
[null,"VIC","MBTS66","Mt Beauty (AusNet) 66 kV","AusNet","Winter","Non-Coincident",2022,"POE10",42.200366279610201,0.80421406678069995]
[null,"VIC","MBTS66","Mt Beauty (AusNet) 66 kV","AusNet","Winter","Non-Coincident",2023,"POE10",42.019150734417202,0.80439516669750499]
[null,"VIC","MBTS66","Mt Beauty (AusNet) 66 kV","AusNet","Winter","Non-Coincident",2024,"POE10",41.655416665840796,0.80443780568749401]
[null,"VIC","MBTS66","Mt Beauty (AusNet) 66 kV","AusNet","Winter","Non-Coincident",2025,"POE10",41.276169487726897,0.80447614357721198]
[null,"VIC","MBTS66","Mt Beauty (AusNet) 66 kV","AusNet","Winter","Non-Coincident",2016,"POE50",42.963872350770998,0.80680982246423605]
[null,"VIC","MBTS66","Mt Beauty (AusNet) 66 kV","AusNet","Winter","Non-Coincident",2017,"POE50",42.0862541800104,0.81450733741806502]
[null,"VIC","MBTS66","Mt Beauty (AusNet) 66 kV","AusNet","Winter","Non-Coincident",2018,"POE50",41.2675031722288,0.81237008163139601]
[null,"VIC","MBTS66","Mt Beauty (AusNet) 66 kV","AusNet","Winter","Non-Coincident",2019,"POE50",40.718055736547498,0.81133237874634501]
[null,"VIC","MBTS66","Mt Beauty (AusNet) 66 kV","AusNet","Winter","Non-Coincident",2020,"POE50",40.421840917860401,0.80822183690168203]
[null,"VIC","MBTS66","Mt Beauty (AusNet) 66 kV","AusNet","Winter","Non-Coincident",2021,"POE50",39.958475077110599,0.80825964359498004]
[null,"VIC","MBTS66","Mt Beauty (AusNet) 66 kV","AusNet","Winter","Non-Coincident",2022,"POE50",39.564530385945602,0.80829269888455002]
[null,"VIC","MBTS66","Mt Beauty (AusNet) 66 kV","AusNet","Winter","Non-Coincident",2023,"POE50",39.362384655628702,0.80845459013310395]
[null,"VIC","MBTS66","Mt Beauty (AusNet) 66 kV","AusNet","Winter","Non-Coincident",2024,"POE50",38.9955583608238,0.80847540064204604]
[null,"VIC","MBTS66","Mt Beauty (AusNet) 66 kV","AusNet","Winter","Non-Coincident",2025,"POE50",38.660197857056502,0.80849215859357704]
[null,"VIC","MTS22","Malvern (United Energy) 66 kV","United Energy","Summer","Non-Coincident",2017,"POE10",42.248521784355702,1]
[null,"VIC","MTS22","Malvern (United Energy) 66 kV","United Energy","Summer","Non-Coincident",2018,"POE10",41.228937527362,1]
[null,"VIC","MTS22","Malvern (United Energy) 66 kV","United Energy","Summer","Non-Coincident",2019,"POE10",41.2142491205908,1]
[null,"VIC","MTS22","Malvern (United Energy) 66 kV","United Energy","Summer","Non-Coincident",2020,"POE10",41.043932648833398,1]
[null,"VIC","MTS22","Malvern (United Energy) 66 kV","United Energy","Summer","Non-Coincident",2021,"POE10",41.3774797314925,1]
[null,"VIC","MTS22","Malvern (United Energy) 66 kV","United Energy","Summer","Non-Coincident",2022,"POE10",41.237559022948197,1]
[null,"VIC","MTS22","Malvern (United Energy) 66 kV","United Energy","Summer","Non-Coincident",2023,"POE10",41.375711660793499,1]
[null,"VIC","MTS22","Malvern (United Energy) 66 kV","United Energy","Summer","Non-Coincident",2024,"POE10",41.667883296662801,1]
[null,"VIC","MTS22","Malvern (United Energy) 66 kV","United Energy","Summer","Non-Coincident",2025,"POE10",41.784727022135698,1]
[null,"VIC","MTS22","Malvern (United Energy) 66 kV","United Energy","Summer","Non-Coincident",2026,"POE10",42.196126441537402,1]
[null,"VIC","MTS22","Malvern (United Energy) 66 kV","United Energy","Summer","Non-Coincident",2017,"POE50",37.676346637806702,1]
[null,"VIC","MTS22","Malvern (United Energy) 66 kV","United Energy","Summer","Non-Coincident",2018,"POE50",37.103831052346202,1]
[null,"VIC","MTS22","Malvern (United Energy) 66 kV","United Energy","Summer","Non-Coincident",2019,"POE50",36.8708751305454,1]
[null,"VIC","MTS22","Malvern (United Energy) 66 kV","United Energy","Summer","Non-Coincident",2020,"POE50",36.433473849154701,1]
[null,"VIC","MTS22","Malvern (United Energy) 66 kV","United Energy","Summer","Non-Coincident",2021,"POE50",36.868057332733102,1]
[null,"VIC","MTS22","Malvern (United Energy) 66 kV","United Energy","Summer","Non-Coincident",2022,"POE50",36.3778270015071,1]
[null,"VIC","MTS22","Malvern (United Energy) 66 kV","United Energy","Summer","Non-Coincident",2023,"POE50",36.701747562656301,1]
[null,"VIC","MTS22","Malvern (United Energy) 66 kV","United Energy","Summer","Non-Coincident",2024,"POE50",37.021916636853902,1]
[null,"VIC","MTS22","Malvern (United Energy) 66 kV","United Energy","Summer","Non-Coincident",2025,"POE50",36.9098617013926,1]
[null,"VIC","MTS22","Malvern (United Energy) 66 kV","United Energy","Summer","Non-Coincident",2026,"POE50",37.238379459049199,1]
[null,"VIC","MTS22","Malvern (United Energy) 66 kV","United Energy","Winter","Non-Coincident",2016,"POE10",33.793865411018302,1]
[null,"VIC","MTS22","Malvern (United Energy) 66 kV","United Energy","Winter","Non-Coincident",2017,"POE10",34.108628995024098,1]
[null,"VIC","MTS22","Malvern (United Energy) 66 kV","United Energy","Winter","Non-Coincident",2018,"POE10",34.029435924473702,1]
[null,"VIC","MTS22","Malvern (United Energy) 66 kV","United Energy","Winter","Non-Coincident",2019,"POE10",34.197691853184701,1]
[null,"VIC","MTS22","Malvern (United Energy) 66 kV","United Energy","Winter","Non-Coincident",2020,"POE10",34.416671819757703,1]
[null,"VIC","MTS22","Malvern (United Energy) 66 kV","United Energy","Winter","Non-Coincident",2021,"POE10",34.525350716360002,1]
[null,"VIC","MTS22","Malvern (United Energy) 66 kV","United Energy","Winter","Non-Coincident",2022,"POE10",34.666263166633598,1]
[null,"VIC","MTS22","Malvern (United Energy) 66 kV","United Energy","Winter","Non-Coincident",2023,"POE10",34.911358436441901,1]
[null,"VIC","MTS22","Malvern (United Energy) 66 kV","United Energy","Winter","Non-Coincident",2024,"POE10",34.937069454237999,1]
[null,"VIC","MTS22","Malvern (United Energy) 66 kV","United Energy","Winter","Non-Coincident",2025,"POE10",34.884689588887497,1]
[null,"VIC","MTS22","Malvern (United Energy) 66 kV","United Energy","Winter","Non-Coincident",2016,"POE50",32.648436794320403,1]
[null,"VIC","MTS22","Malvern (United Energy) 66 kV","United Energy","Winter","Non-Coincident",2017,"POE50",32.890255194735197,1]
[null,"VIC","MTS22","Malvern (United Energy) 66 kV","United Energy","Winter","Non-Coincident",2018,"POE50",32.736704628843697,1]
[null,"VIC","MTS22","Malvern (United Energy) 66 kV","United Energy","Winter","Non-Coincident",2019,"POE50",32.793026258885703,1]
[null,"VIC","MTS22","Malvern (United Energy) 66 kV","United Energy","Winter","Non-Coincident",2020,"POE50",32.919945559954499,1]
[null,"VIC","MTS22","Malvern (United Energy) 66 kV","United Energy","Winter","Non-Coincident",2021,"POE50",32.984969022468199,1]
[null,"VIC","MTS22","Malvern (United Energy) 66 kV","United Energy","Winter","Non-Coincident",2022,"POE50",33.048510646244502,1]
[null,"VIC","MTS22","Malvern (United Energy) 66 kV","United Energy","Winter","Non-Coincident",2023,"POE50",33.218218911557798,1]
[null,"VIC","MTS22","Malvern (United Energy) 66 kV","United Energy","Winter","Non-Coincident",2024,"POE50",33.181829624271302,1]
[null,"VIC","MTS22","Malvern (United Energy) 66 kV","United Energy","Winter","Non-Coincident",2025,"POE50",33.108552460380501,1]
[null,"VIC","MTS66","Malvern (United Energy) 22 kV","United Energy","Summer","Non-Coincident",2017,"POE10",176.74943387175699,1]
[null,"VIC","MTS66","Malvern (United Energy) 22 kV","United Energy","Summer","Non-Coincident",2018,"POE10",170.304036271011,1]
[null,"VIC","MTS66","Malvern (United Energy) 22 kV","United Energy","Summer","Non-Coincident",2019,"POE10",168.06915240564399,1]
[null,"VIC","MTS66","Malvern (United Energy) 22 kV","United Energy","Summer","Non-Coincident",2020,"POE10",165.240289281803,1]
[null,"VIC","MTS66","Malvern (United Energy) 22 kV","United Energy","Summer","Non-Coincident",2021,"POE10",164.47936736857099,1]
[null,"VIC","MTS66","Malvern (United Energy) 22 kV","United Energy","Summer","Non-Coincident",2022,"POE10",161.87655476474799,1]
[null,"VIC","MTS66","Malvern (United Energy) 22 kV","United Energy","Summer","Non-Coincident",2023,"POE10",160.42642766398899,1]
[null,"VIC","MTS66","Malvern (United Energy) 22 kV","United Energy","Summer","Non-Coincident",2024,"POE10",159.626294201344,1]
[null,"VIC","MTS66","Malvern (United Energy) 22 kV","United Energy","Summer","Non-Coincident",2025,"POE10",158.21273505792601,1]
[null,"VIC","MTS66","Malvern (United Energy) 22 kV","United Energy","Summer","Non-Coincident",2026,"POE10",158.04144822530299,1]
[null,"VIC","MTS66","Malvern (United Energy) 22 kV","United Energy","Summer","Non-Coincident",2017,"POE50",155.776806859869,1]
[null,"VIC","MTS66","Malvern (United Energy) 22 kV","United Energy","Summer","Non-Coincident",2018,"POE50",151.92014019074301,1]
[null,"VIC","MTS66","Malvern (United Energy) 22 kV","United Energy","Summer","Non-Coincident",2019,"POE50",149.44760273520001,1]
[null,"VIC","MTS66","Malvern (United Energy) 22 kV","United Energy","Summer","Non-Coincident",2020,"POE50",146.14770041704401,1]
[null,"VIC","MTS66","Malvern (United Energy) 22 kV","United Energy","Summer","Non-Coincident",2021,"POE50",146.32651101760999,1]
[null,"VIC","MTS66","Malvern (United Energy) 22 kV","United Energy","Summer","Non-Coincident",2022,"POE50",142.814752851571,1]
[null,"VIC","MTS66","Malvern (United Energy) 22 kV","United Energy","Summer","Non-Coincident",2023,"POE50",142.491928868976,1]
[null,"VIC","MTS66","Malvern (United Energy) 22 kV","United Energy","Summer","Non-Coincident",2024,"POE50",142.12407811484201,1]
[null,"VIC","MTS66","Malvern (United Energy) 22 kV","United Energy","Summer","Non-Coincident",2025,"POE50",140.25064891585001,1]
[null,"VIC","MTS66","Malvern (United Energy) 22 kV","United Energy","Summer","Non-Coincident",2026,"POE50",140.065551974361,1]
[null,"VIC","MTS66","Malvern (United Energy) 22 kV","United Energy","Winter","Non-Coincident",2016,"POE10",132.47078794757701,1]
[null,"VIC","MTS66","Malvern (United Energy) 22 kV","United Energy","Winter","Non-Coincident",2017,"POE10",134.20394827535799,1]
[null,"VIC","MTS66","Malvern (United Energy) 22 kV","United Energy","Winter","Non-Coincident",2018,"POE10",134.575195189802,1]
[null,"VIC","MTS66","Malvern (United Energy) 22 kV","United Energy","Winter","Non-Coincident",2019,"POE10",136.13431213088401,1]
[null,"VIC","MTS66","Malvern (United Energy) 22 kV","United Energy","Winter","Non-Coincident",2020,"POE10",138.127877534416,1]
[null,"VIC","MTS66","Malvern (United Energy) 22 kV","United Energy","Winter","Non-Coincident",2021,"POE10",139.92017479765499,1]
[null,"VIC","MTS66","Malvern (United Energy) 22 kV","United Energy","Winter","Non-Coincident",2022,"POE10",142.087986953457,1]
[null,"VIC","MTS66","Malvern (United Energy) 22 kV","United Energy","Winter","Non-Coincident",2023,"POE10",144.93774498957899,1]
[null,"VIC","MTS66","Malvern (United Energy) 22 kV","United Energy","Winter","Non-Coincident",2024,"POE10",147.12663615190999,1]
[null,"VIC","MTS66","Malvern (United Energy) 22 kV","United Energy","Winter","Non-Coincident",2025,"POE10",149.21717912139201,1]
[null,"VIC","MTS66","Malvern (United Energy) 22 kV","United Energy","Winter","Non-Coincident",2016,"POE50",129.167793248793,1]
[null,"VIC","MTS66","Malvern (United Energy) 22 kV","United Energy","Winter","Non-Coincident",2017,"POE50",130.667034964712,1]
[null,"VIC","MTS66","Malvern (United Energy) 22 kV","United Energy","Winter","Non-Coincident",2018,"POE50",130.7896387118,1]
[null,"VIC","MTS66","Malvern (United Energy) 22 kV","United Energy","Winter","Non-Coincident",2019,"POE50",131.96381060198701,1]
[null,"VIC","MTS66","Malvern (United Energy) 22 kV","United Energy","Winter","Non-Coincident",2020,"POE50",133.657527325725,1]
[null,"VIC","MTS66","Malvern (United Energy) 22 kV","United Energy","Winter","Non-Coincident",2021,"POE50",135.345618498406,1]
[null,"VIC","MTS66","Malvern (United Energy) 22 kV","United Energy","Winter","Non-Coincident",2022,"POE50",137.276431743128,1]
[null,"VIC","MTS66","Malvern (United Energy) 22 kV","United Energy","Winter","Non-Coincident",2023,"POE50",139.90559521213601,1]
[null,"VIC","MTS66","Malvern (United Energy) 22 kV","United Energy","Winter","Non-Coincident",2024,"POE50",141.918752154196,1]
[null,"VIC","MTS66","Malvern (United Energy) 22 kV","United Energy","Winter","Non-Coincident",2025,"POE50",144.00830169769301,1]
[null,"VIC","MWTS66","Morwell (Ausnet) 66 kV","AusNet","Summer","Non-Coincident",2017,"POE10",447.30468090830402,0.94373192330361699]
[null,"VIC","MWTS66","Morwell (Ausnet) 66 kV","AusNet","Summer","Non-Coincident",2018,"POE10",446.50346232460902,0.92776968424067896]
[null,"VIC","MWTS66","Morwell (Ausnet) 66 kV","AusNet","Summer","Non-Coincident",2019,"POE10",445.33595983154402,0.933220884556758]
[null,"VIC","MWTS66","Morwell (Ausnet) 66 kV","AusNet","Summer","Non-Coincident",2020,"POE10",441.83923606425901,0.93801796714340901]
[null,"VIC","MWTS66","Morwell (Ausnet) 66 kV","AusNet","Summer","Non-Coincident",2021,"POE10",441.62709029614803,0.94522131213152005]
[null,"VIC","MWTS66","Morwell (Ausnet) 66 kV","AusNet","Summer","Non-Coincident",2022,"POE10",438.688677483898,0.94532069375865402]
[null,"VIC","MWTS66","Morwell (Ausnet) 66 kV","AusNet","Summer","Non-Coincident",2023,"POE10",437.71460286885002,0.94548198935432604]
[null,"VIC","MWTS66","Morwell (Ausnet) 66 kV","AusNet","Summer","Non-Coincident",2024,"POE10",437.453708588582,0.94556814088934005]
[null,"VIC","MWTS66","Morwell (Ausnet) 66 kV","AusNet","Summer","Non-Coincident",2025,"POE10",434.47568267691099,0.94565901387165496]
[null,"VIC","MWTS66","Morwell (Ausnet) 66 kV","AusNet","Summer","Non-Coincident",2026,"POE10",433.733744523013,0.94574984273352902]
[null,"VIC","MWTS66","Morwell (Ausnet) 66 kV","AusNet","Summer","Non-Coincident",2017,"POE50",401.02798394610397,0.94139045179375902]
[null,"VIC","MWTS66","Morwell (Ausnet) 66 kV","AusNet","Summer","Non-Coincident",2018,"POE50",400.92267346278697,0.93560800472107897]
[null,"VIC","MWTS66","Morwell (Ausnet) 66 kV","AusNet","Summer","Non-Coincident",2019,"POE50",400.391065305913,0.93726511476267005]
[null,"VIC","MWTS66","Morwell (Ausnet) 66 kV","AusNet","Summer","Non-Coincident",2020,"POE50",396.937470791262,0.93814885467051801]
[null,"VIC","MWTS66","Morwell (Ausnet) 66 kV","AusNet","Summer","Non-Coincident",2021,"POE50",400.21693157506201,0.94295296778667603]
[null,"VIC","MWTS66","Morwell (Ausnet) 66 kV","AusNet","Summer","Non-Coincident",2022,"POE50",394.34337720734402,0.94306497496656805]
[null,"VIC","MWTS66","Morwell (Ausnet) 66 kV","AusNet","Summer","Non-Coincident",2023,"POE50",396.172108396878,0.94324987706086005]
[null,"VIC","MWTS66","Morwell (Ausnet) 66 kV","AusNet","Summer","Non-Coincident",2024,"POE50",396.89026655592897,0.94335509193431699]
[null,"VIC","MWTS66","Morwell (Ausnet) 66 kV","AusNet","Summer","Non-Coincident",2025,"POE50",391.969896158447,0.94345812769992998]
[null,"VIC","MWTS66","Morwell (Ausnet) 66 kV","AusNet","Summer","Non-Coincident",2026,"POE50",390.78501352767398,0.943565401807265]
[null,"VIC","MWTS66","Morwell (Ausnet) 66 kV","AusNet","Winter","Non-Coincident",2016,"POE10",376.52617183145202,1]
[null,"VIC","MWTS66","Morwell (Ausnet) 66 kV","AusNet","Winter","Non-Coincident",2017,"POE10",377.53689256857399,1]
[null,"VIC","MWTS66","Morwell (Ausnet) 66 kV","AusNet","Winter","Non-Coincident",2018,"POE10",374.14957333803801,1]
[null,"VIC","MWTS66","Morwell (Ausnet) 66 kV","AusNet","Winter","Non-Coincident",2019,"POE10",373.45578037189301,1]
[null,"VIC","MWTS66","Morwell (Ausnet) 66 kV","AusNet","Winter","Non-Coincident",2020,"POE10",373.26615442667799,1]
[null,"VIC","MWTS66","Morwell (Ausnet) 66 kV","AusNet","Winter","Non-Coincident",2021,"POE10",371.83439962072299,1]
[null,"VIC","MWTS66","Morwell (Ausnet) 66 kV","AusNet","Winter","Non-Coincident",2022,"POE10",370.70928771096999,1]
[null,"VIC","MWTS66","Morwell (Ausnet) 66 kV","AusNet","Winter","Non-Coincident",2023,"POE10",370.64678333793398,1]
[null,"VIC","MWTS66","Morwell (Ausnet) 66 kV","AusNet","Winter","Non-Coincident",2024,"POE10",368.21195189947701,1]
[null,"VIC","MWTS66","Morwell (Ausnet) 66 kV","AusNet","Winter","Non-Coincident",2025,"POE10",364.93356498629998,1]
[null,"VIC","MWTS66","Morwell (Ausnet) 66 kV","AusNet","Winter","Non-Coincident",2016,"POE50",363.78199283910698,1]
[null,"VIC","MWTS66","Morwell (Ausnet) 66 kV","AusNet","Winter","Non-Coincident",2017,"POE50",364.365456450294,1]
[null,"VIC","MWTS66","Morwell (Ausnet) 66 kV","AusNet","Winter","Non-Coincident",2018,"POE50",360.54154943630999,1]
[null,"VIC","MWTS66","Morwell (Ausnet) 66 kV","AusNet","Winter","Non-Coincident",2019,"POE50",359.01325031131398,1]
[null,"VIC","MWTS66","Morwell (Ausnet) 66 kV","AusNet","Winter","Non-Coincident",2020,"POE50",358.22330729019302,1]
[null,"VIC","MWTS66","Morwell (Ausnet) 66 kV","AusNet","Winter","Non-Coincident",2021,"POE50",356.72419698459498,1]
[null,"VIC","MWTS66","Morwell (Ausnet) 66 kV","AusNet","Winter","Non-Coincident",2022,"POE50",355.17712101115501,1]
[null,"VIC","MWTS66","Morwell (Ausnet) 66 kV","AusNet","Winter","Non-Coincident",2023,"POE50",354.73143198513401,1]
[null,"VIC","MWTS66","Morwell (Ausnet) 66 kV","AusNet","Winter","Non-Coincident",2024,"POE50",352.05156804238499,1]
[null,"VIC","MWTS66","Morwell (Ausnet) 66 kV","AusNet","Winter","Non-Coincident",2025,"POE50",348.963382851169,1]
[null,"VIC","NKHN","Khancoban (Essential Energy) 11 kV","Essential Energy","Summer","Non-Coincident",2017,"POE10",0.41277074081293502,0.62140865533683498]
[null,"VIC","NKHN","Khancoban (Essential Energy) 11 kV","Essential Energy","Summer","Non-Coincident",2018,"POE10",0.38778618935695502,0.61089817744864106]
[null,"VIC","NKHN","Khancoban (Essential Energy) 11 kV","Essential Energy","Summer","Non-Coincident",2019,"POE10",0.36471560328290997,0.614487568646226]
[null,"VIC","NKHN","Khancoban (Essential Energy) 11 kV","Essential Energy","Summer","Non-Coincident",2020,"POE10",0.34215132266679499,0.61764625022316699]
[null,"VIC","NKHN","Khancoban (Essential Energy) 11 kV","Essential Energy","Summer","Non-Coincident",2021,"POE10",0.324447136975619,0.62238935662071304]
[null,"VIC","NKHN","Khancoban (Essential Energy) 11 kV","Essential Energy","Summer","Non-Coincident",2022,"POE10",0.30685318084306901,0.62245479533456605]
[null,"VIC","NKHN","Khancoban (Essential Energy) 11 kV","Essential Energy","Summer","Non-Coincident",2023,"POE10",0.29267430043141301,0.62256100185014795]
[null,"VIC","NKHN","Khancoban (Essential Energy) 11 kV","Essential Energy","Summer","Non-Coincident",2024,"POE10",0.28084738447990598,0.62261772909250002]
[null,"VIC","NKHN","Khancoban (Essential Energy) 11 kV","Essential Energy","Summer","Non-Coincident",2025,"POE10",0.26906728275305503,0.62267756521370399]
[null,"VIC","NKHN","Khancoban (Essential Energy) 11 kV","Essential Energy","Summer","Non-Coincident",2026,"POE10",0.26039997417160798,0.62273737228341197]
[null,"VIC","NKHN","Khancoban (Essential Energy) 11 kV","Essential Energy","Summer","Non-Coincident",2017,"POE50",0.39281851250882999,0.61986689265346895]
[null,"VIC","NKHN","Khancoban (Essential Energy) 11 kV","Essential Energy","Summer","Non-Coincident",2018,"POE50",0.36945786036032302,0.61605938909100399]
[null,"VIC","NKHN","Khancoban (Essential Energy) 11 kV","Essential Energy","Summer","Non-Coincident",2019,"POE50",0.34766884305422602,0.61715052789563996]
[null,"VIC","NKHN","Khancoban (Essential Energy) 11 kV","Essential Energy","Summer","Non-Coincident",2020,"POE50",0.32559530803068598,0.61773243427629998]
[null,"VIC","NKHN","Khancoban (Essential Energy) 11 kV","Essential Energy","Summer","Non-Coincident",2021,"POE50",0.31112070488861199,0.62089574516775303]
[null,"VIC","NKHN","Khancoban (Essential Energy) 11 kV","Essential Energy","Summer","Non-Coincident",2022,"POE50",0.29155577752510697,0.62096949728880102]
[null,"VIC","NKHN","Khancoban (Essential Energy) 11 kV","Essential Energy","Summer","Non-Coincident",2023,"POE50",0.27970572983640501,0.62109124771277802]
[null,"VIC","NKHN","Khancoban (Essential Energy) 11 kV","Essential Energy","Summer","Non-Coincident",2024,"POE50",0.268811311202794,0.62116052737940997]
[null,"VIC","NKHN","Khancoban (Essential Energy) 11 kV","Essential Energy","Summer","Non-Coincident",2025,"POE50",0.25591319664564999,0.62122837219315497]
[null,"VIC","NKHN","Khancoban (Essential Energy) 11 kV","Essential Energy","Summer","Non-Coincident",2026,"POE50",0.24724683741072401,0.62129900778059799]
[null,"VIC","NKHN","Khancoban (Essential Energy) 11 kV","Essential Energy","Winter","Non-Coincident",2016,"POE10",0.53919024104343005,0.59638131069445499]
[null,"VIC","NKHN","Khancoban (Essential Energy) 11 kV","Essential Energy","Winter","Non-Coincident",2017,"POE10",0.53142600387181105,0.602434221171957]
[null,"VIC","NKHN","Khancoban (Essential Energy) 11 kV","Essential Energy","Winter","Non-Coincident",2018,"POE10",0.52454184563269501,0.60111927976027302]
[null,"VIC","NKHN","Khancoban (Essential Energy) 11 kV","Essential Energy","Winter","Non-Coincident",2019,"POE10",0.52133109612233697,0.60037315741107999]
[null,"VIC","NKHN","Khancoban (Essential Energy) 11 kV","Essential Energy","Winter","Non-Coincident",2020,"POE10",0.52097424746082899,0.59748861150706001]
[null,"VIC","NKHN","Khancoban (Essential Energy) 11 kV","Essential Energy","Winter","Non-Coincident",2021,"POE10",0.51656466905520904,0.59753256701816504]
[null,"VIC","NKHN","Khancoban (Essential Energy) 11 kV","Essential Energy","Winter","Non-Coincident",2022,"POE10",0.51277032529747402,0.597573128483192]
[null,"VIC","NKHN","Khancoban (Essential Energy) 11 kV","Essential Energy","Winter","Non-Coincident",2023,"POE10",0.51049824749398998,0.59770769519661204]
[null,"VIC","NKHN","Khancoban (Essential Energy) 11 kV","Essential Energy","Winter","Non-Coincident",2024,"POE10",0.50515007332918105,0.59773937819706702]
[null,"VIC","NKHN","Khancoban (Essential Energy) 11 kV","Essential Energy","Winter","Non-Coincident",2025,"POE10",0.49873725765689703,0.59776786525498404]
[null,"VIC","NKHN","Khancoban (Essential Energy) 11 kV","Essential Energy","Winter","Non-Coincident",2016,"POE50",0.51590436969445796,0.59950191076724002]
[null,"VIC","NKHN","Khancoban (Essential Energy) 11 kV","Essential Energy","Winter","Non-Coincident",2017,"POE50",0.50719735309401304,0.60522156711560404]
[null,"VIC","NKHN","Khancoban (Essential Energy) 11 kV","Essential Energy","Winter","Non-Coincident",2018,"POE50",0.49914002232135701,0.60363347424386204]
[null,"VIC","NKHN","Khancoban (Essential Energy) 11 kV","Essential Energy","Winter","Non-Coincident",2019,"POE50",0.494088979998353,0.60286240670715696]
[null,"VIC","NKHN","Khancoban (Essential Energy) 11 kV","Essential Energy","Winter","Non-Coincident",2020,"POE50",0.49172547238971498,0.60055111137153405]
[null,"VIC","NKHN","Khancoban (Essential Energy) 11 kV","Essential Energy","Winter","Non-Coincident",2021,"POE50",0.486829364077911,0.600579203722718]
[null,"VIC","NKHN","Khancoban (Essential Energy) 11 kV","Essential Energy","Winter","Non-Coincident",2022,"POE50",0.48219232421185199,0.60060376553233796]
[null,"VIC","NKHN","Khancoban (Essential Energy) 11 kV","Essential Energy","Winter","Non-Coincident",2023,"POE50",0.47924713894444798,0.60072405920024097]
[null,"VIC","NKHN","Khancoban (Essential Energy) 11 kV","Essential Energy","Winter","Non-Coincident",2024,"POE50",0.47361269784500898,0.60073952249720097]
[null,"VIC","NKHN","Khancoban (Essential Energy) 11 kV","Essential Energy","Winter","Non-Coincident",2025,"POE50",0.46766113553350802,0.60075197453197204]
[null,"VIC","RCTS22","Red Cliffs (Powercor) 22 kV","Powercor","Summer","Non-Coincident",2017,"POE10",44.333617387597101,0.79049563786121602]
[null,"VIC","RCTS22","Red Cliffs (Powercor) 22 kV","Powercor","Summer","Non-Coincident",2018,"POE10",45.029847700374702,0.77712523039891501]
[null,"VIC","RCTS22","Red Cliffs (Powercor) 22 kV","Powercor","Summer","Non-Coincident",2019,"POE10",45.624895352349903,0.78169130468819403]
[null,"VIC","RCTS22","Red Cliffs (Powercor) 22 kV","Powercor","Summer","Non-Coincident",2020,"POE10",45.874406623368401,0.78570947209947894]
[null,"VIC","RCTS22","Red Cliffs (Powercor) 22 kV","Powercor","Summer","Non-Coincident",2021,"POE10",46.650306417186798,0.79174319062748799]
[null,"VIC","RCTS22","Red Cliffs (Powercor) 22 kV","Powercor","Summer","Non-Coincident",2022,"POE10",47.330621723522398,0.79182643539307596]
[null,"VIC","RCTS22","Red Cliffs (Powercor) 22 kV","Powercor","Summer","Non-Coincident",2023,"POE10",48.2158290712973,0.79196154098994798]
[null,"VIC","RCTS22","Red Cliffs (Powercor) 22 kV","Powercor","Summer","Non-Coincident",2024,"POE10",49.5445320901309,0.79203370386898397]
[null,"VIC","RCTS22","Red Cliffs (Powercor) 22 kV","Powercor","Summer","Non-Coincident",2025,"POE10",50.512930713609599,0.79210982156124898]
[null,"VIC","RCTS22","Red Cliffs (Powercor) 22 kV","Powercor","Summer","Non-Coincident",2026,"POE10",51.685204797448201,0.79218590229702901]
[null,"VIC","RCTS22","Red Cliffs (Powercor) 22 kV","Powercor","Summer","Non-Coincident",2017,"POE50",40.725227150853101,0.78853435736512001]
[null,"VIC","RCTS22","Red Cliffs (Powercor) 22 kV","Powercor","Summer","Non-Coincident",2018,"POE50",41.4719278087357,0.78369082174420301]
[null,"VIC","RCTS22","Red Cliffs (Powercor) 22 kV","Powercor","Summer","Non-Coincident",2019,"POE50",42.102916994147201,0.78507886238051905]
[null,"VIC","RCTS22","Red Cliffs (Powercor) 22 kV","Powercor","Summer","Non-Coincident",2020,"POE50",42.465610103027402,0.78581910706749802]
[null,"VIC","RCTS22","Red Cliffs (Powercor) 22 kV","Powercor","Summer","Non-Coincident",2021,"POE50",43.839043487740398,0.78984316344234295]
[null,"VIC","RCTS22","Red Cliffs (Powercor) 22 kV","Powercor","Summer","Non-Coincident",2022,"POE50",44.159610835154801,0.78993698371579901]
[null,"VIC","RCTS22","Red Cliffs (Powercor) 22 kV","Powercor","Summer","Non-Coincident",2023,"POE50",45.737173178554599,0.79009186276074805]
[null,"VIC","RCTS22","Red Cliffs (Powercor) 22 kV","Powercor","Summer","Non-Coincident",2024,"POE50",47.160390582005903,0.79017999361279601]
[null,"VIC","RCTS22","Red Cliffs (Powercor) 22 kV","Powercor","Summer","Non-Coincident",2025,"POE50",47.850651522001698,0.79026629918459002]
[null,"VIC","RCTS22","Red Cliffs (Powercor) 22 kV","Powercor","Summer","Non-Coincident",2026,"POE50",48.925852567020499,0.79035615490718403]
[null,"VIC","RCTS22","Red Cliffs (Powercor) 22 kV","Powercor","Winter","Non-Coincident",2016,"POE10",23.015398452254399,0.80859050130834698]
[null,"VIC","RCTS22","Red Cliffs (Powercor) 22 kV","Powercor","Winter","Non-Coincident",2017,"POE10",23.263637651339899,0.81679720703438297]
[null,"VIC","RCTS22","Red Cliffs (Powercor) 22 kV","Powercor","Winter","Non-Coincident",2018,"POE10",23.510429858953799,0.81501437260245602]
[null,"VIC","RCTS22","Red Cliffs (Powercor) 22 kV","Powercor","Winter","Non-Coincident",2019,"POE10",23.886598495138699,0.81400275900298102]
[null,"VIC","RCTS22","Red Cliffs (Powercor) 22 kV","Powercor","Winter","Non-Coincident",2020,"POE10",24.365024494840601,0.81009181079458903]
[null,"VIC","RCTS22","Red Cliffs (Powercor) 22 kV","Powercor","Winter","Non-Coincident",2021,"POE10",24.624835072300701,0.81015140690889198]
[null,"VIC","RCTS22","Red Cliffs (Powercor) 22 kV","Powercor","Winter","Non-Coincident",2022,"POE10",24.8826660741132,0.81020640128036403]
[null,"VIC","RCTS22","Red Cliffs (Powercor) 22 kV","Powercor","Winter","Non-Coincident",2023,"POE10",25.1860154251757,0.81038885060316002]
[null,"VIC","RCTS22","Red Cliffs (Powercor) 22 kV","Powercor","Winter","Non-Coincident",2024,"POE10",25.309249519093701,0.81043180730344699]
[null,"VIC","RCTS22","Red Cliffs (Powercor) 22 kV","Powercor","Winter","Non-Coincident",2025,"POE10",25.349018837074102,0.81047043085523895]
[null,"VIC","RCTS22","Red Cliffs (Powercor) 22 kV","Powercor","Winter","Non-Coincident",2016,"POE50",22.358162978532299,0.81282149837681195]
[null,"VIC","RCTS22","Red Cliffs (Powercor) 22 kV","Powercor","Winter","Non-Coincident",2017,"POE50",22.595610348794299,0.82057636881138296]
[null,"VIC","RCTS22","Red Cliffs (Powercor) 22 kV","Powercor","Winter","Non-Coincident",2018,"POE50",22.817367094103801,0.81842318797177804]
[null,"VIC","RCTS22","Red Cliffs (Powercor) 22 kV","Powercor","Winter","Non-Coincident",2019,"POE50",23.135156925120899,0.81737775298770599]
[null,"VIC","RCTS22","Red Cliffs (Powercor) 22 kV","Powercor","Winter","Non-Coincident",2020,"POE50",23.543238213389301,0.81424403397171796]
[null,"VIC","RCTS22","Red Cliffs (Powercor) 22 kV","Powercor","Winter","Non-Coincident",2021,"POE50",23.794628291649499,0.81428212236905595]
[null,"VIC","RCTS22","Red Cliffs (Powercor) 22 kV","Powercor","Winter","Non-Coincident",2022,"POE50",24.021327903948801,0.81431542395915801]
[null,"VIC","RCTS22","Red Cliffs (Powercor) 22 kV","Powercor","Winter","Non-Coincident",2023,"POE50",24.297465244606101,0.81447852148667899]
[null,"VIC","RCTS22","Red Cliffs (Powercor) 22 kV","Powercor","Winter","Non-Coincident",2024,"POE50",24.402447490159101,0.81449948705823005]
[null,"VIC","RCTS22","Red Cliffs (Powercor) 22 kV","Powercor","Winter","Non-Coincident",2025,"POE50",24.454914667862699,0.81451636987608]
[null,"VIC","RCTS66","Red Cliffs (Powercor) 66 kV","Powercor","Summer","Non-Coincident",2017,"POE10",150.40032664469999,0.91184045496869404]
[null,"VIC","RCTS66","Red Cliffs (Powercor) 66 kV","Powercor","Summer","Non-Coincident",2018,"POE10",149.18124517765401,0.89641762675862602]
[null,"VIC","RCTS66","Red Cliffs (Powercor) 66 kV","Powercor","Summer","Non-Coincident",2019,"POE10",148.26610564801101,0.90168461503527397]
[null,"VIC","RCTS66","Red Cliffs (Powercor) 66 kV","Powercor","Summer","Non-Coincident",2020,"POE10",147.04045457308499,0.90631959013818497]
[null,"VIC","RCTS66","Red Cliffs (Powercor) 66 kV","Powercor","Summer","Non-Coincident",2021,"POE10",147.37944457563,0.91327951298180599]
[null,"VIC","RCTS66","Red Cliffs (Powercor) 66 kV","Powercor","Summer","Non-Coincident",2022,"POE10",147.24723479650501,0.91337553621241196]
[null,"VIC","RCTS66","Red Cliffs (Powercor) 66 kV","Powercor","Summer","Non-Coincident",2023,"POE10",148.19478720453401,0.91353138115705201]
[null,"VIC","RCTS66","Red Cliffs (Powercor) 66 kV","Powercor","Summer","Non-Coincident",2024,"POE10",149.797411497757,0.91361462137913596]
[null,"VIC","RCTS66","Red Cliffs (Powercor) 66 kV","Powercor","Summer","Non-Coincident",2025,"POE10",150.83963340187699,0.91370242349697395]
[null,"VIC","RCTS66","Red Cliffs (Powercor) 66 kV","Powercor","Summer","Non-Coincident",2026,"POE10",153.00874384484601,0.91379018298533199]
[null,"VIC","RCTS66","Red Cliffs (Powercor) 66 kV","Powercor","Summer","Non-Coincident",2017,"POE50",140.24262472300799,0.90957810864541699]
[null,"VIC","RCTS66","Red Cliffs (Powercor) 66 kV","Powercor","Summer","Non-Coincident",2018,"POE50",139.82215580313999,0.90399106741115598]
[null,"VIC","RCTS66","Red Cliffs (Powercor) 66 kV","Powercor","Summer","Non-Coincident",2019,"POE50",139.58046899156199,0.90559217884645504]
[null,"VIC","RCTS66","Red Cliffs (Powercor) 66 kV","Powercor","Summer","Non-Coincident",2020,"POE50",138.69048385157799,0.90644605459204297]
[null,"VIC","RCTS66","Red Cliffs (Powercor) 66 kV","Powercor","Summer","Non-Coincident",2021,"POE50",140.54223736882301,0.91108782264225796]
[null,"VIC","RCTS66","Red Cliffs (Powercor) 66 kV","Powercor","Summer","Non-Coincident",2022,"POE50",139.534182548281,0.91119604477118099]
[null,"VIC","RCTS66","Red Cliffs (Powercor) 66 kV","Powercor","Summer","Non-Coincident",2023,"POE50",141.59182917858499,0.91137469848164698]
[null,"VIC","RCTS66","Red Cliffs (Powercor) 66 kV","Powercor","Summer","Non-Coincident",2024,"POE50",143.60627678352,0.91147635783608205]
[null,"VIC","RCTS66","Red Cliffs (Powercor) 66 kV","Powercor","Summer","Non-Coincident",2025,"POE50",143.87166463776799,0.91157591172111496]
[null,"VIC","RCTS66","Red Cliffs (Powercor) 66 kV","Powercor","Summer","Non-Coincident",2026,"POE50",145.77445443851099,0.91167956072187795]
[null,"VIC","RCTS66","Red Cliffs (Powercor) 66 kV","Powercor","Winter","Non-Coincident",2016,"POE10",87.505185356722293,0.91069989859076805]
[null,"VIC","RCTS66","Red Cliffs (Powercor) 66 kV","Powercor","Winter","Non-Coincident",2017,"POE10",87.786429702772196,0.919942953091621]
[null,"VIC","RCTS66","Red Cliffs (Powercor) 66 kV","Powercor","Winter","Non-Coincident",2018,"POE10",88.130608005174196,0.91793498102945503]
[null,"VIC","RCTS66","Red Cliffs (Powercor) 66 kV","Powercor","Winter","Non-Coincident",2019,"POE10",89.037975836814695,0.91679562012802895]
[null,"VIC","RCTS66","Red Cliffs (Powercor) 66 kV","Powercor","Winter","Non-Coincident",2020,"POE10",90.409337242875196,0.91239079453211402]
[null,"VIC","RCTS66","Red Cliffs (Powercor) 66 kV","Powercor","Winter","Non-Coincident",2021,"POE10",91.060942327747995,0.91245791648712704]
[null,"VIC","RCTS66","Red Cliffs (Powercor) 66 kV","Powercor","Winter","Non-Coincident",2022,"POE10",91.803767571696,0.91251985558787296]
[null,"VIC","RCTS66","Red Cliffs (Powercor) 66 kV","Powercor","Winter","Non-Coincident",2023,"POE10",92.815123875436001,0.91272534474400202]
[null,"VIC","RCTS66","Red Cliffs (Powercor) 66 kV","Powercor","Winter","Non-Coincident",2024,"POE10",93.265114355449896,0.91277372604768003]
[null,"VIC","RCTS66","Red Cliffs (Powercor) 66 kV","Powercor","Winter","Non-Coincident",2025,"POE10",93.510034228698899,0.91281722700971701]
[null,"VIC","RCTS66","Red Cliffs (Powercor) 66 kV","Powercor","Winter","Non-Coincident",2016,"POE50",85.256413683092902,0.91546518904984897]
[null,"VIC","RCTS66","Red Cliffs (Powercor) 66 kV","Powercor","Winter","Non-Coincident",2017,"POE50",85.513697114467703,0.92419935016962695]
[null,"VIC","RCTS66","Red Cliffs (Powercor) 66 kV","Powercor","Winter","Non-Coincident",2018,"POE50",85.779510037940597,0.92177426408575203]
[null,"VIC","RCTS66","Red Cliffs (Powercor) 66 kV","Powercor","Winter","Non-Coincident",2019,"POE50",86.484025330330098,0.92059681081065503]
[null,"VIC","RCTS66","Red Cliffs (Powercor) 66 kV","Powercor","Winter","Non-Coincident",2020,"POE50",87.608076329358298,0.91706736347550299]
[null,"VIC","RCTS66","Red Cliffs (Powercor) 66 kV","Powercor","Winter","Non-Coincident",2021,"POE50",88.237878692181994,0.91711026170339105]
[null,"VIC","RCTS66","Red Cliffs (Powercor) 66 kV","Powercor","Winter","Non-Coincident",2022,"POE50",88.870851041553095,0.91714776864254]
[null,"VIC","RCTS66","Red Cliffs (Powercor) 66 kV","Powercor","Winter","Non-Coincident",2023,"POE50",89.783212861263905,0.91733146224459605]
[null,"VIC","RCTS66","Red Cliffs (Powercor) 66 kV","Powercor","Winter","Non-Coincident",2024,"POE50",90.160955492412995,0.91735507536378802]
[null,"VIC","RCTS66","Red Cliffs (Powercor) 66 kV","Powercor","Winter","Non-Coincident",2025,"POE50",90.442442501425404,0.917374090156171]
[null,"VIC","RTS1266C","Richmond 12 (CitiPower) 66 kV","Citipower","Summer","Non-Coincident",2017,"POE10",295.72495599727301,1]
[null,"VIC","RTS1266C","Richmond 12 (CitiPower) 66 kV","Citipower","Summer","Non-Coincident",2018,"POE10",286.23645798411701,1]
[null,"VIC","RTS1266C","Richmond 12 (CitiPower) 66 kV","Citipower","Summer","Non-Coincident",2019,"POE10",283.43160399513198,1]
[null,"VIC","RTS1266C","Richmond 12 (CitiPower) 66 kV","Citipower","Summer","Non-Coincident",2020,"POE10",279.22560955715898,1]
[null,"VIC","RTS1266C","Richmond 12 (CitiPower) 66 kV","Citipower","Summer","Non-Coincident",2021,"POE10",278.09129770112901,1]
[null,"VIC","RTS1266C","Richmond 12 (CitiPower) 66 kV","Citipower","Summer","Non-Coincident",2022,"POE10",273.390724953757,1]
[null,"VIC","RTS1266C","Richmond 12 (CitiPower) 66 kV","Citipower","Summer","Non-Coincident",2023,"POE10",270.18033700899502,1]
[null,"VIC","RTS1266C","Richmond 12 (CitiPower) 66 kV","Citipower","Summer","Non-Coincident",2024,"POE10",267.61076379582101,1]
[null,"VIC","RTS1266C","Richmond 12 (CitiPower) 66 kV","Citipower","Summer","Non-Coincident",2025,"POE10",263.56677562958703,1]
[null,"VIC","RTS1266C","Richmond 12 (CitiPower) 66 kV","Citipower","Summer","Non-Coincident",2026,"POE10",261.06352851772999,1]
[null,"VIC","RTS1266C","Richmond 12 (CitiPower) 66 kV","Citipower","Summer","Non-Coincident",2017,"POE50",265.27746241660401,1]
[null,"VIC","RTS1266C","Richmond 12 (CitiPower) 66 kV","Citipower","Summer","Non-Coincident",2018,"POE50",260.06820251049999,1]
[null,"VIC","RTS1266C","Richmond 12 (CitiPower) 66 kV","Citipower","Summer","Non-Coincident",2019,"POE50",256.87557579695601,1]
[null,"VIC","RTS1266C","Richmond 12 (CitiPower) 66 kV","Citipower","Summer","Non-Coincident",2020,"POE50",251.880334418079,1]
[null,"VIC","RTS1266C","Richmond 12 (CitiPower) 66 kV","Citipower","Summer","Non-Coincident",2021,"POE50",252.481022311999,1]
[null,"VIC","RTS1266C","Richmond 12 (CitiPower) 66 kV","Citipower","Summer","Non-Coincident",2022,"POE50",246.28232758763801,1]
[null,"VIC","RTS1266C","Richmond 12 (CitiPower) 66 kV","Citipower","Summer","Non-Coincident",2023,"POE50",245.14016586698699,1]
[null,"VIC","RTS1266C","Richmond 12 (CitiPower) 66 kV","Citipower","Summer","Non-Coincident",2024,"POE50",243.47227521243599,1]
[null,"VIC","RTS1266C","Richmond 12 (CitiPower) 66 kV","Citipower","Summer","Non-Coincident",2025,"POE50",238.51873006477501,1]
[null,"VIC","RTS1266C","Richmond 12 (CitiPower) 66 kV","Citipower","Summer","Non-Coincident",2026,"POE50",236.019533090463,1]
[null,"VIC","RTS1266C","Richmond 12 (CitiPower) 66 kV","Citipower","Winter","Non-Coincident",2016,"POE10",250.01748845510801,1]
[null,"VIC","RTS1266C","Richmond 12 (CitiPower) 66 kV","Citipower","Winter","Non-Coincident",2017,"POE10",254.57442384326299,1]
[null,"VIC","RTS1266C","Richmond 12 (CitiPower) 66 kV","Citipower","Winter","Non-Coincident",2018,"POE10",256.22445260275998,1]
[null,"VIC","RTS1266C","Richmond 12 (CitiPower) 66 kV","Citipower","Winter","Non-Coincident",2019,"POE10",259.76187758573502,1]
[null,"VIC","RTS1266C","Richmond 12 (CitiPower) 66 kV","Citipower","Winter","Non-Coincident",2020,"POE10",263.72901657316203,1]
[null,"VIC","RTS1266C","Richmond 12 (CitiPower) 66 kV","Citipower","Winter","Non-Coincident",2021,"POE10",266.89187038935501,1]
[null,"VIC","RTS1266C","Richmond 12 (CitiPower) 66 kV","Citipower","Winter","Non-Coincident",2022,"POE10",270.34005808726499,1]
[null,"VIC","RTS1266C","Richmond 12 (CitiPower) 66 kV","Citipower","Winter","Non-Coincident",2023,"POE10",274.64665942139999,1]
[null,"VIC","RTS1266C","Richmond 12 (CitiPower) 66 kV","Citipower","Winter","Non-Coincident",2024,"POE10",277.26590379074202,1]
[null,"VIC","RTS1266C","Richmond 12 (CitiPower) 66 kV","Citipower","Winter","Non-Coincident",2025,"POE10",279.28373465012402,1]
[null,"VIC","RTS1266C","Richmond 12 (CitiPower) 66 kV","Citipower","Winter","Non-Coincident",2016,"POE50",244.40254829170601,1]
[null,"VIC","RTS1266C","Richmond 12 (CitiPower) 66 kV","Citipower","Winter","Non-Coincident",2017,"POE50",248.590540941131,1]
[null,"VIC","RTS1266C","Richmond 12 (CitiPower) 66 kV","Citipower","Winter","Non-Coincident",2018,"POE50",249.821110683266,1]
[null,"VIC","RTS1266C","Richmond 12 (CitiPower) 66 kV","Citipower","Winter","Non-Coincident",2019,"POE50",252.67105099474301,1]
[null,"VIC","RTS1266C","Richmond 12 (CitiPower) 66 kV","Citipower","Winter","Non-Coincident",2020,"POE50",256.10384981252099,1]
[null,"VIC","RTS1266C","Richmond 12 (CitiPower) 66 kV","Citipower","Winter","Non-Coincident",2021,"POE50",259.09526665684501,1]
[null,"VIC","RTS1266C","Richmond 12 (CitiPower) 66 kV","Citipower","Winter","Non-Coincident",2022,"POE50",262.11102037888998,1]
[null,"VIC","RTS1266C","Richmond 12 (CitiPower) 66 kV","Citipower","Winter","Non-Coincident",2023,"POE50",266.013398539001,1]
[null,"VIC","RTS1266C","Richmond 12 (CitiPower) 66 kV","Citipower","Winter","Non-Coincident",2024,"POE50",268.30283969858402,1]
[null,"VIC","RTS1266C","Richmond 12 (CitiPower) 66 kV","Citipower","Winter","Non-Coincident",2025,"POE50",270.31310303261898,1]
[null,"VIC","RTS1266U","Richmond 12 (United Energy) 66 kV","United Energy","Summer","Non-Coincident",2017,"POE10",48.534033490997402,1]
[null,"VIC","RTS1266U","Richmond 12 (United Energy) 66 kV","United Energy","Summer","Non-Coincident",2018,"POE10",47.5930344512362,1]
[null,"VIC","RTS1266U","Richmond 12 (United Energy) 66 kV","United Energy","Summer","Non-Coincident",2019,"POE10",47.737221025970399,1]
[null,"VIC","RTS1266U","Richmond 12 (United Energy) 66 kV","United Energy","Summer","Non-Coincident",2020,"POE10",47.623015440161403,1]
[null,"VIC","RTS1266U","Richmond 12 (United Energy) 66 kV","United Energy","Summer","Non-Coincident",2021,"POE10",48.008360929470797,1]
[null,"VIC","RTS1266U","Richmond 12 (United Energy) 66 kV","United Energy","Summer","Non-Coincident",2022,"POE10",47.7492043665737,1]
[null,"VIC","RTS1266U","Richmond 12 (United Energy) 66 kV","United Energy","Summer","Non-Coincident",2023,"POE10",47.714356594088201,1]
[null,"VIC","RTS1266U","Richmond 12 (United Energy) 66 kV","United Energy","Summer","Non-Coincident",2024,"POE10",47.7587669613076,1]
[null,"VIC","RTS1266U","Richmond 12 (United Energy) 66 kV","United Energy","Summer","Non-Coincident",2025,"POE10",47.503369113361202,1]
[null,"VIC","RTS1266U","Richmond 12 (United Energy) 66 kV","United Energy","Summer","Non-Coincident",2026,"POE10",47.4880667098316,1]
[null,"VIC","RTS1266U","Richmond 12 (United Energy) 66 kV","United Energy","Summer","Non-Coincident",2017,"POE50",41.847233070074502,1]
[null,"VIC","RTS1266U","Richmond 12 (United Energy) 66 kV","United Energy","Summer","Non-Coincident",2018,"POE50",41.509533309898003,1]
[null,"VIC","RTS1266U","Richmond 12 (United Energy) 66 kV","United Energy","Summer","Non-Coincident",2019,"POE50",41.468876722603,1]
[null,"VIC","RTS1266U","Richmond 12 (United Energy) 66 kV","United Energy","Summer","Non-Coincident",2020,"POE50",41.106184818345099,1]
[null,"VIC","RTS1266U","Richmond 12 (United Energy) 66 kV","United Energy","Summer","Non-Coincident",2021,"POE50",41.627688878905801,1]
[null,"VIC","RTS1266U","Richmond 12 (United Energy) 66 kV","United Energy","Summer","Non-Coincident",2022,"POE50",40.994718940172099,1]
[null,"VIC","RTS1266U","Richmond 12 (United Energy) 66 kV","United Energy","Summer","Non-Coincident",2023,"POE50",41.1649531837447,1]
[null,"VIC","RTS1266U","Richmond 12 (United Energy) 66 kV","United Energy","Summer","Non-Coincident",2024,"POE50",41.213675834550799,1]
[null,"VIC","RTS1266U","Richmond 12 (United Energy) 66 kV","United Energy","Summer","Non-Coincident",2025,"POE50",40.667348507376602,1]
[null,"VIC","RTS1266U","Richmond 12 (United Energy) 66 kV","United Energy","Summer","Non-Coincident",2026,"POE50",40.499361049260102,1]
[null,"VIC","RTS1266U","Richmond 12 (United Energy) 66 kV","United Energy","Winter","Non-Coincident",2016,"POE10",36.281233433742997,1]
[null,"VIC","RTS1266U","Richmond 12 (United Energy) 66 kV","United Energy","Winter","Non-Coincident",2017,"POE10",36.627841756941102,1]
[null,"VIC","RTS1266U","Richmond 12 (United Energy) 66 kV","United Energy","Winter","Non-Coincident",2018,"POE10",36.551526600010298,1]
[null,"VIC","RTS1266U","Richmond 12 (United Energy) 66 kV","United Energy","Winter","Non-Coincident",2019,"POE10",36.741094472564399,1]
[null,"VIC","RTS1266U","Richmond 12 (United Energy) 66 kV","United Energy","Winter","Non-Coincident",2020,"POE10",36.985331882167898,1]
[null,"VIC","RTS1266U","Richmond 12 (United Energy) 66 kV","United Energy","Winter","Non-Coincident",2021,"POE10",37.1111953876296,1]
[null,"VIC","RTS1266U","Richmond 12 (United Energy) 66 kV","United Energy","Winter","Non-Coincident",2022,"POE10",37.271847445920301,1]
[null,"VIC","RTS1266U","Richmond 12 (United Energy) 66 kV","United Energy","Winter","Non-Coincident",2023,"POE10",37.544691873745499,1]
[null,"VIC","RTS1266U","Richmond 12 (United Energy) 66 kV","United Energy","Winter","Non-Coincident",2024,"POE10",37.581754135095103,1]
[null,"VIC","RTS1266U","Richmond 12 (United Energy) 66 kV","United Energy","Winter","Non-Coincident",2025,"POE10",37.534885517644,1]
[null,"VIC","RTS1266U","Richmond 12 (United Energy) 66 kV","United Energy","Winter","Non-Coincident",2016,"POE50",34.488742032269897,1]
[null,"VIC","RTS1266U","Richmond 12 (United Energy) 66 kV","United Energy","Winter","Non-Coincident",2017,"POE50",34.6806691014501,1]
[null,"VIC","RTS1266U","Richmond 12 (United Energy) 66 kV","United Energy","Winter","Non-Coincident",2018,"POE50",34.454880802147301,1]
[null,"VIC","RTS1266U","Richmond 12 (United Energy) 66 kV","United Energy","Winter","Non-Coincident",2019,"POE50",34.449504547555499,1]
[null,"VIC","RTS1266U","Richmond 12 (United Energy) 66 kV","United Energy","Winter","Non-Coincident",2020,"POE50",34.517252813446397,1]
[null,"VIC","RTS1266U","Richmond 12 (United Energy) 66 kV","United Energy","Winter","Non-Coincident",2021,"POE50",34.519029587097499,1]
[null,"VIC","RTS1266U","Richmond 12 (United Energy) 66 kV","United Energy","Winter","Non-Coincident",2022,"POE50",34.518294489656498,1]
[null,"VIC","RTS1266U","Richmond 12 (United Energy) 66 kV","United Energy","Winter","Non-Coincident",2023,"POE50",34.627255983699598,1]
[null,"VIC","RTS1266U","Richmond 12 (United Energy) 66 kV","United Energy","Winter","Non-Coincident",2024,"POE50",34.520375843541501,1]
[null,"VIC","RTS1266U","Richmond 12 (United Energy) 66 kV","United Energy","Winter","Non-Coincident",2025,"POE50",34.374609750584398,1]
[null,"VIC","RTS22","Richmond (CitiPower) 22kV","Citipower","Summer","Non-Coincident",2017,"POE10",50.829634362667697,1]
[null,"VIC","RTS22","Richmond (CitiPower) 22kV","Citipower","Summer","Non-Coincident",2018,"POE10",60.282496877743199,0.99457005205469096]
[null,"VIC","RTS22","Richmond (CitiPower) 22kV","Citipower","Summer","Non-Coincident",2019,"POE10",59.9357507619453,1]
[null,"VIC","RTS22","Richmond (CitiPower) 22kV","Citipower","Summer","Non-Coincident",2020,"POE10",59.599683294552499,1]
[null,"VIC","RTS22","Richmond (CitiPower) 22kV","Citipower","Summer","Non-Coincident",2021,"POE10",59.895630905673499,1]
[null,"VIC","RTS22","Richmond (CitiPower) 22kV","Citipower","Summer","Non-Coincident",2022,"POE10",59.401666333262,1]
[null,"VIC","RTS22","Richmond (CitiPower) 22kV","Citipower","Summer","Non-Coincident",2023,"POE10",39.673931986545803,1]
[null,"VIC","RTS22","Richmond (CitiPower) 22kV","Citipower","Summer","Non-Coincident",2024,"POE10",39.5971507083718,1]
[null,"VIC","RTS22","Richmond (CitiPower) 22kV","Citipower","Summer","Non-Coincident",2025,"POE10",39.272775143774801,1]
[null,"VIC","RTS22","Richmond (CitiPower) 22kV","Citipower","Summer","Non-Coincident",2026,"POE10",39.147953162594199,1]
[null,"VIC","RTS22","Richmond (CitiPower) 22kV","Citipower","Summer","Non-Coincident",2017,"POE50",45.729954041136999,1]
[null,"VIC","RTS22","Richmond (CitiPower) 22kV","Citipower","Summer","Non-Coincident",2018,"POE50",55.648750233854997,1]
[null,"VIC","RTS22","Richmond (CitiPower) 22kV","Citipower","Summer","Non-Coincident",2019,"POE50",55.476861179301402,1]
[null,"VIC","RTS22","Richmond (CitiPower) 22kV","Citipower","Summer","Non-Coincident",2020,"POE50",54.882832451139102,1]
[null,"VIC","RTS22","Richmond (CitiPower) 22kV","Citipower","Summer","Non-Coincident",2021,"POE50",55.4833192108673,1]
[null,"VIC","RTS22","Richmond (CitiPower) 22kV","Citipower","Summer","Non-Coincident",2022,"POE50",54.5554921308307,1]
[null,"VIC","RTS22","Richmond (CitiPower) 22kV","Citipower","Summer","Non-Coincident",2023,"POE50",34.859097046549998,1]
[null,"VIC","RTS22","Richmond (CitiPower) 22kV","Citipower","Summer","Non-Coincident",2024,"POE50",34.808788531295299,1]
[null,"VIC","RTS22","Richmond (CitiPower) 22kV","Citipower","Summer","Non-Coincident",2025,"POE50",34.2568169427607,1]
[null,"VIC","RTS22","Richmond (CitiPower) 22kV","Citipower","Summer","Non-Coincident",2026,"POE50",34.024883272646399,1]
[null,"VIC","RTS22","Richmond (CitiPower) 22kV","Citipower","Winter","Non-Coincident",2016,"POE10",32.8130545590707,1]
[null,"VIC","RTS22","Richmond (CitiPower) 22kV","Citipower","Winter","Non-Coincident",2017,"POE10",32.574010212291903,1]
[null,"VIC","RTS22","Richmond (CitiPower) 22kV","Citipower","Winter","Non-Coincident",2018,"POE10",45.058262899694199,1]
[null,"VIC","RTS22","Richmond (CitiPower) 22kV","Citipower","Winter","Non-Coincident",2019,"POE10",44.7796486341364,1]
[null,"VIC","RTS22","Richmond (CitiPower) 22kV","Citipower","Winter","Non-Coincident",2020,"POE10",44.5575652836174,1]
[null,"VIC","RTS22","Richmond (CitiPower) 22kV","Citipower","Winter","Non-Coincident",2021,"POE10",44.183591100446598,1]
[null,"VIC","RTS22","Richmond (CitiPower) 22kV","Citipower","Winter","Non-Coincident",2022,"POE10",43.842855672114197,1]
[null,"VIC","RTS22","Richmond (CitiPower) 22kV","Citipower","Winter","Non-Coincident",2023,"POE10",21.836198794400499,1]
[null,"VIC","RTS22","Richmond (CitiPower) 22kV","Citipower","Winter","Non-Coincident",2024,"POE10",21.227590156581702,1]
[null,"VIC","RTS22","Richmond (CitiPower) 22kV","Citipower","Winter","Non-Coincident",2025,"POE10",20.566823724253599,1]
[null,"VIC","RTS22","Richmond (CitiPower) 22kV","Citipower","Winter","Non-Coincident",2016,"POE50",31.226140161011799,1]
[null,"VIC","RTS22","Richmond (CitiPower) 22kV","Citipower","Winter","Non-Coincident",2017,"POE50",30.970992894106399,1]
[null,"VIC","RTS22","Richmond (CitiPower) 22kV","Citipower","Winter","Non-Coincident",2018,"POE50",43.486542037016797,1]
[null,"VIC","RTS22","Richmond (CitiPower) 22kV","Citipower","Winter","Non-Coincident",2019,"POE50",43.134609643478299,1]
[null,"VIC","RTS22","Richmond (CitiPower) 22kV","Citipower","Winter","Non-Coincident",2020,"POE50",42.868599208972697,1]
[null,"VIC","RTS22","Richmond (CitiPower) 22kV","Citipower","Winter","Non-Coincident",2021,"POE50",42.514858923335801,1]
[null,"VIC","RTS22","Richmond (CitiPower) 22kV","Citipower","Winter","Non-Coincident",2022,"POE50",42.152837872235096,1]
[null,"VIC","RTS22","Richmond (CitiPower) 22kV","Citipower","Winter","Non-Coincident",2023,"POE50",20.177472512529999,1]
[null,"VIC","RTS22","Richmond (CitiPower) 22kV","Citipower","Winter","Non-Coincident",2024,"POE50",19.584227458381999,1]
[null,"VIC","RTS22","Richmond (CitiPower) 22kV","Citipower","Winter","Non-Coincident",2025,"POE50",18.965012610790001,1]
[null,"VIC","RTS3466C","Richmond 34 (CitiPower) 66 kV","Citipower","Summer","Non-Coincident",2017,"POE10",227.039923273433,1]
[null,"VIC","RTS3466C","Richmond 34 (CitiPower) 66 kV","Citipower","Summer","Non-Coincident",2018,"POE10",234.11287561838901,0.98513952970868002]
[null,"VIC","RTS3466C","Richmond 34 (CitiPower) 66 kV","Citipower","Summer","Non-Coincident",2019,"POE10",232.032944237148,0.99092781208840097]
[null,"VIC","RTS3466C","Richmond 34 (CitiPower) 66 kV","Citipower","Summer","Non-Coincident",2020,"POE10",87.125527893244794,0.99602152851787795]
[null,"VIC","RTS3466C","Richmond 34 (CitiPower) 66 kV","Citipower","Summer","Non-Coincident",2021,"POE10",86.998845081776807,1]
[null,"VIC","RTS3466C","Richmond 34 (CitiPower) 66 kV","Citipower","Summer","Non-Coincident",2022,"POE10",86.060432146955606,1]
[null,"VIC","RTS3466C","Richmond 34 (CitiPower) 66 kV","Citipower","Summer","Non-Coincident",2023,"POE10",85.537402157738995,1]
[null,"VIC","RTS3466C","Richmond 34 (CitiPower) 66 kV","Citipower","Summer","Non-Coincident",2024,"POE10",85.163498099941094,1]
[null,"VIC","RTS3466C","Richmond 34 (CitiPower) 66 kV","Citipower","Summer","Non-Coincident",2025,"POE10",84.258866961825106,1]
[null,"VIC","RTS3466C","Richmond 34 (CitiPower) 66 kV","Citipower","Summer","Non-Coincident",2026,"POE10",83.784299643362701,1]
[null,"VIC","RTS3466C","Richmond 34 (CitiPower) 66 kV","Citipower","Summer","Non-Coincident",2017,"POE50",208.34994393136699,0.99960255514423801]
[null,"VIC","RTS3466C","Richmond 34 (CitiPower) 66 kV","Citipower","Summer","Non-Coincident",2018,"POE50",216.15028010171901,0.99346254293376302]
[null,"VIC","RTS3466C","Richmond 34 (CitiPower) 66 kV","Citipower","Summer","Non-Coincident",2019,"POE50",214.21495074905499,0.99522212253070297]
[null,"VIC","RTS3466C","Richmond 34 (CitiPower) 66 kV","Citipower","Summer","Non-Coincident",2020,"POE50",80.769522954931006,0.99616050964551195]
[null,"VIC","RTS3466C","Richmond 34 (CitiPower) 66 kV","Citipower","Summer","Non-Coincident",2021,"POE50",81.038837446927005,1]
[null,"VIC","RTS3466C","Richmond 34 (CitiPower) 66 kV","Citipower","Summer","Non-Coincident",2022,"POE50",79.380717075623295,1]
[null,"VIC","RTS3466C","Richmond 34 (CitiPower) 66 kV","Citipower","Summer","Non-Coincident",2023,"POE50",79.288689702350396,1]
[null,"VIC","RTS3466C","Richmond 34 (CitiPower) 66 kV","Citipower","Summer","Non-Coincident",2024,"POE50",78.965243446781102,1]
[null,"VIC","RTS3466C","Richmond 34 (CitiPower) 66 kV","Citipower","Summer","Non-Coincident",2025,"POE50",77.505856488061497,1]
[null,"VIC","RTS3466C","Richmond 34 (CitiPower) 66 kV","Citipower","Summer","Non-Coincident",2026,"POE50",76.773650800345095,1]
[null,"VIC","RTS3466C","Richmond 34 (CitiPower) 66 kV","Citipower","Winter","Non-Coincident",2016,"POE10",161.72896838423799,1]
[null,"VIC","RTS3466C","Richmond 34 (CitiPower) 66 kV","Citipower","Winter","Non-Coincident",2017,"POE10",162.32568428383601,1]
[null,"VIC","RTS3466C","Richmond 34 (CitiPower) 66 kV","Citipower","Winter","Non-Coincident",2018,"POE10",168.94902862044199,1]
[null,"VIC","RTS3466C","Richmond 34 (CitiPower) 66 kV","Citipower","Winter","Non-Coincident",2019,"POE10",169.34143627453599,1]
[null,"VIC","RTS3466C","Richmond 34 (CitiPower) 66 kV","Citipower","Winter","Non-Coincident",2020,"POE10",65.332410525681993,1]
[null,"VIC","RTS3466C","Richmond 34 (CitiPower) 66 kV","Citipower","Winter","Non-Coincident",2021,"POE10",65.560897311601906,1]
[null,"VIC","RTS3466C","Richmond 34 (CitiPower) 66 kV","Citipower","Winter","Non-Coincident",2022,"POE10",65.939335088728797,1]
[null,"VIC","RTS3466C","Richmond 34 (CitiPower) 66 kV","Citipower","Winter","Non-Coincident",2023,"POE10",66.596689419068497,1]
[null,"VIC","RTS3466C","Richmond 34 (CitiPower) 66 kV","Citipower","Winter","Non-Coincident",2024,"POE10",66.914365333632105,1]
[null,"VIC","RTS3466C","Richmond 34 (CitiPower) 66 kV","Citipower","Winter","Non-Coincident",2025,"POE10",67.157961387382201,1]
[null,"VIC","RTS3466C","Richmond 34 (CitiPower) 66 kV","Citipower","Winter","Non-Coincident",2016,"POE50",158.89951539226001,1]
[null,"VIC","RTS3466C","Richmond 34 (CitiPower) 66 kV","Citipower","Winter","Non-Coincident",2017,"POE50",159.37493549641101,1]
[null,"VIC","RTS3466C","Richmond 34 (CitiPower) 66 kV","Citipower","Winter","Non-Coincident",2018,"POE50",165.857195284293,1]
[null,"VIC","RTS3466C","Richmond 34 (CitiPower) 66 kV","Citipower","Winter","Non-Coincident",2019,"POE50",165.90490093986301,1]
[null,"VIC","RTS3466C","Richmond 34 (CitiPower) 66 kV","Citipower","Winter","Non-Coincident",2020,"POE50",64.028211971191794,1]
[null,"VIC","RTS3466C","Richmond 34 (CitiPower) 66 kV","Citipower","Winter","Non-Coincident",2021,"POE50",64.252610397370802,1]
[null,"VIC","RTS3466C","Richmond 34 (CitiPower) 66 kV","Citipower","Winter","Non-Coincident",2022,"POE50",64.560260362264103,1]
[null,"VIC","RTS3466C","Richmond 34 (CitiPower) 66 kV","Citipower","Winter","Non-Coincident",2023,"POE50",65.154015236825899,1]
[null,"VIC","RTS3466C","Richmond 34 (CitiPower) 66 kV","Citipower","Winter","Non-Coincident",2024,"POE50",65.420420010361596,1]
[null,"VIC","RTS3466C","Richmond 34 (CitiPower) 66 kV","Citipower","Winter","Non-Coincident",2025,"POE50",65.687505839623995,1]
[null,"VIC","RTS3466U","Richmond 34 (United Energy) 66 kV","United Energy","Summer","Non-Coincident",2017,"POE10",20.8915001099835,0.91815435855720695]
[null,"VIC","RTS3466U","Richmond 34 (United Energy) 66 kV","United Energy","Summer","Non-Coincident",2018,"POE10",20.639757585380799,0.90262473726743997]
[null,"VIC","RTS3466U","Richmond 34 (United Energy) 66 kV","United Energy","Summer","Non-Coincident",2019,"POE10",20.408976239850698,0.90792819602091202]
[null,"VIC","RTS3466U","Richmond 34 (United Energy) 66 kV","United Energy","Summer","Non-Coincident",2020,"POE10",20.136179588596899,0.91259526531944202]
[null,"VIC","RTS3466U","Richmond 34 (United Energy) 66 kV","United Energy","Summer","Non-Coincident",2021,"POE10",20.087056920341201,0.91960338111346196]
[null,"VIC","RTS3466U","Richmond 34 (United Energy) 66 kV","United Energy","Summer","Non-Coincident",2022,"POE10",19.9590230741901,0.91970006924264402]
[null,"VIC","RTS3466U","Richmond 34 (United Energy) 66 kV","United Energy","Summer","Non-Coincident",2023,"POE10",19.963720909448298,0.91985699331241999]
[null,"VIC","RTS3466U","Richmond 34 (United Energy) 66 kV","United Energy","Summer","Non-Coincident",2024,"POE10",20.043565851365901,0.91994080991904004]
[null,"VIC","RTS3466U","Richmond 34 (United Energy) 66 kV","United Energy","Summer","Non-Coincident",2025,"POE10",20.035941329867899,0.92002922000958198]
[null,"VIC","RTS3466U","Richmond 34 (United Energy) 66 kV","United Energy","Summer","Non-Coincident",2026,"POE10",20.167092832224299,0.92011758717546199]
[null,"VIC","RTS3466U","Richmond 34 (United Energy) 66 kV","United Energy","Summer","Non-Coincident",2017,"POE50",18.4144644673333,0.91587634695335196]
[null,"VIC","RTS3466U","Richmond 34 (United Energy) 66 kV","United Energy","Summer","Non-Coincident",2018,"POE50",18.201765283508301,0.91025061908317195]
[null,"VIC","RTS3466U","Richmond 34 (United Energy) 66 kV","United Energy","Summer","Non-Coincident",2019,"POE50",18.020686111284199,0.91186281717642903]
[null,"VIC","RTS3466U","Richmond 34 (United Energy) 66 kV","United Energy","Summer","Non-Coincident",2020,"POE50",17.779280728229999,0.91272260545759798]
[null,"VIC","RTS3466U","Richmond 34 (United Energy) 66 kV","United Energy","Summer","Non-Coincident",2021,"POE50",17.888279971876901,0.91739651474018502]
[null,"VIC","RTS3466U","Richmond 34 (United Energy) 66 kV","United Energy","Summer","Non-Coincident",2022,"POE50",17.6321386682277,0.91750548623714101]
[null,"VIC","RTS3466U","Richmond 34 (United Energy) 66 kV","United Energy","Summer","Non-Coincident",2023,"POE50",17.763121877925901,0.91768537700864905]
[null,"VIC","RTS3466U","Richmond 34 (United Energy) 66 kV","United Energy","Summer","Non-Coincident",2024,"POE50",17.8870080226739,0.91778774028816201]
[null,"VIC","RTS3466U","Richmond 34 (United Energy) 66 kV","United Energy","Summer","Non-Coincident",2025,"POE50",17.792989577835499,0.91788798351926204]
[null,"VIC","RTS3466U","Richmond 34 (United Energy) 66 kV","United Energy","Summer","Non-Coincident",2026,"POE50",17.902780738399301,0.91799235022211301]
[null,"VIC","RTS3466U","Richmond 34 (United Energy) 66 kV","United Energy","Winter","Non-Coincident",2016,"POE10",24.989134287771002,0.90361057260576505]
[null,"VIC","RTS3466U","Richmond 34 (United Energy) 66 kV","United Energy","Winter","Non-Coincident",2017,"POE10",24.8836079781872,0.91278167472520899]
[null,"VIC","RTS3466U","Richmond 34 (United Energy) 66 kV","United Energy","Winter","Non-Coincident",2018,"POE10",24.813531263803799,0.91078933368324899]
[null,"VIC","RTS3466U","Richmond 34 (United Energy) 66 kV","United Energy","Winter","Non-Coincident",2019,"POE10",24.921953085058401,0.90965884211502201]
[null,"VIC","RTS3466U","Richmond 34 (United Energy) 66 kV","United Energy","Winter","Non-Coincident",2020,"POE10",25.181134544977201,0.90528830579991804]
[null,"VIC","RTS3466U","Richmond 34 (United Energy) 66 kV","United Energy","Winter","Non-Coincident",2021,"POE10",25.263011536058301,0.905354905245352]
[null,"VIC","RTS3466U","Richmond 34 (United Energy) 66 kV","United Energy","Winter","Non-Coincident",2022,"POE10",25.395337415801698,0.905416362182349]
[null,"VIC","RTS3466U","Richmond 34 (United Energy) 66 kV","United Energy","Winter","Non-Coincident",2023,"POE10",25.627548224918101,0.90562025171206395]
[null,"VIC","RTS3466U","Richmond 34 (United Energy) 66 kV","United Energy","Winter","Non-Coincident",2024,"POE10",25.7308785871125,0.905668256392406]
[null,"VIC","RTS3466U","Richmond 34 (United Energy) 66 kV","United Energy","Winter","Non-Coincident",2025,"POE10",25.803914720323899,0.90571141872203498]
[null,"VIC","RTS3466U","Richmond 34 (United Energy) 66 kV","United Energy","Winter","Non-Coincident",2019,"POE50",23.651954585701201,0.91343044250130401]
[null,"VIC","RWTS1366A","Ringwood 13 (AusNet) 66 kV","AusNet","Summer","Non-Coincident",2017,"POE10",188.05375484174201,0.99230190645872496]
[null,"VIC","RWTS1366A","Ringwood 13 (AusNet) 66 kV","AusNet","Summer","Non-Coincident",2020,"POE10",187.99232658386401,0.98629387658160805]
[null,"VIC","RWTS1366A","Ringwood 13 (AusNet) 66 kV","AusNet","Summer","Non-Coincident",2017,"POE50",161.59233703278099,0.98983992908381702]
[null,"VIC","RWTS1366A","Ringwood 13 (AusNet) 66 kV","AusNet","Summer","Non-Coincident",2026,"POE50",162.562653893575,0.99212681478892295]
[null,"VIC","RWTS1366A","Ringwood 13 (AusNet) 66 kV","AusNet","Winter","Non-Coincident",2019,"POE10",128.214258781616,1]
[null,"VIC","RWTS1366A","Ringwood 13 (AusNet) 66 kV","AusNet","Winter","Non-Coincident",2016,"POE50",124.447687778804,1]
[null,"VIC","RWTS1366A","Ringwood 13 (AusNet) 66 kV","AusNet","Winter","Non-Coincident",2019,"POE50",124.84703928859599,1]
[null,"VIC","RWTS1366U","Ringwood 13 (United Energy) 66 kV","United Energy","Summer","Non-Coincident",2017,"POE10",113.134140288008,1]
[null,"VIC","RWTS1366U","Ringwood 13 (United Energy) 66 kV","United Energy","Summer","Non-Coincident",2026,"POE10",106.384575263489,1]
[null,"VIC","RWTS1366U","Ringwood 13 (United Energy) 66 kV","United Energy","Summer","Non-Coincident",2020,"POE50",98.400966148596297,1]
[null,"VIC","RWTS1366U","Ringwood 13 (United Energy) 66 kV","United Energy","Winter","Non-Coincident",2016,"POE10",81.281251874125999,1]
[null,"VIC","RWTS1366U","Ringwood 13 (United Energy) 66 kV","United Energy","Winter","Non-Coincident",2025,"POE10",80.748934536828997,1]
[null,"VIC","RWTS1366U","Ringwood 13 (United Energy) 66 kV","United Energy","Winter","Non-Coincident",2018,"POE50",79.285940006523504,1]
[null,"VIC","RWTS1366U","Ringwood 13 (United Energy) 66 kV","United Energy","Winter","Non-Coincident",2025,"POE50",78.671566316907004,1]
[null,"VIC","RWTS22A","Ringwood (AusNet) 22 kV","AusNet","Summer","Non-Coincident",2020,"POE10",49.864924288518303,1]
[null,"VIC","RWTS22A","Ringwood (AusNet) 22 kV","AusNet","Summer","Non-Coincident",2017,"POE50",49.660060908206503,1]
[null,"VIC","RWTS22A","Ringwood (AusNet) 22 kV","AusNet","Summer","Non-Coincident",2026,"POE50",39.976882511109501,1]
[null,"VIC","RWTS22A","Ringwood (AusNet) 22 kV","AusNet","Winter","Non-Coincident",2018,"POE10",36.400139070845199,1]
[null,"VIC","RWTS22A","Ringwood (AusNet) 22 kV","AusNet","Winter","Non-Coincident",2025,"POE10",32.973022750617098,1]
[null,"VIC","RWTS22A","Ringwood (AusNet) 22 kV","AusNet","Winter","Non-Coincident",2019,"POE50",35.000773391201001,1]
[null,"VIC","RWTS22U","Ringwood (United Energy) 22 kV","United Energy","Summer","Non-Coincident",2017,"POE10",38.628866252325601,1]
[null,"VIC","RWTS22U","Ringwood (United Energy) 22 kV","United Energy","Summer","Non-Coincident",2026,"POE10",33.0157397967631,1]
[null,"VIC","RWTS22U","Ringwood (United Energy) 22 kV","United Energy","Summer","Non-Coincident",2019,"POE50",32.5410824086959,1]
[null,"VIC","RWTS22U","Ringwood (United Energy) 22 kV","United Energy","Summer","Non-Coincident",2026,"POE50",28.810606434908799,1]
[null,"VIC","RWTS22U","Ringwood (United Energy) 22 kV","United Energy","Winter","Non-Coincident",2016,"POE50",27.653023745972,1]
[null,"VIC","RWTS22U","Ringwood (United Energy) 22 kV","United Energy","Winter","Non-Coincident",2018,"POE50",27.425630051718102,1]
[null,"VIC","RWTS22U","Ringwood (United Energy) 22 kV","United Energy","Winter","Non-Coincident",2025,"POE50",26.6159676009466,1]
[null,"VIC","RWTS2466A","Ringwood 24 (AusNet) 66 kV","AusNet","Summer","Non-Coincident",2025,"POE10",159.62813816565799,1]
[null,"VIC","RWTS2466A","Ringwood 24 (AusNet) 66 kV","AusNet","Summer","Non-Coincident",2026,"POE10",156.359489290656,1]
[null,"VIC","RWTS2466A","Ringwood 24 (AusNet) 66 kV","AusNet","Winter","Non-Coincident",2016,"POE10",159.34354365989299,0.96460735844442402]
[null,"VIC","RWTS2466A","Ringwood 24 (AusNet) 66 kV","AusNet","Winter","Non-Coincident",2018,"POE10",155.07895245578101,0.97227071030172596]
[null,"VIC","RWTS2466A","Ringwood 24 (AusNet) 66 kV","AusNet","Winter","Non-Coincident",2025,"POE10",145.538442164267,0.96685001881621302]
[null,"VIC","RWTS2466A","Ringwood 24 (AusNet) 66 kV","AusNet","Winter","Non-Coincident",2024,"POE50",141.52725841544299,0.97165647802480204]
[null,"VIC","SHTS66","Shepparton (Powercor) 66 kV","Powercor","Summer","Non-Coincident",2018,"POE10",303.35912065171198,0.94478402810679396]
[null,"VIC","SHTS66","Shepparton (Powercor) 66 kV","Powercor","Summer","Non-Coincident",2017,"POE50",278.43873928941099,0.95865458655820202]
[null,"VIC","SHTS66","Shepparton (Powercor) 66 kV","Powercor","Summer","Non-Coincident",2025,"POE50",279.97840756130103,0.96076018151849596]
[null,"VIC","SHTS66","Shepparton (Powercor) 66 kV","Powercor","Summer","Non-Coincident",2026,"POE50",279.45534736756798,0.96086942292286803]
[null,"VIC","SHTS66","Shepparton (Powercor) 66 kV","Powercor","Winter","Non-Coincident",2024,"POE10",230.054699360195,0.99978809654035805]
[null,"VIC","SHTS66","Shepparton (Powercor) 66 kV","Powercor","Winter","Non-Coincident",2017,"POE50",203.15882574110401,1]
[null,"VIC","SMTS66A","South Morang (AusNet) 66 kV","AusNet","Summer","Non-Coincident",2017,"POE10",273.49690304310502,1]
[null,"VIC","SMTS66A","South Morang (AusNet) 66 kV","AusNet","Summer","Non-Coincident",2025,"POE10",365.184382266483,1]
[null,"VIC","SMTS66A","South Morang (AusNet) 66 kV","AusNet","Summer","Non-Coincident",2022,"POE50",290.75996065964603,1]
[null,"VIC","SMTS66A","South Morang (AusNet) 66 kV","AusNet","Summer","Non-Coincident",2025,"POE50",321.16955035928299,1]
[null,"VIC","SMTS66A","South Morang (AusNet) 66 kV","AusNet","Winter","Non-Coincident",2023,"POE10",261.65169698353799,1]
[null,"VIC","SMTS66A","South Morang (AusNet) 66 kV","AusNet","Winter","Non-Coincident",2016,"POE50",190.123761485362,1]
[null,"VIC","SMTS66A","South Morang (AusNet) 66 kV","AusNet","Winter","Non-Coincident",2024,"POE50",262.16681627684699,1]
[null,"VIC","SMTS66J","South Morang (Jemena) 66 kV","Jemena","Summer","Non-Coincident",2018,"POE10",57.127865210632201,0.96080447857550599]
[null,"VIC","SMTS66J","South Morang (Jemena) 66 kV","Jemena","Summer","Non-Coincident",2025,"POE10",41.991809446324297,0.97933078776637195]
[null,"VIC","SMTS66J","South Morang (Jemena) 66 kV","Jemena","Summer","Non-Coincident",2024,"POE50",42.388938238319497,0.97694483082761496]
[null,"VIC","SMTS66J","South Morang (Jemena) 66 kV","Jemena","Winter","Non-Coincident",2016,"POE10",59.680585615156097,0.95281124148320395]
[null,"VIC","SMTS66J","South Morang (Jemena) 66 kV","Jemena","Winter","Non-Coincident",2024,"POE10",51.796304989959403,0.95498096404153598]
[null,"VIC","SMTS66J","South Morang (Jemena) 66 kV","Jemena","Winter","Non-Coincident",2023,"POE50",50.907094059427898,0.95974945286080204]
[null,"VIC","SMTS66J","South Morang (Jemena) 66 kV","Jemena","Winter","Non-Coincident",2024,"POE50",49.630807618427603,0.95977415786565301]
[null,"VIC","SVTS1266U","Springvale 12 (United Energy) 66 kV","United Energy","Summer","Non-Coincident",2024,"POE10",220.877907227576,1]
[null,"VIC","SVTS1266U","Springvale 12 (United Energy) 66 kV","United Energy","Summer","Non-Coincident",2017,"POE50",225.751611335993,1]
[null,"VIC","SVTS1266U","Springvale 12 (United Energy) 66 kV","United Energy","Summer","Non-Coincident",2025,"POE50",197.86776460677601,1]
[null,"VIC","SVTS1266U","Springvale 12 (United Energy) 66 kV","United Energy","Winter","Non-Coincident",2023,"POE10",203.070546936098,0.99244058931360901]
[null,"VIC","SVTS1266U","Springvale 12 (United Energy) 66 kV","United Energy","Winter","Non-Coincident",2020,"POE50",194.13426943864101,0.997161829556926]
[null,"VIC","SVTS1266U","Springvale 12 (United Energy) 66 kV","United Energy","Winter","Non-Coincident",2023,"POE50",195.43295094277201,0.99744899407968801]
[null,"VIC","SVTS3466C","Springvale 34 (CitiPower) 66 kV","Citipower","Summer","Non-Coincident",2020,"POE10",25.291184566499801,0.99430218468435605]
[null,"VIC","SVTS3466C","Springvale 34 (CitiPower) 66 kV","Citipower","Summer","Non-Coincident",2025,"POE10",22.1738946109236,1]
[null,"VIC","SVTS3466C","Springvale 34 (CitiPower) 66 kV","Citipower","Summer","Non-Coincident",2024,"POE50",18.525011475533201,0.99995955482588295]
[null,"VIC","SVTS3466C","Springvale 34 (CitiPower) 66 kV","Citipower","Winter","Non-Coincident",2020,"POE10",16.225242893994601,1]
[null,"VIC","SVTS3466C","Springvale 34 (CitiPower) 66 kV","Citipower","Winter","Non-Coincident",2023,"POE10",14.7339624867582,1]
[null,"VIC","SVTS3466C","Springvale 34 (CitiPower) 66 kV","Citipower","Winter","Non-Coincident",2019,"POE50",16.111947357785301,1]
[null,"VIC","SVTS3466U","Springvale 34 (United Energy) 66 kV","United Energy","Summer","Non-Coincident",2021,"POE10",170.13703391220599,1]
[null,"VIC","SVTS3466U","Springvale 34 (United Energy) 66 kV","United Energy","Summer","Non-Coincident",2024,"POE10",162.44972740846501,1]
[null,"VIC","SVTS3466U","Springvale 34 (United Energy) 66 kV","United Energy","Summer","Non-Coincident",2023,"POE50",146.083108436369,1]
[null,"VIC","SVTS3466U","Springvale 34 (United Energy) 66 kV","United Energy","Summer","Non-Coincident",2024,"POE50",144.312935274317,1]
[null,"VIC","SVTS3466U","Springvale 34 (United Energy) 66 kV","United Energy","Winter","Non-Coincident",2019,"POE10",122.503132006294,1]
[null,"VIC","SVTS3466U","Springvale 34 (United Energy) 66 kV","United Energy","Winter","Non-Coincident",2020,"POE50",119.614402918965,1]
[null,"VIC","SVTS3466U","Springvale 34 (United Energy) 66 kV","United Energy","Winter","Non-Coincident",2023,"POE50",118.315464132587,1]
[null,"VIC","TBTS66","Tyabb (United Energy) 66 kV","United Energy","Summer","Non-Coincident",2023,"POE10",316.78732509658602,0.89158514589951199]
[null,"VIC","TBTS66","Tyabb (United Energy) 66 kV","United Energy","Summer","Non-Coincident",2020,"POE50",264.12925077013603,0.88467003378677]
[null,"VIC","TBTS66","Tyabb (United Energy) 66 kV","United Energy","Winter","Non-Coincident",2016,"POE10",207.957423957072,1]
[null,"VIC","TBTS66","Tyabb (United Energy) 66 kV","United Energy","Winter","Non-Coincident",2020,"POE10",215.89106772998599,1]
[null,"VIC","TBTS66","Tyabb (United Energy) 66 kV","United Energy","Winter","Non-Coincident",2023,"POE10",223.11691162999699,1]
[null,"VIC","TBTS66","Tyabb (United Energy) 66 kV","United Energy","Winter","Non-Coincident",2022,"POE50",213.58078218149501,1]
[null,"VIC","TGTS66","Terang (Powercor) 66 kV","Powercor","Summer","Non-Coincident",2020,"POE10",192.44992037704,0.97537368914982803]
[null,"VIC","TGTS66","Terang (Powercor) 66 kV","Powercor","Summer","Non-Coincident",2023,"POE10",186.471328509106,0.98313495933309503]
[null,"VIC","TGTS66","Terang (Powercor) 66 kV","Powercor","Summer","Non-Coincident",2024,"POE50",182.71263581364099,0.98092336013599701]
[null,"VIC","TGTS66","Terang (Powercor) 66 kV","Powercor","Winter","Non-Coincident",2019,"POE10",232.83731937834901,0.97092095701762404]
[null,"VIC","TGTS66","Terang (Powercor) 66 kV","Powercor","Winter","Non-Coincident",2022,"POE10",249.09105291602501,0.96639276195629698]
[null,"VIC","TGTS66","Terang (Powercor) 66 kV","Powercor","Winter","Non-Coincident",2019,"POE50",228.56409538034501,0.97494656055930196]
[null,"VIC","TGTS66","Terang (Powercor) 66 kV","Powercor","Winter","Non-Coincident",2022,"POE50",244.117686937603,0.97129389550600198]
[null,"VIC","TSTS66A","Templestowe (AusNet) 66 kV","AusNet","Summer","Non-Coincident",2024,"POE10",63.729080345085102,0.95855870842053503]
[null,"VIC","TSTS66A","Templestowe (AusNet) 66 kV","AusNet","Summer","Non-Coincident",2020,"POE50",57.966985405899301,0.95103749328248299]
[null,"VIC","TSTS66A","Templestowe (AusNet) 66 kV","AusNet","Summer","Non-Coincident",2023,"POE50",54.745088265067999,0.95620859541956604]
[null,"VIC","TSTS66A","Templestowe (AusNet) 66 kV","AusNet","Winter","Non-Coincident",2021,"POE10",54.001717546276097,0.99608538717781803]
[null,"VIC","TSTS66A","Templestowe (AusNet) 66 kV","AusNet","Winter","Non-Coincident",2018,"POE50",55.715713224173001,1]
[null,"VIC","TSTS66A","Templestowe (AusNet) 66 kV","AusNet","Winter","Non-Coincident",2023,"POE50",48.4497231703469,1]
[null,"VIC","TSTS66C","Templestowe (CitiPower) 66 kV","Citipower","Summer","Non-Coincident",2020,"POE10",57.155457562383603,0.95528296023107295]
[null,"VIC","TSTS66C","Templestowe (CitiPower) 66 kV","Citipower","Summer","Non-Coincident",2023,"POE10",51.629941210300501,0.96288436391696397]
[null,"VIC","TSTS66C","Templestowe (CitiPower) 66 kV","Citipower","Summer","Non-Coincident",2022,"POE50",48.048387054634802,0.96042286238913099]
[null,"VIC","TSTS66C","Templestowe (CitiPower) 66 kV","Citipower","Winter","Non-Coincident",2018,"POE10",48.4978645925435,0.85077272302136997]
[null,"VIC","TSTS66C","Templestowe (CitiPower) 66 kV","Citipower","Winter","Non-Coincident",2023,"POE10",46.637779645624498,0.84594425854390198]
[null,"VIC","TSTS66C","Templestowe (CitiPower) 66 kV","Citipower","Winter","Non-Coincident",2019,"POE50",46.379389041995999,0.85323979554608298]
[null,"VIC","TSTS66J","Templestowe (Jemena) 66 kV","Jemena","Summer","Non-Coincident",2019,"POE10",69.968975881501606,0.99031543568171598]
[null,"VIC","TSTS66J","Templestowe (Jemena) 66 kV","Jemena","Summer","Non-Coincident",2022,"POE10",74.928161714447697,1]
[null,"VIC","TSTS66J","Templestowe (Jemena) 66 kV","Jemena","Summer","Non-Coincident",2019,"POE50",60.794524731410597,0.99460709231375499]
[null,"VIC","TSTS66J","Templestowe (Jemena) 66 kV","Jemena","Summer","Non-Coincident",2024,"POE50",68.612480237693504,1]
[null,"VIC","TSTS66J","Templestowe (Jemena) 66 kV","Jemena","Winter","Non-Coincident",2021,"POE10",48.137268892164599,0.81295544535739495]
[null,"VIC","TSTS66J","Templestowe (Jemena) 66 kV","Jemena","Winter","Non-Coincident",2018,"POE50",46.001130736205297,0.821255856120779]
[null,"VIC","TSTS66J","Templestowe (Jemena) 66 kV","Jemena","Winter","Non-Coincident",2021,"POE50",44.854039655164399,0.81710045775621998]
[null,"VIC","TSTS66U","Templestowe (United Energy) 66 kV","United Energy","Summer","Non-Coincident",2019,"POE10",141.83122969591301,1]
[null,"VIC","TSTS66U","Templestowe (United Energy) 66 kV","United Energy","Summer","Non-Coincident",2024,"POE10",137.14433700643201,1]
[null,"VIC","TSTS66U","Templestowe (United Energy) 66 kV","United Energy","Summer","Non-Coincident",2022,"POE50",119.877476343552,1]
[null,"VIC","TSTS66U","Templestowe (United Energy) 66 kV","United Energy","Winter","Non-Coincident",2018,"POE10",95.8409934093511,1]
[null,"VIC","TSTS66U","Templestowe (United Energy) 66 kV","United Energy","Winter","Non-Coincident",2021,"POE10",96.165477547421204,1]
[null,"VIC","TSTS66U","Templestowe (United Energy) 66 kV","United Energy","Winter","Non-Coincident",2018,"POE50",93.360700955087907,1]
[null,"VIC","TSTS66U","Templestowe (United Energy) 66 kV","United Energy","Winter","Non-Coincident",2023,"POE50",93.3934106562848,1]
[null,"VIC","TTS1266A","Thomastown 12 (AusNet) 66 kV","AusNet","Summer","Non-Coincident",2022,"POE10",126.07504341743601,1]
[null,"VIC","TTS1266A","Thomastown 12 (AusNet) 66 kV","AusNet","Summer","Non-Coincident",2019,"POE50",113.316085367428,1]
[null,"VIC","TTS1266A","Thomastown 12 (AusNet) 66 kV","AusNet","Winter","Non-Coincident",2017,"POE10",104.527832343645,1]
[null,"VIC","TTS1266A","Thomastown 12 (AusNet) 66 kV","AusNet","Winter","Non-Coincident",2020,"POE10",106.332534073841,1]
[null,"VIC","TTS1266A","Thomastown 12 (AusNet) 66 kV","AusNet","Winter","Non-Coincident",2020,"POE50",101.9327766449,1]
[null,"VIC","TTS1266A","Thomastown 12 (AusNet) 66 kV","AusNet","Winter","Non-Coincident",2021,"POE50",102.35887934907601,1]
[null,"VIC","TTS1266J","Thomastown 12 (Jemena) 66 kV","Jemena","Summer","Non-Coincident",2019,"POE10",95.169130910920202,0.98870773544000901]
[null,"VIC","TTS1266J","Thomastown 12 (Jemena) 66 kV","Jemena","Summer","Non-Coincident",2018,"POE50",88.590016548022405,0.99123678746932598]
[null,"VIC","TTS1266J","Thomastown 12 (Jemena) 66 kV","Jemena","Summer","Non-Coincident",2021,"POE50",79.683959565586903,0.99901846265432404]
[null,"VIC","TTS1266J","Thomastown 12 (Jemena) 66 kV","Jemena","Winter","Non-Coincident",2020,"POE10",63.289930792077598,0.95537120478030302]
[null,"VIC","TTS1266J","Thomastown 12 (Jemena) 66 kV","Jemena","Winter","Non-Coincident",2017,"POE50",68.601568085133295,0.96773603144639297]
[null,"VIC","TTS1266J","Thomastown 12 (Jemena) 66 kV","Jemena","Winter","Non-Coincident",2020,"POE50",62.1828459952185,0.96026807499475297]
[null,"VIC","TTS3466J","Thomastown 34 (Jemena) 66 kV","Jemena","Summer","Non-Coincident",2018,"POE10",253.63695099143499,1]
[null,"VIC","TTS3466J","Thomastown 34 (Jemena) 66 kV","Jemena","Summer","Non-Coincident",2021,"POE10",255.619902510853,1]
[null,"VIC","TTS3466J","Thomastown 34 (Jemena) 66 kV","Jemena","Summer","Non-Coincident",2021,"POE50",233.57161605922801,1]
[null,"VIC","TTS3466J","Thomastown 34 (Jemena) 66 kV","Jemena","Winter","Non-Coincident",2017,"POE10",215.14455609446901,0.99869452206893194]
[null,"VIC","TTS3466J","Thomastown 34 (Jemena) 66 kV","Jemena","Winter","Non-Coincident",2020,"POE10",230.70332810833301,0.99049586218700403]
[null,"VIC","TTS3466J","Thomastown 34 (Jemena) 66 kV","Jemena","Winter","Non-Coincident",2017,"POE50",210.03800672024201,1]
[null,"VIC","VCB2","Aquasure Desalination 220kV","Direct Connect","Summer","Non-Coincident",2017,"POE10","NA","NA"]
[null,"VIC","VCB2","Aquasure Desalination 220kV","Direct Connect","Summer","Non-Coincident",2021,"POE10","NA","NA"]
[null,"VIC","VCB2","Aquasure Desalination 220kV","Direct Connect","Summer","Non-Coincident",2018,"POE50","NA","NA"]
[null,"VIC","VCB2","Aquasure Desalination 220kV","Direct Connect","Summer","Non-Coincident",2021,"POE50","NA","NA"]
[null,"VIC","VCB2","Aquasure Desalination 220kV","Direct Connect","Winter","Non-Coincident",2017,"POE10","NA","NA"]
[null,"VIC","VCB2","Aquasure Desalination 220kV","Direct Connect","Winter","Non-Coincident",2016,"POE50","NA","NA"]
[null,"VIC","VCB2","Aquasure Desalination 220kV","Direct Connect","Winter","Non-Coincident",2023,"POE50","NA","NA"]
[null,"VIC","WETS66","Wemen (Powercor) 66 kV","Powercor","Summer","Non-Coincident",2018,"POE10",54.461892627780202,0.54800057396933399]
[null,"VIC","WETS66","Wemen (Powercor) 66 kV","Powercor","Summer","Non-Coincident",2017,"POE50",49.373494305783197,0.55604587719898202]
[null,"VIC","WETS66","Wemen (Powercor) 66 kV","Powercor","Summer","Non-Coincident",2018,"POE50",50.3605259200448,0.55263039125607805]
[null,"VIC","WETS66","Wemen (Powercor) 66 kV","Powercor","Winter","Non-Coincident",2016,"POE10",23.439866420908398,0.57188603404473504]
[null,"VIC","WETS66","Wemen (Powercor) 66 kV","Powercor","Winter","Non-Coincident",2023,"POE10",24.862230696516701,0.57315793971809303]
[null,"VIC","WETS66","Wemen (Powercor) 66 kV","Powercor","Winter","Non-Coincident",2017,"POE50",21.419654566326201,0.58036319302669903]
[null,"VIC","WMTS22","West Melbourne (CitiPower) 22 kV","Citipower","Summer","Non-Coincident",2017,"POE10",67.100253923447099,0.94730772148005804]
[null,"VIC","WMTS22","West Melbourne (CitiPower) 22 kV","Citipower","Summer","Non-Coincident",2024,"POE10",0,0]
[null,"VIC","WMTS22","West Melbourne (CitiPower) 22 kV","Citipower","Summer","Non-Coincident",2017,"POE50",62.851415950009397,0.94495737813981195]
[null,"VIC","WMTS22","West Melbourne (CitiPower) 22 kV","Citipower","Summer","Non-Coincident",2024,"POE50",0,0]
[null,"VIC","WMTS22","West Melbourne (CitiPower) 22 kV","Citipower","Winter","Non-Coincident",2017,"POE10",59.111064744547903,0.97540616298397698]
[null,"VIC","WMTS22","West Melbourne (CitiPower) 22 kV","Citipower","Winter","Non-Coincident",2016,"POE50",56.662455108537998,0.970658435281891]
[null,"VIC","WMTS22","West Melbourne (CitiPower) 22 kV","Citipower","Winter","Non-Coincident",2019,"POE50",46.442839171742598,0.97609944167774498]
[null,"VIC","WMTS66C","West Melbourne (CitiPower) 66 kV","Citipower","Summer","Non-Coincident",2017,"POE10",224.00976566467901,1]
[null,"VIC","WMTS66C","West Melbourne (CitiPower) 66 kV","Citipower","Summer","Non-Coincident",2024,"POE10",250.05578854167999,1]
[null,"VIC","WMTS66C","West Melbourne (CitiPower) 66 kV","Citipower","Summer","Non-Coincident",2024,"POE50",236.68203829677,1]
[null,"VIC","WMTS66C","West Melbourne (CitiPower) 66 kV","Citipower","Winter","Non-Coincident",2016,"POE10",277.22017165163498,1]
[null,"VIC","WMTS66C","West Melbourne (CitiPower) 66 kV","Citipower","Winter","Non-Coincident",2025,"POE10",218.89263389752301,1]
[null,"VIC","WMTS66C","West Melbourne (CitiPower) 66 kV","Citipower","Winter","Non-Coincident",2016,"POE50",274.84495410136702,1]
[null,"VIC","WMTS66C","West Melbourne (CitiPower) 66 kV","Citipower","Winter","Non-Coincident",2023,"POE50",215.553354976181,1]
[null,"VIC","WMTS66J","West Melbourne (Jemena) 66 kV","Jemena","Summer","Non-Coincident",2020,"POE10",71.389105008410297,1]
[null,"VIC","WMTS66J","West Melbourne (Jemena) 66 kV","Jemena","Summer","Non-Coincident",2017,"POE50",63.529055225116103,1]
[null,"VIC","WMTS66J","West Melbourne (Jemena) 66 kV","Jemena","Summer","Non-Coincident",2026,"POE50",67.943149955860505,1]
[null,"VIC","WMTS66J","West Melbourne (Jemena) 66 kV","Jemena","Winter","Non-Coincident",2022,"POE10",68.442776538232707,1]
[null,"VIC","WMTS66J","West Melbourne (Jemena) 66 kV","Jemena","Winter","Non-Coincident",2025,"POE10",71.835058400443401,1]
[null,"VIC","WMTS66J","West Melbourne (Jemena) 66 kV","Jemena","Winter","Non-Coincident",2020,"POE50",63.386083577744301,1]
[null,"VIC","WOTS22","Wodonga (AusNet) 22 kV","AusNet","Summer","Non-Coincident",2017,"POE10",36.085716702498303,0.86951297272304195]
[null,"VIC","WOTS22","Wodonga (AusNet) 22 kV","AusNet","Summer","Non-Coincident",2026,"POE10",39.9588866140965,0.87137219468946203]
[null,"VIC","WOTS22","Wodonga (AusNet) 22 kV","AusNet","Summer","Non-Coincident",2023,"POE50",35.615571413402598,0.86906883657465095]
[null,"VIC","WOTS22","Wodonga (AusNet) 22 kV","AusNet","Summer","Non-Coincident",2026,"POE50",36.9309741228493,0.86935954716040098]
[null,"VIC","WOTS22","Wodonga (AusNet) 22 kV","AusNet","Winter","Non-Coincident",2020,"POE10",33.107228921759102,0.99658322321949899]
[null,"VIC","WOTS22","Wodonga (AusNet) 22 kV","AusNet","Winter","Non-Coincident",2022,"POE50",33.286836810734499,1]
[null,"VIC","WOTS22","Wodonga (AusNet) 22 kV","AusNet","Winter","Non-Coincident",2025,"POE50",34.558120317180901,1]
[null,"VIC","WOTS66","Wodonga (AusNet) 66 kV","AusNet","Summer","Non-Coincident",2025,"POE10",46.510133514622702,0.94812966089838302]
[null,"VIC","WOTS66","Wodonga (AusNet) 66 kV","AusNet","Summer","Non-Coincident",2026,"POE10",45.449668124462001,0.94822072706149896]
[null,"VIC","WOTS66","Wodonga (AusNet) 66 kV","AusNet","Winter","Non-Coincident",2017,"POE10",44.303709351337602,1]
[null,"VIC","WOTS66","Wodonga (AusNet) 66 kV","AusNet","Winter","Non-Coincident",2022,"POE10",39.810760897123103,1]
[null,"VIC","WOTS66","Wodonga (AusNet) 66 kV","AusNet","Winter","Non-Coincident",2025,"POE10",37.988189042456703,1]
[null,"VIC","WOTS66","Wodonga (AusNet) 66 kV","AusNet","Winter","Non-Coincident",2024,"POE50",37.255151758567202,1]
[null,"VIC","YPS11","Yallourn (AusNet) 11 kV","AusNet","Summer","Non-Coincident",2022,"POE10",0.567329281184767,0.36537907374726297]
[null,"VIC","YPS11","Yallourn (AusNet) 11 kV","AusNet","Summer","Non-Coincident",2018,"POE50",0.52231695654999599,0.36537907374726297]
[null,"VIC","YPS11","Yallourn (AusNet) 11 kV","AusNet","Summer","Non-Coincident",2025,"POE50",0.52231695654999599,0.36537907374726297]
[null,"VIC","YPS11","Yallourn (AusNet) 11 kV","AusNet","Summer","Non-Coincident",2026,"POE50",0.52231695654999599,0.36537907374726297]
[null,"VIC","YPS11","Yallourn (AusNet) 11 kV","AusNet","Winter","Non-Coincident",2024,"POE10",0.66569164431626404,0.47635218032638099]
[null,"VIC","YPS11","Yallourn (AusNet) 11 kV","AusNet","Winter","Non-Coincident",2021,"POE50",0.62102209840629996,0.47635218032638099]
[null,"VIC","APD","Alcoa Portland 500 kV","Direct Connect","Summer","Coincident",2018,"POE10","NA","NA"]
[null,"VIC","APD","Alcoa Portland 500 kV","Direct Connect","Summer","Coincident",2025,"POE10","NA","NA"]
[null,"VIC","APD","Alcoa Portland 500 kV","Direct Connect","Summer","Coincident",2022,"POE50","NA","NA"]
[null,"VIC","APD","Alcoa Portland 500 kV","Direct Connect","Summer","Coincident",2025,"POE50","NA","NA"]
[null,"VIC","APD","Alcoa Portland 500 kV","Direct Connect","Winter","Coincident",2021,"POE10","NA","NA"]
[null,"VIC","APD","Alcoa Portland 500 kV","Direct Connect","Winter","Coincident",2017,"POE50","NA","NA"]
[null,"VIC","APD","Alcoa Portland 500 kV","Direct Connect","Winter","Coincident",2024,"POE50","NA","NA"]
[null,"VIC","ATSBJ","Altona-Brooklyn (Jemena) 66 kV","Jemena","Summer","Coincident",2022,"POE10",108.428846435719,1]
[null,"VIC","ATSBJ","Altona-Brooklyn (Jemena) 66 kV","Jemena","Summer","Coincident",2025,"POE10",101.048618748699,1]
[null,"VIC","ATSBJ","Altona-Brooklyn (Jemena) 66 kV","Jemena","Summer","Coincident",2024,"POE50",97.049163770673204,1]
[null,"VIC","ATSBJ","Altona-Brooklyn (Jemena) 66 kV","Jemena","Winter","Coincident",2017,"POE10",106.757422289574,1]
[null,"VIC","ATSBJ","Altona-Brooklyn (Jemena) 66 kV","Jemena","Winter","Coincident",2024,"POE10",98.167042989116098,1]
[null,"VIC","ATSBJ","Altona-Brooklyn (Jemena) 66 kV","Jemena","Winter","Coincident",2021,"POE50",98.776832798142294,1]
[null,"VIC","ATSBJ","Altona-Brooklyn (Jemena) 66 kV","Jemena","Winter","Coincident",2024,"POE50",95.590203697248597,1]
[null,"VIC","ATSBP","Altona-Brooklyn (Powercor) 66 kV","Powercor","Summer","Coincident",2024,"POE10",193.14273284657401,0.97303233566025504]
[null,"VIC","ATSBP","Altona-Brooklyn (Powercor) 66 kV","Powercor","Summer","Coincident",2018,"POE50",157.97045375738199,0.96278290556610802]
[null,"VIC","ATSBP","Altona-Brooklyn (Powercor) 66 kV","Powercor","Summer","Coincident",2025,"POE50",188.08900116182599,0.97086103676260405]
[null,"VIC","ATSBP","Altona-Brooklyn (Powercor) 66 kV","Powercor","Winter","Coincident",2021,"POE10",162.852250304157,0.91003410061696399]
[null,"VIC","ATSBP","Altona-Brooklyn (Powercor) 66 kV","Powercor","Winter","Coincident",2020,"POE50",153.13339843734201,0.91463130325898601]
[null,"VIC","ATSBP","Altona-Brooklyn (Powercor) 66 kV","Powercor","Winter","Coincident",2023,"POE50",166.47390519280299,0.91489470048691601]
[null,"VIC","ATSWAL","Air Liquid","Direct Connect","Summer","Coincident",2018,"POE10","NA","NA"]
[null,"VIC","ATSWAL","Air Liquid","Direct Connect","Summer","Coincident",2025,"POE10","NA","NA"]
[null,"VIC","ATSWAL","Air Liquid","Direct Connect","Summer","Coincident",2024,"POE50","NA","NA"]
[null,"VIC","ATSWAL","Air Liquid","Direct Connect","Winter","Coincident",2020,"POE10","NA","NA"]
[null,"VIC","ATSWAL","Air Liquid","Direct Connect","Winter","Coincident",2023,"POE10","NA","NA"]
[null,"VIC","ATSWAL","Air Liquid","Direct Connect","Winter","Coincident",2024,"POE50","NA","NA"]
[null,"VIC","ATSWP","Altona West (Powercor) 66 kV","Powercor","Summer","Coincident",2021,"POE10",223.217448496191,1]
[null,"VIC","ATSWP","Altona West (Powercor) 66 kV","Powercor","Summer","Coincident",2024,"POE10",234.93549884051399,1]
[null,"VIC","ATSWP","Altona West (Powercor) 66 kV","Powercor","Summer","Coincident",2021,"POE50",199.28290788270101,1]
[null,"VIC","ATSWP","Altona West (Powercor) 66 kV","Powercor","Summer","Coincident",2024,"POE50",211.63554789552501,1]
[null,"VIC","ATSWP","Altona West (Powercor) 66 kV","Powercor","Winter","Coincident",2020,"POE10",175.16846199600201,1]
[null,"VIC","ATSWP","Altona West (Powercor) 66 kV","Powercor","Winter","Coincident",2020,"POE50",171.115819912354,1]
[null,"VIC","ATSWP","Altona West (Powercor) 66 kV","Powercor","Winter","Coincident",2023,"POE50",188.72192998432601,1]
[null,"VIC","BATS66","Ballarat (Powercor) 66 kV","Powercor","Summer","Coincident",2021,"POE10",169.714746254321,0.97228809736446697]
[null,"VIC","BATS66","Ballarat (Powercor) 66 kV","Powercor","Summer","Coincident",2020,"POE50",153.37815817939099,0.96501311729345896]
[null,"VIC","BATS66","Ballarat (Powercor) 66 kV","Powercor","Summer","Coincident",2021,"POE50",155.34204137244899,0.96995479808427798]
[null,"VIC","BATS66","Ballarat (Powercor) 66 kV","Powercor","Winter","Coincident",2020,"POE10",160.97024719332501,0.94845537823858095]
[null,"VIC","BATS66","Ballarat (Powercor) 66 kV","Powercor","Winter","Coincident",2023,"POE10",163.45273418435801,0.94880315240471402]
[null,"VIC","BATS66","Ballarat (Powercor) 66 kV","Powercor","Winter","Coincident",2020,"POE50",153.54444915616,0.95331680055086399]
[null,"VIC","BETS22","Bendigo (Powercor) 22 kV","Powercor","Summer","Coincident",2020,"POE10",70.779486816034606,0.98643544479521905]
[null,"VIC","BETS22","Bendigo (Powercor) 22 kV","Powercor","Summer","Coincident",2018,"POE50",64.657234889825105,0.98390108784547903]
[null,"VIC","BETS22","Bendigo (Powercor) 22 kV","Powercor","Summer","Coincident",2021,"POE50",66.814465986426001,0.99162517433678798]
[null,"VIC","BETS22","Bendigo (Powercor) 22 kV","Powercor","Winter","Coincident",2019,"POE10",62.190321583165201,1]
[null,"VIC","BETS22","Bendigo (Powercor) 22 kV","Powercor","Winter","Coincident",2022,"POE10",67.7295729813153,1]
[null,"VIC","BETS22","Bendigo (Powercor) 22 kV","Powercor","Winter","Coincident",2019,"POE50",60.004720224153999,1]
[null,"VIC","BETS66","Bendigo (Powercor) 66 kV","Powercor","Summer","Coincident",2018,"POE10",175.17717178601799,0.98227703630326602]
[null,"VIC","BETS66","Bendigo (Powercor) 66 kV","Powercor","Summer","Coincident",2021,"POE10",171.91800314500901,1]
[null,"VIC","BETS66","Bendigo (Powercor) 66 kV","Powercor","Summer","Coincident",2020,"POE50",157.676640473958,0.99326599287544803]
[null,"VIC","BETS66","Bendigo (Powercor) 66 kV","Powercor","Summer","Coincident",2023,"POE50",155.52792896330601,0.99866670518671796]
[null,"VIC","BETS66","Bendigo (Powercor) 66 kV","Powercor","Winter","Coincident",2019,"POE10",129.92086677573599,1]
[null,"VIC","BETS66","Bendigo (Powercor) 66 kV","Powercor","Winter","Coincident",2017,"POE50",128.85715145681499,1]
[null,"VIC","BETS66","Bendigo (Powercor) 66 kV","Powercor","Winter","Coincident",2022,"POE50",125.848771680162,1]
[null,"VIC","BLTS22J","Brooklyn (Jemena) 22 kV","Jemena","Summer","Coincident",2020,"POE10",0.98130979050782596,0.50722383266924798]
[null,"VIC","BLTS22J","Brooklyn (Jemena) 22 kV","Jemena","Summer","Coincident",2023,"POE10",0.98130979050782596,0.50722383266924798]
[null,"VIC","BLTS22J","Brooklyn (Jemena) 22 kV","Jemena","Summer","Coincident",2020,"POE50",0.933470077575702,0.50722383266924798]
[null,"VIC","BLTS22J","Brooklyn (Jemena) 22 kV","Jemena","Winter","Coincident",2017,"POE10",1.16825477592514,0.60562490783612]
[null,"VIC","BLTS22J","Brooklyn (Jemena) 22 kV","Jemena","Winter","Coincident",2022,"POE10",1.16825477592514,0.60562490783612]
[null,"VIC","BLTS22J","Brooklyn (Jemena) 22 kV","Jemena","Winter","Coincident",2019,"POE50",1.1044430576524999,0.60562490783612]
[null,"VIC","BLTS22P","Brooklyn (Powercor) 22 kV","Powercor","Summer","Coincident",2019,"POE10",54.165669023165201,0.95098061175701598]
[null,"VIC","BLTS22P","Brooklyn (Powercor) 22 kV","Powercor","Summer","Coincident",2020,"POE10",53.358410650135198,0.95586898556904099]
[null,"VIC","BLTS22P","Brooklyn (Powercor) 22 kV","Powercor","Summer","Coincident",2019,"POE50",52.107291208537298,0.95510180597689398]
[null,"VIC","BLTS22P","Brooklyn (Powercor) 22 kV","Powercor","Summer","Coincident",2025,"POE50",49.394934189485298,0.96141267549251896]
[null,"VIC","BLTS22P","Brooklyn (Powercor) 22 kV","Powercor","Winter","Coincident",2019,"POE10",56.234050941563098,0.93423484039192894]
[null,"VIC","BLTS22P","Brooklyn (Powercor) 22 kV","Powercor","Winter","Coincident",2018,"POE50",54.084336003028298,0.93930818775648395]
[null,"VIC","BLTS22P","Brooklyn (Powercor) 22 kV","Powercor","Winter","Coincident",2021,"POE50",56.2295310476173,0.93455546705668002]
[null,"VIC","BLTSS","Brooklyn (Powercor) 66 kV - Onesteel","Powercor","Summer","Coincident",2019,"POE10","NA","NA"]
[null,"VIC","BLTSS","Brooklyn (Powercor) 66 kV - Onesteel","Powercor","Summer","Coincident",2025,"POE10","NA","NA"]
[null,"VIC","BLTSS","Brooklyn (Powercor) 66 kV - Onesteel","Powercor","Summer","Coincident",2020,"POE50","NA","NA"]
[null,"VIC","BLTSS","Brooklyn (Powercor) 66 kV - Onesteel","Powercor","Winter","Coincident",2018,"POE10","NA","NA"]
[null,"VIC","BLTSS","Brooklyn (Powercor) 66 kV - Onesteel","Powercor","Winter","Coincident",2021,"POE10","NA","NA"]
[null,"VIC","BLTSS","Brooklyn (Powercor) 66 kV - Onesteel","Powercor","Winter","Coincident",2018,"POE50","NA","NA"]
[null,"VIC","BLTSS","Brooklyn (Powercor) 66 kV - Onesteel","Powercor","Winter","Coincident",2024,"POE50","NA","NA"]
[null,"VIC","BTS22C","Brunswick (CitiPower) 22 kV","Citipower","Summer","Coincident",2026,"POE10",52.679084187635198,1]
[null,"VIC","BTS22C","Brunswick (CitiPower) 22 kV","Citipower","Summer","Coincident",2019,"POE50",47.804534484597198,1]
[null,"VIC","BTS22C","Brunswick (CitiPower) 22 kV","Citipower","Winter","Coincident",2017,"POE10",54.200862162448701,1]
[null,"VIC","BTS22C","Brunswick (CitiPower) 22 kV","Citipower","Winter","Coincident",2018,"POE10",54.443955045651499,1]
[null,"VIC","BTS22C","Brunswick (CitiPower) 22 kV","Citipower","Winter","Coincident",2024,"POE10",58.234953094382803,1]
[null,"VIC","BTS22C","Brunswick (CitiPower) 22 kV","Citipower","Winter","Coincident",2021,"POE50",54.562706645142796,1]
[null,"VIC","BTS22J","Brunswick (Jemena) 22 kV","Jemena","Summer","Coincident",2019,"POE10",49.731862176016897,1]
[null,"VIC","BTS22J","Brunswick (Jemena) 22 kV","Jemena","Summer","Coincident",2018,"POE50",43.849404769174697,1]
[null,"VIC","BTS22J","Brunswick (Jemena) 22 kV","Jemena","Summer","Coincident",2025,"POE50",43.375122221169399,1]
[null,"VIC","BTS22J","Brunswick (Jemena) 22 kV","Jemena","Winter","Coincident",2021,"POE10",42.532762789710603,1]
[null,"VIC","BTS22J","Brunswick (Jemena) 22 kV","Jemena","Winter","Coincident",2017,"POE50",33.488964767374597,1]
[null,"VIC","BTS22J","Brunswick (Jemena) 22 kV","Jemena","Winter","Coincident",2018,"POE50",39.247215108464999,1]
[null,"VIC","BTS66","Brunswick (CitiPower) 66 kV","Citipower","Summer","Coincident",2018,"POE10",163.652694611784,0.97829180621608103]
[null,"VIC","BTS66","Brunswick (CitiPower) 66 kV","Citipower","Summer","Coincident",2021,"POE10",318.862257193044,0.99669377047590102]
[null,"VIC","BTS66","Brunswick (CitiPower) 66 kV","Citipower","Summer","Coincident",2022,"POE50",287.17265079653299,0.99442000898558303]
[null,"VIC","BTS66","Brunswick (CitiPower) 66 kV","Citipower","Winter","Coincident",2017,"POE10",113.95075329311101,1]
[null,"VIC","BTS66","Brunswick (CitiPower) 66 kV","Citipower","Winter","Coincident",2024,"POE10",263.08088729728098,1]
[null,"VIC","BTS66","Brunswick (CitiPower) 66 kV","Citipower","Winter","Coincident",2017,"POE50",112.85644630585,1]
[null,"VIC","CBTS66A","Cranbourne (AusNet) 66 kV","AusNet","Summer","Coincident",2017,"POE10",296.75940004186401,1]
[null,"VIC","CBTS66A","Cranbourne (AusNet) 66 kV","AusNet","Summer","Coincident",2022,"POE10",340.18467610056098,1]
[null,"VIC","CBTS66A","Cranbourne (AusNet) 66 kV","AusNet","Summer","Coincident",2018,"POE50",271.341993843914,0.997476939905798]
[null,"VIC","CBTS66A","Cranbourne (AusNet) 66 kV","AusNet","Summer","Coincident",2025,"POE50",332.50498891934399,1]
[null,"VIC","CBTS66A","Cranbourne (AusNet) 66 kV","AusNet","Winter","Coincident",2017,"POE10",227.11425952501801,1]
[null,"VIC","CBTS66A","Cranbourne (AusNet) 66 kV","AusNet","Winter","Coincident",2016,"POE50",210.81124781687799,1]
[null,"VIC","CBTS66A","Cranbourne (AusNet) 66 kV","AusNet","Winter","Coincident",2021,"POE50",265.05975763136098,1]
[null,"VIC","CBTS66U","Cranbourne (United Energy) 66 kV","United Energy","Summer","Coincident",2018,"POE10",192.853527807761,1]
[null,"VIC","CBTS66U","Cranbourne (United Energy) 66 kV","United Energy","Summer","Coincident",2017,"POE50",171.86830165844501,1]
[null,"VIC","CBTS66U","Cranbourne (United Energy) 66 kV","United Energy","Summer","Coincident",2018,"POE50",173.20637297813499,1]
[null,"VIC","CBTS66U","Cranbourne (United Energy) 66 kV","United Energy","Winter","Coincident",2016,"POE10",136.443481901166,0.985816317221895]
[null,"VIC","CBTS66U","Cranbourne (United Energy) 66 kV","United Energy","Winter","Coincident",2021,"POE10",153.85912740066701,0.98771934008472895]
[null,"VIC","CBTS66U","Cranbourne (United Energy) 66 kV","United Energy","Winter","Coincident",2017,"POE50",136.36353461215501,1]
[null,"VIC","DPTS","Deer Park (Powercor) 66 kV","Powercor","Summer","Coincident",2017,"POE10",0,0]
[null,"VIC","DPTS","Deer Park (Powercor) 66 kV","Powercor","Summer","Coincident",2024,"POE10",217.120839141267,1]
[null,"VIC","DPTS","Deer Park (Powercor) 66 kV","Powercor","Summer","Coincident",2017,"POE50",0,0]
[null,"VIC","DPTS","Deer Park (Powercor) 66 kV","Powercor","Summer","Coincident",2022,"POE50",191.82441185803299,1]
[null,"VIC","DPTS","Deer Park (Powercor) 66 kV","Powercor","Winter","Coincident",2017,"POE10",0,0]
[null,"VIC","DPTS","Deer Park (Powercor) 66 kV","Powercor","Winter","Coincident",2016,"POE50",0,0]
[null,"VIC","DPTS","Deer Park (Powercor) 66 kV","Powercor","Winter","Coincident",2023,"POE50",209.30358423315499,1]
[null,"VIC","ERTS1266A","East Rowville 12 (AusNet) 66 kV","AusNet","Summer","Coincident",2017,"POE10",97.790550870702404,1]
[null,"VIC","ERTS1266A","East Rowville 12 (AusNet) 66 kV","AusNet","Summer","Coincident",2025,"POE10",89.059189777292005,1]
[null,"VIC","ERTS1266A","East Rowville 12 (AusNet) 66 kV","AusNet","Summer","Coincident",2024,"POE50",77.225228398538803,1]
[null,"VIC","ERTS1266A","East Rowville 12 (AusNet) 66 kV","AusNet","Winter","Coincident",2016,"POE10",75.106323774744794,1]
[null,"VIC","ERTS1266A","East Rowville 12 (AusNet) 66 kV","AusNet","Winter","Coincident",2023,"POE10",74.721628941637604,1]
[null,"VIC","ERTS1266A","East Rowville 12 (AusNet) 66 kV","AusNet","Winter","Coincident",2016,"POE50",73.031617791493403,1]
[null,"VIC","ERTS1266A","East Rowville 12 (AusNet) 66 kV","AusNet","Winter","Coincident",2024,"POE50",72.753531847926396,1]
[null,"VIC","ERTS1266U","East Rowville 12 (United Energy) 66 kV","United Energy","Summer","Coincident",2024,"POE10",140.34278835971,1]
[null,"VIC","ERTS1266U","East Rowville 12 (United Energy) 66 kV","United Energy","Summer","Coincident",2017,"POE50",127.42485925725499,1]
[null,"VIC","ERTS1266U","East Rowville 12 (United Energy) 66 kV","United Energy","Summer","Coincident",2026,"POE50",121.17366324561399,1]
[null,"VIC","ERTS1266U","East Rowville 12 (United Energy) 66 kV","United Energy","Winter","Coincident",2022,"POE10",116.050224013429,1]
[null,"VIC","ERTS1266U","East Rowville 12 (United Energy) 66 kV","United Energy","Winter","Coincident",2024,"POE10",120.235848267237,1]
[null,"VIC","ERTS1266U","East Rowville 12 (United Energy) 66 kV","United Energy","Winter","Coincident",2023,"POE50",115.026099288266,1]
[null,"VIC","ERTS3466A","East Rowville 34 (AusNet) 66 kV","AusNet","Summer","Coincident",2017,"POE10",61.885976769568501,1]
[null,"VIC","ERTS3466A","East Rowville 34 (AusNet) 66 kV","AusNet","Summer","Coincident",2026,"POE10",56.818988352698,1]
[null,"VIC","ERTS3466A","East Rowville 34 (AusNet) 66 kV","AusNet","Summer","Coincident",2023,"POE50",51.252383545802999,1]
[null,"VIC","ERTS3466A","East Rowville 34 (AusNet) 66 kV","AusNet","Summer","Coincident",2025,"POE50",50.205490477916399,1]
[null,"VIC","ERTS3466A","East Rowville 34 (AusNet) 66 kV","AusNet","Winter","Coincident",2023,"POE10",48.228382744609497,1]
[null,"VIC","ERTS3466A","East Rowville 34 (AusNet) 66 kV","AusNet","Winter","Coincident",2022,"POE50",45.8023806948352,1]
[null,"VIC","ERTS3466A","East Rowville 34 (AusNet) 66 kV","AusNet","Winter","Coincident",2025,"POE50",46.623852024722503,1]
[null,"VIC","ERTS3466U","East Rowville 34 (United Energy) 66 kV","United Energy","Summer","Coincident",2023,"POE10",170.372891093774,0.89080840583449605]
[null,"VIC","ERTS3466U","East Rowville 34 (United Energy) 66 kV","United Energy","Summer","Coincident",2022,"POE50",165.59366814757701,0.88853115808373995]
[null,"VIC","ERTS3466U","East Rowville 34 (United Energy) 66 kV","United Energy","Summer","Coincident",2026,"POE50",159.622836491323,0.88900264716678701]
[null,"VIC","ERTS3466U","East Rowville 34 (United Energy) 66 kV","United Energy","Winter","Coincident",2022,"POE10",170.54369479441101,0.79538474682641003]
[null,"VIC","ERTS3466U","East Rowville 34 (United Energy) 66 kV","United Energy","Winter","Coincident",2025,"POE10",175.33983170086,0.79564394632944402]
[null,"VIC","ERTS3466U","East Rowville 34 (United Energy) 66 kV","United Energy","Winter","Coincident",2022,"POE50",165.70280745711699,0.799418600370287]
[null,"VIC","FBTS66C","Fishermans Bend (Citipower) 66 kV","Citipower","Summer","Coincident",2022,"POE10",296.47647769677502,1]
[null,"VIC","FBTS66C","Fishermans Bend (Citipower) 66 kV","Citipower","Summer","Coincident",2026,"POE10",307.92740651549701,1]
[null,"VIC","FBTS66C","Fishermans Bend (Citipower) 66 kV","Citipower","Summer","Coincident",2023,"POE50",278.34015142336199,1]
[null,"VIC","FBTS66C","Fishermans Bend (Citipower) 66 kV","Citipower","Summer","Coincident",2026,"POE50",284.41368762546603,1]
[null,"VIC","FBTS66C","Fishermans Bend (Citipower) 66 kV","Citipower","Winter","Coincident",2024,"POE10",248.04874670655801,1]
[null,"VIC","FBTS66C","Fishermans Bend (Citipower) 66 kV","Citipower","Winter","Coincident",2021,"POE50",226.06823431306,1]
[null,"VIC","FBTS66P","Fishermans Bend (Powercor) 66 kV","Powercor","Summer","Coincident",2019,"POE10",18.010023416957299,0.97702548650625598]
[null,"VIC","FBTS66P","Fishermans Bend (Powercor) 66 kV","Powercor","Summer","Coincident",2023,"POE10",17.7876196769143,0.98986211723129403]
[null,"VIC","FBTS66P","Fishermans Bend (Powercor) 66 kV","Powercor","Summer","Coincident",2022,"POE50",16.636572639081699,0.98733165022485403]
[null,"VIC","FBTS66P","Fishermans Bend (Powercor) 66 kV","Powercor","Summer","Coincident",2025,"POE50",16.516769000658702,0.98774325721623202]
[null,"VIC","FBTS66P","Fishermans Bend (Powercor) 66 kV","Powercor","Winter","Coincident",2021,"POE10",17.528516970843,1]
[null,"VIC","FBTS66P","Fishermans Bend (Powercor) 66 kV","Powercor","Winter","Coincident",2018,"POE50",16.3905822494714,1]
[null,"VIC","FBTS66P","Fishermans Bend (Powercor) 66 kV","Powercor","Winter","Coincident",2022,"POE50",16.887167032111901,1]
[null,"VIC","FVTS220","Fosterville 220 kV","Direct connect","Summer","Coincident",2022,"POE10","NA","NA"]
[null,"VIC","FVTS220","Fosterville 220 kV","Direct connect","Summer","Coincident",2025,"POE10","NA","NA"]
[null,"VIC","FVTS220","Fosterville 220 kV","Direct connect","Summer","Coincident",2022,"POE50","NA","NA"]
[null,"VIC","FVTS220","Fosterville 220 kV","Direct connect","Winter","Coincident",2018,"POE10","NA","NA"]
[null,"VIC","FVTS220","Fosterville 220 kV","Direct connect","Winter","Coincident",2024,"POE10","NA","NA"]
[null,"VIC","FVTS220","Fosterville 220 kV","Direct connect","Winter","Coincident",2021,"POE50","NA","NA"]
[null,"VIC","FVTS220","Fosterville 220 kV","Direct connect","Winter","Coincident",2024,"POE50","NA","NA"]
[null,"VIC","GNTS66","Glenrowan (AusNet) 66 kV","AusNet","Summer","Coincident",2022,"POE10",88.276003944951697,0.86738961593030495]
[null,"VIC","GNTS66","Glenrowan (AusNet) 66 kV","AusNet","Summer","Coincident",2019,"POE50",80.912375852670806,0.85999812898036698]
[null,"VIC","GNTS66","Glenrowan (AusNet) 66 kV","AusNet","Summer","Coincident",2025,"POE50",81.317853344619706,0.86568059753158699]
[null,"VIC","GNTS66","Glenrowan (AusNet) 66 kV","AusNet","Winter","Coincident",2021,"POE10",90.404409982446396,0.88635618188118004]
[null,"VIC","GNTS66","Glenrowan (AusNet) 66 kV","AusNet","Winter","Coincident",2020,"POE50",86.288156011232402,0.89083377121366103]
[null,"VIC","GNTS66","Glenrowan (AusNet) 66 kV","AusNet","Winter","Coincident",2021,"POE50",86.912535020454996,0.89087544229656102]
[null,"VIC","GTS1266","Geelong 12 (Powercor) 66 kV","Powercor","Summer","Coincident",2019,"POE10",172.27518873199199,0.95639850436838802]
[null,"VIC","GTS1266","Geelong 12 (Powercor) 66 kV","Powercor","Summer","Coincident",2025,"POE10",172.379805827095,0.96914554900783401]
[null,"VIC","GTS1266","Geelong 12 (Powercor) 66 kV","Powercor","Summer","Coincident",2022,"POE50",151.109277496027,0.966487084146885]
[null,"VIC","GTS1266","Geelong 12 (Powercor) 66 kV","Powercor","Winter","Coincident",2020,"POE10",165.077216232034,1]
[null,"VIC","GTS1266","Geelong 12 (Powercor) 66 kV","Powercor","Winter","Coincident",2023,"POE10",170.162056706073,1]
[null,"VIC","GTS1266","Geelong 12 (Powercor) 66 kV","Powercor","Winter","Coincident",2018,"POE50",153.28916755648899,1]
[null,"VIC","GTS3466","Geelong 34 (Powercor) 66 kV","Powercor","Summer","Coincident",2021,"POE10",239.52618536589799,0.97703579985603894]
[null,"VIC","GTS3466","Geelong 34 (Powercor) 66 kV","Powercor","Summer","Coincident",2022,"POE10",237.44714732160301,0.97713852649403599]
[null,"VIC","GTS3466","Geelong 34 (Powercor) 66 kV","Powercor","Summer","Coincident",2021,"POE50",207.398150712063,0.97469110702815998]
[null,"VIC","GTS3466","Geelong 34 (Powercor) 66 kV","Powercor","Summer","Coincident",2024,"POE50",201.77552382470699,0.97510676596770096]
[null,"VIC","GTS3466","Geelong 34 (Powercor) 66 kV","Powercor","Winter","Coincident",2025,"POE10",206.10815481732899,1]
[null,"VIC","GTS3466","Geelong 34 (Powercor) 66 kV","Powercor","Winter","Coincident",2020,"POE50",193.39946807980201,1]
[null,"VIC","GTS3466","Geelong 34 (Powercor) 66 kV","Powercor","Winter","Coincident",2023,"POE50",196.61290409946099,1]
[null,"VIC","HOTS66","Horsham (Powercor) 66 kV","Powercor","Summer","Coincident",2021,"POE10",62.688064618087701,0.88304186723754896]
[null,"VIC","HOTS66","Horsham (Powercor) 66 kV","Powercor","Summer","Coincident",2020,"POE50",56.874142200942799,0.87643465688144995]
[null,"VIC","HOTS66","Horsham (Powercor) 66 kV","Powercor","Summer","Coincident",2026,"POE50",50.7062724419891,0.88149488757687]
[null,"VIC","HOTS66","Horsham (Powercor) 66 kV","Powercor","Winter","Coincident",2020,"POE10",69.653905338664501,0.78125331500060702]
[null,"VIC","HOTS66","Horsham (Powercor) 66 kV","Powercor","Winter","Coincident",2023,"POE10",73.802359745114501,0.78153978047531103]
[null,"VIC","HOTS66","Horsham (Powercor) 66 kV","Powercor","Winter","Coincident",2020,"POE50",65.307624069005499,0.78525772299304497]
[null,"VIC","HTS66","Heatherton (United Energy) 66 kV","United Energy","Summer","Coincident",2020,"POE10",349.36577025655401,1]
[null,"VIC","HTS66","Heatherton (United Energy) 66 kV","United Energy","Summer","Coincident",2026,"POE10",343.57292155682399,1]
[null,"VIC","HTS66","Heatherton (United Energy) 66 kV","United Energy","Summer","Coincident",2021,"POE50",310.92422748055702,1]
[null,"VIC","HTS66","Heatherton (United Energy) 66 kV","United Energy","Winter","Coincident",2019,"POE10",280.65150963496802,1]
[null,"VIC","HTS66","Heatherton (United Energy) 66 kV","United Energy","Winter","Coincident",2020,"POE10",285.435083560225,1]
[null,"VIC","HTS66","Heatherton (United Energy) 66 kV","United Energy","Winter","Coincident",2019,"POE50",272.18703747756399,1]
[null,"VIC","HYTS22","Heywood (Powercor) 22 kV","Powercor","Summer","Coincident",2019,"POE10",0.839023561941031,0.47722080202851402]
[null,"VIC","HYTS22","Heywood (Powercor) 22 kV","Powercor","Summer","Coincident",2021,"POE10",0.839023561941031,0.47722080202851402]
[null,"VIC","HYTS22","Heywood (Powercor) 22 kV","Powercor","Summer","Coincident",2020,"POE50",0.82161592430028396,0.47722080202851402]
[null,"VIC","HYTS22","Heywood (Powercor) 22 kV","Powercor","Winter","Coincident",2016,"POE10",1.1975183819022399,0.67230070065275604]
[null,"VIC","HYTS22","Heywood (Powercor) 22 kV","Powercor","Winter","Coincident",2019,"POE10",1.1975183819022399,0.67230070065275604]
[null,"VIC","HYTS22","Heywood (Powercor) 22 kV","Powercor","Winter","Coincident",2018,"POE50",1.15075396792141,0.67230070065275604]
[null,"VIC","HYTS22","Heywood (Powercor) 22 kV","Powercor","Winter","Coincident",2020,"POE50",1.15075396792141,0.67230070065275604]
[null,"VIC","JLA220","John Lysaght 220 kV","Direct Connect","Summer","Coincident",2020,"POE10","NA","NA"]
[null,"VIC","JLA220","John Lysaght 220 kV","Direct Connect","Summer","Coincident",2017,"POE50","NA","NA"]
[null,"VIC","JLA220","John Lysaght 220 kV","Direct Connect","Summer","Coincident",2020,"POE50","NA","NA"]
[null,"VIC","JLA220","John Lysaght 220 kV","Direct Connect","Winter","Coincident",2018,"POE10","NA","NA"]
[null,"VIC","JLA220","John Lysaght 220 kV","Direct Connect","Winter","Coincident",2016,"POE50","NA","NA"]
[null,"VIC","JLA220","John Lysaght 220 kV","Direct Connect","Winter","Coincident",2019,"POE50","NA","NA"]
[null,"VIC","KGTS22","Kerang (Powercor) 22 kV","Powercor","Summer","Coincident",2019,"POE10",13.0751480949056,0.92350797258689599]
[null,"VIC","KGTS22","Kerang (Powercor) 22 kV","Powercor","Summer","Coincident",2020,"POE10",13.2114216886939,0.92825512740012595]
[null,"VIC","KGTS22","Kerang (Powercor) 22 kV","Powercor","Summer","Coincident",2019,"POE50",12.0486974433732,0.927510110665825]
[null,"VIC","KGTS22","Kerang (Powercor) 22 kV","Powercor","Winter","Coincident",2016,"POE10",9.0645914789527797,0.71632358711063204]
[null,"VIC","KGTS22","Kerang (Powercor) 22 kV","Powercor","Winter","Coincident",2019,"POE10",9.1519195688857309,0.72111826110187305]
[null,"VIC","KGTS22","Kerang (Powercor) 22 kV","Powercor","Winter","Coincident",2018,"POE50",8.9399656529478797,0.72503428228982003]
[null,"VIC","KGTS22","Kerang (Powercor) 22 kV","Powercor","Winter","Coincident",2025,"POE50",9.0625218625402297,0.72157326469442395]
[null,"VIC","KGTS66","Kerang (Powercor) 66 kV","Powercor","Summer","Coincident",2019,"POE10",58.557419537736898,0.96185343187071903]
[null,"VIC","KGTS66","Kerang (Powercor) 66 kV","Powercor","Summer","Coincident",2019,"POE50",55.578810229891602,0.96602174482556602]
[null,"VIC","KGTS66","Kerang (Powercor) 66 kV","Powercor","Summer","Coincident",2020,"POE50",56.105880398385999,0.96693259913381302]
[null,"VIC","KGTS66","Kerang (Powercor) 66 kV","Powercor","Winter","Coincident",2018,"POE10",39.911446785816203,0.80478819384794098]
[null,"VIC","KGTS66","Kerang (Powercor) 66 kV","Powercor","Winter","Coincident",2025,"POE10",42.442049484782302,0.80030126601620699]
[null,"VIC","KGTS66","Kerang (Powercor) 66 kV","Powercor","Winter","Coincident",2018,"POE50",39.3066855640147,0.80815423800183395]
[null,"VIC","KTSEJ","Keilor East (Jemena) 66 kV","Jemena","Summer","Coincident",2019,"POE10",237.01400262016099,1]
[null,"VIC","KTSEJ","Keilor East (Jemena) 66 kV","Jemena","Summer","Coincident",2026,"POE10",226.964009745189,1]
[null,"VIC","KTSEJ","Keilor East (Jemena) 66 kV","Jemena","Summer","Coincident",2019,"POE50",211.23886712863899,1]
[null,"VIC","KTSEJ","Keilor East (Jemena) 66 kV","Jemena","Summer","Coincident",2026,"POE50",201.476087703313,1]
[null,"VIC","KTSEJ","Keilor East (Jemena) 66 kV","Jemena","Winter","Coincident",2018,"POE10",184.28646082818,1]
[null,"VIC","KTSEJ","Keilor East (Jemena) 66 kV","Jemena","Winter","Coincident",2018,"POE50",179.64097927583899,1]
[null,"VIC","KTSEJ","Keilor East (Jemena) 66 kV","Jemena","Winter","Coincident",2025,"POE50",190.99649700381599,1]
[null,"VIC","KTSEP","Keilor East (Powercor) 66 kV","Powercor","Summer","Coincident",2019,"POE10",73.291560045112206,1]
[null,"VIC","KTSEP","Keilor East (Powercor) 66 kV","Powercor","Summer","Coincident",2018,"POE50",65.590364184664196,1]
[null,"VIC","KTSEP","Keilor East (Powercor) 66 kV","Powercor","Summer","Coincident",2025,"POE50",69.600435901865097,1]
[null,"VIC","KTSEP","Keilor East (Powercor) 66 kV","Powercor","Summer","Coincident",2026,"POE50",70.217634647906806,1]
[null,"VIC","KTSEP","Keilor East (Powercor) 66 kV","Powercor","Winter","Coincident",2025,"POE10",89.031627566152693,1]
[null,"VIC","KTSEP","Keilor East (Powercor) 66 kV","Powercor","Winter","Coincident",2018,"POE50",63.484312296531698,1]
[null,"VIC","KTSWJ","Keilor West (Jemena) 66 kV","Jemena","Summer","Coincident",2018,"POE10",78.362045727975996,0.96006363481780199]
[null,"VIC","KTSWJ","Keilor West (Jemena) 66 kV","Jemena","Summer","Coincident",2025,"POE10",83.971479982410003,0.97857565899977805]
[null,"VIC","KTSWJ","Keilor West (Jemena) 66 kV","Jemena","Summer","Coincident",2023,"POE50",73.696716628232394,0.97608266458248605]
[null,"VIC","KTSWJ","Keilor West (Jemena) 66 kV","Jemena","Winter","Coincident",2017,"POE10",60.625610759010698,1]
[null,"VIC","KTSWJ","Keilor West (Jemena) 66 kV","Jemena","Winter","Coincident",2024,"POE10",68.571936648645902,1]
[null,"VIC","KTSWJ","Keilor West (Jemena) 66 kV","Jemena","Winter","Coincident",2017,"POE50",59.154449714305201,1]
[null,"VIC","KTSWJ","Keilor West (Jemena) 66 kV","Jemena","Winter","Coincident",2024,"POE50",66.380930253176004,1]
[null,"VIC","KTSWP","Keilor West (Powercor) 66 kV","Powercor","Summer","Coincident",2023,"POE10",106.631480413264,0.99154210006801202]
[null,"VIC","KTSWP","Keilor West (Powercor) 66 kV","Powercor","Summer","Coincident",2018,"POE50",99.672437667771305,0.98118709429368101]
[null,"VIC","KTSWP","Keilor West (Powercor) 66 kV","Powercor","Summer","Coincident",2025,"POE50",93.883670792548102,0.98941964394759696]
[null,"VIC","KTSWP","Keilor West (Powercor) 66 kV","Powercor","Winter","Coincident",2017,"POE10",162.698975032601,1]
[null,"VIC","KTSWP","Keilor West (Powercor) 66 kV","Powercor","Winter","Coincident",2024,"POE10",102.91927974554,1]
[null,"VIC","KTSWP","Keilor West (Powercor) 66 kV","Powercor","Winter","Coincident",2022,"POE50",98.831991374067599,1]
[null,"VIC","LY66","Loy Yang (AusNet) 66 kV","AusNet","Summer","Coincident",2018,"POE10",11.277348595935401,0.383146139318086]
[null,"VIC","LY66","Loy Yang (AusNet) 66 kV","AusNet","Summer","Coincident",2025,"POE10",12.0065777705538,0.383146139318086]
[null,"VIC","LY66","Loy Yang (AusNet) 66 kV","AusNet","Summer","Coincident",2018,"POE50",10.8778472929949,0.383146139318086]
[null,"VIC","LY66","Loy Yang (AusNet) 66 kV","AusNet","Winter","Coincident",2016,"POE10",16.367299995758799,0.55490990090117898]
[null,"VIC","LY66","Loy Yang (AusNet) 66 kV","AusNet","Winter","Coincident",2022,"POE10",15.8936617140946,0.55490990090117898]
[null,"VIC","LY66","Loy Yang (AusNet) 66 kV","AusNet","Winter","Coincident",2017,"POE50",15.7008681414999,0.55490990090117898]
[null,"VIC","LY66","Loy Yang (AusNet) 66 kV","AusNet","Winter","Coincident",2024,"POE50",15.233757502863,0.55490990090117898]
[null,"VIC","MBTS66","Mt Beauty (AusNet) 66 kV","AusNet","Summer","Coincident",2024,"POE10",30.407014531379001,0.87087298094798304]
[null,"VIC","MBTS66","Mt Beauty (AusNet) 66 kV","AusNet","Summer","Coincident",2017,"POE50",28.631725731596699,0.86702530842306003]
[null,"VIC","MBTS66","Mt Beauty (AusNet) 66 kV","AusNet","Summer","Coincident",2023,"POE50",27.6537775514416,0.86873784838203805]
[null,"VIC","MBTS66","Mt Beauty (AusNet) 66 kV","AusNet","Winter","Coincident",2017,"POE10",36.130288844985699,0.81075612654525497]
[null,"VIC","MBTS66","Mt Beauty (AusNet) 66 kV","AusNet","Winter","Coincident",2024,"POE10",33.5091919776673,0.80443780568749401]
[null,"VIC","MBTS66","Mt Beauty (AusNet) 66 kV","AusNet","Winter","Coincident",2023,"POE50",31.822700553427801,0.80845459013310395]
[null,"VIC","MTS22","Malvern (United Energy) 66 kV","United Energy","Summer","Coincident",2017,"POE10",42.248521784355702,1]
[null,"VIC","MTS22","Malvern (United Energy) 66 kV","United Energy","Summer","Coincident",2023,"POE10",41.375711660793499,1]
[null,"VIC","MTS22","Malvern (United Energy) 66 kV","United Energy","Summer","Coincident",2024,"POE50",37.021916636853902,1]
[null,"VIC","MTS22","Malvern (United Energy) 66 kV","United Energy","Winter","Coincident",2016,"POE10",33.793865411018302,1]
[null,"VIC","MTS22","Malvern (United Energy) 66 kV","United Energy","Winter","Coincident",2023,"POE10",34.911358436441901,1]
[null,"VIC","MTS22","Malvern (United Energy) 66 kV","United Energy","Winter","Coincident",2016,"POE50",32.648436794320403,1]
[null,"VIC","MTS22","Malvern (United Energy) 66 kV","United Energy","Winter","Coincident",2022,"POE50",33.048510646244502,1]
[null,"VIC","MTS66","Malvern (United Energy) 22 kV","United Energy","Summer","Coincident",2024,"POE10",159.626294201344,1]
[null,"VIC","MTS66","Malvern (United Energy) 22 kV","United Energy","Summer","Coincident",2017,"POE50",155.776806859869,1]
[null,"VIC","MTS66","Malvern (United Energy) 22 kV","United Energy","Summer","Coincident",2024,"POE50",142.12407811484201,1]
[null,"VIC","MTS66","Malvern (United Energy) 22 kV","United Energy","Winter","Coincident",2022,"POE10",142.087986953457,1]
[null,"VIC","MTS66","Malvern (United Energy) 22 kV","United Energy","Winter","Coincident",2025,"POE10",149.21717912139201,1]
[null,"VIC","MTS66","Malvern (United Energy) 22 kV","United Energy","Winter","Coincident",2023,"POE50",139.90559521213601,1]
[null,"VIC","MWTS66","Morwell (Ausnet) 66 kV","AusNet","Summer","Coincident",2017,"POE10",422.135706816305,0.94373192330361699]
[null,"VIC","MWTS66","Morwell (Ausnet) 66 kV","AusNet","Summer","Coincident",2024,"POE10",413.64228995525298,0.94556814088934005]
[null,"VIC","MWTS66","Morwell (Ausnet) 66 kV","AusNet","Summer","Coincident",2023,"POE50",373.68929254029598,0.94324987706086005]
[null,"VIC","MWTS66","Morwell (Ausnet) 66 kV","AusNet","Summer","Coincident",2026,"POE50",368.73121830949702,0.943565401807265]
[null,"VIC","MWTS66","Morwell (Ausnet) 66 kV","AusNet","Winter","Coincident",2023,"POE10",370.64678333793398,1]
[null,"VIC","MWTS66","Morwell (Ausnet) 66 kV","AusNet","Winter","Coincident",2022,"POE50",355.17712101115501,1]
[null,"VIC","MWTS66","Morwell (Ausnet) 66 kV","AusNet","Winter","Coincident",2023,"POE50",354.73143198513401,1]
[null,"VIC","NKHN","Khancoban (Essential Energy) 11 kV","Essential Energy","Summer","Coincident",2023,"POE10",0.18220760569237199,0.62256100185014795]
[null,"VIC","NKHN","Khancoban (Essential Energy) 11 kV","Essential Energy","Summer","Coincident",2026,"POE10",0.162160795658295,0.62273737228341197]
[null,"VIC","NKHN","Khancoban (Essential Energy) 11 kV","Essential Energy","Summer","Coincident",2024,"POE50",0.16697497583227899,0.62116052737940997]
[null,"VIC","NKHN","Khancoban (Essential Energy) 11 kV","Essential Energy","Winter","Coincident",2022,"POE10",0.30641776748135602,0.597573128483192]
[null,"VIC","NKHN","Khancoban (Essential Energy) 11 kV","Essential Energy","Winter","Coincident",2025,"POE10",0.29812910583268798,0.59776786525498404]
[null,"VIC","NKHN","Khancoban (Essential Energy) 11 kV","Essential Energy","Winter","Coincident",2022,"POE50",0.289606525632428,0.60060376553233796]
[null,"VIC","RCTS22","Red Cliffs (Powercor) 22 kV","Powercor","Summer","Coincident",2023,"POE10",38.185082291412499,0.79196154098994798]
[null,"VIC","RCTS22","Red Cliffs (Powercor) 22 kV","Powercor","Summer","Coincident",2024,"POE10",39.240939257802097,0.79203370386898397]
[null,"VIC","RCTS22","Red Cliffs (Powercor) 22 kV","Powercor","Summer","Coincident",2023,"POE50",36.1365683540551,0.79009186276074805]
[null,"VIC","RCTS22","Red Cliffs (Powercor) 22 kV","Powercor","Summer","Coincident",2026,"POE50",38.668848710426097,0.79035615490718403]
[null,"VIC","RCTS22","Red Cliffs (Powercor) 22 kV","Powercor","Winter","Coincident",2022,"POE10",20.1600953341683,0.81020640128036403]
[null,"VIC","RCTS22","Red Cliffs (Powercor) 22 kV","Powercor","Winter","Coincident",2022,"POE50",19.560937816166,0.81431542395915801]
[null,"VIC","RCTS22","Red Cliffs (Powercor) 22 kV","Powercor","Winter","Coincident",2025,"POE50",19.9189283208968,0.81451636987608]
[null,"VIC","RCTS66","Red Cliffs (Powercor) 66 kV","Powercor","Summer","Coincident",2023,"POE10",135.38058863523401,0.91353138115705201]
[null,"VIC","RCTS66","Red Cliffs (Powercor) 66 kV","Powercor","Summer","Coincident",2022,"POE50",127.14299524837401,0.91119604477118099]
[null,"VIC","RCTS66","Red Cliffs (Powercor) 66 kV","Powercor","Summer","Coincident",2023,"POE50",129.043210625098,0.91137469848164698]
[null,"VIC","RCTS66","Red Cliffs (Powercor) 66 kV","Powercor","Winter","Coincident",2022,"POE10",83.772760726946601,0.91251985558787296]
[null,"VIC","RCTS66","Red Cliffs (Powercor) 66 kV","Powercor","Winter","Coincident",2025,"POE10",85.357570142224702,0.91281722700971701]
[null,"VIC","RCTS66","Red Cliffs (Powercor) 66 kV","Powercor","Winter","Coincident",2022,"POE50",81.507702730123995,0.91714776864254]
[null,"VIC","RTS1266C","Richmond 12 (CitiPower) 66 kV","Citipower","Summer","Coincident",2022,"POE10",273.390724953757,1]
[null,"VIC","RTS1266C","Richmond 12 (CitiPower) 66 kV","Citipower","Summer","Coincident",2019,"POE50",256.87557579695601,1]
[null,"VIC","RTS1266C","Richmond 12 (CitiPower) 66 kV","Citipower","Summer","Coincident",2023,"POE50",245.14016586698699,1]
[null,"VIC","RTS1266C","Richmond 12 (CitiPower) 66 kV","Citipower","Winter","Coincident",2021,"POE10",266.89187038935501,1]
[null,"VIC","RTS1266C","Richmond 12 (CitiPower) 66 kV","Citipower","Winter","Coincident",2022,"POE10",270.34005808726499,1]
[null,"VIC","RTS1266C","Richmond 12 (CitiPower) 66 kV","Citipower","Winter","Coincident",2021,"POE50",259.09526665684501,1]
[null,"VIC","RTS1266C","Richmond 12 (CitiPower) 66 kV","Citipower","Winter","Coincident",2024,"POE50",268.30283969858402,1]
[null,"VIC","RTS1266U","Richmond 12 (United Energy) 66 kV","United Energy","Summer","Coincident",2022,"POE10",47.7492043665737,1]
[null,"VIC","RTS1266U","Richmond 12 (United Energy) 66 kV","United Energy","Summer","Coincident",2020,"POE50",41.106184818345099,1]
[null,"VIC","RTS1266U","Richmond 12 (United Energy) 66 kV","United Energy","Winter","Coincident",2018,"POE10",36.551526600010298,1]
[null,"VIC","RTS1266U","Richmond 12 (United Energy) 66 kV","United Energy","Winter","Coincident",2021,"POE10",37.1111953876296,1]
[null,"VIC","RTS1266U","Richmond 12 (United Energy) 66 kV","United Energy","Winter","Coincident",2020,"POE50",34.517252813446397,1]
[null,"VIC","RTS1266U","Richmond 12 (United Energy) 66 kV","United Energy","Winter","Coincident",2021,"POE50",34.519029587097499,1]
[null,"VIC","RTS22","Richmond (CitiPower) 22kV","Citipower","Summer","Coincident",2020,"POE10",59.599683294552499,1]
[null,"VIC","RTS22","Richmond (CitiPower) 22kV","Citipower","Summer","Coincident",2019,"POE50",55.476861179301402,1]
[null,"VIC","RTS22","Richmond (CitiPower) 22kV","Citipower","Summer","Coincident",2022,"POE50",54.5554921308307,1]
[null,"VIC","RTS22","Richmond (CitiPower) 22kV","Citipower","Winter","Coincident",2020,"POE10",44.5575652836174,1]
[null,"VIC","RTS22","Richmond (CitiPower) 22kV","Citipower","Winter","Coincident",2017,"POE50",30.970992894106399,1]
[null,"VIC","RTS22","Richmond (CitiPower) 22kV","Citipower","Winter","Coincident",2019,"POE50",43.134609643478299,1]
[null,"VIC","RTS3466C","Richmond 34 (CitiPower) 66 kV","Citipower","Summer","Coincident",2021,"POE10",86.998845081776807,1]
[null,"VIC","RTS3466C","Richmond 34 (CitiPower) 66 kV","Citipower","Summer","Coincident",2022,"POE10",86.060432146955606,1]
[null,"VIC","RTS3466C","Richmond 34 (CitiPower) 66 kV","Citipower","Summer","Coincident",2021,"POE50",81.038837446927005,1]
[null,"VIC","RTS3466C","Richmond 34 (CitiPower) 66 kV","Citipower","Winter","Coincident",2017,"POE10",162.32568428383601,1]
[null,"VIC","RTS3466C","Richmond 34 (CitiPower) 66 kV","Citipower","Winter","Coincident",2019,"POE10",169.34143627453599,1]
[null,"VIC","RTS3466C","Richmond 34 (CitiPower) 66 kV","Citipower","Winter","Coincident",2020,"POE50",64.028211971191794,1]
[null,"VIC","RTS3466U","Richmond 34 (United Energy) 66 kV","United Energy","Summer","Coincident",2018,"POE10",18.629955767767999,0.90262473726743997]
[null,"VIC","RTS3466U","Richmond 34 (United Energy) 66 kV","United Energy","Summer","Coincident",2021,"POE10",18.4721254605643,0.91960338111346196]
[null,"VIC","RTS3466U","Richmond 34 (United Energy) 66 kV","United Energy","Summer","Coincident",2020,"POE50",16.227551429432101,0.91272260545759798]
[null,"VIC","RTS3466U","Richmond 34 (United Energy) 66 kV","United Energy","Winter","Coincident",2016,"POE10",22.5804459426951,0.90361057260576505]
[null,"VIC","RTS3466U","Richmond 34 (United Energy) 66 kV","United Energy","Winter","Coincident",2020,"POE10",22.796186630342198,0.90528830579991804]
[null,"VIC","RTS3466U","Richmond 34 (United Energy) 66 kV","United Energy","Winter","Coincident",2017,"POE50",21.742351874733199,0.91700493796136895]
[null,"VIC","RTS3466U","Richmond 34 (United Energy) 66 kV","United Energy","Winter","Coincident",2020,"POE50",21.683982855499998,0.90992847008159194]
[null,"VIC","RWTS1366A","Ringwood 13 (AusNet) 66 kV","AusNet","Summer","Coincident",2020,"POE10",185.415680553995,0.98629387658160805]
[null,"VIC","RWTS1366A","Ringwood 13 (AusNet) 66 kV","AusNet","Summer","Coincident",2017,"POE50",159.95054742901601,0.98983992908381702]
[null,"VIC","RWTS1366A","Ringwood 13 (AusNet) 66 kV","AusNet","Summer","Coincident",2021,"POE50",161.97255061185001,0.99148286131950603]
[null,"VIC","RWTS1366A","Ringwood 13 (AusNet) 66 kV","AusNet","Winter","Coincident",2017,"POE10",128.02964550766501,1]
[null,"VIC","RWTS1366A","Ringwood 13 (AusNet) 66 kV","AusNet","Winter","Coincident",2020,"POE10",129.301456487114,1]
[null,"VIC","RWTS1366A","Ringwood 13 (AusNet) 66 kV","AusNet","Winter","Coincident",2019,"POE50",124.84703928859599,1]
[null,"VIC","RWTS1366U","Ringwood 13 (United Energy) 66 kV","United Energy","Summer","Coincident",2017,"POE10",113.134140288008,1]
[null,"VIC","RWTS1366U","Ringwood 13 (United Energy) 66 kV","United Energy","Summer","Coincident",2021,"POE10",110.060849114986,1]
[null,"VIC","RWTS1366U","Ringwood 13 (United Energy) 66 kV","United Energy","Summer","Coincident",2020,"POE50",98.400966148596297,1]
[null,"VIC","RWTS1366U","Ringwood 13 (United Energy) 66 kV","United Energy","Winter","Coincident",2016,"POE10",81.281251874125999,1]
[null,"VIC","RWTS1366U","Ringwood 13 (United Energy) 66 kV","United Energy","Winter","Coincident",2019,"POE10",81.246491463249598,1]
[null,"VIC","RWTS1366U","Ringwood 13 (United Energy) 66 kV","United Energy","Winter","Coincident",2016,"POE50",79.479339325865396,1]
[null,"VIC","RWTS1366U","Ringwood 13 (United Energy) 66 kV","United Energy","Winter","Coincident",2020,"POE50",79.310595069975705,1]
[null,"VIC","RWTS22A","Ringwood (AusNet) 22 kV","AusNet","Summer","Coincident",2020,"POE10",49.864924288518303,1]
[null,"VIC","RWTS22A","Ringwood (AusNet) 22 kV","AusNet","Summer","Coincident",2017,"POE50",49.660060908206503,1]
[null,"VIC","RWTS22A","Ringwood (AusNet) 22 kV","AusNet","Summer","Coincident",2020,"POE50",45.915463622724197,1]
[null,"VIC","RWTS22A","Ringwood (AusNet) 22 kV","AusNet","Winter","Coincident",2016,"POE10",38.020985865212502,1]
[null,"VIC","RWTS22A","Ringwood (AusNet) 22 kV","AusNet","Winter","Coincident",2016,"POE50",37.278944134030901,1]
[null,"VIC","RWTS22A","Ringwood (AusNet) 22 kV","AusNet","Winter","Coincident",2019,"POE50",35.000773391201001,1]
[null,"VIC","RWTS22U","Ringwood (United Energy) 22 kV","United Energy","Summer","Coincident",2017,"POE10",38.628866252325601,1]
[null,"VIC","RWTS22U","Ringwood (United Energy) 22 kV","United Energy","Summer","Coincident",2020,"POE10",36.274883970224501,1]
[null,"VIC","RWTS22U","Ringwood (United Energy) 22 kV","United Energy","Summer","Coincident",2020,"POE50",31.788151773045101,1]
[null,"VIC","RWTS22U","Ringwood (United Energy) 22 kV","United Energy","Winter","Coincident",2016,"POE10",28.142524566403001,1]
[null,"VIC","RWTS22U","Ringwood (United Energy) 22 kV","United Energy","Winter","Coincident",2019,"POE10",27.848947281223801,1]
[null,"VIC","RWTS22U","Ringwood (United Energy) 22 kV","United Energy","Winter","Coincident",2016,"POE50",27.653023745972,1]
[null,"VIC","RWTS22U","Ringwood (United Energy) 22 kV","United Energy","Winter","Coincident",2025,"POE50",26.6159676009466,1]
[null,"VIC","RWTS2466A","Ringwood 24 (AusNet) 66 kV","AusNet","Summer","Coincident",2020,"POE10",183.33500593595801,1]
[null,"VIC","RWTS2466A","Ringwood 24 (AusNet) 66 kV","AusNet","Summer","Coincident",2017,"POE50",182.03882698291099,1]
[null,"VIC","RWTS2466A","Ringwood 24 (AusNet) 66 kV","AusNet","Summer","Coincident",2020,"POE50",162.054657819786,1]
[null,"VIC","RWTS2466A","Ringwood 24 (AusNet) 66 kV","AusNet","Winter","Coincident",2018,"POE10",150.77872325703001,0.97227071030172596]
[null,"VIC","RWTS2466A","Ringwood 24 (AusNet) 66 kV","AusNet","Winter","Coincident",2025,"POE10",140.71384554500401,0.96685001881621302]
[null,"VIC","RWTS2466A","Ringwood 24 (AusNet) 66 kV","AusNet","Winter","Coincident",2019,"POE50",145.03076908627099,0.97509010294451104]
[null,"VIC","SHTS66","Shepparton (Powercor) 66 kV","Powercor","Summer","Coincident",2017,"POE10",293.08537854611001,0.961038998252567]
[null,"VIC","SHTS66","Shepparton (Powercor) 66 kV","Powercor","Summer","Coincident",2026,"POE10",290.39220991296901,0.96309392425389195]
[null,"VIC","SHTS66","Shepparton (Powercor) 66 kV","Powercor","Summer","Coincident",2019,"POE50",267.74599083489102,0.95445359507967498]
[null,"VIC","SHTS66","Shepparton (Powercor) 66 kV","Powercor","Summer","Coincident",2026,"POE50",268.52009835778398,0.96086942292286803]
[null,"VIC","SHTS66","Shepparton (Powercor) 66 kV","Powercor","Winter","Coincident",2019,"POE10",213.10176922989999,1]
[null,"VIC","SHTS66","Shepparton (Powercor) 66 kV","Powercor","Winter","Coincident",2016,"POE50",199.98008518114801,1]
[null,"VIC","SHTS66","Shepparton (Powercor) 66 kV","Powercor","Winter","Coincident",2025,"POE50",226.10790001171401,1]
[null,"VIC","SMTS66A","South Morang (AusNet) 66 kV","AusNet","Summer","Coincident",2019,"POE10",294.84392909445597,0.99905091645575606]
[null,"VIC","SMTS66A","South Morang (AusNet) 66 kV","AusNet","Summer","Coincident",2026,"POE10",375.75253255086102,1]
[null,"VIC","SMTS66A","South Morang (AusNet) 66 kV","AusNet","Summer","Coincident",2020,"POE50",268.57674050175302,1]
[null,"VIC","SMTS66A","South Morang (AusNet) 66 kV","AusNet","Winter","Coincident",2018,"POE10",213.254708239911,1]
[null,"VIC","SMTS66A","South Morang (AusNet) 66 kV","AusNet","Winter","Coincident",2025,"POE10",275.72586398667602,1]
[null,"VIC","SMTS66A","South Morang (AusNet) 66 kV","AusNet","Winter","Coincident",2018,"POE50",208.90024176903401,1]
[null,"VIC","SMTS66A","South Morang (AusNet) 66 kV","AusNet","Winter","Coincident",2025,"POE50",268.60305218884201,1]
[null,"VIC","SMTS66J","South Morang (Jemena) 66 kV","Jemena","Summer","Coincident",2017,"POE50",55.092610745693101,0.97491023638257002]
[null,"VIC","SMTS66J","South Morang (Jemena) 66 kV","Jemena","Summer","Coincident",2019,"POE50",50.512649061131498,0.970638009813378]
[null,"VIC","SMTS66J","South Morang (Jemena) 66 kV","Jemena","Summer","Coincident",2026,"POE50",38.4534795725789,0.97716262913602003]
[null,"VIC","SMTS66J","South Morang (Jemena) 66 kV","Jemena","Winter","Coincident",2024,"POE10",49.464485273100898,0.95498096404153598]
[null,"VIC","SMTS66J","South Morang (Jemena) 66 kV","Jemena","Winter","Coincident",2017,"POE50",55.0091467427279,0.96693491629430095]
[null,"VIC","SVTS1266U","Springvale 12 (United Energy) 66 kV","United Energy","Summer","Coincident",2017,"POE10",248.98412332191199,1]
[null,"VIC","SVTS1266U","Springvale 12 (United Energy) 66 kV","United Energy","Summer","Coincident",2019,"POE10",236.966909357323,1]
[null,"VIC","SVTS1266U","Springvale 12 (United Energy) 66 kV","United Energy","Summer","Coincident",2026,"POE10",214.973049586689,1]
[null,"VIC","SVTS1266U","Springvale 12 (United Energy) 66 kV","United Energy","Summer","Coincident",2025,"POE50",197.86776460677601,1]
[null,"VIC","SVTS1266U","Springvale 12 (United Energy) 66 kV","United Energy","Winter","Coincident",2017,"POE10",199.81246892941701,1]
[null,"VIC","SVTS1266U","Springvale 12 (United Energy) 66 kV","United Energy","Winter","Coincident",2024,"POE10",201.61718783642601,0.992493196124421]
[null,"VIC","SVTS1266U","Springvale 12 (United Energy) 66 kV","United Energy","Winter","Coincident",2023,"POE50",194.934400327893,0.99744899407968801]
[null,"VIC","SVTS1266U","Springvale 12 (United Energy) 66 kV","United Energy","Winter","Coincident",2025,"POE50",194.67327492899301,0.99749534501091597]
[null,"VIC","SVTS3466C","Springvale 34 (CitiPower) 66 kV","Citipower","Summer","Coincident",2025,"POE10",22.1738946109236,1]
[null,"VIC","SVTS3466C","Springvale 34 (CitiPower) 66 kV","Citipower","Summer","Coincident",2018,"POE50",22.375373199650799,0.99174761645062903]
[null,"VIC","SVTS3466C","Springvale 34 (CitiPower) 66 kV","Citipower","Summer","Coincident",2025,"POE50",17.939984308580801,1]
[null,"VIC","SVTS3466C","Springvale 34 (CitiPower) 66 kV","Citipower","Winter","Coincident",2023,"POE10",14.7339624867582,1]
[null,"VIC","SVTS3466C","Springvale 34 (CitiPower) 66 kV","Citipower","Winter","Coincident",2017,"POE50",17.6767539214074,1]
[null,"VIC","SVTS3466C","Springvale 34 (CitiPower) 66 kV","Citipower","Winter","Coincident",2024,"POE50",13.575411593970401,1]
[null,"VIC","SVTS3466U","Springvale 34 (United Energy) 66 kV","United Energy","Summer","Coincident",2024,"POE10",162.44972740846501,1]
[null,"VIC","SVTS3466U","Springvale 34 (United Energy) 66 kV","United Energy","Summer","Coincident",2025,"POE10",159.335729911811,1]
[null,"VIC","SVTS3466U","Springvale 34 (United Energy) 66 kV","United Energy","Summer","Coincident",2024,"POE50",144.312935274317,1]
[null,"VIC","SVTS3466U","Springvale 34 (United Energy) 66 kV","United Energy","Winter","Coincident",2017,"POE10",124.024187259773,1]
[null,"VIC","SVTS3466U","Springvale 34 (United Energy) 66 kV","United Energy","Winter","Coincident",2024,"POE10",120.30248233990601,1]
[null,"VIC","SVTS3466U","Springvale 34 (United Energy) 66 kV","United Energy","Winter","Coincident",2023,"POE50",118.315464132587,1]
[null,"VIC","TBTS66","Tyabb (United Energy) 66 kV","United Energy","Summer","Coincident",2021,"POE10",277.41037012874301,0.89133932848326802]
[null,"VIC","TBTS66","Tyabb (United Energy) 66 kV","United Energy","Summer","Coincident",2024,"POE10",286.03044423805301,0.891666386398834]
[null,"VIC","TBTS66","Tyabb (United Energy) 66 kV","United Energy","Summer","Coincident",2024,"POE50",246.57870023589501,0.88957949146306203]
[null,"VIC","TBTS66","Tyabb (United Energy) 66 kV","United Energy","Summer","Coincident",2025,"POE50",246.33264216068801,0.889676653713798]
[null,"VIC","TBTS66","Tyabb (United Energy) 66 kV","United Energy","Winter","Coincident",2023,"POE10",223.11691162999699,1]
[null,"VIC","TBTS66","Tyabb (United Energy) 66 kV","United Energy","Winter","Coincident",2016,"POE50",203.441922320933,1]
[null,"VIC","TBTS66","Tyabb (United Energy) 66 kV","United Energy","Winter","Coincident",2023,"POE50",216.34289294810199,1]
[null,"VIC","TGTS66","Terang (Powercor) 66 kV","Powercor","Summer","Coincident",2024,"POE10",182.9619984933,0.98322454177551699]
[null,"VIC","TGTS66","Terang (Powercor) 66 kV","Powercor","Summer","Coincident",2021,"POE50",181.857398374734,0.98050522175579602]
[null,"VIC","TGTS66","Terang (Powercor) 66 kV","Powercor","Summer","Coincident",2024,"POE50",179.22709266162099,0.98092336013599701]
[null,"VIC","TGTS66","Terang (Powercor) 66 kV","Powercor","Winter","Coincident",2022,"POE10",240.71979060611901,0.96639276195629698]
[null,"VIC","TGTS66","Terang (Powercor) 66 kV","Powercor","Winter","Coincident",2023,"POE10",246.365133749618,0.96661038268194799]
[null,"VIC","TGTS66","Terang (Powercor) 66 kV","Powercor","Winter","Coincident",2023,"POE50",242.61693132788301,0.97148843392218898]
[null,"VIC","TSTS66A","Templestowe (AusNet) 66 kV","AusNet","Summer","Coincident",2017,"POE10",71.434893799319894,0.95669726419326495]
[null,"VIC","TSTS66A","Templestowe (AusNet) 66 kV","AusNet","Summer","Coincident",2024,"POE10",61.088064944413297,0.95855870842053503]
[null,"VIC","TSTS66A","Templestowe (AusNet) 66 kV","AusNet","Summer","Coincident",2023,"POE50",52.347723956060797,0.95620859541956604]
[null,"VIC","TSTS66A","Templestowe (AusNet) 66 kV","AusNet","Winter","Coincident",2020,"POE10",55.370519159272199,0.99601211344394103]
[null,"VIC","TSTS66A","Templestowe (AusNet) 66 kV","AusNet","Winter","Coincident",2023,"POE10",50.798256303495698,0.99637732544037105]
[null,"VIC","TSTS66A","Templestowe (AusNet) 66 kV","AusNet","Winter","Coincident",2022,"POE50",49.845002884962597,1]
[null,"VIC","TSTS66A","Templestowe (AusNet) 66 kV","AusNet","Winter","Coincident",2023,"POE50",48.4497231703469,1]
[null,"VIC","TSTS66C","Templestowe (CitiPower) 66 kV","Citipower","Summer","Coincident",2023,"POE10",49.713663101350399,0.96288436391696397]
[null,"VIC","TSTS66C","Templestowe (CitiPower) 66 kV","Citipower","Summer","Coincident",2021,"POE50",48.130232132097703,0.96030879362486099]
[null,"VIC","TSTS66C","Templestowe (CitiPower) 66 kV","Citipower","Summer","Coincident",2024,"POE50",44.382895653640503,0.96071831919856499]
[null,"VIC","TSTS66C","Templestowe (CitiPower) 66 kV","Citipower","Winter","Coincident",2022,"POE10",39.756781937503398,0.84575380434777203]
[null,"VIC","TSTS66C","Templestowe (CitiPower) 66 kV","Citipower","Winter","Coincident",2019,"POE50",39.572740423744897,0.85323979554608298]
[null,"VIC","TSTS66C","Templestowe (CitiPower) 66 kV","Citipower","Winter","Coincident",2022,"POE50",38.506501976252501,0.85004310835382502]
[null,"VIC","TSTS66J","Templestowe (Jemena) 66 kV","Jemena","Summer","Coincident",2017,"POE10",66.279531795979807,1]
[null,"VIC","TSTS66J","Templestowe (Jemena) 66 kV","Jemena","Summer","Coincident",2024,"POE10",77.070606836617998,1]
[null,"VIC","TSTS66J","Templestowe (Jemena) 66 kV","Jemena","Summer","Coincident",2023,"POE50",67.444099607446702,1]
[null,"VIC","TSTS66J","Templestowe (Jemena) 66 kV","Jemena","Winter","Coincident",2019,"POE10",39.733738661680398,0.81682012747752397]
[null,"VIC","TSTS66J","Templestowe (Jemena) 66 kV","Jemena","Winter","Coincident",2022,"POE10",38.790658414324497,0.813010630071476]
[null,"VIC","TSTS66J","Templestowe (Jemena) 66 kV","Jemena","Winter","Coincident",2023,"POE50",35.918677398645897,0.81729753663650495]
[null,"VIC","TSTS66U","Templestowe (United Energy) 66 kV","United Energy","Summer","Coincident",2020,"POE10",140.553851896753,1]
[null,"VIC","TSTS66U","Templestowe (United Energy) 66 kV","United Energy","Summer","Coincident",2023,"POE10",137.969643740577,1]
[null,"VIC","TSTS66U","Templestowe (United Energy) 66 kV","United Energy","Summer","Coincident",2022,"POE50",119.877476343552,1]
[null,"VIC","TSTS66U","Templestowe (United Energy) 66 kV","United Energy","Summer","Coincident",2023,"POE50",119.636236186152,1]
[null,"VIC","TSTS66U","Templestowe (United Energy) 66 kV","United Energy","Winter","Coincident",2023,"POE10",96.565270923482998,1]
[null,"VIC","TSTS66U","Templestowe (United Energy) 66 kV","United Energy","Winter","Coincident",2019,"POE50",93.225815684620102,1]
[null,"VIC","TSTS66U","Templestowe (United Energy) 66 kV","United Energy","Winter","Coincident",2022,"POE50",93.147821975160397,1]
[null,"VIC","TTS1266A","Thomastown 12 (AusNet) 66 kV","AusNet","Summer","Coincident",2022,"POE10",126.07504341743601,1]
[null,"VIC","TTS1266A","Thomastown 12 (AusNet) 66 kV","AusNet","Summer","Coincident",2019,"POE50",113.316085367428,1]
[null,"VIC","TTS1266A","Thomastown 12 (AusNet) 66 kV","AusNet","Summer","Coincident",2024,"POE50",109.18114787081601,1]
[null,"VIC","TTS1266A","Thomastown 12 (AusNet) 66 kV","AusNet","Winter","Coincident",2019,"POE10",105.368586506201,1]
[null,"VIC","TTS1266A","Thomastown 12 (AusNet) 66 kV","AusNet","Winter","Coincident",2022,"POE10",107.693543014734,1]
[null,"VIC","TTS1266A","Thomastown 12 (AusNet) 66 kV","AusNet","Winter","Coincident",2021,"POE50",102.35887934907601,1]
[null,"VIC","TTS1266J","Thomastown 12 (Jemena) 66 kV","Jemena","Summer","Coincident",2019,"POE10",94.094455906729706,0.98870773544000901]
[null,"VIC","TTS1266J","Thomastown 12 (Jemena) 66 kV","Jemena","Summer","Coincident",2024,"POE10",78.921342311986805,1]
[null,"VIC","TTS1266J","Thomastown 12 (Jemena) 66 kV","Jemena","Summer","Coincident",2022,"POE50",75.643741907700502,0.99913712948552802]
[null,"VIC","TTS1266J","Thomastown 12 (Jemena) 66 kV","Jemena","Winter","Coincident",2018,"POE10",64.444010223286298,0.96117656380544203]
[null,"VIC","TTS1266J","Thomastown 12 (Jemena) 66 kV","Jemena","Winter","Coincident",2021,"POE10",58.6082335830082,0.95544148867993395]
[null,"VIC","TTS1266J","Thomastown 12 (Jemena) 66 kV","Jemena","Winter","Coincident",2018,"POE50",63.664941769683097,0.96519670572376104]
[null,"VIC","TTS1266J","Thomastown 12 (Jemena) 66 kV","Jemena","Winter","Coincident",2023,"POE50",55.168174722819003,0.96054461478529296]
[null,"VIC","TTS3466J","Thomastown 34 (Jemena) 66 kV","Jemena","Summer","Coincident",2022,"POE10",254.94636653869699,1]
[null,"VIC","TTS3466J","Thomastown 34 (Jemena) 66 kV","Jemena","Summer","Coincident",2019,"POE50",230.918585809142,1]
[null,"VIC","TTS3466J","Thomastown 34 (Jemena) 66 kV","Jemena","Summer","Coincident",2022,"POE50",231.25477412209699,1]
[null,"VIC","TTS3466J","Thomastown 34 (Jemena) 66 kV","Jemena","Winter","Coincident",2018,"POE10",218.247449173429,0.99651465788038296]
[null,"VIC","TTS3466J","Thomastown 34 (Jemena) 66 kV","Jemena","Winter","Coincident",2023,"POE10",244.69676512025501,0.99085905151613096]
[null,"VIC","TTS3466J","Thomastown 34 (Jemena) 66 kV","Jemena","Winter","Coincident",2021,"POE50",227.148763834557,0.99561933858866403]
[null,"VIC","VCB2","Aquasure Desalination 220kV","Direct Connect","Summer","Coincident",2019,"POE10","NA","NA"]
[null,"VIC","VCB2","Aquasure Desalination 220kV","Direct Connect","Summer","Coincident",2022,"POE10","NA","NA"]
[null,"VIC","VCB2","Aquasure Desalination 220kV","Direct Connect","Summer","Coincident",2021,"POE50","NA","NA"]
[null,"VIC","VCB2","Aquasure Desalination 220kV","Direct Connect","Summer","Coincident",2024,"POE50","NA","NA"]
[null,"VIC","VCB2","Aquasure Desalination 220kV","Direct Connect","Winter","Coincident",2021,"POE10","NA","NA"]
[null,"VIC","VCB2","Aquasure Desalination 220kV","Direct Connect","Winter","Coincident",2018,"POE50","NA","NA"]
[null,"VIC","WETS66","Wemen (Powercor) 66 kV","Powercor","Summer","Coincident",2018,"POE10",29.845148419479798,0.54800057396933399]
[null,"VIC","WETS66","Wemen (Powercor) 66 kV","Powercor","Summer","Coincident",2021,"POE10",31.585622295308099,0.55830863022869304]
[null,"VIC","WETS66","Wemen (Powercor) 66 kV","Powercor","Summer","Coincident",2018,"POE50",27.830757143056299,0.55263039125607805]
[null,"VIC","WETS66","Wemen (Powercor) 66 kV","Powercor","Summer","Coincident",2021,"POE50",29.6886370498868,0.55696879985478698]
[null,"VIC","WETS66","Wemen (Powercor) 66 kV","Powercor","Winter","Coincident",2020,"POE10",13.875534653318701,0.57294785449225605]
[null,"VIC","WETS66","Wemen (Powercor) 66 kV","Powercor","Winter","Coincident",2017,"POE50",12.431179117641999,0.58036319302669903]
[null,"VIC","WETS66","Wemen (Powercor) 66 kV","Powercor","Winter","Coincident",2020,"POE50",12.637360207586701,0.57588456774994901]
[null,"VIC","WMTS22","West Melbourne (CitiPower) 22 kV","Citipower","Summer","Coincident",2018,"POE10",53.027592394121498,0.93128500152850802]
[null,"VIC","WMTS22","West Melbourne (CitiPower) 22 kV","Citipower","Summer","Coincident",2018,"POE50",51.039147448792797,0.939153021387924]
[null,"VIC","WMTS22","West Melbourne (CitiPower) 22 kV","Citipower","Summer","Coincident",2021,"POE50",17.212308157631998,0.94652581450238105]
[null,"VIC","WMTS22","West Melbourne (CitiPower) 22 kV","Citipower","Winter","Coincident",2017,"POE10",57.657296852376902,0.97540616298397698]
[null,"VIC","WMTS22","West Melbourne (CitiPower) 22 kV","Citipower","Winter","Coincident",2020,"POE10",21.673986414598499,0.96739868602247703]
[null,"VIC","WMTS22","West Melbourne (CitiPower) 22 kV","Citipower","Winter","Coincident",2017,"POE50",56.276010004912102,0.979919177544326]
[null,"VIC","WMTS66C","West Melbourne (CitiPower) 66 kV","Citipower","Summer","Coincident",2018,"POE10",243.87815754387501,0.985043951976458]
[null,"VIC","WMTS66C","West Melbourne (CitiPower) 66 kV","Citipower","Summer","Coincident",2021,"POE10",244.549198164638,1]
[null,"VIC","WMTS66C","West Melbourne (CitiPower) 66 kV","Citipower","Summer","Coincident",2018,"POE50",229.71261036873199,0.99336615770706505]
[null,"VIC","WMTS66C","West Melbourne (CitiPower) 66 kV","Citipower","Winter","Coincident",2016,"POE10",277.22017165163498,1]
[null,"VIC","WMTS66C","West Melbourne (CitiPower) 66 kV","Citipower","Winter","Coincident",2019,"POE10",202.59743209942701,1]
[null,"VIC","WMTS66C","West Melbourne (CitiPower) 66 kV","Citipower","Winter","Coincident",2017,"POE50",176.427580854859,1]
[null,"VIC","WMTS66C","West Melbourne (CitiPower) 66 kV","Citipower","Winter","Coincident",2020,"POE50",201.004159144901,1]
[null,"VIC","WMTS66J","West Melbourne (Jemena) 66 kV","Jemena","Summer","Coincident",2018,"POE10",69.922932972766802,1]
[null,"VIC","WMTS66J","West Melbourne (Jemena) 66 kV","Jemena","Summer","Coincident",2017,"POE50",63.529055225116103,1]
[null,"VIC","WMTS66J","West Melbourne (Jemena) 66 kV","Jemena","Summer","Coincident",2020,"POE50",64.613416236776899,1]
[null,"VIC","WMTS66J","West Melbourne (Jemena) 66 kV","Jemena","Winter","Coincident",2017,"POE10",62.672662659786802,1]
[null,"VIC","WMTS66J","West Melbourne (Jemena) 66 kV","Jemena","Winter","Coincident",2016,"POE50",59.230880132932,1]
[null,"VIC","WMTS66J","West Melbourne (Jemena) 66 kV","Jemena","Winter","Coincident",2017,"POE50",60.570306450540897,1]
[null,"VIC","WOTS22","Wodonga (AusNet) 22 kV","AusNet","Summer","Coincident",2017,"POE10",31.376998802830801,0.86951297272304195]
[null,"VIC","WOTS22","Wodonga (AusNet) 22 kV","AusNet","Summer","Coincident",2020,"POE10",32.100955665133299,0.86424838551963401]
[null,"VIC","WOTS22","Wodonga (AusNet) 22 kV","AusNet","Summer","Coincident",2018,"POE50",28.704703308566899,0.86202795243027097]
[null,"VIC","WOTS22","Wodonga (AusNet) 22 kV","AusNet","Winter","Coincident",2016,"POE10",29.817285964600899,0.99473629694902899]
[null,"VIC","WOTS22","Wodonga (AusNet) 22 kV","AusNet","Winter","Coincident",2019,"POE10",32.201494723111203,1]
[null,"VIC","WOTS22","Wodonga (AusNet) 22 kV","AusNet","Winter","Coincident",2016,"POE50",29.156937246280101,0.99994131277530596]
[null,"VIC","WOTS22","Wodonga (AusNet) 22 kV","AusNet","Winter","Coincident",2025,"POE50",34.558120317180901,1]
[null,"VIC","WOTS66","Wodonga (AusNet) 66 kV","AusNet","Summer","Coincident",2018,"POE10",52.258793469401503,0.93019359325887097]
[null,"VIC","WOTS66","Wodonga (AusNet) 66 kV","AusNet","Summer","Coincident",2017,"POE50",50.860024808351703,0.94384994669265798]
[null,"VIC","WOTS66","Wodonga (AusNet) 66 kV","AusNet","Summer","Coincident",2020,"POE50",46.289015862449098,0.94059988051008703]
[null,"VIC","WOTS66","Wodonga (AusNet) 66 kV","AusNet","Winter","Coincident",2016,"POE10",45.141731778350298,1]
[null,"VIC","WOTS66","Wodonga (AusNet) 66 kV","AusNet","Winter","Coincident",2025,"POE10",37.988189042456703,1]
[null,"VIC","WOTS66","Wodonga (AusNet) 66 kV","AusNet","Winter","Coincident",2020,"POE50",39.949389825237297,1]
[null,"VIC","YPS11","Yallourn (AusNet) 11 kV","AusNet","Summer","Coincident",2017,"POE10",0.20729024726899101,0.36537907374726297]
[null,"VIC","YPS11","Yallourn (AusNet) 11 kV","AusNet","Summer","Coincident",2026,"POE10",0.20729024726899101,0.36537907374726297]
[null,"VIC","YPS11","Yallourn (AusNet) 11 kV","AusNet","Summer","Coincident",2017,"POE50",0.190843685786727,0.36537907374726297]
[null,"VIC","YPS11","Yallourn (AusNet) 11 kV","AusNet","Summer","Coincident",2026,"POE50",0.190843685786727,0.36537907374726297]
[null,"VIC","YPS11","Yallourn (AusNet) 11 kV","AusNet","Winter","Coincident",2020,"POE10",0.31710366619510599,0.47635218032638099]
[null,"VIC","YPS11","Yallourn (AusNet) 11 kV","AusNet","Winter","Coincident",2016,"POE50",0.29582523060670501,0.47635218032638099]
[null,"VIC","YPS11","Yallourn (AusNet) 11 kV","AusNet","Winter","Coincident",2025,"POE50",0.29582523060670501,0.47635218032638099]
[null,"VIC","APD","Alcoa Portland 500 kV","Direct Connect","Summer","Non-Coincident",2010,"TempCorrActualPOE50","NA","NA"]
[null,"VIC","APD","Alcoa Portland 500 kV","Direct Connect","Summer","Non-Coincident",2011,"TempCorrActualPOE10","NA","NA"]
[null,"VIC","APD","Alcoa Portland 500 kV","Direct Connect","Summer","Non-Coincident",2014,"TempCorrActualPOE50","NA","NA"]
[null,"VIC","APD","Alcoa Portland 500 kV","Direct Connect","Winter","Non-Coincident",2006,"TempCorrActualPOE50","NA","NA"]
[null,"VIC","APD","Alcoa Portland 500 kV","Direct Connect","Winter","Non-Coincident",2010,"TempCorrActualPOE10","NA","NA"]
[null,"VIC","APD","Alcoa Portland 500 kV","Direct Connect","Winter","Non-Coincident",2012,"TempCorrActualPOE50","NA","NA"]
[null,"VIC","APD","Alcoa Portland 500 kV","Direct Connect","Winter","Non-Coincident",2015,"TempCorrActualPOE10","NA","NA"]
[null,"VIC","ATSBJ","Altona-Brooklyn (Jemena) 66 kV","Jemena","Summer","Non-Coincident",2009,"TempCorrActualPOE50",124.40114210619799,"NA"]
[null,"VIC","ATSBJ","Altona-Brooklyn (Jemena) 66 kV","Jemena","Summer","Non-Coincident",2015,"TempCorrActualPOE50",116.33521790113601,"NA"]
[null,"VIC","ATSBJ","Altona-Brooklyn (Jemena) 66 kV","Jemena","Summer","Non-Coincident",2016,"TempCorrActualPOE10",125.264911952997,"NA"]
[null,"VIC","ATSBJ","Altona-Brooklyn (Jemena) 66 kV","Jemena","Winter","Non-Coincident",2010,"TempCorrActualPOE50",118.3260556612,"NA"]
[null,"VIC","ATSBJ","Altona-Brooklyn (Jemena) 66 kV","Jemena","Winter","Non-Coincident",2010,"TempCorrActualPOE10",120.92886166557,"NA"]
[null,"VIC","ATSBP","Altona-Brooklyn (Powercor) 66 kV","Powercor","Summer","Non-Coincident",2007,"TempCorrActualPOE10",135.199615608588,"NA"]
[null,"VIC","ATSBP","Altona-Brooklyn (Powercor) 66 kV","Powercor","Summer","Non-Coincident",2008,"TempCorrActualPOE50",130.631396765592,"NA"]
[null,"VIC","ATSBP","Altona-Brooklyn (Powercor) 66 kV","Powercor","Summer","Non-Coincident",2011,"TempCorrActualPOE10",169.82394566098,"NA"]
[null,"VIC","ATSBP","Altona-Brooklyn (Powercor) 66 kV","Powercor","Summer","Non-Coincident",2016,"TempCorrActualPOE50",176.05725365393999,"NA"]
[null,"VIC","ATSBP","Altona-Brooklyn (Powercor) 66 kV","Powercor","Winter","Non-Coincident",2008,"TempCorrActualPOE10",151.95224556695501,"NA"]
[null,"VIC","ATSBP","Altona-Brooklyn (Powercor) 66 kV","Powercor","Winter","Non-Coincident",2011,"TempCorrActualPOE10",159.21404041561701,"NA"]
[null,"VIC","ATSBP","Altona-Brooklyn (Powercor) 66 kV","Powercor","Winter","Non-Coincident",2015,"TempCorrActualPOE50",170.05904698376401,"NA"]
[null,"VIC","ATSBP","Altona-Brooklyn (Powercor) 66 kV","Powercor","Winter","Non-Coincident",2015,"TempCorrActualPOE10",177.35018061151001,"NA"]
[null,"VIC","ATSWAL","Air Liquid","Direct Connect","Summer","Non-Coincident",2011,"TempCorrActualPOE50","NA","NA"]
[null,"VIC","ATSWAL","Air Liquid","Direct Connect","Summer","Non-Coincident",2014,"TempCorrActualPOE10","NA","NA"]
[null,"VIC","ATSWAL","Air Liquid","Direct Connect","Winter","Non-Coincident",2006,"TempCorrActualPOE10","NA","NA"]
[null,"VIC","ATSWAL","Air Liquid","Direct Connect","Winter","Non-Coincident",2010,"TempCorrActualPOE50","NA","NA"]
[null,"VIC","ATSWAL","Air Liquid","Direct Connect","Winter","Non-Coincident",2013,"TempCorrActualPOE10","NA","NA"]
[null,"VIC","ATSWAL","Air Liquid","Direct Connect","Winter","Non-Coincident",2015,"TempCorrActualPOE50","NA","NA"]
[null,"VIC","ATSWP","Altona West (Powercor) 66 kV","Powercor","Summer","Non-Coincident",2010,"TempCorrActualPOE10",186.207336563116,"NA"]
[null,"VIC","ATSWP","Altona West (Powercor) 66 kV","Powercor","Summer","Non-Coincident",2012,"TempCorrActualPOE10",211.18175787630099,"NA"]
[null,"VIC","ATSWP","Altona West (Powercor) 66 kV","Powercor","Summer","Non-Coincident",2016,"TempCorrActualPOE50",193.378987822211,"NA"]
[null,"VIC","ATSWP","Altona West (Powercor) 66 kV","Powercor","Winter","Non-Coincident",2008,"TempCorrActualPOE10",129.261852177241,"NA"]
[null,"VIC","ATSWP","Altona West (Powercor) 66 kV","Powercor","Winter","Non-Coincident",2010,"TempCorrActualPOE50",129.86527932605301,"NA"]
[null,"VIC","ATSWP","Altona West (Powercor) 66 kV","Powercor","Winter","Non-Coincident",2014,"TempCorrActualPOE10",151.25076716799299,"NA"]
[null,"VIC","BATS66","Ballarat (Powercor) 66 kV","Powercor","Summer","Non-Coincident",2007,"TempCorrActualPOE10",189.470224590708,"NA"]
[null,"VIC","BATS66","Ballarat (Powercor) 66 kV","Powercor","Summer","Non-Coincident",2011,"TempCorrActualPOE50",158.73213461100801,"NA"]
[null,"VIC","BATS66","Ballarat (Powercor) 66 kV","Powercor","Summer","Non-Coincident",2014,"TempCorrActualPOE10",173.90316518981899,"NA"]
[null,"VIC","BATS66","Ballarat (Powercor) 66 kV","Powercor","Summer","Non-Coincident",2016,"TempCorrActualPOE50",161.063320451473,"NA"]
[null,"VIC","BATS66","Ballarat (Powercor) 66 kV","Powercor","Winter","Non-Coincident",2009,"TempCorrActualPOE10",165.19530328182901,"NA"]
[null,"VIC","BATS66","Ballarat (Powercor) 66 kV","Powercor","Winter","Non-Coincident",2013,"TempCorrActualPOE50",158.53313838100101,"NA"]
[null,"VIC","BATS66","Ballarat (Powercor) 66 kV","Powercor","Winter","Non-Coincident",2015,"TempCorrActualPOE50",157.72264540278701,"NA"]
[null,"VIC","BETS22","Bendigo (Powercor) 22 kV","Powercor","Summer","Non-Coincident",2010,"TempCorrActualPOE10",64.367259002471499,"NA"]
[null,"VIC","BETS22","Bendigo (Powercor) 22 kV","Powercor","Summer","Non-Coincident",2014,"TempCorrActualPOE50",56.2861974765285,"NA"]
[null,"VIC","BETS22","Bendigo (Powercor) 22 kV","Powercor","Summer","Non-Coincident",2015,"TempCorrActualPOE10",72.094413963085501,"NA"]
[null,"VIC","BETS22","Bendigo (Powercor) 22 kV","Powercor","Winter","Non-Coincident",2008,"TempCorrActualPOE50",40.785615289773197,"NA"]
[null,"VIC","BETS22","Bendigo (Powercor) 22 kV","Powercor","Winter","Non-Coincident",2010,"TempCorrActualPOE50",45.575570163017403,"NA"]
[null,"VIC","BETS22","Bendigo (Powercor) 22 kV","Powercor","Winter","Non-Coincident",2014,"TempCorrActualPOE10",49.2938975127649,"NA"]
[null,"VIC","BETS66","Bendigo (Powercor) 66 kV","Powercor","Summer","Non-Coincident",2009,"TempCorrActualPOE50",168.82106690983099,"NA"]
[null,"VIC","BETS66","Bendigo (Powercor) 66 kV","Powercor","Summer","Non-Coincident",2010,"TempCorrActualPOE10",190.26469531350801,"NA"]
[null,"VIC","BETS66","Bendigo (Powercor) 66 kV","Powercor","Summer","Non-Coincident",2015,"TempCorrActualPOE50",158.16144911413701,"NA"]
[null,"VIC","BETS66","Bendigo (Powercor) 66 kV","Powercor","Summer","Non-Coincident",2016,"TempCorrActualPOE50",162.80495509411401,"NA"]
[null,"VIC","BETS66","Bendigo (Powercor) 66 kV","Powercor","Winter","Non-Coincident",2009,"TempCorrActualPOE10",129.03355600243,"NA"]
[null,"VIC","BETS66","Bendigo (Powercor) 66 kV","Powercor","Winter","Non-Coincident",2013,"TempCorrActualPOE50",121.352766112287,"NA"]
[null,"VIC","BETS66","Bendigo (Powercor) 66 kV","Powercor","Winter","Non-Coincident",2014,"TempCorrActualPOE10",124.85080474498299,"NA"]
[null,"VIC","BLTS22J","Brooklyn (Jemena) 22 kV","Jemena","Summer","Non-Coincident",2010,"TempCorrActualPOE50",2.2313875435810901,"NA"]
[null,"VIC","BLTS22J","Brooklyn (Jemena) 22 kV","Jemena","Summer","Non-Coincident",2014,"TempCorrActualPOE10",2.0109960771290298,"NA"]
[null,"VIC","BLTS22J","Brooklyn (Jemena) 22 kV","Jemena","Summer","Non-Coincident",2015,"TempCorrActualPOE10",1.9346681431424799,"NA"]
[null,"VIC","BLTS22J","Brooklyn (Jemena) 22 kV","Jemena","Winter","Non-Coincident",2008,"TempCorrActualPOE50",1.82652712000805,"NA"]
[null,"VIC","BLTS22J","Brooklyn (Jemena) 22 kV","Jemena","Winter","Non-Coincident",2012,"TempCorrActualPOE10",2.2796269545402899,"NA"]
[null,"VIC","BLTS22J","Brooklyn (Jemena) 22 kV","Jemena","Winter","Non-Coincident",2014,"TempCorrActualPOE50",1.8236420651829599,"NA"]
[null,"VIC","BLTS22P","Brooklyn (Powercor) 22 kV","Powercor","Summer","Non-Coincident",2009,"TempCorrActualPOE10",63.575148706090701,"NA"]
[null,"VIC","BLTS22P","Brooklyn (Powercor) 22 kV","Powercor","Summer","Non-Coincident",2010,"TempCorrActualPOE10",62.474781957689103,"NA"]
[null,"VIC","BLTS22P","Brooklyn (Powercor) 22 kV","Powercor","Summer","Non-Coincident",2015,"TempCorrActualPOE50",57.304328355072798,"NA"]
[null,"VIC","BLTS22P","Brooklyn (Powercor) 22 kV","Powercor","Winter","Non-Coincident",2007,"TempCorrActualPOE10",54.059504949428401,"NA"]
[null,"VIC","BLTS22P","Brooklyn (Powercor) 22 kV","Powercor","Winter","Non-Coincident",2009,"TempCorrActualPOE50",54.672133291077699,"NA"]
[null,"VIC","BLTS22P","Brooklyn (Powercor) 22 kV","Powercor","Winter","Non-Coincident",2013,"TempCorrActualPOE10",54.859243240530198,"NA"]
[null,"VIC","BLTSS","Brooklyn (Powercor) 66 kV - Onesteel","Powercor","Summer","Non-Coincident",2008,"TempCorrActualPOE10","NA","NA"]
[null,"VIC","BLTSS","Brooklyn (Powercor) 66 kV - Onesteel","Powercor","Summer","Non-Coincident",2010,"TempCorrActualPOE50","NA","NA"]
[null,"VIC","BLTSS","Brooklyn (Powercor) 66 kV - Onesteel","Powercor","Summer","Non-Coincident",2013,"TempCorrActualPOE10","NA","NA"]
[null,"VIC","BLTSS","Brooklyn (Powercor) 66 kV - Onesteel","Powercor","Summer","Non-Coincident",2015,"TempCorrActualPOE50","NA","NA"]
[null,"VIC","BLTSS","Brooklyn (Powercor) 66 kV - Onesteel","Powercor","Winter","Non-Coincident",2008,"TempCorrActualPOE10","NA","NA"]
[null,"VIC","BLTSS","Brooklyn (Powercor) 66 kV - Onesteel","Powercor","Winter","Non-Coincident",2012,"TempCorrActualPOE10","NA","NA"]
[null,"VIC","BLTSS","Brooklyn (Powercor) 66 kV - Onesteel","Powercor","Winter","Non-Coincident",2014,"TempCorrActualPOE50","NA","NA"]
[null,"VIC","BTS22C","Brunswick (CitiPower) 22 kV","Citipower","Summer","Non-Coincident",2008,"TempCorrActualPOE10",48.227002231764502,"NA"]
[null,"VIC","BTS22C","Brunswick (CitiPower) 22 kV","Citipower","Summer","Non-Coincident",2013,"TempCorrActualPOE50",48.128699123185797,"NA"]
[null,"VIC","BTS22C","Brunswick (CitiPower) 22 kV","Citipower","Summer","Non-Coincident",2016,"TempCorrActualPOE50",47.025790018973503,"NA"]
[null,"VIC","BTS22C","Brunswick (CitiPower) 22 kV","Citipower","Winter","Non-Coincident",2007,"TempCorrActualPOE10",50.400476294809401,"NA"]
[null,"VIC","BTS22C","Brunswick (CitiPower) 22 kV","Citipower","Winter","Non-Coincident",2009,"TempCorrActualPOE50",49.5970992705589,"NA"]
[null,"VIC","BTS22C","Brunswick (CitiPower) 22 kV","Citipower","Winter","Non-Coincident",2012,"TempCorrActualPOE10",50.876961775813697,"NA"]
[null,"VIC","BTS22J","Brunswick (Jemena) 22 kV","Jemena","Summer","Non-Coincident",2008,"TempCorrActualPOE50",39.300365129542499,"NA"]
[null,"VIC","BTS22J","Brunswick (Jemena) 22 kV","Jemena","Summer","Non-Coincident",2011,"TempCorrActualPOE50",42.120028345930002,"NA"]
[null,"VIC","BTS22J","Brunswick (Jemena) 22 kV","Jemena","Summer","Non-Coincident",2013,"TempCorrActualPOE10",46.966680148808599,"NA"]
[null,"VIC","BTS22J","Brunswick (Jemena) 22 kV","Jemena","Winter","Non-Coincident",2007,"TempCorrActualPOE50",32.512322426729902,"NA"]
[null,"VIC","BTS22J","Brunswick (Jemena) 22 kV","Jemena","Winter","Non-Coincident",2008,"TempCorrActualPOE10",35.735672696157998,"NA"]
[null,"VIC","BTS22J","Brunswick (Jemena) 22 kV","Jemena","Winter","Non-Coincident",2012,"TempCorrActualPOE50",33.331482479690102,"NA"]
[null,"VIC","BTS22J","Brunswick (Jemena) 22 kV","Jemena","Winter","Non-Coincident",2015,"TempCorrActualPOE50",32.284659625888303,"NA"]
[null,"VIC","CBTS66A","Cranbourne (AusNet) 66 kV","AusNet","Summer","Non-Coincident",2008,"TempCorrActualPOE10",195.13766600899399,"NA"]
[null,"VIC","CBTS66A","Cranbourne (AusNet) 66 kV","AusNet","Summer","Non-Coincident",2013,"TempCorrActualPOE50",238.371469449324,"NA"]
[null,"VIC","CBTS66A","Cranbourne (AusNet) 66 kV","AusNet","Summer","Non-Coincident",2014,"TempCorrActualPOE10",268.53719554380802,"NA"]
[null,"VIC","CBTS66A","Cranbourne (AusNet) 66 kV","AusNet","Winter","Non-Coincident",2007,"TempCorrActualPOE50",135.637088271398,"NA"]
[null,"VIC","CBTS66A","Cranbourne (AusNet) 66 kV","AusNet","Winter","Non-Coincident",2010,"TempCorrActualPOE50",168.024857206261,"NA"]
[null,"VIC","CBTS66A","Cranbourne (AusNet) 66 kV","AusNet","Winter","Non-Coincident",2012,"TempCorrActualPOE10",184.38703423448499,"NA"]
[null,"VIC","CBTS66U","Cranbourne (United Energy) 66 kV","United Energy","Summer","Non-Coincident",2008,"TempCorrActualPOE50",140.04360770439601,"NA"]
[null,"VIC","CBTS66U","Cranbourne (United Energy) 66 kV","United Energy","Summer","Non-Coincident",2009,"TempCorrActualPOE10",159.16008797862901,"NA"]
[null,"VIC","CBTS66U","Cranbourne (United Energy) 66 kV","United Energy","Summer","Non-Coincident",2013,"TempCorrActualPOE50",164.229871382906,"NA"]
[null,"VIC","CBTS66U","Cranbourne (United Energy) 66 kV","United Energy","Summer","Non-Coincident",2016,"TempCorrActualPOE50",166.98278074703001,"NA"]
[null,"VIC","CBTS66U","Cranbourne (United Energy) 66 kV","United Energy","Winter","Non-Coincident",2008,"TempCorrActualPOE10",118.077347895486,"NA"]
[null,"VIC","CBTS66U","Cranbourne (United Energy) 66 kV","United Energy","Winter","Non-Coincident",2012,"TempCorrActualPOE50",127.589873106265,"NA"]
[null,"VIC","ERTS1266A","East Rowville 12 (AusNet) 66 kV","AusNet","Summer","Non-Coincident",2007,"TempCorrActualPOE10",96.384605129851195,"NA"]
[null,"VIC","ERTS1266A","East Rowville 12 (AusNet) 66 kV","AusNet","Summer","Non-Coincident",2008,"TempCorrActualPOE50",86.718272530151395,"NA"]
[null,"VIC","ERTS1266A","East Rowville 12 (AusNet) 66 kV","AusNet","Summer","Non-Coincident",2011,"TempCorrActualPOE50",93.476920946173706,"NA"]
[null,"VIC","ERTS1266A","East Rowville 12 (AusNet) 66 kV","AusNet","Summer","Non-Coincident",2014,"TempCorrActualPOE10",99.038797838830007,"NA"]
[null,"VIC","ERTS1266A","East Rowville 12 (AusNet) 66 kV","AusNet","Winter","Non-Coincident",2007,"TempCorrActualPOE50",76.370211881837506,"NA"]
[null,"VIC","ERTS1266A","East Rowville 12 (AusNet) 66 kV","AusNet","Winter","Non-Coincident",2011,"TempCorrActualPOE10",83.196126380966504,"NA"]
[null,"VIC","ERTS1266A","East Rowville 12 (AusNet) 66 kV","AusNet","Winter","Non-Coincident",2013,"TempCorrActualPOE50",76.248779604038802,"NA"]
[null,"VIC","ERTS1266U","East Rowville 12 (United Energy) 66 kV","United Energy","Summer","Non-Coincident",2009,"TempCorrActualPOE10",132.01366793017499,"NA"]
[null,"VIC","ERTS1266U","East Rowville 12 (United Energy) 66 kV","United Energy","Summer","Non-Coincident",2012,"TempCorrActualPOE10",142.495932412494,"NA"]
[null,"VIC","ERTS1266U","East Rowville 12 (United Energy) 66 kV","United Energy","Summer","Non-Coincident",2013,"TempCorrActualPOE50",131.22551812488101,"NA"]
[null,"VIC","ERTS1266U","East Rowville 12 (United Energy) 66 kV","United Energy","Winter","Non-Coincident",2006,"TempCorrActualPOE10",89.538556816532804,"NA"]
[null,"VIC","ERTS1266U","East Rowville 12 (United Energy) 66 kV","United Energy","Winter","Non-Coincident",2008,"TempCorrActualPOE50",87.465868467965606,"NA"]
[null,"VIC","ERTS1266U","East Rowville 12 (United Energy) 66 kV","United Energy","Winter","Non-Coincident",2013,"TempCorrActualPOE10",103.89414558061,"NA"]
[null,"VIC","ERTS3466A","East Rowville 34 (AusNet) 66 kV","AusNet","Summer","Non-Coincident",2008,"TempCorrActualPOE10",83.888117399801402,"NA"]
[null,"VIC","ERTS3466A","East Rowville 34 (AusNet) 66 kV","AusNet","Summer","Non-Coincident",2012,"TempCorrActualPOE50",57.648435925122797,"NA"]
[null,"VIC","ERTS3466A","East Rowville 34 (AusNet) 66 kV","AusNet","Summer","Non-Coincident",2013,"TempCorrActualPOE10",56.640518822620898,"NA"]
[null,"VIC","ERTS3466A","East Rowville 34 (AusNet) 66 kV","AusNet","Winter","Non-Coincident",2008,"TempCorrActualPOE50",53.7431073461727,"NA"]
[null,"VIC","ERTS3466A","East Rowville 34 (AusNet) 66 kV","AusNet","Winter","Non-Coincident",2010,"TempCorrActualPOE10",52.013217678516298,"NA"]
[null,"VIC","ERTS3466A","East Rowville 34 (AusNet) 66 kV","AusNet","Winter","Non-Coincident",2013,"TempCorrActualPOE10",43.776084740342498,"NA"]
[null,"VIC","ERTS3466A","East Rowville 34 (AusNet) 66 kV","AusNet","Winter","Non-Coincident",2015,"TempCorrActualPOE50",42.638451556545597,"NA"]
[null,"VIC","ERTS3466U","East Rowville 34 (United Energy) 66 kV","United Energy","Summer","Non-Coincident",2010,"TempCorrActualPOE10",214.89671411432599,"NA"]
[null,"VIC","ERTS3466U","East Rowville 34 (United Energy) 66 kV","United Energy","Summer","Non-Coincident",2015,"TempCorrActualPOE50",190.80539481583099,"NA"]
[null,"VIC","ERTS3466U","East Rowville 34 (United Energy) 66 kV","United Energy","Winter","Non-Coincident",2008,"TempCorrActualPOE10",189.784269025117,"NA"]
[null,"VIC","ERTS3466U","East Rowville 34 (United Energy) 66 kV","United Energy","Winter","Non-Coincident",2011,"TempCorrActualPOE50",191.57864379232501,"NA"]
[null,"VIC","ERTS3466U","East Rowville 34 (United Energy) 66 kV","United Energy","Winter","Non-Coincident",2015,"TempCorrActualPOE50",188.49052202990799,"NA"]
[null,"VIC","ERTS3466U","East Rowville 34 (United Energy) 66 kV","United Energy","Winter","Non-Coincident",2015,"TempCorrActualPOE10",192.55487880570101,"NA"]
[null,"VIC","FBTS66C","Fishermans Bend (Citipower) 66 kV","Citipower","Summer","Non-Coincident",2011,"TempCorrActualPOE50",239.40588123014899,"NA"]
[null,"VIC","FBTS66C","Fishermans Bend (Citipower) 66 kV","Citipower","Summer","Non-Coincident",2014,"TempCorrActualPOE10",262.13003655371801,"NA"]
[null,"VIC","FBTS66C","Fishermans Bend (Citipower) 66 kV","Citipower","Winter","Non-Coincident",2006,"TempCorrActualPOE50",185.75491285570499,"NA"]
[null,"VIC","FBTS66C","Fishermans Bend (Citipower) 66 kV","Citipower","Winter","Non-Coincident",2010,"TempCorrActualPOE50",173.109821199827,"NA"]
[null,"VIC","FBTS66C","Fishermans Bend (Citipower) 66 kV","Citipower","Winter","Non-Coincident",2013,"TempCorrActualPOE10",184.743025460436,"NA"]
[null,"VIC","FBTS66C","Fishermans Bend (Citipower) 66 kV","Citipower","Winter","Non-Coincident",2015,"TempCorrActualPOE50",186.429646230749,"NA"]
[null,"VIC","FBTS66P","Fishermans Bend (Powercor) 66 kV","Powercor","Summer","Non-Coincident",2010,"TempCorrActualPOE10",23.664261964115401,"NA"]
[null,"VIC","FBTS66P","Fishermans Bend (Powercor) 66 kV","Powercor","Summer","Non-Coincident",2012,"TempCorrActualPOE50",22.953991929376699,"NA"]
[null,"VIC","FBTS66P","Fishermans Bend (Powercor) 66 kV","Powercor","Summer","Non-Coincident",2016,"TempCorrActualPOE50",17.253360002219601,"NA"]
[null,"VIC","FBTS66P","Fishermans Bend (Powercor) 66 kV","Powercor","Winter","Non-Coincident",2012,"TempCorrActualPOE10",16.977097877697101,"NA"]
[null,"VIC","FBTS66P","Fishermans Bend (Powercor) 66 kV","Powercor","Winter","Non-Coincident",2014,"TempCorrActualPOE50",15.9177967660144,"NA"]
[null,"VIC","FVTS220","Fosterville 220 kV","Direct connect","Summer","Non-Coincident",2009,"TempCorrActualPOE10","NA","NA"]
[null,"VIC","FVTS220","Fosterville 220 kV","Direct connect","Summer","Non-Coincident",2011,"TempCorrActualPOE50","NA","NA"]
[null,"VIC","FVTS220","Fosterville 220 kV","Direct connect","Summer","Non-Coincident",2015,"TempCorrActualPOE50","NA","NA"]
[null,"VIC","FVTS220","Fosterville 220 kV","Direct connect","Winter","Non-Coincident",2008,"TempCorrActualPOE10","NA","NA"]
[null,"VIC","FVTS220","Fosterville 220 kV","Direct connect","Winter","Non-Coincident",2009,"TempCorrActualPOE50","NA","NA"]
[null,"VIC","FVTS220","Fosterville 220 kV","Direct connect","Winter","Non-Coincident",2013,"TempCorrActualPOE10","NA","NA"]
[null,"VIC","FVTS220","Fosterville 220 kV","Direct connect","Winter","Non-Coincident",2015,"TempCorrActualPOE50","NA","NA"]
[null,"VIC","GNTS66","Glenrowan (AusNet) 66 kV","AusNet","Summer","Non-Coincident",2010,"TempCorrActualPOE50",102.78024704238899,"NA"]
[null,"VIC","GNTS66","Glenrowan (AusNet) 66 kV","AusNet","Summer","Non-Coincident",2014,"TempCorrActualPOE10",103.717903439878,"NA"]
[null,"VIC","GNTS66","Glenrowan (AusNet) 66 kV","AusNet","Winter","Non-Coincident",2007,"TempCorrActualPOE50",109.649639370621,"NA"]
[null,"VIC","GNTS66","Glenrowan (AusNet) 66 kV","AusNet","Winter","Non-Coincident",2008,"TempCorrActualPOE10",115.939027351091,"NA"]
[null,"VIC","GNTS66","Glenrowan (AusNet) 66 kV","AusNet","Winter","Non-Coincident",2013,"TempCorrActualPOE10",94.813864490746695,"NA"]
[null,"VIC","GNTS66","Glenrowan (AusNet) 66 kV","AusNet","Winter","Non-Coincident",2014,"TempCorrActualPOE50",90.694357187282506,"NA"]
[null,"VIC","GTS1266","Geelong 12 (Powercor) 66 kV","Powercor","Summer","Non-Coincident",2009,"TempCorrActualPOE10",173.578959626076,"NA"]
[null,"VIC","GTS1266","Geelong 12 (Powercor) 66 kV","Powercor","Summer","Non-Coincident",2013,"TempCorrActualPOE50",160.50694529064901,"NA"]
[null,"VIC","GTS1266","Geelong 12 (Powercor) 66 kV","Powercor","Summer","Non-Coincident",2014,"TempCorrActualPOE10",187.59439633900001,"NA"]
[null,"VIC","GTS1266","Geelong 12 (Powercor) 66 kV","Powercor","Winter","Non-Coincident",2006,"TempCorrActualPOE10",154.329909837472,"NA"]
[null,"VIC","GTS1266","Geelong 12 (Powercor) 66 kV","Powercor","Winter","Non-Coincident",2012,"TempCorrActualPOE50",161.11311035312701,"NA"]
[null,"VIC","GTS1266","Geelong 12 (Powercor) 66 kV","Powercor","Winter","Non-Coincident",2013,"TempCorrActualPOE10",147.38759500188701,"NA"]
[null,"VIC","GTS3466","Geelong 34 (Powercor) 66 kV","Powercor","Summer","Non-Coincident",2008,"TempCorrActualPOE50",217.99767415115201,"NA"]
[null,"VIC","GTS3466","Geelong 34 (Powercor) 66 kV","Powercor","Summer","Non-Coincident",2009,"TempCorrActualPOE10",244.46413018024199,"NA"]
[null,"VIC","GTS3466","Geelong 34 (Powercor) 66 kV","Powercor","Summer","Non-Coincident",2012,"TempCorrActualPOE10",262.55880360793702,"NA"]
[null,"VIC","GTS3466","Geelong 34 (Powercor) 66 kV","Powercor","Winter","Non-Coincident",2007,"TempCorrActualPOE50",194.09626028093101,"NA"]
[null,"VIC","GTS3466","Geelong 34 (Powercor) 66 kV","Powercor","Winter","Non-Coincident",2008,"TempCorrActualPOE10",201.45431609750099,"NA"]
[null,"VIC","GTS3466","Geelong 34 (Powercor) 66 kV","Powercor","Winter","Non-Coincident",2013,"TempCorrActualPOE50",190.71985803291699,"NA"]
[null,"VIC","HOTS66","Horsham (Powercor) 66 kV","Powercor","Summer","Non-Coincident",2007,"TempCorrActualPOE10",90.665760317541995,"NA"]
[null,"VIC","HOTS66","Horsham (Powercor) 66 kV","Powercor","Summer","Non-Coincident",2011,"TempCorrActualPOE50",89.265612121370395,"NA"]
[null,"VIC","HOTS66","Horsham (Powercor) 66 kV","Powercor","Summer","Non-Coincident",2013,"TempCorrActualPOE50",80.844416447302905,"NA"]
[null,"VIC","HOTS66","Horsham (Powercor) 66 kV","Powercor","Summer","Non-Coincident",2014,"TempCorrActualPOE10",87.730933469036202,"NA"]
[null,"VIC","HOTS66","Horsham (Powercor) 66 kV","Powercor","Winter","Non-Coincident",2008,"TempCorrActualPOE50",73.311181486276695,"NA"]
[null,"VIC","HOTS66","Horsham (Powercor) 66 kV","Powercor","Winter","Non-Coincident",2011,"TempCorrActualPOE10",74.085773286576895,"NA"]
[null,"VIC","HOTS66","Horsham (Powercor) 66 kV","Powercor","Winter","Non-Coincident",2015,"TempCorrActualPOE50",78.761514656163797,"NA"]
[null,"VIC","HTS66","Heatherton (United Energy) 66 kV","United Energy","Summer","Non-Coincident",2008,"TempCorrActualPOE50",299.91302483729697,"NA"]
[null,"VIC","HTS66","Heatherton (United Energy) 66 kV","United Energy","Summer","Non-Coincident",2012,"TempCorrActualPOE10",348.641958695141,"NA"]
[null,"VIC","HTS66","Heatherton (United Energy) 66 kV","United Energy","Summer","Non-Coincident",2014,"TempCorrActualPOE50",295.10930877631898,"NA"]
[null,"VIC","HTS66","Heatherton (United Energy) 66 kV","United Energy","Winter","Non-Coincident",2006,"TempCorrActualPOE10",255.86594875025801,"NA"]
[null,"VIC","HTS66","Heatherton (United Energy) 66 kV","United Energy","Winter","Non-Coincident",2010,"TempCorrActualPOE50",249.82133294151799,"NA"]
[null,"VIC","HTS66","Heatherton (United Energy) 66 kV","United Energy","Winter","Non-Coincident",2013,"TempCorrActualPOE50",242.24829285816801,"NA"]
[null,"VIC","HYTS22","Heywood (Powercor) 22 kV","Powercor","Summer","Non-Coincident",2010,"TempCorrActualPOE10",1.38064587829214,"NA"]
[null,"VIC","HYTS22","Heywood (Powercor) 22 kV","Powercor","Summer","Non-Coincident",2012,"TempCorrActualPOE50",1.42835529764941,"NA"]
[null,"VIC","HYTS22","Heywood (Powercor) 22 kV","Powercor","Summer","Non-Coincident",2015,"TempCorrActualPOE10",1.7581454085291499,"NA"]
[null,"VIC","HYTS22","Heywood (Powercor) 22 kV","Powercor","Winter","Non-Coincident",2013,"TempCorrActualPOE50",1.6231064821043999,"NA"]
[null,"VIC","JLA220","John Lysaght 220 kV","Direct Connect","Summer","Non-Coincident",2007,"TempCorrActualPOE50","NA","NA"]
[null,"VIC","JLA220","John Lysaght 220 kV","Direct Connect","Summer","Non-Coincident",2010,"TempCorrActualPOE10","NA","NA"]
[null,"VIC","JLA220","John Lysaght 220 kV","Direct Connect","Summer","Non-Coincident",2012,"TempCorrActualPOE50","NA","NA"]
[null,"VIC","JLA220","John Lysaght 220 kV","Direct Connect","Summer","Non-Coincident",2015,"TempCorrActualPOE10","NA","NA"]
[null,"VIC","JLA220","John Lysaght 220 kV","Direct Connect","Winter","Non-Coincident",2008,"TempCorrActualPOE50","NA","NA"]
[null,"VIC","JLA220","John Lysaght 220 kV","Direct Connect","Winter","Non-Coincident",2011,"TempCorrActualPOE50","NA","NA"]
[null,"VIC","JLA220","John Lysaght 220 kV","Direct Connect","Winter","Non-Coincident",2014,"TempCorrActualPOE10","NA","NA"]
[null,"VIC","KGTS22","Kerang (Powercor) 22 kV","Powercor","Summer","Non-Coincident",2010,"TempCorrActualPOE50",12.459785505979999,"NA"]
[null,"VIC","KGTS22","Kerang (Powercor) 22 kV","Powercor","Summer","Non-Coincident",2011,"TempCorrActualPOE10",13.398300952861,"NA"]
[null,"VIC","KGTS22","Kerang (Powercor) 22 kV","Powercor","Summer","Non-Coincident",2014,"TempCorrActualPOE50",12.0192178005139,"NA"]
[null,"VIC","KGTS22","Kerang (Powercor) 22 kV","Powercor","Winter","Non-Coincident",2006,"TempCorrActualPOE50",13.7433441003844,"NA"]
[null,"VIC","KGTS22","Kerang (Powercor) 22 kV","Powercor","Winter","Non-Coincident",2009,"TempCorrActualPOE10",12.374620761594301,"NA"]
[null,"VIC","KGTS22","Kerang (Powercor) 22 kV","Powercor","Winter","Non-Coincident",2014,"TempCorrActualPOE50",12.612539402068499,"NA"]
[null,"VIC","KGTS22","Kerang (Powercor) 22 kV","Powercor","Winter","Non-Coincident",2015,"TempCorrActualPOE10",12.9710871362229,"NA"]
[null,"VIC","KGTS66","Kerang (Powercor) 66 kV","Powercor","Summer","Non-Coincident",2009,"TempCorrActualPOE50",48.705332295179403,"NA"]
[null,"VIC","KGTS66","Kerang (Powercor) 66 kV","Powercor","Summer","Non-Coincident",2015,"TempCorrActualPOE50",54.478156391460502,"NA"]
[null,"VIC","KGTS66","Kerang (Powercor) 66 kV","Powercor","Summer","Non-Coincident",2016,"TempCorrActualPOE10",58.600097473034801,"NA"]
[null,"VIC","KGTS66","Kerang (Powercor) 66 kV","Powercor","Winter","Non-Coincident",2013,"TempCorrActualPOE50",51.885989636367,"NA"]
[null,"VIC","KGTS66","Kerang (Powercor) 66 kV","Powercor","Winter","Non-Coincident",2014,"TempCorrActualPOE10",47.909824557132197,"NA"]
[null,"VIC","KTSEJ","Keilor East (Jemena) 66 kV","Jemena","Summer","Non-Coincident",2009,"TempCorrActualPOE50",205.36473503966801,"NA"]
[null,"VIC","KTSEJ","Keilor East (Jemena) 66 kV","Jemena","Summer","Non-Coincident",2011,"TempCorrActualPOE10",238.86495834143,"NA"]
[null,"VIC","KTSEJ","Keilor East (Jemena) 66 kV","Jemena","Summer","Non-Coincident",2015,"TempCorrActualPOE10",237.68071455002601,"NA"]
[null,"VIC","KTSEJ","Keilor East (Jemena) 66 kV","Jemena","Winter","Non-Coincident",2008,"TempCorrActualPOE50",160.20404799346301,"NA"]
[null,"VIC","KTSEJ","Keilor East (Jemena) 66 kV","Jemena","Winter","Non-Coincident",2012,"TempCorrActualPOE10",169.926076219978,"NA"]
[null,"VIC","KTSEJ","Keilor East (Jemena) 66 kV","Jemena","Winter","Non-Coincident",2013,"TempCorrActualPOE50",168.49483517360301,"NA"]
[null,"VIC","KTSEP","Keilor East (Powercor) 66 kV","Powercor","Summer","Non-Coincident",2010,"TempCorrActualPOE50",135.640204478545,"NA"]
[null,"VIC","KTSEP","Keilor East (Powercor) 66 kV","Powercor","Summer","Non-Coincident",2010,"TempCorrActualPOE10",146.762424189706,"NA"]
[null,"VIC","KTSEP","Keilor East (Powercor) 66 kV","Powercor","Summer","Non-Coincident",2014,"TempCorrActualPOE50",144.48495473288,"NA"]
[null,"VIC","KTSEP","Keilor East (Powercor) 66 kV","Powercor","Winter","Non-Coincident",2007,"TempCorrActualPOE10",109.90797697327601,"NA"]
[null,"VIC","KTSEP","Keilor East (Powercor) 66 kV","Powercor","Winter","Non-Coincident",2009,"TempCorrActualPOE50",112.817422321802,"NA"]
[null,"VIC","KTSEP","Keilor East (Powercor) 66 kV","Powercor","Winter","Non-Coincident",2014,"TempCorrActualPOE50",127.62054406137,"NA"]
[null,"VIC","KTSWJ","Keilor West (Jemena) 66 kV","Jemena","Summer","Non-Coincident",2008,"TempCorrActualPOE10",69.014919335205207,"NA"]
[null,"VIC","KTSWJ","Keilor West (Jemena) 66 kV","Jemena","Summer","Non-Coincident",2009,"TempCorrActualPOE50",64.8229068562149,"NA"]
[null,"VIC","KTSWJ","Keilor West (Jemena) 66 kV","Jemena","Summer","Non-Coincident",2013,"TempCorrActualPOE10",78.0809928544695,"NA"]
[null,"VIC","KTSWJ","Keilor West (Jemena) 66 kV","Jemena","Summer","Non-Coincident",2015,"TempCorrActualPOE50",68.242401772672494,"NA"]
[null,"VIC","KTSWJ","Keilor West (Jemena) 66 kV","Jemena","Winter","Non-Coincident",2009,"TempCorrActualPOE50",53.104280362232998,"NA"]
[null,"VIC","KTSWJ","Keilor West (Jemena) 66 kV","Jemena","Winter","Non-Coincident",2012,"TempCorrActualPOE10",55.349010887297602,"NA"]
[null,"VIC","KTSWP","Keilor West (Powercor) 66 kV","Powercor","Summer","Non-Coincident",2007,"TempCorrActualPOE50",162.004790375818,"NA"]
[null,"VIC","KTSWP","Keilor West (Powercor) 66 kV","Powercor","Summer","Non-Coincident",2008,"TempCorrActualPOE10",185.97239366206699,"NA"]
[null,"VIC","KTSWP","Keilor West (Powercor) 66 kV","Powercor","Summer","Non-Coincident",2013,"TempCorrActualPOE50",181.00827879403499,"NA"]
[null,"VIC","KTSWP","Keilor West (Powercor) 66 kV","Powercor","Summer","Non-Coincident",2015,"TempCorrActualPOE50",170.69641244515,"NA"]
[null,"VIC","KTSWP","Keilor West (Powercor) 66 kV","Powercor","Winter","Non-Coincident",2007,"TempCorrActualPOE10",157.55807581393901,"NA"]
[null,"VIC","KTSWP","Keilor West (Powercor) 66 kV","Powercor","Winter","Non-Coincident",2009,"TempCorrActualPOE50",148.4035947495,"NA"]
[null,"VIC","KTSWP","Keilor West (Powercor) 66 kV","Powercor","Winter","Non-Coincident",2012,"TempCorrActualPOE10",160.80930647385799,"NA"]
[null,"VIC","LY66","Loy Yang (AusNet) 66 kV","AusNet","Summer","Non-Coincident",2013,"TempCorrActualPOE50",27.150480505016102,"NA"]
[null,"VIC","LY66","Loy Yang (AusNet) 66 kV","AusNet","Summer","Non-Coincident",2015,"TempCorrActualPOE50",27.902278398568999,"NA"]
[null,"VIC","LY66","Loy Yang (AusNet) 66 kV","AusNet","Winter","Non-Coincident",2012,"TempCorrActualPOE10",30.2405228965264,"NA"]
[null,"VIC","MBTS66","Mt Beauty (AusNet) 66 kV","AusNet","Summer","Non-Coincident",2008,"TempCorrActualPOE50",34.983365105359901,"NA"]
[null,"VIC","MBTS66","Mt Beauty (AusNet) 66 kV","AusNet","Summer","Non-Coincident",2008,"TempCorrActualPOE10",37.835131856981498,"NA"]
[null,"VIC","MBTS66","Mt Beauty (AusNet) 66 kV","AusNet","Summer","Non-Coincident",2013,"TempCorrActualPOE50",32.964620675215997,"NA"]
[null,"VIC","MBTS66","Mt Beauty (AusNet) 66 kV","AusNet","Summer","Non-Coincident",2016,"TempCorrActualPOE10",35.380535946155199,"NA"]
[null,"VIC","MBTS66","Mt Beauty (AusNet) 66 kV","AusNet","Winter","Non-Coincident",2007,"TempCorrActualPOE10",50.6064164821384,"NA"]
[null,"VIC","MBTS66","Mt Beauty (AusNet) 66 kV","AusNet","Winter","Non-Coincident",2012,"TempCorrActualPOE50",47.705199002449199,"NA"]
[null,"VIC","MBTS66","Mt Beauty (AusNet) 66 kV","AusNet","Winter","Non-Coincident",2015,"TempCorrActualPOE10",46.472714287485999,"NA"]
[null,"VIC","MTS22","Malvern (United Energy) 66 kV","United Energy","Summer","Non-Coincident",2010,"TempCorrActualPOE50",37.850825742460202,"NA"]
[null,"VIC","MTS22","Malvern (United Energy) 66 kV","United Energy","Summer","Non-Coincident",2013,"TempCorrActualPOE10",42.318936472296897,"NA"]
[null,"VIC","MTS22","Malvern (United Energy) 66 kV","United Energy","Summer","Non-Coincident",2015,"TempCorrActualPOE10",41.294288322392298,"NA"]
[null,"VIC","MTS22","Malvern (United Energy) 66 kV","United Energy","Winter","Non-Coincident",2011,"TempCorrActualPOE50",29.504363883538499,"NA"]
[null,"VIC","MTS22","Malvern (United Energy) 66 kV","United Energy","Winter","Non-Coincident",2014,"TempCorrActualPOE10",32.7897462088265,"NA"]
[null,"VIC","MTS66","Malvern (United Energy) 22 kV","United Energy","Summer","Non-Coincident",2007,"TempCorrActualPOE50",143.36519140269101,"NA"]
[null,"VIC","MTS66","Malvern (United Energy) 22 kV","United Energy","Summer","Non-Coincident",2010,"TempCorrActualPOE10",183.62630476726699,"NA"]
[null,"VIC","MTS66","Malvern (United Energy) 22 kV","United Energy","Summer","Non-Coincident",2015,"TempCorrActualPOE10",174.36402271819099,"NA"]
[null,"VIC","MTS66","Malvern (United Energy) 22 kV","United Energy","Winter","Non-Coincident",2006,"TempCorrActualPOE50",111.811556861778,"NA"]
[null,"VIC","MTS66","Malvern (United Energy) 22 kV","United Energy","Winter","Non-Coincident",2010,"TempCorrActualPOE10",133.408246644824,"NA"]
[null,"VIC","MTS66","Malvern (United Energy) 22 kV","United Energy","Winter","Non-Coincident",2011,"TempCorrActualPOE50",129.992368780552,"NA"]
[null,"VIC","MTS66","Malvern (United Energy) 22 kV","United Energy","Winter","Non-Coincident",2014,"TempCorrActualPOE10",127.851649323286,"NA"]
[null,"VIC","MWTS66","Morwell (Ausnet) 66 kV","AusNet","Summer","Non-Coincident",2010,"TempCorrActualPOE10",411.76368773019902,"NA"]
[null,"VIC","MWTS66","Morwell (Ausnet) 66 kV","AusNet","Summer","Non-Coincident",2012,"TempCorrActualPOE50",396.71384410278802,"NA"]
[null,"VIC","MWTS66","Morwell (Ausnet) 66 kV","AusNet","Summer","Non-Coincident",2016,"TempCorrActualPOE10",436.73221550944601,"NA"]
[null,"VIC","MWTS66","Morwell (Ausnet) 66 kV","AusNet","Winter","Non-Coincident",2009,"TempCorrActualPOE50",368.995135070365,"NA"]
[null,"VIC","MWTS66","Morwell (Ausnet) 66 kV","AusNet","Winter","Non-Coincident",2009,"TempCorrActualPOE10",378.57392115901399,"NA"]
[null,"VIC","MWTS66","Morwell (Ausnet) 66 kV","AusNet","Winter","Non-Coincident",2015,"TempCorrActualPOE10",373.69706914243397,"NA"]
[null,"VIC","NKHN","Khancoban (Essential Energy) 11 kV","Essential Energy","Summer","Non-Coincident",2008,"TempCorrActualPOE50",0.58093687802802796,"NA"]
[null,"VIC","NKHN","Khancoban (Essential Energy) 11 kV","Essential Energy","Summer","Non-Coincident",2012,"TempCorrActualPOE10",0.54680875898213299,"NA"]
[null,"VIC","NKHN","Khancoban (Essential Energy) 11 kV","Essential Energy","Summer","Non-Coincident",2016,"TempCorrActualPOE50",0.41997130406521099,"NA"]
[null,"VIC","NKHN","Khancoban (Essential Energy) 11 kV","Essential Energy","Winter","Non-Coincident",2009,"TempCorrActualPOE50",0.59238878003938,"NA"]
[null,"VIC","NKHN","Khancoban (Essential Energy) 11 kV","Essential Energy","Winter","Non-Coincident",2011,"TempCorrActualPOE10",0.61564738645341499,"NA"]
[null,"VIC","NKHN","Khancoban (Essential Energy) 11 kV","Essential Energy","Winter","Non-Coincident",2015,"TempCorrActualPOE50",0.53067569913232604,"NA"]
[null,"VIC","RCTS22","Red Cliffs (Powercor) 22 kV","Powercor","Summer","Non-Coincident",2007,"TempCorrActualPOE10",43.222256498451898,"NA"]
[null,"VIC","RCTS22","Red Cliffs (Powercor) 22 kV","Powercor","Summer","Non-Coincident",2011,"TempCorrActualPOE50",35.812083777744597,"NA"]
[null,"VIC","RCTS22","Red Cliffs (Powercor) 22 kV","Powercor","Summer","Non-Coincident",2015,"TempCorrActualPOE50",41.186933883041903,"NA"]
[null,"VIC","RCTS22","Red Cliffs (Powercor) 22 kV","Powercor","Winter","Non-Coincident",2006,"TempCorrActualPOE10",24.879773448484301,"NA"]
[null,"VIC","RCTS22","Red Cliffs (Powercor) 22 kV","Powercor","Winter","Non-Coincident",2010,"TempCorrActualPOE50",21.6951713808959,"NA"]
[null,"VIC","RCTS22","Red Cliffs (Powercor) 22 kV","Powercor","Winter","Non-Coincident",2011,"TempCorrActualPOE10",21.4236947420417,"NA"]
[null,"VIC","RCTS66","Red Cliffs (Powercor) 66 kV","Powercor","Summer","Non-Coincident",2007,"TempCorrActualPOE50",117.315604639572,"NA"]
[null,"VIC","RCTS66","Red Cliffs (Powercor) 66 kV","Powercor","Summer","Non-Coincident",2010,"TempCorrActualPOE50",141.63041210154501,"NA"]
[null,"VIC","RCTS66","Red Cliffs (Powercor) 66 kV","Powercor","Summer","Non-Coincident",2012,"TempCorrActualPOE10",163.570424582382,"NA"]
[null,"VIC","RCTS66","Red Cliffs (Powercor) 66 kV","Powercor","Summer","Non-Coincident",2016,"TempCorrActualPOE50",140.650668628679,"NA"]
[null,"VIC","RCTS66","Red Cliffs (Powercor) 66 kV","Powercor","Winter","Non-Coincident",2006,"TempCorrActualPOE10",91.548081906728896,"NA"]
[null,"VIC","RCTS66","Red Cliffs (Powercor) 66 kV","Powercor","Winter","Non-Coincident",2011,"TempCorrActualPOE50",85.130588585599199,"NA"]
[null,"VIC","RCTS66","Red Cliffs (Powercor) 66 kV","Powercor","Winter","Non-Coincident",2014,"TempCorrActualPOE50",89.307754619744003,"NA"]
[null,"VIC","RTS1266C","Richmond 12 (CitiPower) 66 kV","Citipower","Summer","Non-Coincident",2007,"TempCorrActualPOE10",283.24949853786097,"NA"]
[null,"VIC","RTS1266C","Richmond 12 (CitiPower) 66 kV","Citipower","Summer","Non-Coincident",2011,"TempCorrActualPOE50",274.80355843354698,"NA"]
[null,"VIC","RTS1266C","Richmond 12 (CitiPower) 66 kV","Citipower","Summer","Non-Coincident",2015,"TempCorrActualPOE10",295.91917221486801,"NA"]
[null,"VIC","RTS1266C","Richmond 12 (CitiPower) 66 kV","Citipower","Winter","Non-Coincident",2006,"TempCorrActualPOE50",224.219784761379,"NA"]
[null,"VIC","RTS1266C","Richmond 12 (CitiPower) 66 kV","Citipower","Winter","Non-Coincident",2009,"TempCorrActualPOE50",221.872154259891,"NA"]
[null,"VIC","RTS1266C","Richmond 12 (CitiPower) 66 kV","Citipower","Winter","Non-Coincident",2011,"TempCorrActualPOE10",227.30047195723,"NA"]
[null,"VIC","RTS1266U","Richmond 12 (United Energy) 66 kV","United Energy","Summer","Non-Coincident",2007,"TempCorrActualPOE50",40.370412872609499,"NA"]
[null,"VIC","RTS1266U","Richmond 12 (United Energy) 66 kV","United Energy","Summer","Non-Coincident",2010,"TempCorrActualPOE10",47.950807108740101,"NA"]
[null,"VIC","RTS1266U","Richmond 12 (United Energy) 66 kV","United Energy","Summer","Non-Coincident",2012,"TempCorrActualPOE50",39.432320127790398,"NA"]
[null,"VIC","RTS1266U","Richmond 12 (United Energy) 66 kV","United Energy","Summer","Non-Coincident",2015,"TempCorrActualPOE10",46.2053198811277,"NA"]
[null,"VIC","RTS1266U","Richmond 12 (United Energy) 66 kV","United Energy","Winter","Non-Coincident",2007,"TempCorrActualPOE10",37.405825832218397,"NA"]
[null,"VIC","RTS1266U","Richmond 12 (United Energy) 66 kV","United Energy","Winter","Non-Coincident",2011,"TempCorrActualPOE50",35.207760624526301,"NA"]
[null,"VIC","RTS1266U","Richmond 12 (United Energy) 66 kV","United Energy","Winter","Non-Coincident",2014,"TempCorrActualPOE10",38.199887755481797,"NA"]
[null,"VIC","RTS22","Richmond (CitiPower) 22kV","Citipower","Summer","Non-Coincident",2008,"TempCorrActualPOE50",44.815779825099703,"NA"]
[null,"VIC","RTS22","Richmond (CitiPower) 22kV","Citipower","Summer","Non-Coincident",2012,"TempCorrActualPOE10",55.014395629752599,"NA"]
[null,"VIC","RTS22","Richmond (CitiPower) 22kV","Citipower","Summer","Non-Coincident",2014,"TempCorrActualPOE10",48.625056887081598,"NA"]
[null,"VIC","RTS22","Richmond (CitiPower) 22kV","Citipower","Winter","Non-Coincident",2008,"TempCorrActualPOE50",35.148080220233801,"NA"]
[null,"VIC","RTS22","Richmond (CitiPower) 22kV","Citipower","Winter","Non-Coincident",2011,"TempCorrActualPOE10",37.267260935263202,"NA"]
[null,"VIC","RTS3466C","Richmond 34 (CitiPower) 66 kV","Citipower","Summer","Non-Coincident",2007,"TempCorrActualPOE50",219.38584932801299,"NA"]
[null,"VIC","RTS3466C","Richmond 34 (CitiPower) 66 kV","Citipower","Summer","Non-Coincident",2008,"TempCorrActualPOE10",230.872051942833,"NA"]
[null,"VIC","RTS3466C","Richmond 34 (CitiPower) 66 kV","Citipower","Summer","Non-Coincident",2010,"TempCorrActualPOE10",236.40751779252801,"NA"]
[null,"VIC","RTS3466C","Richmond 34 (CitiPower) 66 kV","Citipower","Summer","Non-Coincident",2014,"TempCorrActualPOE50",213.68768663634901,"NA"]
[null,"VIC","RTS3466C","Richmond 34 (CitiPower) 66 kV","Citipower","Winter","Non-Coincident",2006,"TempCorrActualPOE10",167.72382608170099,"NA"]
[null,"VIC","RTS3466C","Richmond 34 (CitiPower) 66 kV","Citipower","Winter","Non-Coincident",2011,"TempCorrActualPOE50",163.10782802662999,"NA"]
[null,"VIC","RTS3466C","Richmond 34 (CitiPower) 66 kV","Citipower","Winter","Non-Coincident",2012,"TempCorrActualPOE10",164.787297202194,"NA"]
[null,"VIC","RTS3466U","Richmond 34 (United Energy) 66 kV","United Energy","Summer","Non-Coincident",2009,"TempCorrActualPOE50",17.208935669812298,"NA"]
[null,"VIC","RTS3466U","Richmond 34 (United Energy) 66 kV","United Energy","Summer","Non-Coincident",2012,"TempCorrActualPOE50",19.698461547211799,"NA"]
[null,"VIC","RTS3466U","Richmond 34 (United Energy) 66 kV","United Energy","Summer","Non-Coincident",2013,"TempCorrActualPOE10",22.676075830538402,"NA"]
[null,"VIC","RTS3466U","Richmond 34 (United Energy) 66 kV","United Energy","Winter","Non-Coincident",2006,"TempCorrActualPOE50",23.094641569873801,"NA"]
[null,"VIC","RTS3466U","Richmond 34 (United Energy) 66 kV","United Energy","Winter","Non-Coincident",2007,"TempCorrActualPOE10",24.671811992292302,"NA"]
[null,"VIC","RTS3466U","Richmond 34 (United Energy) 66 kV","United Energy","Winter","Non-Coincident",2013,"TempCorrActualPOE50",24.399215629213298,"NA"]
[null,"VIC","RWTS1366A","Ringwood 13 (AusNet) 66 kV","AusNet","Summer","Non-Coincident",2007,"TempCorrActualPOE50",149.804970948044,"NA"]
[null,"VIC","RWTS1366A","Ringwood 13 (AusNet) 66 kV","AusNet","Summer","Non-Coincident",2008,"TempCorrActualPOE10",171.35013161477801,"NA"]
[null,"VIC","RWTS1366A","Ringwood 13 (AusNet) 66 kV","AusNet","Summer","Non-Coincident",2012,"TempCorrActualPOE50",157.80782244693,"NA"]
[null,"VIC","RWTS1366A","Ringwood 13 (AusNet) 66 kV","AusNet","Summer","Non-Coincident",2016,"TempCorrActualPOE10",186.80829433433399,"NA"]
[null,"VIC","RWTS1366A","Ringwood 13 (AusNet) 66 kV","AusNet","Winter","Non-Coincident",2008,"TempCorrActualPOE50",127.98681604017099,"NA"]
[null,"VIC","RWTS1366A","Ringwood 13 (AusNet) 66 kV","AusNet","Winter","Non-Coincident",2011,"TempCorrActualPOE50",127.00597659650001,"NA"]
[null,"VIC","RWTS1366A","Ringwood 13 (AusNet) 66 kV","AusNet","Winter","Non-Coincident",2012,"TempCorrActualPOE10",128.04976263164301,"NA"]
[null,"VIC","RWTS1366U","Ringwood 13 (United Energy) 66 kV","United Energy","Summer","Non-Coincident",2007,"TempCorrActualPOE50",100.918837694508,"NA"]
[null,"VIC","RWTS1366U","Ringwood 13 (United Energy) 66 kV","United Energy","Summer","Non-Coincident",2011,"TempCorrActualPOE10",97.869587746981495,"NA"]
[null,"VIC","RWTS1366U","Ringwood 13 (United Energy) 66 kV","United Energy","Summer","Non-Coincident",2015,"TempCorrActualPOE10",109.33045354615599,"NA"]
[null,"VIC","RWTS1366U","Ringwood 13 (United Energy) 66 kV","United Energy","Winter","Non-Coincident",2006,"TempCorrActualPOE50",80.475029926875095,"NA"]
[null,"VIC","RWTS1366U","Ringwood 13 (United Energy) 66 kV","United Energy","Winter","Non-Coincident",2010,"TempCorrActualPOE10",82.087365606602603,"NA"]
[null,"VIC","RWTS1366U","Ringwood 13 (United Energy) 66 kV","United Energy","Winter","Non-Coincident",2011,"TempCorrActualPOE50",77.754976420905507,"NA"]
[null,"VIC","RWTS1366U","Ringwood 13 (United Energy) 66 kV","United Energy","Winter","Non-Coincident",2015,"TempCorrActualPOE10",78.218512002606104,"NA"]
[null,"VIC","RWTS22A","Ringwood (AusNet) 22 kV","AusNet","Summer","Non-Coincident",2010,"TempCorrActualPOE10",58.750494337769297,"NA"]
[null,"VIC","RWTS22A","Ringwood (AusNet) 22 kV","AusNet","Summer","Non-Coincident",2012,"TempCorrActualPOE50",52.080405135461397,"NA"]
[null,"VIC","RWTS22A","Ringwood (AusNet) 22 kV","AusNet","Summer","Non-Coincident",2016,"TempCorrActualPOE10",54.121582004880302,"NA"]
[null,"VIC","RWTS22A","Ringwood (AusNet) 22 kV","AusNet","Winter","Non-Coincident",2007,"TempCorrActualPOE50",48.439935690980597,"NA"]
[null,"VIC","RWTS22A","Ringwood (AusNet) 22 kV","AusNet","Winter","Non-Coincident",2010,"TempCorrActualPOE10",45.650498305616303,"NA"]
[null,"VIC","RWTS22A","Ringwood (AusNet) 22 kV","AusNet","Winter","Non-Coincident",2014,"TempCorrActualPOE10",39.526007727295401,"NA"]
[null,"VIC","RWTS22U","Ringwood (United Energy) 22 kV","United Energy","Summer","Non-Coincident",2007,"TempCorrActualPOE50",36.773759353704001,"NA"]
[null,"VIC","RWTS22U","Ringwood (United Energy) 22 kV","United Energy","Summer","Non-Coincident",2011,"TempCorrActualPOE10",40.110297741460798,"NA"]
[null,"VIC","RWTS22U","Ringwood (United Energy) 22 kV","United Energy","Summer","Non-Coincident",2013,"TempCorrActualPOE50",34.665395693309698,"NA"]
[null,"VIC","RWTS22U","Ringwood (United Energy) 22 kV","United Energy","Summer","Non-Coincident",2016,"TempCorrActualPOE10",38.286702826077303,"NA"]
[null,"VIC","RWTS22U","Ringwood (United Energy) 22 kV","United Energy","Winter","Non-Coincident",2010,"TempCorrActualPOE10",29.0803108931818,"NA"]
[null,"VIC","RWTS22U","Ringwood (United Energy) 22 kV","United Energy","Winter","Non-Coincident",2015,"TempCorrActualPOE50",27.264007024229599,"NA"]
[null,"VIC","RWTS2466A","Ringwood 24 (AusNet) 66 kV","AusNet","Summer","Non-Coincident",2007,"TempCorrActualPOE10",235.81637369836201,"NA"]
[null,"VIC","RWTS2466A","Ringwood 24 (AusNet) 66 kV","AusNet","Summer","Non-Coincident",2012,"TempCorrActualPOE50",210.129934785671,"NA"]
[null,"VIC","RWTS2466A","Ringwood 24 (AusNet) 66 kV","AusNet","Summer","Non-Coincident",2012,"TempCorrActualPOE10",233.97628730691201,"NA"]
[null,"VIC","RWTS2466A","Ringwood 24 (AusNet) 66 kV","AusNet","Summer","Non-Coincident",2016,"TempCorrActualPOE10",209.76573487015099,"NA"]
[null,"VIC","RWTS2466A","Ringwood 24 (AusNet) 66 kV","AusNet","Winter","Non-Coincident",2008,"TempCorrActualPOE50",172.862381328879,"NA"]
[null,"VIC","RWTS2466A","Ringwood 24 (AusNet) 66 kV","AusNet","Winter","Non-Coincident",2011,"TempCorrActualPOE10",174.77134193725101,"NA"]
[null,"VIC","SHTS66","Shepparton (Powercor) 66 kV","Powercor","Summer","Non-Coincident",2007,"TempCorrActualPOE50",277.64018466896903,"NA"]
[null,"VIC","SHTS66","Shepparton (Powercor) 66 kV","Powercor","Summer","Non-Coincident",2010,"TempCorrActualPOE10",303.93775814103901,"NA"]
[null,"VIC","SHTS66","Shepparton (Powercor) 66 kV","Powercor","Summer","Non-Coincident",2011,"TempCorrActualPOE10",298.85724011615099,"NA"]
[null,"VIC","SHTS66","Shepparton (Powercor) 66 kV","Powercor","Winter","Non-Coincident",2006,"TempCorrActualPOE50",213.74948716360001,"NA"]
[null,"VIC","SHTS66","Shepparton (Powercor) 66 kV","Powercor","Winter","Non-Coincident",2006,"TempCorrActualPOE10",221.86584339492501,"NA"]
[null,"VIC","SHTS66","Shepparton (Powercor) 66 kV","Powercor","Winter","Non-Coincident",2011,"TempCorrActualPOE50",189.67395019697901,"NA"]
[null,"VIC","SHTS66","Shepparton (Powercor) 66 kV","Powercor","Winter","Non-Coincident",2012,"TempCorrActualPOE10",198.98846882121899,"NA"]
[null,"VIC","SHTS66","Shepparton (Powercor) 66 kV","Powercor","Winter","Non-Coincident",2015,"TempCorrActualPOE10",204.005879693168,"NA"]
[null,"VIC","SMTS66A","South Morang (AusNet) 66 kV","AusNet","Summer","Non-Coincident",2015,"TempCorrActualPOE50",215.604454321459,"NA"]
[null,"VIC","SMTS66A","South Morang (AusNet) 66 kV","AusNet","Winter","Non-Coincident",2011,"TempCorrActualPOE10",153.73400899420099,"NA"]
[null,"VIC","SMTS66A","South Morang (AusNet) 66 kV","AusNet","Winter","Non-Coincident",2013,"TempCorrActualPOE50",158.352310622185,"NA"]
[null,"VIC","SMTS66J","South Morang (Jemena) 66 kV","Jemena","Summer","Non-Coincident",2011,"TempCorrActualPOE10",72.654702468874802,"NA"]
[null,"VIC","SMTS66J","South Morang (Jemena) 66 kV","Jemena","Summer","Non-Coincident",2015,"TempCorrActualPOE50",60.924530026395303,"NA"]
[null,"VIC","SMTS66J","South Morang (Jemena) 66 kV","Jemena","Winter","Non-Coincident",2010,"TempCorrActualPOE50",67.261547710980494,"NA"]
[null,"VIC","SMTS66J","South Morang (Jemena) 66 kV","Jemena","Winter","Non-Coincident",2013,"TempCorrActualPOE10",61.784311270373202,"NA"]
[null,"VIC","SMTS66J","South Morang (Jemena) 66 kV","Jemena","Winter","Non-Coincident",2015,"TempCorrActualPOE50",61.1940396199643,"NA"]
[null,"VIC","SVTS1266U","Springvale 12 (United Energy) 66 kV","United Energy","Summer","Non-Coincident",2010,"TempCorrActualPOE10",268.460667214279,"NA"]
[null,"VIC","SVTS1266U","Springvale 12 (United Energy) 66 kV","United Energy","Summer","Non-Coincident",2014,"TempCorrActualPOE50",239.52817048209701,"NA"]
[null,"VIC","SVTS1266U","Springvale 12 (United Energy) 66 kV","United Energy","Summer","Non-Coincident",2016,"TempCorrActualPOE50",223.545437596874,"NA"]
[null,"VIC","SVTS1266U","Springvale 12 (United Energy) 66 kV","United Energy","Winter","Non-Coincident",2009,"TempCorrActualPOE10",213.002306886837,"NA"]
[null,"VIC","SVTS1266U","Springvale 12 (United Energy) 66 kV","United Energy","Winter","Non-Coincident",2010,"TempCorrActualPOE50",209.34399888553401,"NA"]
[null,"VIC","SVTS1266U","Springvale 12 (United Energy) 66 kV","United Energy","Winter","Non-Coincident",2014,"TempCorrActualPOE10",212.29184941042399,"NA"]
[null,"VIC","SVTS3466C","Springvale 34 (CitiPower) 66 kV","Citipower","Summer","Non-Coincident",2009,"TempCorrActualPOE50",27.5406098446268,"NA"]
[null,"VIC","SVTS3466C","Springvale 34 (CitiPower) 66 kV","Citipower","Summer","Non-Coincident",2011,"TempCorrActualPOE50",28.7191315265604,"NA"]
[null,"VIC","SVTS3466C","Springvale 34 (CitiPower) 66 kV","Citipower","Summer","Non-Coincident",2015,"TempCorrActualPOE10",28.785684999662699,"NA"]
[null,"VIC","SVTS3466C","Springvale 34 (CitiPower) 66 kV","Citipower","Winter","Non-Coincident",2008,"TempCorrActualPOE50",24.2255979419363,"NA"]
[null,"VIC","SVTS3466C","Springvale 34 (CitiPower) 66 kV","Citipower","Winter","Non-Coincident",2009,"TempCorrActualPOE10",25.187952167271899,"NA"]
[null,"VIC","SVTS3466C","Springvale 34 (CitiPower) 66 kV","Citipower","Winter","Non-Coincident",2013,"TempCorrActualPOE50",21.914122053604,"NA"]
[null,"VIC","SVTS3466U","Springvale 34 (United Energy) 66 kV","United Energy","Summer","Non-Coincident",2007,"TempCorrActualPOE10",186.95710661326299,"NA"]
[null,"VIC","SVTS3466U","Springvale 34 (United Energy) 66 kV","United Energy","Summer","Non-Coincident",2010,"TempCorrActualPOE10",191.91707911395201,"NA"]
[null,"VIC","SVTS3466U","Springvale 34 (United Energy) 66 kV","United Energy","Summer","Non-Coincident",2014,"TempCorrActualPOE50",154.089687882004,"NA"]
[null,"VIC","SVTS3466U","Springvale 34 (United Energy) 66 kV","United Energy","Summer","Non-Coincident",2015,"TempCorrActualPOE10",174.30838384757601,"NA"]
[null,"VIC","SVTS3466U","Springvale 34 (United Energy) 66 kV","United Energy","Winter","Non-Coincident",2009,"TempCorrActualPOE50",122.397371393827,"NA"]
[null,"VIC","SVTS3466U","Springvale 34 (United Energy) 66 kV","United Energy","Winter","Non-Coincident",2011,"TempCorrActualPOE10",126.219361893677,"NA"]
[null,"VIC","SVTS3466U","Springvale 34 (United Energy) 66 kV","United Energy","Winter","Non-Coincident",2014,"TempCorrActualPOE10",118.95281920777499,"NA"]
[null,"VIC","TBTS66","Tyabb (United Energy) 66 kV","United Energy","Summer","Non-Coincident",2009,"TempCorrActualPOE50",220.89564980803601,"NA"]
[null,"VIC","TBTS66","Tyabb (United Energy) 66 kV","United Energy","Summer","Non-Coincident",2010,"TempCorrActualPOE10",275.51977806309498,"NA"]
[null,"VIC","TBTS66","Tyabb (United Energy) 66 kV","United Energy","Summer","Non-Coincident",2015,"TempCorrActualPOE50",248.34122545542201,"NA"]
[null,"VIC","TBTS66","Tyabb (United Energy) 66 kV","United Energy","Winter","Non-Coincident",2006,"TempCorrActualPOE10",186.700416590034,"NA"]
[null,"VIC","TBTS66","Tyabb (United Energy) 66 kV","United Energy","Winter","Non-Coincident",2009,"TempCorrActualPOE10",197.93661069227201,"NA"]
[null,"VIC","TBTS66","Tyabb (United Energy) 66 kV","United Energy","Winter","Non-Coincident",2014,"TempCorrActualPOE50",193.34705619200901,"NA"]
[null,"VIC","TGTS66","Terang (Powercor) 66 kV","Powercor","Summer","Non-Coincident",2008,"TempCorrActualPOE10",194.66742247613499,"NA"]
[null,"VIC","TGTS66","Terang (Powercor) 66 kV","Powercor","Summer","Non-Coincident",2010,"TempCorrActualPOE50",195.27767596970699,"NA"]
[null,"VIC","TGTS66","Terang (Powercor) 66 kV","Powercor","Summer","Non-Coincident",2012,"TempCorrActualPOE10",201.35906359701599,"NA"]
[null,"VIC","TGTS66","Terang (Powercor) 66 kV","Powercor","Summer","Non-Coincident",2015,"TempCorrActualPOE10",187.275159338381,"NA"]
[null,"VIC","TGTS66","Terang (Powercor) 66 kV","Powercor","Winter","Non-Coincident",2009,"TempCorrActualPOE50",173.66384021668901,"NA"]
[null,"VIC","TGTS66","Terang (Powercor) 66 kV","Powercor","Winter","Non-Coincident",2012,"TempCorrActualPOE10",194.13575752081599,"NA"]
[null,"VIC","TGTS66","Terang (Powercor) 66 kV","Powercor","Winter","Non-Coincident",2014,"TempCorrActualPOE50",196.206273394363,"NA"]
[null,"VIC","TSTS66A","Templestowe (AusNet) 66 kV","AusNet","Summer","Non-Coincident",2007,"TempCorrActualPOE10",81.537912180617795,"NA"]
[null,"VIC","TSTS66A","Templestowe (AusNet) 66 kV","AusNet","Summer","Non-Coincident",2013,"TempCorrActualPOE10",81.005613083669601,"NA"]
[null,"VIC","TSTS66A","Templestowe (AusNet) 66 kV","AusNet","Summer","Non-Coincident",2015,"TempCorrActualPOE50",68.0807444097223,"NA"]
[null,"VIC","TSTS66A","Templestowe (AusNet) 66 kV","AusNet","Winter","Non-Coincident",2007,"TempCorrActualPOE10",80.303942309761396,"NA"]
[null,"VIC","TSTS66A","Templestowe (AusNet) 66 kV","AusNet","Winter","Non-Coincident",2009,"TempCorrActualPOE50",73.173258656266299,"NA"]
[null,"VIC","TSTS66A","Templestowe (AusNet) 66 kV","AusNet","Winter","Non-Coincident",2013,"TempCorrActualPOE50",63.038289788367997,"NA"]
[null,"VIC","TSTS66C","Templestowe (CitiPower) 66 kV","Citipower","Summer","Non-Coincident",2008,"TempCorrActualPOE10",76.5734677892398,"NA"]
[null,"VIC","TSTS66C","Templestowe (CitiPower) 66 kV","Citipower","Summer","Non-Coincident",2010,"TempCorrActualPOE50",71.506707756020703,"NA"]
[null,"VIC","TSTS66C","Templestowe (CitiPower) 66 kV","Citipower","Summer","Non-Coincident",2013,"TempCorrActualPOE10",76.468724707493294,"NA"]
[null,"VIC","TSTS66C","Templestowe (CitiPower) 66 kV","Citipower","Winter","Non-Coincident",2007,"TempCorrActualPOE50",53.319930937774501,"NA"]
[null,"VIC","TSTS66C","Templestowe (CitiPower) 66 kV","Citipower","Winter","Non-Coincident",2008,"TempCorrActualPOE50",54.169604146308501,"NA"]
[null,"VIC","TSTS66C","Templestowe (CitiPower) 66 kV","Citipower","Winter","Non-Coincident",2012,"TempCorrActualPOE10",53.336097050105302,"NA"]
[null,"VIC","TSTS66C","Templestowe (CitiPower) 66 kV","Citipower","Winter","Non-Coincident",2014,"TempCorrActualPOE50",48.353659620177503,"NA"]
[null,"VIC","TSTS66J","Templestowe (Jemena) 66 kV","Jemena","Summer","Non-Coincident",2015,"TempCorrActualPOE10",63.416117443921301,"NA"]
[null,"VIC","TSTS66J","Templestowe (Jemena) 66 kV","Jemena","Winter","Non-Coincident",2014,"TempCorrActualPOE50",48.435126816233002,"NA"]
[null,"VIC","TSTS66J","Templestowe (Jemena) 66 kV","Jemena","Winter","Non-Coincident",2015,"TempCorrActualPOE50",48.0032594404082,"NA"]
[null,"VIC","TSTS66U","Templestowe (United Energy) 66 kV","United Energy","Summer","Non-Coincident",2010,"TempCorrActualPOE10",149.89979023268901,"NA"]
[null,"VIC","TSTS66U","Templestowe (United Energy) 66 kV","United Energy","Summer","Non-Coincident",2015,"TempCorrActualPOE50",123.76880092189,"NA"]
[null,"VIC","TSTS66U","Templestowe (United Energy) 66 kV","United Energy","Summer","Non-Coincident",2016,"TempCorrActualPOE10",142.63377634431001,"NA"]
[null,"VIC","TSTS66U","Templestowe (United Energy) 66 kV","United Energy","Winter","Non-Coincident",2009,"TempCorrActualPOE50",93.049972520854396,"NA"]
[null,"VIC","TSTS66U","Templestowe (United Energy) 66 kV","United Energy","Winter","Non-Coincident",2013,"TempCorrActualPOE10",91.923884878397303,"NA"]
[null,"VIC","TSTS66U","Templestowe (United Energy) 66 kV","United Energy","Winter","Non-Coincident",2014,"TempCorrActualPOE10",92.496515214741294,"NA"]
[null,"VIC","TTS1266A","Thomastown 12 (AusNet) 66 kV","AusNet","Summer","Non-Coincident",2013,"TempCorrActualPOE50",132.52087626618999,"NA"]
[null,"VIC","TTS1266A","Thomastown 12 (AusNet) 66 kV","AusNet","Summer","Non-Coincident",2014,"TempCorrActualPOE10",143.849242535717,"NA"]
[null,"VIC","TTS1266A","Thomastown 12 (AusNet) 66 kV","AusNet","Winter","Non-Coincident",2011,"TempCorrActualPOE50",101.58808285640499,"NA"]
[null,"VIC","TTS1266A","Thomastown 12 (AusNet) 66 kV","AusNet","Winter","Non-Coincident",2015,"TempCorrActualPOE10",98.705700079018797,"NA"]
[null,"VIC","TTS1266J","Thomastown 12 (Jemena) 66 kV","Jemena","Summer","Non-Coincident",2008,"TempCorrActualPOE10",124.394365083144,"NA"]
[null,"VIC","TTS1266J","Thomastown 12 (Jemena) 66 kV","Jemena","Summer","Non-Coincident",2012,"TempCorrActualPOE50",105.384579188524,"NA"]
[null,"VIC","TTS1266J","Thomastown 12 (Jemena) 66 kV","Jemena","Summer","Non-Coincident",2013,"TempCorrActualPOE10",109.03120580109599,"NA"]
[null,"VIC","TTS1266J","Thomastown 12 (Jemena) 66 kV","Jemena","Winter","Non-Coincident",2006,"TempCorrActualPOE50",94.399710692049993,"NA"]
[null,"VIC","TTS1266J","Thomastown 12 (Jemena) 66 kV","Jemena","Winter","Non-Coincident",2010,"TempCorrActualPOE10",96.394498454572201,"NA"]
[null,"VIC","TTS1266J","Thomastown 12 (Jemena) 66 kV","Jemena","Winter","Non-Coincident",2012,"TempCorrActualPOE10",86.812381990498196,"NA"]
[null,"VIC","TTS3466J","Thomastown 34 (Jemena) 66 kV","Jemena","Summer","Non-Coincident",2007,"TempCorrActualPOE50",217.40325600898501,"NA"]
[null,"VIC","TTS3466J","Thomastown 34 (Jemena) 66 kV","Jemena","Summer","Non-Coincident",2011,"TempCorrActualPOE10",260.76929591755402,"NA"]
[null,"VIC","TTS3466J","Thomastown 34 (Jemena) 66 kV","Jemena","Summer","Non-Coincident",2012,"TempCorrActualPOE50",239.15857740900501,"NA"]
[null,"VIC","TTS3466J","Thomastown 34 (Jemena) 66 kV","Jemena","Summer","Non-Coincident",2016,"TempCorrActualPOE10",258.91110885058902,"NA"]
[null,"VIC","TTS3466J","Thomastown 34 (Jemena) 66 kV","Jemena","Winter","Non-Coincident",2007,"TempCorrActualPOE10",191.59436364833101,"NA"]
[null,"VIC","TTS3466J","Thomastown 34 (Jemena) 66 kV","Jemena","Winter","Non-Coincident",2011,"TempCorrActualPOE50",198.04190072598499,"NA"]
[null,"VIC","TTS3466J","Thomastown 34 (Jemena) 66 kV","Jemena","Winter","Non-Coincident",2015,"TempCorrActualPOE10",214.47571936068601,"NA"]
[null,"VIC","VCB2","Aquasure Desalination 220kV","Direct Connect","Summer","Non-Coincident",2013,"TempCorrActualPOE50","NA","NA"]
[null,"VIC","VCB2","Aquasure Desalination 220kV","Direct Connect","Summer","Non-Coincident",2016,"TempCorrActualPOE10","NA","NA"]
[null,"VIC","WETS66","Wemen (Powercor) 66 kV","Powercor","Summer","Non-Coincident",2012,"TempCorrActualPOE10",44.249185688079997,"NA"]
[null,"VIC","WETS66","Wemen (Powercor) 66 kV","Powercor","Summer","Non-Coincident",2013,"TempCorrActualPOE50",49.003523766185303,"NA"]
[null,"VIC","WETS66","Wemen (Powercor) 66 kV","Powercor","Winter","Non-Coincident",2012,"TempCorrActualPOE10",21.564796292055199,"NA"]
[null,"VIC","WETS66","Wemen (Powercor) 66 kV","Powercor","Winter","Non-Coincident",2014,"TempCorrActualPOE50",21.181226519158599,"NA"]
[null,"VIC","WMTS22","West Melbourne (CitiPower) 22 kV","Citipower","Summer","Non-Coincident",2008,"TempCorrActualPOE10",81.336158135674694,"NA"]
[null,"VIC","WMTS22","West Melbourne (CitiPower) 22 kV","Citipower","Summer","Non-Coincident",2013,"TempCorrActualPOE10",79.257246849274694,"NA"]
[null,"VIC","WMTS22","West Melbourne (CitiPower) 22 kV","Citipower","Summer","Non-Coincident",2015,"TempCorrActualPOE50",65.525223679697604,"NA"]
[null,"VIC","WMTS22","West Melbourne (CitiPower) 22 kV","Citipower","Winter","Non-Coincident",2007,"TempCorrActualPOE10",57.407862638114501,"NA"]
[null,"VIC","WMTS22","West Melbourne (CitiPower) 22 kV","Citipower","Winter","Non-Coincident",2012,"TempCorrActualPOE50",60.732959819689498,"NA"]
[null,"VIC","WMTS22","West Melbourne (CitiPower) 22 kV","Citipower","Winter","Non-Coincident",2012,"TempCorrActualPOE10",62.875950590714503,"NA"]
[null,"VIC","WMTS66C","West Melbourne (CitiPower) 66 kV","Citipower","Summer","Non-Coincident",2008,"TempCorrActualPOE10",419.31827727199402,"NA"]
[null,"VIC","WMTS66C","West Melbourne (CitiPower) 66 kV","Citipower","Summer","Non-Coincident",2010,"TempCorrActualPOE50",386.43614045569399,"NA"]
[null,"VIC","WMTS66C","West Melbourne (CitiPower) 66 kV","Citipower","Summer","Non-Coincident",2013,"TempCorrActualPOE10",409.37315087175602,"NA"]
[null,"VIC","WMTS66C","West Melbourne (CitiPower) 66 kV","Citipower","Winter","Non-Coincident",2007,"TempCorrActualPOE50",292.39888633186399,"NA"]
[null,"VIC","WMTS66C","West Melbourne (CitiPower) 66 kV","Citipower","Winter","Non-Coincident",2011,"TempCorrActualPOE50",282.89266554865401,"NA"]
[null,"VIC","WMTS66C","West Melbourne (CitiPower) 66 kV","Citipower","Winter","Non-Coincident",2012,"TempCorrActualPOE10",288.107608768543,"NA"]
[null,"VIC","WMTS66J","West Melbourne (Jemena) 66 kV","Jemena","Summer","Non-Coincident",2008,"TempCorrActualPOE50",54.724701764560301,"NA"]
[null,"VIC","WMTS66J","West Melbourne (Jemena) 66 kV","Jemena","Summer","Non-Coincident",2008,"TempCorrActualPOE10",59.462394572551702,"NA"]
[null,"VIC","WMTS66J","West Melbourne (Jemena) 66 kV","Jemena","Summer","Non-Coincident",2013,"TempCorrActualPOE50",60.497297753203597,"NA"]
[null,"VIC","WMTS66J","West Melbourne (Jemena) 66 kV","Jemena","Summer","Non-Coincident",2014,"TempCorrActualPOE10",64.528584717582504,"NA"]
[null,"VIC","WMTS66J","West Melbourne (Jemena) 66 kV","Jemena","Winter","Non-Coincident",2009,"TempCorrActualPOE10",55.871481595869703,"NA"]
[null,"VIC","WMTS66J","West Melbourne (Jemena) 66 kV","Jemena","Winter","Non-Coincident",2012,"TempCorrActualPOE50",56.373637069976503,"NA"]
[null,"VIC","WMTS66J","West Melbourne (Jemena) 66 kV","Jemena","Winter","Non-Coincident",2015,"TempCorrActualPOE10",61.010458815807901,"NA"]
[null,"VIC","WOTS22","Wodonga (AusNet) 22 kV","AusNet","Summer","Non-Coincident",2008,"TempCorrActualPOE50",28.068917853050099,"NA"]
[null,"VIC","WOTS22","Wodonga (AusNet) 22 kV","AusNet","Summer","Non-Coincident",2012,"TempCorrActualPOE10",31.4675835864855,"NA"]
[null,"VIC","WOTS22","Wodonga (AusNet) 22 kV","AusNet","Summer","Non-Coincident",2015,"TempCorrActualPOE10",35.150822306005097,"NA"]
[null,"VIC","WOTS22","Wodonga (AusNet) 22 kV","AusNet","Winter","Non-Coincident",2007,"TempCorrActualPOE50",27.406220404975901,"NA"]
[null,"VIC","WOTS22","Wodonga (AusNet) 22 kV","AusNet","Winter","Non-Coincident",2010,"TempCorrActualPOE10",27.628247255230502,"NA"]
[null,"VIC","WOTS22","Wodonga (AusNet) 22 kV","AusNet","Winter","Non-Coincident",2012,"TempCorrActualPOE50",26.6270986588002,"NA"]
[null,"VIC","WOTS66","Wodonga (AusNet) 66 kV","AusNet","Summer","Non-Coincident",2007,"TempCorrActualPOE10",68.2568509702554,"NA"]
[null,"VIC","WOTS66","Wodonga (AusNet) 66 kV","AusNet","Summer","Non-Coincident",2010,"TempCorrActualPOE10",68.456247530451094,"NA"]
[null,"VIC","WOTS66","Wodonga (AusNet) 66 kV","AusNet","Summer","Non-Coincident",2013,"TempCorrActualPOE50",59.516655153706999,"NA"]
[null,"VIC","WOTS66","Wodonga (AusNet) 66 kV","AusNet","Winter","Non-Coincident",2006,"TempCorrActualPOE10",51.559581572805499,"NA"]
[null,"VIC","WOTS66","Wodonga (AusNet) 66 kV","AusNet","Winter","Non-Coincident",2007,"TempCorrActualPOE50",49.896825423481999,"NA"]
[null,"VIC","WOTS66","Wodonga (AusNet) 66 kV","AusNet","Winter","Non-Coincident",2011,"TempCorrActualPOE10",52.856338121940801,"NA"]
[null,"VIC","WOTS66","Wodonga (AusNet) 66 kV","AusNet","Winter","Non-Coincident",2014,"TempCorrActualPOE10",46.038404589251201,"NA"]
[null,"VIC","YPS11","Yallourn (AusNet) 11 kV","AusNet","Summer","Non-Coincident",2008,"TempCorrActualPOE50",0.63132986059760898,"NA"]
[null,"VIC","YPS11","Yallourn (AusNet) 11 kV","AusNet","Summer","Non-Coincident",2012,"TempCorrActualPOE10",0.71224656956377996,"NA"]
[null,"VIC","YPS11","Yallourn (AusNet) 11 kV","AusNet","Summer","Non-Coincident",2016,"TempCorrActualPOE50",0.52231695654999599,"NA"]
[null,"VIC","YPS11","Yallourn (AusNet) 11 kV","AusNet","Winter","Non-Coincident",2006,"TempCorrActualPOE10",1.07248475847745,"NA"]
[null,"VIC","YPS11","Yallourn (AusNet) 11 kV","AusNet","Winter","Non-Coincident",2011,"TempCorrActualPOE50",0.77088309725072501,"NA"]
[null,"VIC","YPS11","Yallourn (AusNet) 11 kV","AusNet","Winter","Non-Coincident",2012,"TempCorrActualPOE50",0.71633242542528297,"NA"]
[null,"VIC","APD","Alcoa Portland 500 kV","Direct Connect","Summer","Coincident",2007,"TempCorrActualPOE10","NA","NA"]
[null,"VIC","APD","Alcoa Portland 500 kV","Direct Connect","Summer","Coincident",2011,"TempCorrActualPOE50","NA","NA"]
[null,"VIC","APD","Alcoa Portland 500 kV","Direct Connect","Summer","Coincident",2012,"TempCorrActualPOE10","NA","NA"]
[null,"VIC","APD","Alcoa Portland 500 kV","Direct Connect","Winter","Coincident",2006,"TempCorrActualPOE50","NA","NA"]
[null,"VIC","APD","Alcoa Portland 500 kV","Direct Connect","Winter","Coincident",2010,"TempCorrActualPOE50","NA","NA"]
[null,"VIC","APD","Alcoa Portland 500 kV","Direct Connect","Winter","Coincident",2011,"TempCorrActualPOE10","NA","NA"]
[null,"VIC","APD","Alcoa Portland 500 kV","Direct Connect","Winter","Coincident",2015,"TempCorrActualPOE50","NA","NA"]
[null,"VIC","ATSBJ","Altona-Brooklyn (Jemena) 66 kV","Jemena","Summer","Coincident",2007,"TempCorrActualPOE10",130.97549325153,"NA"]
[null,"VIC","ATSBJ","Altona-Brooklyn (Jemena) 66 kV","Jemena","Summer","Coincident",2012,"TempCorrActualPOE50",113.386743976112,"NA"]
[null,"VIC","ATSBJ","Altona-Brooklyn (Jemena) 66 kV","Jemena","Summer","Coincident",2016,"TempCorrActualPOE50",116.674888707505,"NA"]
[null,"VIC","ATSBJ","Altona-Brooklyn (Jemena) 66 kV","Jemena","Winter","Coincident",2006,"TempCorrActualPOE10",108.066724328308,"NA"]
[null,"VIC","ATSBJ","Altona-Brooklyn (Jemena) 66 kV","Jemena","Winter","Coincident",2011,"TempCorrActualPOE50",108.920239645452,"NA"]
[null,"VIC","ATSBJ","Altona-Brooklyn (Jemena) 66 kV","Jemena","Winter","Coincident",2014,"TempCorrActualPOE10",101.117091249704,"NA"]
[null,"VIC","ATSBP","Altona-Brooklyn (Powercor) 66 kV","Powercor","Summer","Coincident",2007,"TempCorrActualPOE50",119.296787795113,"NA"]
[null,"VIC","ATSBP","Altona-Brooklyn (Powercor) 66 kV","Powercor","Summer","Coincident",2011,"TempCorrActualPOE50",160.46842556431699,"NA"]
[null,"VIC","ATSBP","Altona-Brooklyn (Powercor) 66 kV","Powercor","Summer","Coincident",2012,"TempCorrActualPOE10",170.462461657879,"NA"]
[null,"VIC","ATSBP","Altona-Brooklyn (Powercor) 66 kV","Powercor","Winter","Coincident",2006,"TempCorrActualPOE50",112.270241971714,"NA"]
[null,"VIC","ATSBP","Altona-Brooklyn (Powercor) 66 kV","Powercor","Winter","Coincident",2009,"TempCorrActualPOE10",145.239824578656,"NA"]
[null,"VIC","ATSBP","Altona-Brooklyn (Powercor) 66 kV","Powercor","Winter","Coincident",2011,"TempCorrActualPOE50",150.029099266619,"NA"]
[null,"VIC","ATSWAL","Air Liquid","Direct Connect","Summer","Coincident",2007,"TempCorrActualPOE50","NA","NA"]
[null,"VIC","ATSWAL","Air Liquid","Direct Connect","Summer","Coincident",2010,"TempCorrActualPOE10","NA","NA"]
[null,"VIC","ATSWAL","Air Liquid","Direct Connect","Summer","Coincident",2012,"TempCorrActualPOE50","NA","NA"]
[null,"VIC","ATSWAL","Air Liquid","Direct Connect","Summer","Coincident",2015,"TempCorrActualPOE10","NA","NA"]
[null,"VIC","ATSWAL","Air Liquid","Direct Connect","Winter","Coincident",2006,"TempCorrActualPOE50","NA","NA"]
[null,"VIC","ATSWAL","Air Liquid","Direct Connect","Winter","Coincident",2011,"TempCorrActualPOE50","NA","NA"]
[null,"VIC","ATSWAL","Air Liquid","Direct Connect","Winter","Coincident",2014,"TempCorrActualPOE10","NA","NA"]
[null,"VIC","ATSWP","Altona West (Powercor) 66 kV","Powercor","Summer","Coincident",2007,"TempCorrActualPOE50",131.44730635014099,"NA"]
[null,"VIC","ATSWP","Altona West (Powercor) 66 kV","Powercor","Summer","Coincident",2010,"TempCorrActualPOE10",186.207336563116,"NA"]
[null,"VIC","ATSWP","Altona West (Powercor) 66 kV","Powercor","Summer","Coincident",2015,"TempCorrActualPOE10",195.42340347131699,"NA"]
[null,"VIC","ATSWP","Altona West (Powercor) 66 kV","Powercor","Winter","Coincident",2006,"TempCorrActualPOE50",107.26946858361801,"NA"]
[null,"VIC","ATSWP","Altona West (Powercor) 66 kV","Powercor","Winter","Coincident",2009,"TempCorrActualPOE10",131.603333043503,"NA"]
[null,"VIC","ATSWP","Altona West (Powercor) 66 kV","Powercor","Winter","Coincident",2011,"TempCorrActualPOE50",128.612878623477,"NA"]
[null,"VIC","ATSWP","Altona West (Powercor) 66 kV","Powercor","Winter","Coincident",2015,"TempCorrActualPOE10",158.62092318376199,"NA"]
[null,"VIC","BATS66","Ballarat (Powercor) 66 kV","Powercor","Summer","Coincident",2010,"TempCorrActualPOE10",166.64030289849299,"NA"]
[null,"VIC","BATS66","Ballarat (Powercor) 66 kV","Powercor","Summer","Coincident",2012,"TempCorrActualPOE50",135.117236166075,"NA"]
[null,"VIC","BATS66","Ballarat (Powercor) 66 kV","Powercor","Summer","Coincident",2015,"TempCorrActualPOE10",161.22821127170701,"NA"]
[null,"VIC","BATS66","Ballarat (Powercor) 66 kV","Powercor","Winter","Coincident",2009,"TempCorrActualPOE50",146.153237215026,"NA"]
[null,"VIC","BATS66","Ballarat (Powercor) 66 kV","Powercor","Winter","Coincident",2010,"TempCorrActualPOE10",134.41491990883301,"NA"]
[null,"VIC","BATS66","Ballarat (Powercor) 66 kV","Powercor","Winter","Coincident",2014,"TempCorrActualPOE10",143.79624245254001,"NA"]
[null,"VIC","BETS22","Bendigo (Powercor) 22 kV","Powercor","Summer","Coincident",2007,"TempCorrActualPOE50",51.437144413824399,"NA"]
[null,"VIC","BETS22","Bendigo (Powercor) 22 kV","Powercor","Summer","Coincident",2010,"TempCorrActualPOE10",64.171853918897298,"NA"]
[null,"VIC","BETS22","Bendigo (Powercor) 22 kV","Powercor","Summer","Coincident",2015,"TempCorrActualPOE50",58.176804951744103,"NA"]
[null,"VIC","BETS22","Bendigo (Powercor) 22 kV","Powercor","Summer","Coincident",2016,"TempCorrActualPOE10",71.433052797132206,"NA"]
[null,"VIC","BETS22","Bendigo (Powercor) 22 kV","Powercor","Winter","Coincident",2009,"TempCorrActualPOE10",42.560997097993003,"NA"]
[null,"VIC","BETS22","Bendigo (Powercor) 22 kV","Powercor","Winter","Coincident",2014,"TempCorrActualPOE50",45.553484048781897,"NA"]
[null,"VIC","BETS22","Bendigo (Powercor) 22 kV","Powercor","Winter","Coincident",2015,"TempCorrActualPOE10",50.861988155228602,"NA"]
[null,"VIC","BETS66","Bendigo (Powercor) 66 kV","Powercor","Summer","Coincident",2010,"TempCorrActualPOE50",171.08155771325201,"NA"]
[null,"VIC","BETS66","Bendigo (Powercor) 66 kV","Powercor","Summer","Coincident",2011,"TempCorrActualPOE10",177.936025876315,"NA"]
[null,"VIC","BETS66","Bendigo (Powercor) 66 kV","Powercor","Summer","Coincident",2015,"TempCorrActualPOE10",155.94410318183901,"NA"]
[null,"VIC","BETS66","Bendigo (Powercor) 66 kV","Powercor","Winter","Coincident",2009,"TempCorrActualPOE50",121.189511360544,"NA"]
[null,"VIC","BETS66","Bendigo (Powercor) 66 kV","Powercor","Winter","Coincident",2010,"TempCorrActualPOE10",121.17341614004199,"NA"]
[null,"VIC","BETS66","Bendigo (Powercor) 66 kV","Powercor","Winter","Coincident",2014,"TempCorrActualPOE50",116.22892706301199,"NA"]
[null,"VIC","BLTS22J","Brooklyn (Jemena) 22 kV","Jemena","Summer","Coincident",2009,"TempCorrActualPOE10",0.95150921306805203,"NA"]
[null,"VIC","BLTS22J","Brooklyn (Jemena) 22 kV","Jemena","Summer","Coincident",2012,"TempCorrActualPOE50",1.08981540678434,"NA"]
[null,"VIC","BLTS22J","Brooklyn (Jemena) 22 kV","Jemena","Summer","Coincident",2015,"TempCorrActualPOE50",1.0464566354264799,"NA"]
[null,"VIC","BLTS22J","Brooklyn (Jemena) 22 kV","Jemena","Summer","Coincident",2016,"TempCorrActualPOE10",1.0120681795735,"NA"]
[null,"VIC","BLTS22J","Brooklyn (Jemena) 22 kV","Jemena","Winter","Coincident",2009,"TempCorrActualPOE50",1.2541572135627499,"NA"]
[null,"VIC","BLTS22J","Brooklyn (Jemena) 22 kV","Jemena","Winter","Coincident",2013,"TempCorrActualPOE10",0.75324740913883104,"NA"]
[null,"VIC","BLTS22J","Brooklyn (Jemena) 22 kV","Jemena","Winter","Coincident",2015,"TempCorrActualPOE50",0.75061963439752999,"NA"]
[null,"VIC","BLTS22P","Brooklyn (Powercor) 22 kV","Powercor","Summer","Coincident",2009,"TempCorrActualPOE50",55.192525902997303,"NA"]
[null,"VIC","BLTS22P","Brooklyn (Powercor) 22 kV","Powercor","Summer","Coincident",2014,"TempCorrActualPOE10",54.135187972205301,"NA"]
[null,"VIC","BLTS22P","Brooklyn (Powercor) 22 kV","Powercor","Summer","Coincident",2015,"TempCorrActualPOE50",53.8235923749181,"NA"]
[null,"VIC","BLTS22P","Brooklyn (Powercor) 22 kV","Powercor","Winter","Coincident",2008,"TempCorrActualPOE10",46.079459126197897,"NA"]
[null,"VIC","BLTS22P","Brooklyn (Powercor) 22 kV","Powercor","Winter","Coincident",2010,"TempCorrActualPOE50",47.025008746048599,"NA"]
[null,"VIC","BLTS22P","Brooklyn (Powercor) 22 kV","Powercor","Winter","Coincident",2013,"TempCorrActualPOE50",46.262734778286998,"NA"]
[null,"VIC","BLTSS","Brooklyn (Powercor) 66 kV - Onesteel","Powercor","Summer","Coincident",2009,"TempCorrActualPOE10","NA","NA"]
[null,"VIC","BLTSS","Brooklyn (Powercor) 66 kV - Onesteel","Powercor","Summer","Coincident",2011,"TempCorrActualPOE50","NA","NA"]
[null,"VIC","BLTSS","Brooklyn (Powercor) 66 kV - Onesteel","Powercor","Summer","Coincident",2014,"TempCorrActualPOE10","NA","NA"]
[null,"VIC","BLTSS","Brooklyn (Powercor) 66 kV - Onesteel","Powercor","Winter","Coincident",2008,"TempCorrActualPOE50","NA","NA"]
[null,"VIC","BLTSS","Brooklyn (Powercor) 66 kV - Onesteel","Powercor","Winter","Coincident",2011,"TempCorrActualPOE10","NA","NA"]
[null,"VIC","BLTSS","Brooklyn (Powercor) 66 kV - Onesteel","Powercor","Winter","Coincident",2013,"TempCorrActualPOE10","NA","NA"]
[null,"VIC","BLTSS","Brooklyn (Powercor) 66 kV - Onesteel","Powercor","Winter","Coincident",2015,"TempCorrActualPOE50","NA","NA"]
[null,"VIC","BTS22C","Brunswick (CitiPower) 22 kV","Citipower","Summer","Coincident",2009,"TempCorrActualPOE10",48.108202590254102,"NA"]
[null,"VIC","BTS22C","Brunswick (CitiPower) 22 kV","Citipower","Summer","Coincident",2014,"TempCorrActualPOE50",46.149332471500202,"NA"]
[null,"VIC","BTS22C","Brunswick (CitiPower) 22 kV","Citipower","Summer","Coincident",2015,"TempCorrActualPOE10",51.433712242415702,"NA"]
[null,"VIC","BTS22C","Brunswick (CitiPower) 22 kV","Citipower","Winter","Coincident",2008,"TempCorrActualPOE10",50.095179719662603,"NA"]
[null,"VIC","BTS22C","Brunswick (CitiPower) 22 kV","Citipower","Winter","Coincident",2013,"TempCorrActualPOE50",47.791284592763503,"NA"]
[null,"VIC","BTS22C","Brunswick (CitiPower) 22 kV","Citipower","Winter","Coincident",2013,"TempCorrActualPOE10",49.257647562387497,"NA"]
[null,"VIC","BTS22J","Brunswick (Jemena) 22 kV","Jemena","Summer","Coincident",2009,"TempCorrActualPOE50",40.111269083462801,"NA"]
[null,"VIC","BTS22J","Brunswick (Jemena) 22 kV","Jemena","Summer","Coincident",2010,"TempCorrActualPOE10",47.261345658679602,"NA"]
[null,"VIC","BTS22J","Brunswick (Jemena) 22 kV","Jemena","Summer","Coincident",2014,"TempCorrActualPOE10",43.897895887340702,"NA"]
[null,"VIC","BTS22J","Brunswick (Jemena) 22 kV","Jemena","Winter","Coincident",2008,"TempCorrActualPOE50",33.891991617129399,"NA"]
[null,"VIC","BTS22J","Brunswick (Jemena) 22 kV","Jemena","Winter","Coincident",2011,"TempCorrActualPOE10",33.464775289075099,"NA"]
[null,"VIC","BTS22J","Brunswick (Jemena) 22 kV","Jemena","Winter","Coincident",2013,"TempCorrActualPOE50",31.780606708603901,"NA"]
[null,"VIC","CBTS66A","Cranbourne (AusNet) 66 kV","AusNet","Summer","Coincident",2009,"TempCorrActualPOE50",179.956930016369,"NA"]
[null,"VIC","CBTS66A","Cranbourne (AusNet) 66 kV","AusNet","Summer","Coincident",2009,"TempCorrActualPOE10",198.02651166290499,"NA"]
[null,"VIC","CBTS66A","Cranbourne (AusNet) 66 kV","AusNet","Summer","Coincident",2014,"TempCorrActualPOE50",237.915965103882,"NA"]
[null,"VIC","CBTS66A","Cranbourne (AusNet) 66 kV","AusNet","Summer","Coincident",2015,"TempCorrActualPOE10",231.24451562419301,"NA"]
[null,"VIC","CBTS66A","Cranbourne (AusNet) 66 kV","AusNet","Winter","Coincident",2008,"TempCorrActualPOE50",144.757457801058,"NA"]
[null,"VIC","CBTS66A","Cranbourne (AusNet) 66 kV","AusNet","Winter","Coincident",2013,"TempCorrActualPOE50",180.232586115732,"NA"]
[null,"VIC","CBTS66U","Cranbourne (United Energy) 66 kV","United Energy","Summer","Coincident",2007,"TempCorrActualPOE10",148.418951976427,"NA"]
[null,"VIC","CBTS66U","Cranbourne (United Energy) 66 kV","United Energy","Summer","Coincident",2009,"TempCorrActualPOE50",139.643009335903,"NA"]
[null,"VIC","CBTS66U","Cranbourne (United Energy) 66 kV","United Energy","Summer","Coincident",2013,"TempCorrActualPOE10",181.70760701092499,"NA"]
[null,"VIC","CBTS66U","Cranbourne (United Energy) 66 kV","United Energy","Summer","Coincident",2014,"TempCorrActualPOE50",155.133592539353,"NA"]
[null,"VIC","CBTS66U","Cranbourne (United Energy) 66 kV","United Energy","Winter","Coincident",2008,"TempCorrActualPOE50",110.66661160517501,"NA"]
[null,"VIC","CBTS66U","Cranbourne (United Energy) 66 kV","United Energy","Winter","Coincident",2011,"TempCorrActualPOE10",127.639143235877,"NA"]
[null,"VIC","CBTS66U","Cranbourne (United Energy) 66 kV","United Energy","Winter","Coincident",2013,"TempCorrActualPOE50",107.20053354497,"NA"]
[null,"VIC","ERTS1266A","East Rowville 12 (AusNet) 66 kV","AusNet","Summer","Coincident",2008,"TempCorrActualPOE10",95.191822920022901,"NA"]
[null,"VIC","ERTS1266A","East Rowville 12 (AusNet) 66 kV","AusNet","Summer","Coincident",2012,"TempCorrActualPOE50",87.438757666063793,"NA"]
[null,"VIC","ERTS1266A","East Rowville 12 (AusNet) 66 kV","AusNet","Summer","Coincident",2014,"TempCorrActualPOE50",77.196685258789003,"NA"]
[null,"VIC","ERTS1266A","East Rowville 12 (AusNet) 66 kV","AusNet","Winter","Coincident",2007,"TempCorrActualPOE10",77.247620623332097,"NA"]
[null,"VIC","ERTS1266A","East Rowville 12 (AusNet) 66 kV","AusNet","Winter","Coincident",2008,"TempCorrActualPOE50",79.423862160017507,"NA"]
[null,"VIC","ERTS1266A","East Rowville 12 (AusNet) 66 kV","AusNet","Winter","Coincident",2012,"TempCorrActualPOE10",75.179059360921499,"NA"]
[null,"VIC","ERTS1266U","East Rowville 12 (United Energy) 66 kV","United Energy","Summer","Coincident",2007,"TempCorrActualPOE50",117.045206928136,"NA"]
[null,"VIC","ERTS1266U","East Rowville 12 (United Energy) 66 kV","United Energy","Summer","Coincident",2009,"TempCorrActualPOE50",119.151750265156,"NA"]
[null,"VIC","ERTS1266U","East Rowville 12 (United Energy) 66 kV","United Energy","Summer","Coincident",2013,"TempCorrActualPOE10",145.93853844318301,"NA"]
[null,"VIC","ERTS1266U","East Rowville 12 (United Energy) 66 kV","United Energy","Winter","Coincident",2006,"TempCorrActualPOE50",87.441208853500896,"NA"]
[null,"VIC","ERTS1266U","East Rowville 12 (United Energy) 66 kV","United Energy","Winter","Coincident",2007,"TempCorrActualPOE10",90.233204072060701,"NA"]
[null,"VIC","ERTS1266U","East Rowville 12 (United Energy) 66 kV","United Energy","Winter","Coincident",2012,"TempCorrActualPOE50",93.763752547463199,"NA"]
[null,"VIC","ERTS1266U","East Rowville 12 (United Energy) 66 kV","United Energy","Winter","Coincident",2013,"TempCorrActualPOE50",101.384413682427,"NA"]
[null,"VIC","ERTS3466A","East Rowville 34 (AusNet) 66 kV","AusNet","Summer","Coincident",2009,"TempCorrActualPOE10",76.697316074654495,"NA"]
[null,"VIC","ERTS3466A","East Rowville 34 (AusNet) 66 kV","AusNet","Summer","Coincident",2013,"TempCorrActualPOE50",48.6017510474096,"NA"]
[null,"VIC","ERTS3466A","East Rowville 34 (AusNet) 66 kV","AusNet","Summer","Coincident",2014,"TempCorrActualPOE10",59.0391466875354,"NA"]
[null,"VIC","ERTS3466A","East Rowville 34 (AusNet) 66 kV","AusNet","Winter","Coincident",2009,"TempCorrActualPOE50",52.104780839102702,"NA"]
[null,"VIC","ERTS3466A","East Rowville 34 (AusNet) 66 kV","AusNet","Winter","Coincident",2010,"TempCorrActualPOE50",48.750548724656198,"NA"]
[null,"VIC","ERTS3466A","East Rowville 34 (AusNet) 66 kV","AusNet","Winter","Coincident",2014,"TempCorrActualPOE10",42.582897597087701,"NA"]
[null,"VIC","ERTS3466U","East Rowville 34 (United Energy) 66 kV","United Energy","Summer","Coincident",2010,"TempCorrActualPOE50",159.439804615047,"NA"]
[null,"VIC","ERTS3466U","East Rowville 34 (United Energy) 66 kV","United Energy","Summer","Coincident",2011,"TempCorrActualPOE10",212.27454899942501,"NA"]
[null,"VIC","ERTS3466U","East Rowville 34 (United Energy) 66 kV","United Energy","Summer","Coincident",2016,"TempCorrActualPOE50",149.89208993048101,"NA"]
[null,"VIC","ERTS3466U","East Rowville 34 (United Energy) 66 kV","United Energy","Winter","Coincident",2010,"TempCorrActualPOE10",145.15941860286901,"NA"]
[null,"VIC","ERTS3466U","East Rowville 34 (United Energy) 66 kV","United Energy","Winter","Coincident",2011,"TempCorrActualPOE10",151.69203469851499,"NA"]
[null,"VIC","FBTS66C","Fishermans Bend (Citipower) 66 kV","Citipower","Summer","Coincident",2007,"TempCorrActualPOE50",223.453243758588,"NA"]
[null,"VIC","FBTS66C","Fishermans Bend (Citipower) 66 kV","Citipower","Summer","Coincident",2010,"TempCorrActualPOE10",232.68754394097701,"NA"]
[null,"VIC","FBTS66C","Fishermans Bend (Citipower) 66 kV","Citipower","Summer","Coincident",2012,"TempCorrActualPOE50",231.241410460167,"NA"]
[null,"VIC","FBTS66C","Fishermans Bend (Citipower) 66 kV","Citipower","Summer","Coincident",2016,"TempCorrActualPOE10",247.598680314022,"NA"]
[null,"VIC","FBTS66C","Fishermans Bend (Citipower) 66 kV","Citipower","Winter","Coincident",2006,"TempCorrActualPOE10",163.42828185927499,"NA"]
[null,"VIC","FBTS66C","Fishermans Bend (Citipower) 66 kV","Citipower","Winter","Coincident",2011,"TempCorrActualPOE50",166.19323752347799,"NA"]
[null,"VIC","FBTS66C","Fishermans Bend (Citipower) 66 kV","Citipower","Winter","Coincident",2014,"TempCorrActualPOE10",174.87143180802801,"NA"]
[null,"VIC","FBTS66P","Fishermans Bend (Powercor) 66 kV","Powercor","Summer","Coincident",2007,"TempCorrActualPOE50",2.9808003173797801,"NA"]
[null,"VIC","FBTS66P","Fishermans Bend (Powercor) 66 kV","Powercor","Summer","Coincident",2011,"TempCorrActualPOE10",25.718370041579298,"NA"]
[null,"VIC","FBTS66P","Fishermans Bend (Powercor) 66 kV","Powercor","Summer","Coincident",2015,"TempCorrActualPOE10",19.3737862299614,"NA"]
[null,"VIC","FBTS66P","Fishermans Bend (Powercor) 66 kV","Powercor","Winter","Coincident",2010,"TempCorrActualPOE50",13.9013450954447,"NA"]
[null,"VIC","FBTS66P","Fishermans Bend (Powercor) 66 kV","Powercor","Winter","Coincident",2013,"TempCorrActualPOE10",14.6837171446117,"NA"]
[null,"VIC","FBTS66P","Fishermans Bend (Powercor) 66 kV","Powercor","Winter","Coincident",2015,"TempCorrActualPOE50",15.700733564601499,"NA"]
[null,"VIC","FVTS220","Fosterville 220 kV","Direct connect","Summer","Coincident",2010,"TempCorrActualPOE10","NA","NA"]
[null,"VIC","FVTS220","Fosterville 220 kV","Direct connect","Summer","Coincident",2014,"TempCorrActualPOE50","NA","NA"]
[null,"VIC","FVTS220","Fosterville 220 kV","Direct connect","Summer","Coincident",2016,"TempCorrActualPOE50","NA","NA"]
[null,"VIC","FVTS220","Fosterville 220 kV","Direct connect","Winter","Coincident",2008,"TempCorrActualPOE10","NA","NA"]
[null,"VIC","FVTS220","Fosterville 220 kV","Direct connect","Winter","Coincident",2013,"TempCorrActualPOE50","NA","NA"]
[null,"VIC","FVTS220","Fosterville 220 kV","Direct connect","Winter","Coincident",2014,"TempCorrActualPOE10","NA","NA"]
[null,"VIC","GNTS66","Glenrowan (AusNet) 66 kV","AusNet","Summer","Coincident",2009,"TempCorrActualPOE50",93.907873539811106,"NA"]
[null,"VIC","GNTS66","Glenrowan (AusNet) 66 kV","AusNet","Summer","Coincident",2011,"TempCorrActualPOE50",91.192201257869598,"NA"]
[null,"VIC","GNTS66","Glenrowan (AusNet) 66 kV","AusNet","Summer","Coincident",2015,"TempCorrActualPOE10",81.818734969018806,"NA"]
[null,"VIC","GNTS66","Glenrowan (AusNet) 66 kV","AusNet","Winter","Coincident",2008,"TempCorrActualPOE50",81.174060285197598,"NA"]
[null,"VIC","GNTS66","Glenrowan (AusNet) 66 kV","AusNet","Winter","Coincident",2009,"TempCorrActualPOE10",86.905678942796101,"NA"]
[null,"VIC","GNTS66","Glenrowan (AusNet) 66 kV","AusNet","Winter","Coincident",2013,"TempCorrActualPOE50",77.441968876974002,"NA"]
[null,"VIC","GTS1266","Geelong 12 (Powercor) 66 kV","Powercor","Summer","Coincident",2009,"TempCorrActualPOE50",152.733832776779,"NA"]
[null,"VIC","GTS1266","Geelong 12 (Powercor) 66 kV","Powercor","Summer","Coincident",2010,"TempCorrActualPOE10",177.73812929412401,"NA"]
[null,"VIC","GTS1266","Geelong 12 (Powercor) 66 kV","Powercor","Summer","Coincident",2014,"TempCorrActualPOE50",168.29041016420001,"NA"]
[null,"VIC","GTS1266","Geelong 12 (Powercor) 66 kV","Powercor","Summer","Coincident",2015,"TempCorrActualPOE10",134.08359840671201,"NA"]
[null,"VIC","GTS1266","Geelong 12 (Powercor) 66 kV","Powercor","Winter","Coincident",2008,"TempCorrActualPOE50",142.80891377774799,"NA"]
[null,"VIC","GTS1266","Geelong 12 (Powercor) 66 kV","Powercor","Winter","Coincident",2013,"TempCorrActualPOE50",127.885914781411,"NA"]
[null,"VIC","GTS1266","Geelong 12 (Powercor) 66 kV","Powercor","Winter","Coincident",2014,"TempCorrActualPOE10",143.92380207703499,"NA"]
[null,"VIC","GTS3466","Geelong 34 (Powercor) 66 kV","Powercor","Summer","Coincident",2009,"TempCorrActualPOE50",215.19714136280899,"NA"]
[null,"VIC","GTS3466","Geelong 34 (Powercor) 66 kV","Powercor","Summer","Coincident",2013,"TempCorrActualPOE10",271.92409213599399,"NA"]
[null,"VIC","GTS3466","Geelong 34 (Powercor) 66 kV","Powercor","Summer","Coincident",2015,"TempCorrActualPOE10",201.553214320725,"NA"]
[null,"VIC","GTS3466","Geelong 34 (Powercor) 66 kV","Powercor","Winter","Coincident",2008,"TempCorrActualPOE50",184.22476286167799,"NA"]
[null,"VIC","GTS3466","Geelong 34 (Powercor) 66 kV","Powercor","Winter","Coincident",2009,"TempCorrActualPOE10",195.259090643787,"NA"]
[null,"VIC","GTS3466","Geelong 34 (Powercor) 66 kV","Powercor","Winter","Coincident",2013,"TempCorrActualPOE50",178.15625456001601,"NA"]
[null,"VIC","HOTS66","Horsham (Powercor) 66 kV","Powercor","Summer","Coincident",2008,"TempCorrActualPOE10",92.064991297015695,"NA"]
[null,"VIC","HOTS66","Horsham (Powercor) 66 kV","Powercor","Summer","Coincident",2010,"TempCorrActualPOE10",93.6900451906467,"NA"]
[null,"VIC","HOTS66","Horsham (Powercor) 66 kV","Powercor","Summer","Coincident",2014,"TempCorrActualPOE50",56.7872901231271,"NA"]
[null,"VIC","HOTS66","Horsham (Powercor) 66 kV","Powercor","Winter","Coincident",2007,"TempCorrActualPOE10",65.605790149728094,"NA"]
[null,"VIC","HOTS66","Horsham (Powercor) 66 kV","Powercor","Winter","Coincident",2009,"TempCorrActualPOE50",66.027329365306201,"NA"]
[null,"VIC","HOTS66","Horsham (Powercor) 66 kV","Powercor","Winter","Coincident",2012,"TempCorrActualPOE10",69.756651226590606,"NA"]
[null,"VIC","HOTS66","Horsham (Powercor) 66 kV","Powercor","Winter","Coincident",2014,"TempCorrActualPOE10",51.260272583630297,"NA"]
[null,"VIC","HTS66","Heatherton (United Energy) 66 kV","United Energy","Summer","Coincident",2009,"TempCorrActualPOE50",284.71989890401602,"NA"]
[null,"VIC","HTS66","Heatherton (United Energy) 66 kV","United Energy","Summer","Coincident",2013,"TempCorrActualPOE10",344.306662814265,"NA"]
[null,"VIC","HTS66","Heatherton (United Energy) 66 kV","United Energy","Summer","Coincident",2015,"TempCorrActualPOE50",298.083996800877,"NA"]
[null,"VIC","HTS66","Heatherton (United Energy) 66 kV","United Energy","Winter","Coincident",2007,"TempCorrActualPOE10",259.93559318363299,"NA"]
[null,"VIC","HTS66","Heatherton (United Energy) 66 kV","United Energy","Winter","Coincident",2009,"TempCorrActualPOE10",253.668658740517,"NA"]
[null,"VIC","HTS66","Heatherton (United Energy) 66 kV","United Energy","Winter","Coincident",2013,"TempCorrActualPOE50",237.60141190538999,"NA"]
[null,"VIC","HYTS22","Heywood (Powercor) 22 kV","Powercor","Summer","Coincident",2011,"TempCorrActualPOE10",1.07050541326891,"NA"]
[null,"VIC","HYTS22","Heywood (Powercor) 22 kV","Powercor","Summer","Coincident",2013,"TempCorrActualPOE50",0.26597326773084301,"NA"]
[null,"VIC","HYTS22","Heywood (Powercor) 22 kV","Powercor","Summer","Coincident",2016,"TempCorrActualPOE10",1.5394568234800301,"NA"]
[null,"VIC","JLA220","John Lysaght 220 kV","Direct Connect","Summer","Coincident",2007,"TempCorrActualPOE50","NA","NA"]
[null,"VIC","JLA220","John Lysaght 220 kV","Direct Connect","Summer","Coincident",2008,"TempCorrActualPOE50","NA","NA"]
[null,"VIC","JLA220","John Lysaght 220 kV","Direct Connect","Summer","Coincident",2011,"TempCorrActualPOE10","NA","NA"]
[null,"VIC","JLA220","John Lysaght 220 kV","Direct Connect","Summer","Coincident",2016,"TempCorrActualPOE50","NA","NA"]
[null,"VIC","JLA220","John Lysaght 220 kV","Direct Connect","Summer","Coincident",2016,"TempCorrActualPOE10","NA","NA"]
[null,"VIC","JLA220","John Lysaght 220 kV","Direct Connect","Winter","Coincident",2011,"TempCorrActualPOE50","NA","NA"]
[null,"VIC","JLA220","John Lysaght 220 kV","Direct Connect","Winter","Coincident",2012,"TempCorrActualPOE50","NA","NA"]
[null,"VIC","JLA220","John Lysaght 220 kV","Direct Connect","Winter","Coincident",2015,"TempCorrActualPOE10","NA","NA"]
[null,"VIC","KGTS22","Kerang (Powercor) 22 kV","Powercor","Summer","Coincident",2011,"TempCorrActualPOE50",10.977149340807999,"NA"]
[null,"VIC","KGTS22","Kerang (Powercor) 22 kV","Powercor","Summer","Coincident",2014,"TempCorrActualPOE10",11.500154840251501,"NA"]
[null,"VIC","KGTS22","Kerang (Powercor) 22 kV","Powercor","Winter","Coincident",2006,"TempCorrActualPOE50",8.4582992883793207,"NA"]
[null,"VIC","KGTS22","Kerang (Powercor) 22 kV","Powercor","Winter","Coincident",2010,"TempCorrActualPOE50",8.5851494713935104,"NA"]
[null,"VIC","KGTS22","Kerang (Powercor) 22 kV","Powercor","Winter","Coincident",2010,"TempCorrActualPOE10",8.7655965463015004,"NA"]
[null,"VIC","KGTS22","Kerang (Powercor) 22 kV","Powercor","Winter","Coincident",2015,"TempCorrActualPOE50",8.0913119505647302,"NA"]
[null,"VIC","KGTS66","Kerang (Powercor) 66 kV","Powercor","Summer","Coincident",2007,"TempCorrActualPOE10",48.870414716012398,"NA"]
[null,"VIC","KGTS66","Kerang (Powercor) 66 kV","Powercor","Summer","Coincident",2012,"TempCorrActualPOE50",46.524737548064103,"NA"]
[null,"VIC","KGTS66","Kerang (Powercor) 66 kV","Powercor","Summer","Coincident",2016,"TempCorrActualPOE50",54.6163784817577,"NA"]
[null,"VIC","KGTS66","Kerang (Powercor) 66 kV","Powercor","Winter","Coincident",2012,"TempCorrActualPOE10",39.642911736511202,"NA"]
[null,"VIC","KGTS66","Kerang (Powercor) 66 kV","Powercor","Winter","Coincident",2014,"TempCorrActualPOE50",32.092833931335498,"NA"]
[null,"VIC","KTSEJ","Keilor East (Jemena) 66 kV","Jemena","Summer","Coincident",2009,"TempCorrActualPOE10",218.74455902096599,"NA"]
[null,"VIC","KTSEJ","Keilor East (Jemena) 66 kV","Jemena","Summer","Coincident",2011,"TempCorrActualPOE50",210.35790382802699,"NA"]
[null,"VIC","KTSEJ","Keilor East (Jemena) 66 kV","Jemena","Summer","Coincident",2015,"TempCorrActualPOE50",211.79408545940001,"NA"]
[null,"VIC","KTSEJ","Keilor East (Jemena) 66 kV","Jemena","Summer","Coincident",2016,"TempCorrActualPOE10",214.48011338705501,"NA"]
[null,"VIC","KTSEJ","Keilor East (Jemena) 66 kV","Jemena","Winter","Coincident",2009,"TempCorrActualPOE50",160.75021573669201,"NA"]
[null,"VIC","KTSEJ","Keilor East (Jemena) 66 kV","Jemena","Winter","Coincident",2013,"TempCorrActualPOE10",167.04450033294299,"NA"]
[null,"VIC","KTSEJ","Keilor East (Jemena) 66 kV","Jemena","Winter","Coincident",2015,"TempCorrActualPOE50",164.73904792998599,"NA"]
[null,"VIC","KTSEP","Keilor East (Powercor) 66 kV","Powercor","Summer","Coincident",2010,"TempCorrActualPOE50",135.640204478545,"NA"]
[null,"VIC","KTSEP","Keilor East (Powercor) 66 kV","Powercor","Summer","Coincident",2014,"TempCorrActualPOE10",157.19179728287099,"NA"]
[null,"VIC","KTSEP","Keilor East (Powercor) 66 kV","Powercor","Summer","Coincident",2015,"TempCorrActualPOE50",150.45842486376,"NA"]
[null,"VIC","KTSEP","Keilor East (Powercor) 66 kV","Powercor","Winter","Coincident",2008,"TempCorrActualPOE10",106.46848448456601,"NA"]
[null,"VIC","KTSEP","Keilor East (Powercor) 66 kV","Powercor","Winter","Coincident",2010,"TempCorrActualPOE50",108.034319723965,"NA"]
[null,"VIC","KTSEP","Keilor East (Powercor) 66 kV","Powercor","Winter","Coincident",2014,"TempCorrActualPOE50",119.898043918703,"NA"]
[null,"VIC","KTSWJ","Keilor West (Jemena) 66 kV","Jemena","Summer","Coincident",2009,"TempCorrActualPOE10",69.499139341992205,"NA"]
[null,"VIC","KTSWJ","Keilor West (Jemena) 66 kV","Jemena","Summer","Coincident",2013,"TempCorrActualPOE50",66.676177970789396,"NA"]
[null,"VIC","KTSWJ","Keilor West (Jemena) 66 kV","Jemena","Summer","Coincident",2014,"TempCorrActualPOE10",70.695736835293403,"NA"]
[null,"VIC","KTSWJ","Keilor West (Jemena) 66 kV","Jemena","Winter","Coincident",2006,"TempCorrActualPOE10",48.579656569233798,"NA"]
[null,"VIC","KTSWJ","Keilor West (Jemena) 66 kV","Jemena","Winter","Coincident",2009,"TempCorrActualPOE50",51.332171906823703,"NA"]
[null,"VIC","KTSWJ","Keilor West (Jemena) 66 kV","Jemena","Winter","Coincident",2013,"TempCorrActualPOE10",55.585865114355798,"NA"]
[null,"VIC","KTSWP","Keilor West (Powercor) 66 kV","Powercor","Summer","Coincident",2008,"TempCorrActualPOE50",164.547242350424,"NA"]
[null,"VIC","KTSWP","Keilor West (Powercor) 66 kV","Powercor","Summer","Coincident",2009,"TempCorrActualPOE10",180.18975018575199,"NA"]
[null,"VIC","KTSWP","Keilor West (Powercor) 66 kV","Powercor","Summer","Coincident",2014,"TempCorrActualPOE50",164.22397533461699,"NA"]
[null,"VIC","KTSWP","Keilor West (Powercor) 66 kV","Powercor","Winter","Coincident",2007,"TempCorrActualPOE50",148.17050089294901,"NA"]
[null,"VIC","KTSWP","Keilor West (Powercor) 66 kV","Powercor","Winter","Coincident",2008,"TempCorrActualPOE10",145.67827610292201,"NA"]
[null,"VIC","KTSWP","Keilor West (Powercor) 66 kV","Powercor","Winter","Coincident",2012,"TempCorrActualPOE50",156.129620011593,"NA"]
[null,"VIC","KTSWP","Keilor West (Powercor) 66 kV","Powercor","Winter","Coincident",2013,"TempCorrActualPOE10",147.71582999503499,"NA"]
[null,"VIC","LY66","Loy Yang (AusNet) 66 kV","AusNet","Summer","Coincident",2014,"TempCorrActualPOE50",9.54468119680255,"NA"]
[null,"VIC","LY66","Loy Yang (AusNet) 66 kV","AusNet","Winter","Coincident",2013,"TempCorrActualPOE50",12.1573852660588,"NA"]
[null,"VIC","LY66","Loy Yang (AusNet) 66 kV","AusNet","Winter","Coincident",2014,"TempCorrActualPOE10",22.205458853066101,"NA"]
[null,"VIC","MBTS66","Mt Beauty (AusNet) 66 kV","AusNet","Summer","Coincident",2010,"TempCorrActualPOE50",34.3632576172879,"NA"]
[null,"VIC","MBTS66","Mt Beauty (AusNet) 66 kV","AusNet","Summer","Coincident",2013,"TempCorrActualPOE10",29.966410272964399,"NA"]
[null,"VIC","MBTS66","Mt Beauty (AusNet) 66 kV","AusNet","Summer","Coincident",2015,"TempCorrActualPOE50",29.520048261343099,"NA"]
[null,"VIC","MBTS66","Mt Beauty (AusNet) 66 kV","AusNet","Winter","Coincident",2008,"TempCorrActualPOE50",39.450581082713498,"NA"]
[null,"VIC","MBTS66","Mt Beauty (AusNet) 66 kV","AusNet","Winter","Coincident",2009,"TempCorrActualPOE10",42.341277365141302,"NA"]
[null,"VIC","MBTS66","Mt Beauty (AusNet) 66 kV","AusNet","Winter","Coincident",2014,"TempCorrActualPOE50",32.0737138940855,"NA"]
[null,"VIC","MTS22","Malvern (United Energy) 66 kV","United Energy","Summer","Coincident",2010,"TempCorrActualPOE10",40.533553973137501,"NA"]
[null,"VIC","MTS22","Malvern (United Energy) 66 kV","United Energy","Summer","Coincident",2012,"TempCorrActualPOE50",35.679728940435901,"NA"]
[null,"VIC","MTS22","Malvern (United Energy) 66 kV","United Energy","Winter","Coincident",2008,"TempCorrActualPOE10",31.9110652286743,"NA"]
[null,"VIC","MTS22","Malvern (United Energy) 66 kV","United Energy","Winter","Coincident",2011,"TempCorrActualPOE10",30.426775548128902,"NA"]
[null,"VIC","MTS22","Malvern (United Energy) 66 kV","United Energy","Winter","Coincident",2013,"TempCorrActualPOE50",33.348369697128703,"NA"]
[null,"VIC","MTS66","Malvern (United Energy) 22 kV","United Energy","Summer","Coincident",2007,"TempCorrActualPOE10",149.84796769792999,"NA"]
[null,"VIC","MTS66","Malvern (United Energy) 22 kV","United Energy","Summer","Coincident",2009,"TempCorrActualPOE50",153.72014646125399,"NA"]
[null,"VIC","MTS66","Malvern (United Energy) 22 kV","United Energy","Summer","Coincident",2014,"TempCorrActualPOE10",175.03892594515699,"NA"]
[null,"VIC","MTS66","Malvern (United Energy) 22 kV","United Energy","Winter","Coincident",2006,"TempCorrActualPOE10",110.005187177553,"NA"]
[null,"VIC","MTS66","Malvern (United Energy) 22 kV","United Energy","Winter","Coincident",2008,"TempCorrActualPOE50",116.376653477006,"NA"]
[null,"VIC","MTS66","Malvern (United Energy) 22 kV","United Energy","Winter","Coincident",2011,"TempCorrActualPOE10",129.80478427312099,"NA"]
[null,"VIC","MWTS66","Morwell (Ausnet) 66 kV","AusNet","Summer","Coincident",2007,"TempCorrActualPOE50",334.95659018433798,"NA"]
[null,"VIC","MWTS66","Morwell (Ausnet) 66 kV","AusNet","Summer","Coincident",2009,"TempCorrActualPOE10",398.37046255188801,"NA"]
[null,"VIC","MWTS66","Morwell (Ausnet) 66 kV","AusNet","Summer","Coincident",2012,"TempCorrActualPOE10",369.41190531629701,"NA"]
[null,"VIC","MWTS66","Morwell (Ausnet) 66 kV","AusNet","Summer","Coincident",2014,"TempCorrActualPOE50",367.69857932878602,"NA"]
[null,"VIC","MWTS66","Morwell (Ausnet) 66 kV","AusNet","Winter","Coincident",2007,"TempCorrActualPOE10",365.9369005689,"NA"]
[null,"VIC","MWTS66","Morwell (Ausnet) 66 kV","AusNet","Winter","Coincident",2011,"TempCorrActualPOE50",365.57534176370598,"NA"]
[null,"VIC","MWTS66","Morwell (Ausnet) 66 kV","AusNet","Winter","Coincident",2013,"TempCorrActualPOE10",336.68978699075302,"NA"]
[null,"VIC","NKHN","Khancoban (Essential Energy) 11 kV","Essential Energy","Summer","Coincident",2008,"TempCorrActualPOE10",0.263334794631084,"NA"]
[null,"VIC","NKHN","Khancoban (Essential Energy) 11 kV","Essential Energy","Summer","Coincident",2013,"TempCorrActualPOE50",0.24741422218342701,"NA"]
[null,"VIC","NKHN","Khancoban (Essential Energy) 11 kV","Essential Energy","Summer","Coincident",2014,"TempCorrActualPOE10",0.28024784354777299,"NA"]
[null,"VIC","NKHN","Khancoban (Essential Energy) 11 kV","Essential Energy","Winter","Coincident",2007,"TempCorrActualPOE50",0.37254895086107198,"NA"]
[null,"VIC","NKHN","Khancoban (Essential Energy) 11 kV","Essential Energy","Winter","Coincident",2009,"TempCorrActualPOE10",0.327551013241762,"NA"]
[null,"VIC","NKHN","Khancoban (Essential Energy) 11 kV","Essential Energy","Winter","Coincident",2013,"TempCorrActualPOE10",0.30570251888609001,"NA"]
[null,"VIC","RCTS22","Red Cliffs (Powercor) 22 kV","Powercor","Summer","Coincident",2008,"TempCorrActualPOE50",31.128786275511199,"NA"]
[null,"VIC","RCTS22","Red Cliffs (Powercor) 22 kV","Powercor","Summer","Coincident",2009,"TempCorrActualPOE10",33.769989730483097,"NA"]
[null,"VIC","RCTS22","Red Cliffs (Powercor) 22 kV","Powercor","Summer","Coincident",2013,"TempCorrActualPOE50",32.966806720402502,"NA"]
[null,"VIC","RCTS22","Red Cliffs (Powercor) 22 kV","Powercor","Summer","Coincident",2015,"TempCorrActualPOE10",30.7239138842987,"NA"]
[null,"VIC","RCTS22","Red Cliffs (Powercor) 22 kV","Powercor","Winter","Coincident",2008,"TempCorrActualPOE10",18.1341056641044,"NA"]
[null,"VIC","RCTS22","Red Cliffs (Powercor) 22 kV","Powercor","Winter","Coincident",2012,"TempCorrActualPOE50",16.8459088210689,"NA"]
[null,"VIC","RCTS22","Red Cliffs (Powercor) 22 kV","Powercor","Winter","Coincident",2013,"TempCorrActualPOE10",17.108430220347799,"NA"]
[null,"VIC","RCTS66","Red Cliffs (Powercor) 66 kV","Powercor","Summer","Coincident",2008,"TempCorrActualPOE50",109.250001151956,"NA"]
[null,"VIC","RCTS66","Red Cliffs (Powercor) 66 kV","Powercor","Summer","Coincident",2010,"TempCorrActualPOE10",149.76866320719799,"NA"]
[null,"VIC","RCTS66","Red Cliffs (Powercor) 66 kV","Powercor","Summer","Coincident",2014,"TempCorrActualPOE10",137.66402072238699,"NA"]
[null,"VIC","RCTS66","Red Cliffs (Powercor) 66 kV","Powercor","Winter","Coincident",2007,"TempCorrActualPOE50",71.5247524490117,"NA"]
[null,"VIC","RCTS66","Red Cliffs (Powercor) 66 kV","Powercor","Winter","Coincident",2011,"TempCorrActualPOE10",78.197029037293902,"NA"]
[null,"VIC","RCTS66","Red Cliffs (Powercor) 66 kV","Powercor","Winter","Coincident",2013,"TempCorrActualPOE50",71.591114931729905,"NA"]
[null,"VIC","RTS1266C","Richmond 12 (CitiPower) 66 kV","Citipower","Summer","Coincident",2009,"TempCorrActualPOE50",255.634814778541,"NA"]
[null,"VIC","RTS1266C","Richmond 12 (CitiPower) 66 kV","Citipower","Summer","Coincident",2009,"TempCorrActualPOE10",277.97094163800602,"NA"]
[null,"VIC","RTS1266C","Richmond 12 (CitiPower) 66 kV","Citipower","Summer","Coincident",2013,"TempCorrActualPOE50",271.20419808679799,"NA"]
[null,"VIC","RTS1266C","Richmond 12 (CitiPower) 66 kV","Citipower","Winter","Coincident",2006,"TempCorrActualPOE10",228.16071999763099,"NA"]
[null,"VIC","RTS1266C","Richmond 12 (CitiPower) 66 kV","Citipower","Winter","Coincident",2008,"TempCorrActualPOE50",220.202870925024,"NA"]
[null,"VIC","RTS1266C","Richmond 12 (CitiPower) 66 kV","Citipower","Winter","Coincident",2013,"TempCorrActualPOE50",221.13335149478701,"NA"]
[null,"VIC","RTS1266U","Richmond 12 (United Energy) 66 kV","United Energy","Summer","Coincident",2007,"TempCorrActualPOE10",41.293734312506103,"NA"]
[null,"VIC","RTS1266U","Richmond 12 (United Energy) 66 kV","United Energy","Summer","Coincident",2008,"TempCorrActualPOE50",39.992759786563198,"NA"]
[null,"VIC","RTS1266U","Richmond 12 (United Energy) 66 kV","United Energy","Summer","Coincident",2012,"TempCorrActualPOE10",43.027370564359799,"NA"]
[null,"VIC","RTS1266U","Richmond 12 (United Energy) 66 kV","United Energy","Summer","Coincident",2014,"TempCorrActualPOE50",41.850057403786998,"NA"]
[null,"VIC","RTS1266U","Richmond 12 (United Energy) 66 kV","United Energy","Winter","Coincident",2008,"TempCorrActualPOE50",35.660244691273498,"NA"]
[null,"VIC","RTS1266U","Richmond 12 (United Energy) 66 kV","United Energy","Winter","Coincident",2011,"TempCorrActualPOE10",34.777682175444703,"NA"]
[null,"VIC","RTS1266U","Richmond 12 (United Energy) 66 kV","United Energy","Winter","Coincident",2013,"TempCorrActualPOE50",32.608154642725097,"NA"]
[null,"VIC","RTS22","Richmond (CitiPower) 22kV","Citipower","Summer","Coincident",2008,"TempCorrActualPOE10",48.160825877056403,"NA"]
[null,"VIC","RTS22","Richmond (CitiPower) 22kV","Citipower","Summer","Coincident",2013,"TempCorrActualPOE50",44.3118588001212,"NA"]
[null,"VIC","RTS22","Richmond (CitiPower) 22kV","Citipower","Summer","Coincident",2015,"TempCorrActualPOE50",40.500021425425601,"NA"]
[null,"VIC","RTS22","Richmond (CitiPower) 22kV","Citipower","Winter","Coincident",2008,"TempCorrActualPOE10",33.704053664343498,"NA"]
[null,"VIC","RTS22","Richmond (CitiPower) 22kV","Citipower","Winter","Coincident",2010,"TempCorrActualPOE50",35.642797772348104,"NA"]
[null,"VIC","RTS22","Richmond (CitiPower) 22kV","Citipower","Winter","Coincident",2013,"TempCorrActualPOE10",34.885242087472299,"NA"]
[null,"VIC","RTS3466C","Richmond 34 (CitiPower) 66 kV","Citipower","Summer","Coincident",2009,"TempCorrActualPOE50",206.911007567182,"NA"]
[null,"VIC","RTS3466C","Richmond 34 (CitiPower) 66 kV","Citipower","Summer","Coincident",2012,"TempCorrActualPOE10",222.607485602586,"NA"]
[null,"VIC","RTS3466C","Richmond 34 (CitiPower) 66 kV","Citipower","Summer","Coincident",2014,"TempCorrActualPOE10",211.36667122623501,"NA"]
[null,"VIC","RTS3466C","Richmond 34 (CitiPower) 66 kV","Citipower","Winter","Coincident",2008,"TempCorrActualPOE50",148.199126564544,"NA"]
[null,"VIC","RTS3466C","Richmond 34 (CitiPower) 66 kV","Citipower","Winter","Coincident",2008,"TempCorrActualPOE10",151.96952341222999,"NA"]
[null,"VIC","RTS3466C","Richmond 34 (CitiPower) 66 kV","Citipower","Winter","Coincident",2013,"TempCorrActualPOE50",150.547507506112,"NA"]
[null,"VIC","RTS3466U","Richmond 34 (United Energy) 66 kV","United Energy","Summer","Coincident",2007,"TempCorrActualPOE10",13.268869338651101,"NA"]
[null,"VIC","RTS3466U","Richmond 34 (United Energy) 66 kV","United Energy","Summer","Coincident",2009,"TempCorrActualPOE10",18.295019519302901,"NA"]
[null,"VIC","RTS3466U","Richmond 34 (United Energy) 66 kV","United Energy","Summer","Coincident",2014,"TempCorrActualPOE50",16.670085412210401,"NA"]
[null,"VIC","RTS3466U","Richmond 34 (United Energy) 66 kV","United Energy","Winter","Coincident",2006,"TempCorrActualPOE10",19.883388366762802,"NA"]
[null,"VIC","RTS3466U","Richmond 34 (United Energy) 66 kV","United Energy","Winter","Coincident",2008,"TempCorrActualPOE50",20.976924829545901,"NA"]
[null,"VIC","RTS3466U","Richmond 34 (United Energy) 66 kV","United Energy","Winter","Coincident",2012,"TempCorrActualPOE10",22.463672382657901,"NA"]
[null,"VIC","RTS3466U","Richmond 34 (United Energy) 66 kV","United Energy","Winter","Coincident",2013,"TempCorrActualPOE10",21.601147087735701,"NA"]
[null,"VIC","RWTS1366A","Ringwood 13 (AusNet) 66 kV","AusNet","Summer","Coincident",2009,"TempCorrActualPOE50",149.49353233714999,"NA"]
[null,"VIC","RWTS1366A","Ringwood 13 (AusNet) 66 kV","AusNet","Summer","Coincident",2010,"TempCorrActualPOE10",173.06219313172701,"NA"]
[null,"VIC","RWTS1366A","Ringwood 13 (AusNet) 66 kV","AusNet","Summer","Coincident",2014,"TempCorrActualPOE50",139.409401957759,"NA"]
[null,"VIC","RWTS1366A","Ringwood 13 (AusNet) 66 kV","AusNet","Winter","Coincident",2007,"TempCorrActualPOE10",128.143889791107,"NA"]
[null,"VIC","RWTS1366A","Ringwood 13 (AusNet) 66 kV","AusNet","Winter","Coincident",2008,"TempCorrActualPOE10",130.659103558852,"NA"]
[null,"VIC","RWTS1366A","Ringwood 13 (AusNet) 66 kV","AusNet","Winter","Coincident",2013,"TempCorrActualPOE50",118.177986198695,"NA"]
[null,"VIC","RWTS1366U","Ringwood 13 (United Energy) 66 kV","United Energy","Summer","Coincident",2008,"TempCorrActualPOE10",107.18503513613599,"NA"]
[null,"VIC","RWTS1366U","Ringwood 13 (United Energy) 66 kV","United Energy","Summer","Coincident",2009,"TempCorrActualPOE50",103.746280501973,"NA"]
[null,"VIC","RWTS1366U","Ringwood 13 (United Energy) 66 kV","United Energy","Summer","Coincident",2013,"TempCorrActualPOE10",112.77402365102699,"NA"]
[null,"VIC","RWTS1366U","Ringwood 13 (United Energy) 66 kV","United Energy","Summer","Coincident",2016,"TempCorrActualPOE50",103.14220929477101,"NA"]
[null,"VIC","RWTS1366U","Ringwood 13 (United Energy) 66 kV","United Energy","Winter","Coincident",2008,"TempCorrActualPOE50",70.948861724145701,"NA"]
[null,"VIC","RWTS1366U","Ringwood 13 (United Energy) 66 kV","United Energy","Winter","Coincident",2012,"TempCorrActualPOE10",78.784639556136597,"NA"]
[null,"VIC","RWTS22A","Ringwood (AusNet) 22 kV","AusNet","Summer","Coincident",2007,"TempCorrActualPOE50",53.099641564646298,"NA"]
[null,"VIC","RWTS22A","Ringwood (AusNet) 22 kV","AusNet","Summer","Coincident",2008,"TempCorrActualPOE10",57.575475816384902,"NA"]
[null,"VIC","RWTS22A","Ringwood (AusNet) 22 kV","AusNet","Summer","Coincident",2011,"TempCorrActualPOE50",50.199298285555003,"NA"]
[null,"VIC","RWTS22A","Ringwood (AusNet) 22 kV","AusNet","Summer","Coincident",2014,"TempCorrActualPOE50",49.370329061937497,"NA"]
[null,"VIC","RWTS22A","Ringwood (AusNet) 22 kV","AusNet","Winter","Coincident",2007,"TempCorrActualPOE10",50.226553832913098,"NA"]
[null,"VIC","RWTS22A","Ringwood (AusNet) 22 kV","AusNet","Winter","Coincident",2011,"TempCorrActualPOE50",40.481789704843898,"NA"]
[null,"VIC","RWTS22A","Ringwood (AusNet) 22 kV","AusNet","Winter","Coincident",2012,"TempCorrActualPOE10",36.920080170300402,"NA"]
[null,"VIC","RWTS22A","Ringwood (AusNet) 22 kV","AusNet","Winter","Coincident",2015,"TempCorrActualPOE50",38.477902549826901,"NA"]
[null,"VIC","RWTS22U","Ringwood (United Energy) 22 kV","United Energy","Summer","Coincident",2012,"TempCorrActualPOE50",33.513192801520702,"NA"]
[null,"VIC","RWTS22U","Ringwood (United Energy) 22 kV","United Energy","Summer","Coincident",2013,"TempCorrActualPOE10",38.584929629036999,"NA"]
[null,"VIC","RWTS22U","Ringwood (United Energy) 22 kV","United Energy","Winter","Coincident",2008,"TempCorrActualPOE50",28.4256027221221,"NA"]
[null,"VIC","RWTS22U","Ringwood (United Energy) 22 kV","United Energy","Winter","Coincident",2008,"TempCorrActualPOE10",29.295082809009902,"NA"]
[null,"VIC","RWTS22U","Ringwood (United Energy) 22 kV","United Energy","Winter","Coincident",2014,"TempCorrActualPOE10",25.548338002352299,"NA"]
[null,"VIC","RWTS2466A","Ringwood 24 (AusNet) 66 kV","AusNet","Summer","Coincident",2008,"TempCorrActualPOE50",208.90549982311299,"NA"]
[null,"VIC","RWTS2466A","Ringwood 24 (AusNet) 66 kV","AusNet","Summer","Coincident",2009,"TempCorrActualPOE10",223.75835139907599,"NA"]
[null,"VIC","RWTS2466A","Ringwood 24 (AusNet) 66 kV","AusNet","Summer","Coincident",2014,"TempCorrActualPOE50",188.10812635698599,"NA"]
[null,"VIC","RWTS2466A","Ringwood 24 (AusNet) 66 kV","AusNet","Winter","Coincident",2006,"TempCorrActualPOE10",171.75257880088901,"NA"]
[null,"VIC","RWTS2466A","Ringwood 24 (AusNet) 66 kV","AusNet","Winter","Coincident",2009,"TempCorrActualPOE10",160.840621663874,"NA"]
[null,"VIC","RWTS2466A","Ringwood 24 (AusNet) 66 kV","AusNet","Winter","Coincident",2012,"TempCorrActualPOE50",150.10813596919701,"NA"]
[null,"VIC","RWTS2466A","Ringwood 24 (AusNet) 66 kV","AusNet","Winter","Coincident",2013,"TempCorrActualPOE10",149.149697131642,"NA"]
[null,"VIC","SHTS66","Shepparton (Powercor) 66 kV","Powercor","Summer","Coincident",2009,"TempCorrActualPOE50",282.85092558931598,"NA"]
[null,"VIC","SHTS66","Shepparton (Powercor) 66 kV","Powercor","Summer","Coincident",2012,"TempCorrActualPOE10",275.924510532228,"NA"]
[null,"VIC","SHTS66","Shepparton (Powercor) 66 kV","Powercor","Summer","Coincident",2015,"TempCorrActualPOE10",273.73156087595203,"NA"]
[null,"VIC","SHTS66","Shepparton (Powercor) 66 kV","Powercor","Winter","Coincident",2008,"TempCorrActualPOE50",170.822112638627,"NA"]
[null,"VIC","SHTS66","Shepparton (Powercor) 66 kV","Powercor","Winter","Coincident",2011,"TempCorrActualPOE10",194.50536734317501,"NA"]
[null,"VIC","SHTS66","Shepparton (Powercor) 66 kV","Powercor","Winter","Coincident",2013,"TempCorrActualPOE50",174.86951833166501,"NA"]
[null,"VIC","SMTS66A","South Morang (AusNet) 66 kV","AusNet","Summer","Coincident",2010,"TempCorrActualPOE10",204.110450521812,"NA"]
[null,"VIC","SMTS66A","South Morang (AusNet) 66 kV","AusNet","Summer","Coincident",2013,"TempCorrActualPOE10",217.11028250385399,"NA"]
[null,"VIC","SMTS66A","South Morang (AusNet) 66 kV","AusNet","Winter","Coincident",2010,"TempCorrActualPOE50",134.60304491099799,"NA"]
[null,"VIC","SMTS66A","South Morang (AusNet) 66 kV","AusNet","Winter","Coincident",2013,"TempCorrActualPOE10",162.12792808049099,"NA"]
[null,"VIC","SMTS66A","South Morang (AusNet) 66 kV","AusNet","Winter","Coincident",2015,"TempCorrActualPOE50",169.630518608416,"NA"]
[null,"VIC","SMTS66J","South Morang (Jemena) 66 kV","Jemena","Summer","Coincident",2013,"TempCorrActualPOE10",61.839922869791998,"NA"]
[null,"VIC","SMTS66J","South Morang (Jemena) 66 kV","Jemena","Summer","Coincident",2015,"TempCorrActualPOE10",58.354485615569899,"NA"]
[null,"VIC","SMTS66J","South Morang (Jemena) 66 kV","Jemena","Winter","Coincident",2012,"TempCorrActualPOE50",55.226535794376503,"NA"]
[null,"VIC","SMTS66J","South Morang (Jemena) 66 kV","Jemena","Winter","Coincident",2015,"TempCorrActualPOE10",55.720317168862103,"NA"]
[null,"VIC","SVTS1266U","Springvale 12 (United Energy) 66 kV","United Energy","Summer","Coincident",2008,"TempCorrActualPOE50",242.53145851077599,"NA"]
[null,"VIC","SVTS1266U","Springvale 12 (United Energy) 66 kV","United Energy","Summer","Coincident",2012,"TempCorrActualPOE10",257.19593810343002,"NA"]
[null,"VIC","SVTS1266U","Springvale 12 (United Energy) 66 kV","United Energy","Summer","Coincident",2014,"TempCorrActualPOE10",248.76177759488701,"NA"]
[null,"VIC","SVTS1266U","Springvale 12 (United Energy) 66 kV","United Energy","Winter","Coincident",2007,"TempCorrActualPOE50",189.339788944209,"NA"]
[null,"VIC","SVTS1266U","Springvale 12 (United Energy) 66 kV","United Energy","Winter","Coincident",2010,"TempCorrActualPOE10",191.67022668641101,"NA"]
[null,"VIC","SVTS1266U","Springvale 12 (United Energy) 66 kV","United Energy","Winter","Coincident",2015,"TempCorrActualPOE50",187.08912769012201,"NA"]
[null,"VIC","SVTS3466C","Springvale 34 (CitiPower) 66 kV","Citipower","Summer","Coincident",2007,"TempCorrActualPOE10",26.679180334201899,"NA"]
[null,"VIC","SVTS3466C","Springvale 34 (CitiPower) 66 kV","Citipower","Summer","Coincident",2009,"TempCorrActualPOE10",31.4738573299271,"NA"]
[null,"VIC","SVTS3466C","Springvale 34 (CitiPower) 66 kV","Citipower","Summer","Coincident",2013,"TempCorrActualPOE50",27.701320430103401,"NA"]
[null,"VIC","SVTS3466C","Springvale 34 (CitiPower) 66 kV","Citipower","Winter","Coincident",2006,"TempCorrActualPOE10",23.529740043003201,"NA"]
[null,"VIC","SVTS3466C","Springvale 34 (CitiPower) 66 kV","Citipower","Winter","Coincident",2010,"TempCorrActualPOE50",23.129770460041399,"NA"]
[null,"VIC","SVTS3466C","Springvale 34 (CitiPower) 66 kV","Citipower","Winter","Coincident",2011,"TempCorrActualPOE10",22.4276032565386,"NA"]
[null,"VIC","SVTS3466U","Springvale 34 (United Energy) 66 kV","United Energy","Summer","Coincident",2008,"TempCorrActualPOE50",162.75068567426899,"NA"]
[null,"VIC","SVTS3466U","Springvale 34 (United Energy) 66 kV","United Energy","Summer","Coincident",2011,"TempCorrActualPOE50",166.36627527881001,"NA"]
[null,"VIC","SVTS3466U","Springvale 34 (United Energy) 66 kV","United Energy","Summer","Coincident",2012,"TempCorrActualPOE10",187.534199704196,"NA"]
[null,"VIC","SVTS3466U","Springvale 34 (United Energy) 66 kV","United Energy","Summer","Coincident",2016,"TempCorrActualPOE50",152.46685822040001,"NA"]
[null,"VIC","SVTS3466U","Springvale 34 (United Energy) 66 kV","United Energy","Winter","Coincident",2006,"TempCorrActualPOE10",130.880568578305,"NA"]
[null,"VIC","SVTS3466U","Springvale 34 (United Energy) 66 kV","United Energy","Winter","Coincident",2012,"TempCorrActualPOE50",121.45640431117,"NA"]
[null,"VIC","SVTS3466U","Springvale 34 (United Energy) 66 kV","United Energy","Winter","Coincident",2015,"TempCorrActualPOE50",115.615483609311,"NA"]
[null,"VIC","TBTS66","Tyabb (United Energy) 66 kV","United Energy","Summer","Coincident",2007,"TempCorrActualPOE10",234.188062470083,"NA"]
[null,"VIC","TBTS66","Tyabb (United Energy) 66 kV","United Energy","Summer","Coincident",2011,"TempCorrActualPOE50",231.52941610893299,"NA"]
[null,"VIC","TBTS66","Tyabb (United Energy) 66 kV","United Energy","Summer","Coincident",2015,"TempCorrActualPOE10",229.08346999111399,"NA"]
[null,"VIC","TBTS66","Tyabb (United Energy) 66 kV","United Energy","Summer","Coincident",2016,"TempCorrActualPOE50",240.70233803528799,"NA"]
[null,"VIC","TBTS66","Tyabb (United Energy) 66 kV","United Energy","Winter","Coincident",2010,"TempCorrActualPOE50",187.95208881025599,"NA"]
[null,"VIC","TBTS66","Tyabb (United Energy) 66 kV","United Energy","Winter","Coincident",2011,"TempCorrActualPOE10",196.72344362976,"NA"]
[null,"VIC","TBTS66","Tyabb (United Energy) 66 kV","United Energy","Winter","Coincident",2015,"TempCorrActualPOE50",192.706077743988,"NA"]
[null,"VIC","TGTS66","Terang (Powercor) 66 kV","Powercor","Summer","Coincident",2010,"TempCorrActualPOE10",207.34173860292799,"NA"]
[null,"VIC","TGTS66","Terang (Powercor) 66 kV","Powercor","Summer","Coincident",2014,"TempCorrActualPOE10",184.67303234169299,"NA"]
[null,"VIC","TGTS66","Terang (Powercor) 66 kV","Powercor","Summer","Coincident",2016,"TempCorrActualPOE50",177.01839511922,"NA"]
[null,"VIC","TGTS66","Terang (Powercor) 66 kV","Powercor","Winter","Coincident",2009,"TempCorrActualPOE10",175.95570319362901,"NA"]
[null,"VIC","TGTS66","Terang (Powercor) 66 kV","Powercor","Winter","Coincident",2011,"TempCorrActualPOE50",180.689677396338,"NA"]
[null,"VIC","TGTS66","Terang (Powercor) 66 kV","Powercor","Winter","Coincident",2014,"TempCorrActualPOE10",175.466760763971,"NA"]
[null,"VIC","TSTS66A","Templestowe (AusNet) 66 kV","AusNet","Summer","Coincident",2007,"TempCorrActualPOE50",61.775259604015098,"NA"]
[null,"VIC","TSTS66A","Templestowe (AusNet) 66 kV","AusNet","Summer","Coincident",2011,"TempCorrActualPOE10",81.659667274691103,"NA"]
[null,"VIC","TSTS66A","Templestowe (AusNet) 66 kV","AusNet","Summer","Coincident",2015,"TempCorrActualPOE10",70.695903798313097,"NA"]
[null,"VIC","TSTS66A","Templestowe (AusNet) 66 kV","AusNet","Winter","Coincident",2006,"TempCorrActualPOE50",68.339818535611997,"NA"]
[null,"VIC","TSTS66A","Templestowe (AusNet) 66 kV","AusNet","Winter","Coincident",2009,"TempCorrActualPOE10",74.885562127981004,"NA"]
[null,"VIC","TSTS66A","Templestowe (AusNet) 66 kV","AusNet","Winter","Coincident",2014,"TempCorrActualPOE50",55.631316114060198,"NA"]
[null,"VIC","TSTS66A","Templestowe (AusNet) 66 kV","AusNet","Winter","Coincident",2015,"TempCorrActualPOE10",55.274872552931697,"NA"]
[null,"VIC","TSTS66C","Templestowe (CitiPower) 66 kV","Citipower","Summer","Coincident",2010,"TempCorrActualPOE10",71.061403972242502,"NA"]
[null,"VIC","TSTS66C","Templestowe (CitiPower) 66 kV","Citipower","Summer","Coincident",2012,"TempCorrActualPOE50",63.544341428262904,"NA"]
[null,"VIC","TSTS66C","Templestowe (CitiPower) 66 kV","Citipower","Summer","Coincident",2015,"TempCorrActualPOE10",68.002883359907401,"NA"]
[null,"VIC","TSTS66C","Templestowe (CitiPower) 66 kV","Citipower","Winter","Coincident",2009,"TempCorrActualPOE50",51.798837086938903,"NA"]
[null,"VIC","TSTS66C","Templestowe (CitiPower) 66 kV","Citipower","Winter","Coincident",2012,"TempCorrActualPOE50",30.138605691173801,"NA"]
[null,"VIC","TSTS66C","Templestowe (CitiPower) 66 kV","Citipower","Winter","Coincident",2014,"TempCorrActualPOE10",38.286288340287697,"NA"]
[null,"VIC","TSTS66J","Templestowe (Jemena) 66 kV","Jemena","Summer","Coincident",2016,"TempCorrActualPOE50",46.6391608075851,"NA"]
[null,"VIC","TSTS66J","Templestowe (Jemena) 66 kV","Jemena","Summer","Coincident",2016,"TempCorrActualPOE10",54.240017408840004,"NA"]
[null,"VIC","TSTS66U","Templestowe (United Energy) 66 kV","United Energy","Summer","Coincident",2007,"TempCorrActualPOE50",117.101120910411,"NA"]
[null,"VIC","TSTS66U","Templestowe (United Energy) 66 kV","United Energy","Summer","Coincident",2010,"TempCorrActualPOE50",130.379251905709,"NA"]
[null,"VIC","TSTS66U","Templestowe (United Energy) 66 kV","United Energy","Summer","Coincident",2012,"TempCorrActualPOE10",136.74791845245201,"NA"]
[null,"VIC","TSTS66U","Templestowe (United Energy) 66 kV","United Energy","Winter","Coincident",2006,"TempCorrActualPOE50",91.715207158569797,"NA"]
[null,"VIC","TSTS66U","Templestowe (United Energy) 66 kV","United Energy","Winter","Coincident",2007,"TempCorrActualPOE10",91.746234234375294,"NA"]
[null,"VIC","TSTS66U","Templestowe (United Energy) 66 kV","United Energy","Winter","Coincident",2011,"TempCorrActualPOE50",90.176575710920901,"NA"]
[null,"VIC","TSTS66U","Templestowe (United Energy) 66 kV","United Energy","Winter","Coincident",2014,"TempCorrActualPOE50",85.421176691041794,"NA"]
[null,"VIC","TTS1266A","Thomastown 12 (AusNet) 66 kV","AusNet","Summer","Coincident",2010,"TempCorrActualPOE10",129.09004194492999,"NA"]
[null,"VIC","TTS1266A","Thomastown 12 (AusNet) 66 kV","AusNet","Summer","Coincident",2015,"TempCorrActualPOE50",123.405979594413,"NA"]
[null,"VIC","TTS1266A","Thomastown 12 (AusNet) 66 kV","AusNet","Summer","Coincident",2016,"TempCorrActualPOE10",144.52456649879801,"NA"]
[null,"VIC","TTS1266A","Thomastown 12 (AusNet) 66 kV","AusNet","Winter","Coincident",2013,"TempCorrActualPOE50",92.2725720439512,"NA"]
[null,"VIC","TTS1266J","Thomastown 12 (Jemena) 66 kV","Jemena","Summer","Coincident",2007,"TempCorrActualPOE50",105.873590316376,"NA"]
[null,"VIC","TTS1266J","Thomastown 12 (Jemena) 66 kV","Jemena","Summer","Coincident",2012,"TempCorrActualPOE10",109.027039547176,"NA"]
[null,"VIC","TTS1266J","Thomastown 12 (Jemena) 66 kV","Jemena","Summer","Coincident",2014,"TempCorrActualPOE50",90.853188708445501,"NA"]
[null,"VIC","TTS1266J","Thomastown 12 (Jemena) 66 kV","Jemena","Winter","Coincident",2007,"TempCorrActualPOE10",87.571000407942606,"NA"]
[null,"VIC","TTS1266J","Thomastown 12 (Jemena) 66 kV","Jemena","Winter","Coincident",2008,"TempCorrActualPOE50",86.569201895863699,"NA"]
[null,"VIC","TTS1266J","Thomastown 12 (Jemena) 66 kV","Jemena","Winter","Coincident",2011,"TempCorrActualPOE50",78.112835051788906,"NA"]
[null,"VIC","TTS1266J","Thomastown 12 (Jemena) 66 kV","Jemena","Winter","Coincident",2014,"TempCorrActualPOE10",69.383498662856695,"NA"]
[null,"VIC","TTS3466J","Thomastown 34 (Jemena) 66 kV","Jemena","Summer","Coincident",2009,"TempCorrActualPOE50",206.78187524147199,"NA"]
[null,"VIC","TTS3466J","Thomastown 34 (Jemena) 66 kV","Jemena","Summer","Coincident",2013,"TempCorrActualPOE10",254.64302663829801,"NA"]
[null,"VIC","TTS3466J","Thomastown 34 (Jemena) 66 kV","Jemena","Winter","Coincident",2006,"TempCorrActualPOE50",164.09430707517899,"NA"]
[null,"VIC","TTS3466J","Thomastown 34 (Jemena) 66 kV","Jemena","Winter","Coincident",2009,"TempCorrActualPOE10",187.006634670495,"NA"]
[null,"VIC","TTS3466J","Thomastown 34 (Jemena) 66 kV","Jemena","Winter","Coincident",2012,"TempCorrActualPOE10",186.590508694047,"NA"]
[null,"VIC","TTS3466J","Thomastown 34 (Jemena) 66 kV","Jemena","Winter","Coincident",2013,"TempCorrActualPOE50",191.62896257332901,"NA"]
[null,"VIC","VCB2","Aquasure Desalination 220kV","Direct Connect","Summer","Coincident",2013,"TempCorrActualPOE10","NA","NA"]
[null,"VIC","VCB2","Aquasure Desalination 220kV","Direct Connect","Winter","Coincident",2012,"TempCorrActualPOE50","NA","NA"]
[null,"VIC","VCB2","Aquasure Desalination 220kV","Direct Connect","Winter","Coincident",2015,"TempCorrActualPOE10","NA","NA"]
[null,"VIC","WETS66","Wemen (Powercor) 66 kV","Powercor","Summer","Coincident",2014,"TempCorrActualPOE10",43.185722914829199,"NA"]
[null,"VIC","WETS66","Wemen (Powercor) 66 kV","Powercor","Winter","Coincident",2013,"TempCorrActualPOE50",10.2639342499966,"NA"]
[null,"VIC","WETS66","Wemen (Powercor) 66 kV","Powercor","Winter","Coincident",2014,"TempCorrActualPOE10",9.7015464365359296,"NA"]
[null,"VIC","WMTS22","West Melbourne (CitiPower) 22 kV","Citipower","Summer","Coincident",2010,"TempCorrActualPOE50",79.082311582075505,"NA"]
[null,"VIC","WMTS22","West Melbourne (CitiPower) 22 kV","Citipower","Summer","Coincident",2012,"TempCorrActualPOE10",76.197049701627805,"NA"]
[null,"VIC","WMTS22","West Melbourne (CitiPower) 22 kV","Citipower","Summer","Coincident",2015,"TempCorrActualPOE10",64.722300756910599,"NA"]
[null,"VIC","WMTS22","West Melbourne (CitiPower) 22 kV","Citipower","Winter","Coincident",2008,"TempCorrActualPOE50",54.221031597246601,"NA"]
[null,"VIC","WMTS22","West Melbourne (CitiPower) 22 kV","Citipower","Winter","Coincident",2009,"TempCorrActualPOE10",63.651785069544502,"NA"]
[null,"VIC","WMTS22","West Melbourne (CitiPower) 22 kV","Citipower","Winter","Coincident",2014,"TempCorrActualPOE50",45.941017551109297,"NA"]
[null,"VIC","WMTS66C","West Melbourne (CitiPower) 66 kV","Citipower","Summer","Coincident",2007,"TempCorrActualPOE10",392.82658502501499,"NA"]
[null,"VIC","WMTS66C","West Melbourne (CitiPower) 66 kV","Citipower","Summer","Coincident",2010,"TempCorrActualPOE10",389.15203170601302,"NA"]
[null,"VIC","WMTS66C","West Melbourne (CitiPower) 66 kV","Citipower","Summer","Coincident",2015,"TempCorrActualPOE50",346.57848696567498,"NA"]
[null,"VIC","WMTS66C","West Melbourne (CitiPower) 66 kV","Citipower","Summer","Coincident",2015,"TempCorrActualPOE10",373.76535183436499,"NA"]
[null,"VIC","WMTS66C","West Melbourne (CitiPower) 66 kV","Citipower","Winter","Coincident",2009,"TempCorrActualPOE50",273.53405399618401,"NA"]
[null,"VIC","WMTS66C","West Melbourne (CitiPower) 66 kV","Citipower","Winter","Coincident",2011,"TempCorrActualPOE10",272.17604986406297,"NA"]
[null,"VIC","WMTS66C","West Melbourne (CitiPower) 66 kV","Citipower","Winter","Coincident",2014,"TempCorrActualPOE10",263.71781537653999,"NA"]
[null,"VIC","WMTS66J","West Melbourne (Jemena) 66 kV","Jemena","Summer","Coincident",2010,"TempCorrActualPOE50",40.377281495812298,"NA"]
[null,"VIC","WMTS66J","West Melbourne (Jemena) 66 kV","Jemena","Summer","Coincident",2013,"TempCorrActualPOE10",65.761412062616202,"NA"]
[null,"VIC","WMTS66J","West Melbourne (Jemena) 66 kV","Jemena","Summer","Coincident",2015,"TempCorrActualPOE50",60.1352700117585,"NA"]
[null,"VIC","WMTS66J","West Melbourne (Jemena) 66 kV","Jemena","Winter","Coincident",2006,"TempCorrActualPOE10",51.0761542904485,"NA"]
[null,"VIC","WMTS66J","West Melbourne (Jemena) 66 kV","Jemena","Winter","Coincident",2009,"TempCorrActualPOE10",53.544842706945701,"NA"]
[null,"VIC","WMTS66J","West Melbourne (Jemena) 66 kV","Jemena","Winter","Coincident",2014,"TempCorrActualPOE50",51.850635249801499,"NA"]
[null,"VIC","WOTS22","Wodonga (AusNet) 22 kV","AusNet","Summer","Coincident",2008,"TempCorrActualPOE10",27.4607976633154,"NA"]
[null,"VIC","WOTS22","Wodonga (AusNet) 22 kV","AusNet","Summer","Coincident",2010,"TempCorrActualPOE50",29.6077939356157,"NA"]
[null,"VIC","WOTS22","Wodonga (AusNet) 22 kV","AusNet","Summer","Coincident",2014,"TempCorrActualPOE50",27.8819963590322,"NA"]
[null,"VIC","WOTS22","Wodonga (AusNet) 22 kV","AusNet","Winter","Coincident",2007,"TempCorrActualPOE10",24.9338180964522,"NA"]
[null,"VIC","WOTS22","Wodonga (AusNet) 22 kV","AusNet","Winter","Coincident",2009,"TempCorrActualPOE50",22.4268251837177,"NA"]
[null,"VIC","WOTS22","Wodonga (AusNet) 22 kV","AusNet","Winter","Coincident",2012,"TempCorrActualPOE10",23.7014406031461,"NA"]
[null,"VIC","WOTS22","Wodonga (AusNet) 22 kV","AusNet","Winter","Coincident",2014,"TempCorrActualPOE50",26.324576019664899,"NA"]
[null,"VIC","WOTS66","Wodonga (AusNet) 66 kV","AusNet","Summer","Coincident",2009,"TempCorrActualPOE50",63.129256845664202,"NA"]
[null,"VIC","WOTS66","Wodonga (AusNet) 66 kV","AusNet","Summer","Coincident",2013,"TempCorrActualPOE10",58.091555903580598,"NA"]
[null,"VIC","WOTS66","Wodonga (AusNet) 66 kV","AusNet","Summer","Coincident",2015,"TempCorrActualPOE50",46.366176969930102,"NA"]
[null,"VIC","WOTS66","Wodonga (AusNet) 66 kV","AusNet","Winter","Coincident",2008,"TempCorrActualPOE10",50.311060630171497,"NA"]
[null,"VIC","WOTS66","Wodonga (AusNet) 66 kV","AusNet","Winter","Coincident",2012,"TempCorrActualPOE50",42.591680623961501,"NA"]
[null,"VIC","WOTS66","Wodonga (AusNet) 66 kV","AusNet","Winter","Coincident",2013,"TempCorrActualPOE50",47.010343333828096,"NA"]
[null,"VIC","YPS11","Yallourn (AusNet) 11 kV","AusNet","Summer","Coincident",2008,"TempCorrActualPOE10",0.40727630126162201,"NA"]
[null,"VIC","YPS11","Yallourn (AusNet) 11 kV","AusNet","Summer","Coincident",2010,"TempCorrActualPOE50",0.27774325432937802,"NA"]
[null,"VIC","YPS11","Yallourn (AusNet) 11 kV","AusNet","Summer","Coincident",2014,"TempCorrActualPOE10",0.26475064211882898,"NA"]
[null,"VIC","YPS11","Yallourn (AusNet) 11 kV","AusNet","Winter","Coincident",2007,"TempCorrActualPOE50",0.69827321129352204,"NA"]
[null,"VIC","YPS11","Yallourn (AusNet) 11 kV","AusNet","Winter","Coincident",2008,"TempCorrActualPOE10",0.34513231882623302,"NA"]
[null,"VIC","YPS11","Yallourn (AusNet) 11 kV","AusNet","Winter","Coincident",2013,"TempCorrActualPOE10",0.25616199215202401,"NA"]
[null,"VIC","APD","Alcoa Portland 500 kV","Direct Connect","Winter","Non-Coincident",2007,"Actual","NA","NA"]
[null,"VIC","APD","Alcoa Portland 500 kV","Direct Connect","Summer","Non-Coincident",2009,"Actual","NA","NA"]
[null,"VIC","APD","Alcoa Portland 500 kV","Direct Connect","Winter","Non-Coincident",2012,"Actual","NA","NA"]
[null,"VIC","APD","Alcoa Portland 500 kV","Direct Connect","Summer","Non-Coincident",2014,"Actual","NA","NA"]
[null,"VIC","ATSBJ","Altona-Brooklyn (Jemena) 66 kV","Jemena","Summer","Non-Coincident",2007,"Actual",120.167316,"NA"]
[null,"VIC","ATSBJ","Altona-Brooklyn (Jemena) 66 kV","Jemena","Winter","Non-Coincident",2012,"Actual",111.873762,"NA"]
[null,"VIC","ATSBJ","Altona-Brooklyn (Jemena) 66 kV","Jemena","Summer","Non-Coincident",2014,"Actual",127.913004,"NA"]
[null,"VIC","ATSBP","Altona-Brooklyn (Powercor) 66 kV","Powercor","Winter","Non-Coincident",2007,"Actual",147.52413999999999,"NA"]
[null,"VIC","ATSBP","Altona-Brooklyn (Powercor) 66 kV","Powercor","Summer","Non-Coincident",2012,"Actual",185.47406000000001,"NA"]
[null,"VIC","ATSBP","Altona-Brooklyn (Powercor) 66 kV","Powercor","Winter","Non-Coincident",2015,"Actual",173.471778,"NA"]
[null,"VIC","ATSWAL","Air Liquid","Direct Connect","Winter","Non-Coincident",2007,"Actual","NA","NA"]
[null,"VIC","ATSWAL","Air Liquid","Direct Connect","Summer","Non-Coincident",2009,"Actual","NA","NA"]
[null,"VIC","ATSWAL","Air Liquid","Direct Connect","Winter","Non-Coincident",2012,"Actual","NA","NA"]
[null,"VIC","ATSWP","Altona West (Powercor) 66 kV","Powercor","Summer","Non-Coincident",2007,"Actual",143.71607399999999,"NA"]
[null,"VIC","ATSWP","Altona West (Powercor) 66 kV","Powercor","Winter","Non-Coincident",2010,"Actual",127.36221399999999,"NA"]
[null,"VIC","ATSWP","Altona West (Powercor) 66 kV","Powercor","Winter","Non-Coincident",2012,"Actual",143.20614,"NA"]
[null,"VIC","BATS66","Ballarat (Powercor) 66 kV","Powercor","Summer","Non-Coincident",2007,"Actual",169.59484599999999,"NA"]
[null,"VIC","BATS66","Ballarat (Powercor) 66 kV","Powercor","Winter","Non-Coincident",2008,"Actual",163.25214399999999,"NA"]
[null,"VIC","BATS66","Ballarat (Powercor) 66 kV","Powercor","Summer","Non-Coincident",2012,"Actual",167.11801800000001,"NA"]
[null,"VIC","BATS66","Ballarat (Powercor) 66 kV","Powercor","Winter","Non-Coincident",2015,"Actual",152.20035799999999,"NA"]
[null,"VIC","BETS22","Bendigo (Powercor) 22 kV","Powercor","Winter","Non-Coincident",2007,"Actual",34.452762,"NA"]
[null,"VIC","BETS22","Bendigo (Powercor) 22 kV","Powercor","Summer","Non-Coincident",2012,"Actual",45.228942000000004,"NA"]
[null,"VIC","BETS22","Bendigo (Powercor) 22 kV","Powercor","Winter","Non-Coincident",2013,"Actual",35.991481999999998,"NA"]
[null,"VIC","BETS66","Bendigo (Powercor) 66 kV","Powercor","Summer","Non-Coincident",2007,"Actual",160.93379400000001,"NA"]
[null,"VIC","BETS66","Bendigo (Powercor) 66 kV","Powercor","Winter","Non-Coincident",2010,"Actual",131.768326,"NA"]
[null,"VIC","BETS66","Bendigo (Powercor) 66 kV","Powercor","Winter","Non-Coincident",2013,"Actual",122.758206,"NA"]
[null,"VIC","BLTS22J","Brooklyn (Jemena) 22 kV","Jemena","Summer","Non-Coincident",2007,"Actual",2.0217360000000002,"NA"]
[null,"VIC","BLTS22J","Brooklyn (Jemena) 22 kV","Jemena","Winter","Non-Coincident",2008,"Actual",1.9559599999999999,"NA"]
[null,"VIC","BLTS22J","Brooklyn (Jemena) 22 kV","Jemena","Summer","Non-Coincident",2012,"Actual",3.1511420000000001,"NA"]
[null,"VIC","BLTS22J","Brooklyn (Jemena) 22 kV","Jemena","Winter","Non-Coincident",2015,"Actual",3.1247699999999998,"NA"]
[null,"VIC","BLTS22P","Brooklyn (Powercor) 22 kV","Powercor","Winter","Non-Coincident",2008,"Actual",52.549537999999998,"NA"]
[null,"VIC","BLTS22P","Brooklyn (Powercor) 22 kV","Powercor","Summer","Non-Coincident",2012,"Actual",58.437812000000001,"NA"]
[null,"VIC","BLTSS","Brooklyn (Powercor) 66 kV - Onesteel","Powercor","Winter","Non-Coincident",2006,"Actual","NA","NA"]
[null,"VIC","BLTSS","Brooklyn (Powercor) 66 kV - Onesteel","Powercor","Summer","Non-Coincident",2007,"Actual","NA","NA"]
[null,"VIC","BLTSS","Brooklyn (Powercor) 66 kV - Onesteel","Powercor","Winter","Non-Coincident",2010,"Actual","NA","NA"]
[null,"VIC","BLTSS","Brooklyn (Powercor) 66 kV - Onesteel","Powercor","Winter","Non-Coincident",2013,"Actual","NA","NA"]
[null,"VIC","BTS22C","Brunswick (CitiPower) 22 kV","Citipower","Summer","Non-Coincident",2007,"Actual",46.137644000000002,"NA"]
[null,"VIC","BTS22C","Brunswick (CitiPower) 22 kV","Citipower","Winter","Non-Coincident",2011,"Actual",49.781635999999999,"NA"]
[null,"VIC","BTS22C","Brunswick (CitiPower) 22 kV","Citipower","Summer","Non-Coincident",2013,"Actual",49.828797999999999,"NA"]
[null,"VIC","BTS22C","Brunswick (CitiPower) 22 kV","Citipower","Winter","Non-Coincident",2015,"Actual",51.614932000000003,"NA"]
[null,"VIC","BTS22J","Brunswick (Jemena) 22 kV","Jemena","Winter","Non-Coincident",2011,"Actual",33.636643999999997,"NA"]
[null,"VIC","BTS22J","Brunswick (Jemena) 22 kV","Jemena","Summer","Non-Coincident",2012,"Actual",39.573180000000001,"NA"]
[null,"VIC","CBTS66A","Cranbourne (AusNet) 66 kV","AusNet","Winter","Non-Coincident",2006,"Actual",124.175658,"NA"]
[null,"VIC","CBTS66A","Cranbourne (AusNet) 66 kV","AusNet","Summer","Non-Coincident",2008,"Actual",187.55403200000001,"NA"]
[null,"VIC","CBTS66A","Cranbourne (AusNet) 66 kV","AusNet","Summer","Non-Coincident",2014,"Actual",257.70280000000002,"NA"]
[null,"VIC","CBTS66U","Cranbourne (United Energy) 66 kV","United Energy","Winter","Non-Coincident",2006,"Actual",86.855080000000001,"NA"]
[null,"VIC","CBTS66U","Cranbourne (United Energy) 66 kV","United Energy","Summer","Non-Coincident",2010,"Actual",156.020928,"NA"]
[null,"VIC","CBTS66U","Cranbourne (United Energy) 66 kV","United Energy","Winter","Non-Coincident",2011,"Actual",124.307136,"NA"]
[null,"VIC","CBTS66U","Cranbourne (United Energy) 66 kV","United Energy","Summer","Non-Coincident",2016,"Actual",165.513274,"NA"]
[null,"VIC","ERTS1266A","East Rowville 12 (AusNet) 66 kV","AusNet","Summer","Non-Coincident",2009,"Actual",102.547284,"NA"]
[null,"VIC","ERTS1266A","East Rowville 12 (AusNet) 66 kV","AusNet","Winter","Non-Coincident",2011,"Actual",85.608143999999996,"NA"]
[null,"VIC","ERTS1266A","East Rowville 12 (AusNet) 66 kV","AusNet","Summer","Non-Coincident",2013,"Actual",93.929590000000005,"NA"]
[null,"VIC","ERTS1266U","East Rowville 12 (United Energy) 66 kV","United Energy","Winter","Non-Coincident",2006,"Actual",85.435025999999993,"NA"]
[null,"VIC","ERTS1266U","East Rowville 12 (United Energy) 66 kV","United Energy","Summer","Non-Coincident",2011,"Actual",130.93795399999999,"NA"]
[null,"VIC","ERTS1266U","East Rowville 12 (United Energy) 66 kV","United Energy","Summer","Non-Coincident",2014,"Actual",136.69171800000001,"NA"]
[null,"VIC","ERTS3466A","East Rowville 34 (AusNet) 66 kV","AusNet","Winter","Non-Coincident",2006,"Actual",0,"NA"]
[null,"VIC","ERTS3466A","East Rowville 34 (AusNet) 66 kV","AusNet","Summer","Non-Coincident",2011,"Actual",81.673451999999997,"NA"]
[null,"VIC","ERTS3466A","East Rowville 34 (AusNet) 66 kV","AusNet","Winter","Non-Coincident",2011,"Actual",47.201708000000004,"NA"]
[null,"VIC","ERTS3466A","East Rowville 34 (AusNet) 66 kV","AusNet","Summer","Non-Coincident",2016,"Actual",57.455548,"NA"]
[null,"VIC","ERTS3466U","East Rowville 34 (United Energy) 66 kV","United Energy","Winter","Non-Coincident",2010,"Actual",194.40631200000001,"NA"]
[null,"VIC","ERTS3466U","East Rowville 34 (United Energy) 66 kV","United Energy","Winter","Non-Coincident",2011,"Actual",188.687016,"NA"]
[null,"VIC","ERTS3466U","East Rowville 34 (United Energy) 66 kV","United Energy","Summer","Non-Coincident",2016,"Actual",195.612054,"NA"]
[null,"VIC","FBTS66C","Fishermans Bend (Citipower) 66 kV","Citipower","Winter","Non-Coincident",2009,"Actual",172.483352,"NA"]
[null,"VIC","FBTS66C","Fishermans Bend (Citipower) 66 kV","Citipower","Summer","Non-Coincident",2011,"Actual",247.42775399999999,"NA"]
[null,"VIC","FBTS66C","Fishermans Bend (Citipower) 66 kV","Citipower","Winter","Non-Coincident",2015,"Actual",189.667554,"NA"]
[null,"VIC","FBTS66P","Fishermans Bend (Powercor) 66 kV","Powercor","Winter","Non-Coincident",2006,"Actual",2.5921959999999999,"NA"]
[null,"VIC","FBTS66P","Fishermans Bend (Powercor) 66 kV","Powercor","Summer","Non-Coincident",2011,"Actual",23.526136000000001,"NA"]
[null,"VIC","FBTS66P","Fishermans Bend (Powercor) 66 kV","Powercor","Winter","Non-Coincident",2014,"Actual",13.486508000000001,"NA"]
[null,"VIC","FBTS66P","Fishermans Bend (Powercor) 66 kV","Powercor","Summer","Non-Coincident",2016,"Actual",17.211887999999998,"NA"]
[null,"VIC","FVTS220","Fosterville 220 kV","Direct connect","Winter","Non-Coincident",2010,"Actual","NA","NA"]
[null,"VIC","FVTS220","Fosterville 220 kV","Direct connect","Winter","Non-Coincident",2014,"Actual","NA","NA"]
[null,"VIC","FVTS220","Fosterville 220 kV","Direct connect","Summer","Non-Coincident",2016,"Actual","NA","NA"]
[null,"VIC","GNTS66","Glenrowan (AusNet) 66 kV","AusNet","Winter","Non-Coincident",2010,"Actual",105.687096,"NA"]
[null,"VIC","GNTS66","Glenrowan (AusNet) 66 kV","AusNet","Summer","Non-Coincident",2011,"Actual",99.389343999999994,"NA"]
[null,"VIC","GNTS66","Glenrowan (AusNet) 66 kV","AusNet","Winter","Non-Coincident",2015,"Actual",96.650176000000002,"NA"]
[null,"VIC","GTS1266","Geelong 12 (Powercor) 66 kV","Powercor","Winter","Non-Coincident",2007,"Actual",157.61426599999999,"NA"]
[null,"VIC","GTS1266","Geelong 12 (Powercor) 66 kV","Powercor","Summer","Non-Coincident",2011,"Actual",160.58775199999999,"NA"]
[null,"VIC","GTS1266","Geelong 12 (Powercor) 66 kV","Powercor","Winter","Non-Coincident",2015,"Actual",159.64577800000001,"NA"]
[null,"VIC","GTS3466","Geelong 34 (Powercor) 66 kV","Powercor","Summer","Non-Coincident",2009,"Actual",253.30842999999999,"NA"]
[null,"VIC","GTS3466","Geelong 34 (Powercor) 66 kV","Powercor","Winter","Non-Coincident",2010,"Actual",187.84481,"NA"]
[null,"VIC","GTS3466","Geelong 34 (Powercor) 66 kV","Powercor","Summer","Non-Coincident",2014,"Actual",257.64795800000002,"NA"]
[null,"VIC","GTS3466","Geelong 34 (Powercor) 66 kV","Powercor","Summer","Non-Coincident",2016,"Actual",238.28561999999999,"NA"]
[null,"VIC","HOTS66","Horsham (Powercor) 66 kV","Powercor","Winter","Non-Coincident",2010,"Actual",70.771023999999997,"NA"]
[null,"VIC","HOTS66","Horsham (Powercor) 66 kV","Powercor","Summer","Non-Coincident",2014,"Actual",93.795451999999997,"NA"]
[null,"VIC","HOTS66","Horsham (Powercor) 66 kV","Powercor","Winter","Non-Coincident",2015,"Actual",83.577871999999999,"NA"]
[null,"VIC","HTS66","Heatherton (United Energy) 66 kV","United Energy","Summer","Non-Coincident",2009,"Actual",341.04051800000002,"NA"]
[null,"VIC","HTS66","Heatherton (United Energy) 66 kV","United Energy","Summer","Non-Coincident",2014,"Actual",331.83092199999999,"NA"]
[null,"VIC","HTS66","Heatherton (United Energy) 66 kV","United Energy","Winter","Non-Coincident",2015,"Actual",258.23905999999999,"NA"]
[null,"VIC","HYTS22","Heywood (Powercor) 22 kV","Powercor","Summer","Non-Coincident",2012,"Actual",1.3958440000000001,"NA"]
[null,"VIC","HYTS22","Heywood (Powercor) 22 kV","Powercor","Winter","Non-Coincident",2013,"Actual",1.462982,"NA"]
[null,"VIC","JLA220","John Lysaght 220 kV","Direct Connect","Summer","Non-Coincident",2007,"Actual","NA","NA"]
[null,"VIC","JLA220","John Lysaght 220 kV","Direct Connect","Summer","Non-Coincident",2012,"Actual","NA","NA"]
[null,"VIC","JLA220","John Lysaght 220 kV","Direct Connect","Winter","Non-Coincident",2013,"Actual","NA","NA"]
[null,"VIC","KGTS22","Kerang (Powercor) 22 kV","Powercor","Summer","Non-Coincident",2008,"Actual",10.635797999999999,"NA"]
[null,"VIC","KGTS22","Kerang (Powercor) 22 kV","Powercor","Winter","Non-Coincident",2011,"Actual",11.484868000000001,"NA"]
[null,"VIC","KGTS22","Kerang (Powercor) 22 kV","Powercor","Summer","Non-Coincident",2012,"Actual",13.169442,"NA"]
[null,"VIC","KGTS66","Kerang (Powercor) 66 kV","Powercor","Summer","Non-Coincident",2007,"Actual",52.732191999999998,"NA"]
[null,"VIC","KGTS66","Kerang (Powercor) 66 kV","Powercor","Winter","Non-Coincident",2008,"Actual",47.607903999999998,"NA"]
[null,"VIC","KGTS66","Kerang (Powercor) 66 kV","Powercor","Summer","Non-Coincident",2013,"Actual",53.065420000000003,"NA"]
[null,"VIC","KTSEJ","Keilor East (Jemena) 66 kV","Jemena","Winter","Non-Coincident",2006,"Actual",151.18852000000001,"NA"]
[null,"VIC","KTSEJ","Keilor East (Jemena) 66 kV","Jemena","Winter","Non-Coincident",2010,"Actual",165.724874,"NA"]
[null,"VIC","KTSEJ","Keilor East (Jemena) 66 kV","Jemena","Summer","Non-Coincident",2012,"Actual",197.06532000000001,"NA"]
[null,"VIC","KTSEP","Keilor East (Powercor) 66 kV","Powercor","Winter","Non-Coincident",2006,"Actual",84.067967999999993,"NA"]
[null,"VIC","KTSEP","Keilor East (Powercor) 66 kV","Powercor","Summer","Non-Coincident",2008,"Actual",129.107584,"NA"]
[null,"VIC","KTSEP","Keilor East (Powercor) 66 kV","Powercor","Winter","Non-Coincident",2011,"Actual",108.111262,"NA"]
[null,"VIC","KTSEP","Keilor East (Powercor) 66 kV","Powercor","Winter","Non-Coincident",2015,"Actual",117.943206,"NA"]
[null,"VIC","KTSWJ","Keilor West (Jemena) 66 kV","Jemena","Summer","Non-Coincident",2008,"Actual",61.08334,"NA"]
[null,"VIC","KTSWJ","Keilor West (Jemena) 66 kV","Jemena","Winter","Non-Coincident",2011,"Actual",54.283383999999998,"NA"]
[null,"VIC","KTSWJ","Keilor West (Jemena) 66 kV","Jemena","Summer","Non-Coincident",2013,"Actual",70.749176000000006,"NA"]
[null,"VIC","KTSWP","Keilor West (Powercor) 66 kV","Powercor","Winter","Non-Coincident",2006,"Actual",148.129188,"NA"]
[null,"VIC","KTSWP","Keilor West (Powercor) 66 kV","Powercor","Winter","Non-Coincident",2010,"Actual",152.63566800000001,"NA"]
[null,"VIC","KTSWP","Keilor West (Powercor) 66 kV","Powercor","Summer","Non-Coincident",2013,"Actual",185.587456,"NA"]
[null,"VIC","LY66","Loy Yang (AusNet) 66 kV","AusNet","Winter","Non-Coincident",2011,"Actual",29.508564,"NA"]
[null,"VIC","LY66","Loy Yang (AusNet) 66 kV","AusNet","Summer","Non-Coincident",2013,"Actual",28.178186,"NA"]
[null,"VIC","MBTS66","Mt Beauty (AusNet) 66 kV","AusNet","Winter","Non-Coincident",2007,"Actual",46.690649999999998,"NA"]
[null,"VIC","MBTS66","Mt Beauty (AusNet) 66 kV","AusNet","Winter","Non-Coincident",2010,"Actual",47.489595999999999,"NA"]
[null,"VIC","MBTS66","Mt Beauty (AusNet) 66 kV","AusNet","Summer","Non-Coincident",2013,"Actual",36.264850000000003,"NA"]
[null,"VIC","MTS22","Malvern (United Energy) 66 kV","United Energy","Winter","Non-Coincident",2006,"Actual",52.493651999999997,"NA"]
[null,"VIC","MTS22","Malvern (United Energy) 66 kV","United Energy","Summer","Non-Coincident",2011,"Actual",33.657449999999997,"NA"]
[null,"VIC","MTS22","Malvern (United Energy) 66 kV","United Energy","Winter","Non-Coincident",2012,"Actual",32.704203999999997,"NA"]
[null,"VIC","MTS22","Malvern (United Energy) 66 kV","United Energy","Winter","Non-Coincident",2015,"Actual",29.230376,"NA"]
[null,"VIC","MTS66","Malvern (United Energy) 22 kV","United Energy","Summer","Non-Coincident",2008,"Actual",146.91687200000001,"NA"]
[null,"VIC","MTS66","Malvern (United Energy) 22 kV","United Energy","Winter","Non-Coincident",2011,"Actual",131.72188800000001,"NA"]
[null,"VIC","MTS66","Malvern (United Energy) 22 kV","United Energy","Summer","Non-Coincident",2016,"Actual",166.69130999999999,"NA"]
[null,"VIC","MWTS66","Morwell (Ausnet) 66 kV","AusNet","Winter","Non-Coincident",2007,"Actual",367.568422,"NA"]
[null,"VIC","MWTS66","Morwell (Ausnet) 66 kV","AusNet","Winter","Non-Coincident",2010,"Actual",352.70236599999998,"NA"]
[null,"VIC","MWTS66","Morwell (Ausnet) 66 kV","AusNet","Summer","Non-Coincident",2016,"Actual",425.12613599999997,"NA"]
[null,"VIC","NKHN","Khancoban (Essential Energy) 11 kV","Essential Energy","Winter","Non-Coincident",2007,"Actual",0.66210000000000002,"NA"]
[null,"VIC","NKHN","Khancoban (Essential Energy) 11 kV","Essential Energy","Summer","Non-Coincident",2011,"Actual",0.59670000000000001,"NA"]
[null,"VIC","NKHN","Khancoban (Essential Energy) 11 kV","Essential Energy","Winter","Non-Coincident",2012,"Actual",0.60660000000000003,"NA"]
[null,"VIC","NKHN","Khancoban (Essential Energy) 11 kV","Essential Energy","Winter","Non-Coincident",2015,"Actual",0.48780000000000001,"NA"]
[null,"VIC","RCTS22","Red Cliffs (Powercor) 22 kV","Powercor","Summer","Non-Coincident",2011,"Actual",32.413227999999997,"NA"]
[null,"VIC","RCTS22","Red Cliffs (Powercor) 22 kV","Powercor","Winter","Non-Coincident",2012,"Actual",18.535298000000001,"NA"]
[null,"VIC","RCTS22","Red Cliffs (Powercor) 22 kV","Powercor","Summer","Non-Coincident",2016,"Actual",43.302109999999999,"NA"]
[null,"VIC","RCTS66","Red Cliffs (Powercor) 66 kV","Powercor","Winter","Non-Coincident",2010,"Actual",90.321827999999996,"NA"]
[null,"VIC","RCTS66","Red Cliffs (Powercor) 66 kV","Powercor","Summer","Non-Coincident",2014,"Actual",149.06185199999999,"NA"]
[null,"VIC","RCTS66","Red Cliffs (Powercor) 66 kV","Powercor","Summer","Non-Coincident",2016,"Actual",142.28976399999999,"NA"]
[null,"VIC","RTS1266C","Richmond 12 (CitiPower) 66 kV","Citipower","Winter","Non-Coincident",2007,"Actual",210.15097600000001,"NA"]
[null,"VIC","RTS1266C","Richmond 12 (CitiPower) 66 kV","Citipower","Summer","Non-Coincident",2011,"Actual",270.85320400000001,"NA"]
[null,"VIC","RTS1266C","Richmond 12 (CitiPower) 66 kV","Citipower","Winter","Non-Coincident",2015,"Actual",224.12280799999999,"NA"]
[null,"VIC","RTS1266U","Richmond 12 (United Energy) 66 kV","United Energy","Summer","Non-Coincident",2007,"Actual",39.434607999999997,"NA"]
[null,"VIC","RTS1266U","Richmond 12 (United Energy) 66 kV","United Energy","Summer","Non-Coincident",2011,"Actual",43.422370000000001,"NA"]
[null,"VIC","RTS1266U","Richmond 12 (United Energy) 66 kV","United Energy","Winter","Non-Coincident",2015,"Actual",34.122826000000003,"NA"]
[null,"VIC","RTS1266U","Richmond 12 (United Energy) 66 kV","United Energy","Summer","Non-Coincident",2016,"Actual",43.719692000000002,"NA"]
[null,"VIC","RTS22","Richmond (CitiPower) 22kV","Citipower","Winter","Non-Coincident",2010,"Actual",62.118718000000001,"NA"]
[null,"VIC","RTS22","Richmond (CitiPower) 22kV","Citipower","Summer","Non-Coincident",2012,"Actual",70.000656000000006,"NA"]
[null,"VIC","RTS22","Richmond (CitiPower) 22kV","Citipower","Summer","Non-Coincident",2016,"Actual",50.569656000000002,"NA"]
[null,"VIC","RTS3466C","Richmond 34 (CitiPower) 66 kV","Citipower","Winter","Non-Coincident",2010,"Actual",162.30009200000001,"NA"]
[null,"VIC","RTS3466C","Richmond 34 (CitiPower) 66 kV","Citipower","Summer","Non-Coincident",2012,"Actual",209.00732199999999,"NA"]
[null,"VIC","RTS3466C","Richmond 34 (CitiPower) 66 kV","Citipower","Winter","Non-Coincident",2015,"Actual",157.929306,"NA"]
[null,"VIC","RTS3466U","Richmond 34 (United Energy) 66 kV","United Energy","Winter","Non-Coincident",2010,"Actual",25.096506000000002,"NA"]
[null,"VIC","RTS3466U","Richmond 34 (United Energy) 66 kV","United Energy","Summer","Non-Coincident",2011,"Actual",18.292719999999999,"NA"]
[null,"VIC","RTS3466U","Richmond 34 (United Energy) 66 kV","United Energy","Winter","Non-Coincident",2015,"Actual",24.631460000000001,"NA"]
[null,"VIC","RWTS1366A","Ringwood 13 (AusNet) 66 kV","AusNet","Summer","Non-Coincident",2007,"Actual",141.8604,"NA"]
[null,"VIC","RWTS1366A","Ringwood 13 (AusNet) 66 kV","AusNet","Winter","Non-Coincident",2010,"Actual",129.32334599999999,"NA"]
[null,"VIC","RWTS1366A","Ringwood 13 (AusNet) 66 kV","AusNet","Summer","Non-Coincident",2015,"Actual",146.43035,"NA"]
[null,"VIC","RWTS1366U","Ringwood 13 (United Energy) 66 kV","United Energy","Winter","Non-Coincident",2007,"Actual",83.812101999999996,"NA"]
[null,"VIC","RWTS1366U","Ringwood 13 (United Energy) 66 kV","United Energy","Winter","Non-Coincident",2010,"Actual",82.544623999999999,"NA"]
[null,"VIC","RWTS1366U","Ringwood 13 (United Energy) 66 kV","United Energy","Summer","Non-Coincident",2015,"Actual",94.910404,"NA"]
[null,"VIC","RWTS1366U","Ringwood 13 (United Energy) 66 kV","United Energy","Winter","Non-Coincident",2015,"Actual",80.828956000000005,"NA"]
[null,"VIC","RWTS22A","Ringwood (AusNet) 22 kV","AusNet","Summer","Non-Coincident",2010,"Actual",55.534793999999998,"NA"]
[null,"VIC","RWTS22A","Ringwood (AusNet) 22 kV","AusNet","Summer","Non-Coincident",2014,"Actual",52.141792000000002,"NA"]
[null,"VIC","RWTS22A","Ringwood (AusNet) 22 kV","AusNet","Winter","Non-Coincident",2015,"Actual",39.124451999999998,"NA"]
[null,"VIC","RWTS22U","Ringwood (United Energy) 22 kV","United Energy","Summer","Non-Coincident",2010,"Actual",34.377858000000003,"NA"]
[null,"VIC","RWTS22U","Ringwood (United Energy) 22 kV","United Energy","Winter","Non-Coincident",2013,"Actual",24.084782000000001,"NA"]
[null,"VIC","RWTS22U","Ringwood (United Energy) 22 kV","United Energy","Summer","Non-Coincident",2015,"Actual",27.695270000000001,"NA"]
[null,"VIC","RWTS2466A","Ringwood 24 (AusNet) 66 kV","AusNet","Summer","Non-Coincident",2009,"Actual",235.96229199999999,"NA"]
[null,"VIC","RWTS2466A","Ringwood 24 (AusNet) 66 kV","AusNet","Winter","Non-Coincident",2010,"Actual",167.24097599999999,"NA"]
[null,"VIC","RWTS2466A","Ringwood 24 (AusNet) 66 kV","AusNet","Summer","Non-Coincident",2015,"Actual",176.807042,"NA"]
[null,"VIC","SHTS66","Shepparton (Powercor) 66 kV","Powercor","Winter","Non-Coincident",2006,"Actual",220.80779999999999,"NA"]
[null,"VIC","SHTS66","Shepparton (Powercor) 66 kV","Powercor","Summer","Non-Coincident",2010,"Actual",278.300162,"NA"]
[null,"VIC","SHTS66","Shepparton (Powercor) 66 kV","Powercor","Summer","Non-Coincident",2014,"Actual",283.93723,"NA"]
[null,"VIC","SMTS66A","South Morang (AusNet) 66 kV","AusNet","Summer","Non-Coincident",2011,"Actual",182.93493000000001,"NA"]
[null,"VIC","SMTS66A","South Morang (AusNet) 66 kV","AusNet","Winter","Non-Coincident",2012,"Actual",154.251454,"NA"]
[null,"VIC","SMTS66J","South Morang (Jemena) 66 kV","Jemena","Summer","Non-Coincident",2010,"Actual",72.756219999999999,"NA"]
[null,"VIC","SMTS66J","South Morang (Jemena) 66 kV","Jemena","Winter","Non-Coincident",2010,"Actual",66.338840000000005,"NA"]
[null,"VIC","SMTS66J","South Morang (Jemena) 66 kV","Jemena","Winter","Non-Coincident",2014,"Actual",59.522869999999998,"NA"]
[null,"VIC","SVTS1266U","Springvale 12 (United Energy) 66 kV","United Energy","Summer","Non-Coincident",2009,"Actual",265.24700000000001,"NA"]
[null,"VIC","SVTS1266U","Springvale 12 (United Energy) 66 kV","United Energy","Winter","Non-Coincident",2010,"Actual",204.66463400000001,"NA"]
[null,"VIC","SVTS1266U","Springvale 12 (United Energy) 66 kV","United Energy","Summer","Non-Coincident",2015,"Actual",218.65762599999999,"NA"]
[null,"VIC","SVTS3466C","Springvale 34 (CitiPower) 66 kV","Citipower","Winter","Non-Coincident",2008,"Actual",23.601624000000001,"NA"]
[null,"VIC","SVTS3466C","Springvale 34 (CitiPower) 66 kV","Citipower","Winter","Non-Coincident",2009,"Actual",24.807507999999999,"NA"]
[null,"VIC","SVTS3466C","Springvale 34 (CitiPower) 66 kV","Citipower","Summer","Non-Coincident",2015,"Actual",21.331890000000001,"NA"]
[null,"VIC","SVTS3466C","Springvale 34 (CitiPower) 66 kV","Citipower","Winter","Non-Coincident",2015,"Actual",18.994288000000001,"NA"]
[null,"VIC","SVTS3466U","Springvale 34 (United Energy) 66 kV","United Energy","Summer","Non-Coincident",2010,"Actual",179.93781200000001,"NA"]
[null,"VIC","SVTS3466U","Springvale 34 (United Energy) 66 kV","United Energy","Winter","Non-Coincident",2013,"Actual",116.53937999999999,"NA"]
[null,"VIC","SVTS3466U","Springvale 34 (United Energy) 66 kV","United Energy","Winter","Non-Coincident",2014,"Actual",115.700982,"NA"]
[null,"VIC","TBTS66","Tyabb (United Energy) 66 kV","United Energy","Summer","Non-Coincident",2010,"Actual",265.727508,"NA"]
[null,"VIC","TBTS66","Tyabb (United Energy) 66 kV","United Energy","Winter","Non-Coincident",2013,"Actual",186.99673000000001,"NA"]
[null,"VIC","TBTS66","Tyabb (United Energy) 66 kV","United Energy","Summer","Non-Coincident",2015,"Actual",258.54218200000003,"NA"]
[null,"VIC","TGTS66","Terang (Powercor) 66 kV","Powercor","Winter","Non-Coincident",2008,"Actual",182.48847799999999,"NA"]
[null,"VIC","TGTS66","Terang (Powercor) 66 kV","Powercor","Summer","Non-Coincident",2013,"Actual",202.62391600000001,"NA"]
[null,"VIC","TGTS66","Terang (Powercor) 66 kV","Powercor","Summer","Non-Coincident",2015,"Actual",173.23969399999999,"NA"]
[null,"VIC","TSTS66A","Templestowe (AusNet) 66 kV","AusNet","Winter","Non-Coincident",2008,"Actual",74.953695999999994,"NA"]
[null,"VIC","TSTS66A","Templestowe (AusNet) 66 kV","AusNet","Summer","Non-Coincident",2010,"Actual",82.067902000000004,"NA"]
[null,"VIC","TSTS66A","Templestowe (AusNet) 66 kV","AusNet","Winter","Non-Coincident",2014,"Actual",56.149348000000003,"NA"]
[null,"VIC","TSTS66C","Templestowe (CitiPower) 66 kV","Citipower","Summer","Non-Coincident",2008,"Actual",93.874790000000004,"NA"]
[null,"VIC","TSTS66C","Templestowe (CitiPower) 66 kV","Citipower","Summer","Non-Coincident",2010,"Actual",106.569478,"NA"]
[null,"VIC","TSTS66C","Templestowe (CitiPower) 66 kV","Citipower","Winter","Non-Coincident",2013,"Actual",58.965144000000002,"NA"]
[null,"VIC","TSTS66C","Templestowe (CitiPower) 66 kV","Citipower","Summer","Non-Coincident",2015,"Actual",53.116618000000003,"NA"]
[null,"VIC","TSTS66J","Templestowe (Jemena) 66 kV","Jemena","Winter","Non-Coincident",2009,"Actual",17.735634000000001,"NA"]
[null,"VIC","TSTS66J","Templestowe (Jemena) 66 kV","Jemena","Summer","Non-Coincident",2013,"Actual",60.569153999999997,"NA"]
[null,"VIC","TSTS66J","Templestowe (Jemena) 66 kV","Jemena","Summer","Non-Coincident",2015,"Actual",50.685713999999997,"NA"]
[null,"VIC","TSTS66U","Templestowe (United Energy) 66 kV","United Energy","Winter","Non-Coincident",2009,"Actual",93.128891999999993,"NA"]
[null,"VIC","TSTS66U","Templestowe (United Energy) 66 kV","United Energy","Summer","Non-Coincident",2013,"Actual",132.41328799999999,"NA"]
[null,"VIC","TSTS66U","Templestowe (United Energy) 66 kV","United Energy","Winter","Non-Coincident",2014,"Actual",87.718722,"NA"]
[null,"VIC","TTS1266A","Thomastown 12 (AusNet) 66 kV","AusNet","Summer","Non-Coincident",2008,"Actual",294.06241399999999,"NA"]
[null,"VIC","TTS1266A","Thomastown 12 (AusNet) 66 kV","AusNet","Summer","Non-Coincident",2010,"Actual",139.05242799999999,"NA"]
[null,"VIC","TTS1266A","Thomastown 12 (AusNet) 66 kV","AusNet","Winter","Non-Coincident",2014,"Actual",100.43844199999999,"NA"]
[null,"VIC","TTS1266J","Thomastown 12 (Jemena) 66 kV","Jemena","Summer","Non-Coincident",2008,"Actual",119.055716,"NA"]
[null,"VIC","TTS1266J","Thomastown 12 (Jemena) 66 kV","Jemena","Winter","Non-Coincident",2009,"Actual",93.946303999999998,"NA"]
[null,"VIC","TTS1266J","Thomastown 12 (Jemena) 66 kV","Jemena","Summer","Non-Coincident",2013,"Actual",98.552946000000006,"NA"]
[null,"VIC","TTS3466J","Thomastown 34 (Jemena) 66 kV","Jemena","Summer","Non-Coincident",2008,"Actual",237.70410799999999,"NA"]
[null,"VIC","TTS3466J","Thomastown 34 (Jemena) 66 kV","Jemena","Winter","Non-Coincident",2009,"Actual",197.01544000000001,"NA"]
[null,"VIC","TTS3466J","Thomastown 34 (Jemena) 66 kV","Jemena","Summer","Non-Coincident",2013,"Actual",250.65322800000001,"NA"]
[null,"VIC","TTS3466J","Thomastown 34 (Jemena) 66 kV","Jemena","Winter","Non-Coincident",2014,"Actual",202.54723200000001,"NA"]
[null,"VIC","VCB2","Aquasure Desalination 220kV","Direct Connect","Summer","Non-Coincident",2015,"Actual","NA","NA"]
[null,"VIC","WETS66","Wemen (Powercor) 66 kV","Powercor","Summer","Non-Coincident",2014,"Actual",46.332982000000001,"NA"]
[null,"VIC","WETS66","Wemen (Powercor) 66 kV","Powercor","Winter","Non-Coincident",2015,"Actual",22.124676000000001,"NA"]
[null,"VIC","WMTS22","West Melbourne (CitiPower) 22 kV","Citipower","Summer","Non-Coincident",2009,"Actual",96.166477999999998,"NA"]
[null,"VIC","WMTS22","West Melbourne (CitiPower) 22 kV","Citipower","Winter","Non-Coincident",2013,"Actual",72.88879,"NA"]
[null,"VIC","WMTS22","West Melbourne (CitiPower) 22 kV","Citipower","Winter","Non-Coincident",2015,"Actual",56.822526000000003,"NA"]
[null,"VIC","WMTS66C","West Melbourne (CitiPower) 66 kV","Citipower","Summer","Non-Coincident",2009,"Actual",403.19020799999998,"NA"]
[null,"VIC","WMTS66C","West Melbourne (CitiPower) 66 kV","Citipower","Winter","Non-Coincident",2010,"Actual",271.61052000000001,"NA"]
[null,"VIC","WMTS66C","West Melbourne (CitiPower) 66 kV","Citipower","Summer","Non-Coincident",2015,"Actual",332.37766599999998,"NA"]
[null,"VIC","WMTS66J","West Melbourne (Jemena) 66 kV","Jemena","Winter","Non-Coincident",2008,"Actual",52.127012000000001,"NA"]
[null,"VIC","WMTS66J","West Melbourne (Jemena) 66 kV","Jemena","Winter","Non-Coincident",2010,"Actual",52.502180000000003,"NA"]
[null,"VIC","WMTS66J","West Melbourne (Jemena) 66 kV","Jemena","Summer","Non-Coincident",2014,"Actual",68.250615999999994,"NA"]
[null,"VIC","WOTS22","Wodonga (AusNet) 22 kV","AusNet","Winter","Non-Coincident",2008,"Actual",26.235987999999999,"NA"]
[null,"VIC","WOTS22","Wodonga (AusNet) 22 kV","AusNet","Summer","Non-Coincident",2010,"Actual",29.936727999999999,"NA"]
[null,"VIC","WOTS22","Wodonga (AusNet) 22 kV","AusNet","Winter","Non-Coincident",2013,"Actual",24.765616000000001,"NA"]
[null,"VIC","WOTS22","Wodonga (AusNet) 22 kV","AusNet","Winter","Non-Coincident",2015,"Actual",29.104016000000001,"NA"]
[null,"VIC","WOTS66","Wodonga (AusNet) 66 kV","AusNet","Summer","Non-Coincident",2009,"Actual",68.933390000000003,"NA"]
[null,"VIC","WOTS66","Wodonga (AusNet) 66 kV","AusNet","Winter","Non-Coincident",2013,"Actual",46.949426000000003,"NA"]
[null,"VIC","WOTS66","Wodonga (AusNet) 66 kV","AusNet","Summer","Non-Coincident",2015,"Actual",55.533546000000001,"NA"]
[null,"VIC","YPS11","Yallourn (AusNet) 11 kV","AusNet","Winter","Non-Coincident",2008,"Actual",0.61462000000000006,"NA"]
[null,"VIC","YPS11","Yallourn (AusNet) 11 kV","AusNet","Summer","Non-Coincident",2013,"Actual",0.58056600000000003,"NA"]
[null,"VIC","YPS11","Yallourn (AusNet) 11 kV","AusNet","Summer","Non-Coincident",2014,"Actual",0.51078599999999996,"NA"]
[null,"VIC","APD","Alcoa Portland 500 kV","Direct Connect","Winter","Coincident",2008,"Actual","NA","NA"]
[null,"VIC","APD","Alcoa Portland 500 kV","Direct Connect","Summer","Coincident",2010,"Actual","NA","NA"]
[null,"VIC","APD","Alcoa Portland 500 kV","Direct Connect","Winter","Coincident",2013,"Actual","NA","NA"]
[null,"VIC","ATSBJ","Altona-Brooklyn (Jemena) 66 kV","Jemena","Summer","Coincident",2008,"Actual",125.63196000000001,"NA"]
[null,"VIC","ATSBJ","Altona-Brooklyn (Jemena) 66 kV","Jemena","Summer","Coincident",2009,"Actual",120.431574,"NA"]
[null,"VIC","ATSBJ","Altona-Brooklyn (Jemena) 66 kV","Jemena","Winter","Coincident",2013,"Actual",105.900936,"NA"]
[null,"VIC","ATSBP","Altona-Brooklyn (Powercor) 66 kV","Powercor","Summer","Coincident",2008,"Actual",124.65714,"NA"]
[null,"VIC","ATSBP","Altona-Brooklyn (Powercor) 66 kV","Powercor","Winter","Coincident",2008,"Actual",148.55947399999999,"NA"]
[null,"VIC","ATSBP","Altona-Brooklyn (Powercor) 66 kV","Powercor","Summer","Coincident",2013,"Actual",157.190472,"NA"]
[null,"VIC","ATSWAL","Air Liquid","Direct Connect","Winter","Coincident",2007,"Actual","NA","NA"]
[null,"VIC","ATSWAL","Air Liquid","Direct Connect","Winter","Coincident",2008,"Actual","NA","NA"]
[null,"VIC","ATSWAL","Air Liquid","Direct Connect","Summer","Coincident",2013,"Actual","NA","NA"]
[null,"VIC","ATSWAL","Air Liquid","Direct Connect","Winter","Coincident",2014,"Actual","NA","NA"]
[null,"VIC","ATSWP","Altona West (Powercor) 66 kV","Powercor","Summer","Coincident",2008,"Actual",154.96567200000001,"NA"]
[null,"VIC","ATSWP","Altona West (Powercor) 66 kV","Powercor","Winter","Coincident",2012,"Actual",137.70778999999999,"NA"]
[null,"VIC","ATSWP","Altona West (Powercor) 66 kV","Powercor","Winter","Coincident",2013,"Actual",147.17074199999999,"NA"]
[null,"VIC","BATS66","Ballarat (Powercor) 66 kV","Powercor","Summer","Coincident",2008,"Actual",176.18491399999999,"NA"]
[null,"VIC","BATS66","Ballarat (Powercor) 66 kV","Powercor","Winter","Coincident",2009,"Actual",150.747434,"NA"]
[null,"VIC","BATS66","Ballarat (Powercor) 66 kV","Powercor","Summer","Coincident",2013,"Actual",145.37926999999999,"NA"]
[null,"VIC","BETS22","Bendigo (Powercor) 22 kV","Powercor","Winter","Coincident",2007,"Actual",34.082216000000003,"NA"]
[null,"VIC","BETS22","Bendigo (Powercor) 22 kV","Powercor","Winter","Coincident",2009,"Actual",35.728116,"NA"]
[null,"VIC","BETS22","Bendigo (Powercor) 22 kV","Powercor","Summer","Coincident",2013,"Actual",45.917068,"NA"]
[null,"VIC","BETS66","Bendigo (Powercor) 66 kV","Powercor","Winter","Coincident",2007,"Actual",128.81155799999999,"NA"]
[null,"VIC","BETS66","Bendigo (Powercor) 66 kV","Powercor","Summer","Coincident",2008,"Actual",160.61064200000001,"NA"]
[null,"VIC","BETS66","Bendigo (Powercor) 66 kV","Powercor","Winter","Coincident",2012,"Actual",124.33064,"NA"]
[null,"VIC","BETS66","Bendigo (Powercor) 66 kV","Powercor","Winter","Coincident",2014,"Actual",120.819704,"NA"]
[null,"VIC","BLTS22J","Brooklyn (Jemena) 22 kV","Jemena","Summer","Coincident",2008,"Actual",1.2523439999999999,"NA"]
[null,"VIC","BLTS22J","Brooklyn (Jemena) 22 kV","Jemena","Winter","Coincident",2012,"Actual",1.9210199999999999,"NA"]
[null,"VIC","BLTS22J","Brooklyn (Jemena) 22 kV","Jemena","Summer","Coincident",2016,"Actual",1.3232600000000001,"NA"]
[null,"VIC","BLTS22P","Brooklyn (Powercor) 22 kV","Powercor","Winter","Coincident",2007,"Actual",49.018439999999998,"NA"]
[null,"VIC","BLTS22P","Brooklyn (Powercor) 22 kV","Powercor","Winter","Coincident",2012,"Actual",48.531610000000001,"NA"]
[null,"VIC","BLTS22P","Brooklyn (Powercor) 22 kV","Powercor","Summer","Coincident",2013,"Actual",53.035524000000002,"NA"]
[null,"VIC","BLTSS","Brooklyn (Powercor) 66 kV - Onesteel","Powercor","Winter","Coincident",2007,"Actual","NA","NA"]
[null,"VIC","BLTSS","Brooklyn (Powercor) 66 kV - Onesteel","Powercor","Summer","Coincident",2009,"Actual","NA","NA"]
[null,"VIC","BLTSS","Brooklyn (Powercor) 66 kV - Onesteel","Powercor","Winter","Coincident",2012,"Actual","NA","NA"]
[null,"VIC","BTS22C","Brunswick (CitiPower) 22 kV","Citipower","Winter","Coincident",2007,"Actual",48.902445999999998,"NA"]
[null,"VIC","BTS22C","Brunswick (CitiPower) 22 kV","Citipower","Summer","Coincident",2011,"Actual",46.553446000000001,"NA"]
[null,"VIC","BTS22C","Brunswick (CitiPower) 22 kV","Citipower","Winter","Coincident",2012,"Actual",47.174858,"NA"]
[null,"VIC","BTS22J","Brunswick (Jemena) 22 kV","Jemena","Summer","Coincident",2007,"Actual",38.578980000000001,"NA"]
[null,"VIC","BTS22J","Brunswick (Jemena) 22 kV","Jemena","Winter","Coincident",2007,"Actual",32.430618000000003,"NA"]
[null,"VIC","BTS22J","Brunswick (Jemena) 22 kV","Jemena","Winter","Coincident",2012,"Actual",31.975871999999999,"NA"]
[null,"VIC","BTS22J","Brunswick (Jemena) 22 kV","Jemena","Summer","Coincident",2016,"Actual",41.577680000000001,"NA"]
[null,"VIC","CBTS66A","Cranbourne (AusNet) 66 kV","AusNet","Winter","Coincident",2007,"Actual",138.58307199999999,"NA"]
[null,"VIC","CBTS66A","Cranbourne (AusNet) 66 kV","AusNet","Summer","Coincident",2012,"Actual",178.36183600000001,"NA"]
[null,"VIC","CBTS66A","Cranbourne (AusNet) 66 kV","AusNet","Summer","Coincident",2016,"Actual",265.169802,"NA"]
[null,"VIC","CBTS66U","Cranbourne (United Energy) 66 kV","United Energy","Winter","Coincident",2007,"Actual",94.514216000000005,"NA"]
[null,"VIC","CBTS66U","Cranbourne (United Energy) 66 kV","United Energy","Summer","Coincident",2012,"Actual",132.24317600000001,"NA"]
[null,"VIC","CBTS66U","Cranbourne (United Energy) 66 kV","United Energy","Winter","Coincident",2012,"Actual",122.590256,"NA"]
[null,"VIC","ERTS1266A","East Rowville 12 (AusNet) 66 kV","AusNet","Summer","Coincident",2007,"Actual",75.244776000000002,"NA"]
[null,"VIC","ERTS1266A","East Rowville 12 (AusNet) 66 kV","AusNet","Summer","Coincident",2011,"Actual",85.064154000000002,"NA"]
[null,"VIC","ERTS1266A","East Rowville 12 (AusNet) 66 kV","AusNet","Winter","Coincident",2012,"Actual",72.196064000000007,"NA"]
[null,"VIC","ERTS1266U","East Rowville 12 (United Energy) 66 kV","United Energy","Summer","Coincident",2007,"Actual",115.261892,"NA"]
[null,"VIC","ERTS1266U","East Rowville 12 (United Energy) 66 kV","United Energy","Winter","Coincident",2010,"Actual",83.469200000000001,"NA"]
[null,"VIC","ERTS1266U","East Rowville 12 (United Energy) 66 kV","United Energy","Summer","Coincident",2012,"Actual",112.798514,"NA"]
[null,"VIC","ERTS1266U","East Rowville 12 (United Energy) 66 kV","United Energy","Summer","Coincident",2014,"Actual",132.56239400000001,"NA"]
[null,"VIC","ERTS3466A","East Rowville 34 (AusNet) 66 kV","AusNet","Winter","Coincident",2007,"Actual",58.049610000000001,"NA"]
[null,"VIC","ERTS3466A","East Rowville 34 (AusNet) 66 kV","AusNet","Summer","Coincident",2012,"Actual",48.773726000000003,"NA"]
[null,"VIC","ERTS3466A","East Rowville 34 (AusNet) 66 kV","AusNet","Winter","Coincident",2015,"Actual",41.137183999999998,"NA"]
[null,"VIC","ERTS3466U","East Rowville 34 (United Energy) 66 kV","United Energy","Summer","Coincident",2007,"Actual",109.226288,"NA"]
[null,"VIC","ERTS3466U","East Rowville 34 (United Energy) 66 kV","United Energy","Winter","Coincident",2012,"Actual",141.45411799999999,"NA"]
[null,"VIC","ERTS3466U","East Rowville 34 (United Energy) 66 kV","United Energy","Winter","Coincident",2015,"Actual",137.08310599999999,"NA"]
[null,"VIC","FBTS66C","Fishermans Bend (Citipower) 66 kV","Citipower","Summer","Coincident",2007,"Actual",198.54753199999999,"NA"]
[null,"VIC","FBTS66C","Fishermans Bend (Citipower) 66 kV","Citipower","Winter","Coincident",2010,"Actual",159.331614,"NA"]
[null,"VIC","FBTS66C","Fishermans Bend (Citipower) 66 kV","Citipower","Summer","Coincident",2012,"Actual",214.16261600000001,"NA"]
[null,"VIC","FBTS66P","Fishermans Bend (Powercor) 66 kV","Powercor","Winter","Coincident",2007,"Actual",3.944976,"NA"]
[null,"VIC","FBTS66P","Fishermans Bend (Powercor) 66 kV","Powercor","Winter","Coincident",2010,"Actual",14.062104,"NA"]
[null,"VIC","FBTS66P","Fishermans Bend (Powercor) 66 kV","Powercor","Summer","Coincident",2012,"Actual",20.301348000000001,"NA"]
[null,"VIC","FVTS220","Fosterville 220 kV","Direct connect","Winter","Coincident",2006,"Actual","NA","NA"]
[null,"VIC","FVTS220","Fosterville 220 kV","Direct connect","Summer","Coincident",2010,"Actual","NA","NA"]
[null,"VIC","FVTS220","Fosterville 220 kV","Direct connect","Winter","Coincident",2012,"Actual","NA","NA"]
[null,"VIC","FVTS220","Fosterville 220 kV","Direct connect","Winter","Coincident",2015,"Actual","NA","NA"]
[null,"VIC","GNTS66","Glenrowan (AusNet) 66 kV","AusNet","Summer","Coincident",2007,"Actual",89.934600000000003,"NA"]
[null,"VIC","GNTS66","Glenrowan (AusNet) 66 kV","AusNet","Winter","Coincident",2011,"Actual",86.178815999999998,"NA"]
[null,"VIC","GNTS66","Glenrowan (AusNet) 66 kV","AusNet","Summer","Coincident",2015,"Actual",65.147968000000006,"NA"]
[null,"VIC","GTS1266","Geelong 12 (Powercor) 66 kV","Powercor","Winter","Coincident",2007,"Actual",149.37939,"NA"]
[null,"VIC","GTS1266","Geelong 12 (Powercor) 66 kV","Powercor","Winter","Coincident",2011,"Actual",152.66079199999999,"NA"]
[null,"VIC","GTS1266","Geelong 12 (Powercor) 66 kV","Powercor","Summer","Coincident",2015,"Actual",130.73776799999999,"NA"]
[null,"VIC","GTS3466","Geelong 34 (Powercor) 66 kV","Powercor","Winter","Coincident",2006,"Actual",172.45668800000001,"NA"]
[null,"VIC","GTS3466","Geelong 34 (Powercor) 66 kV","Powercor","Summer","Coincident",2010,"Actual",247.306938,"NA"]
[null,"VIC","GTS3466","Geelong 34 (Powercor) 66 kV","Powercor","Winter","Coincident",2011,"Actual",189.88257400000001,"NA"]
[null,"VIC","GTS3466","Geelong 34 (Powercor) 66 kV","Powercor","Summer","Coincident",2016,"Actual",205.13806199999999,"NA"]
[null,"VIC","HOTS66","Horsham (Powercor) 66 kV","Powercor","Summer","Coincident",2010,"Actual",80.051169999999999,"NA"]
[null,"VIC","HOTS66","Horsham (Powercor) 66 kV","Powercor","Winter","Coincident",2011,"Actual",50.946840000000002,"NA"]
[null,"VIC","HOTS66","Horsham (Powercor) 66 kV","Powercor","Summer","Coincident",2015,"Actual",56.194327999999999,"NA"]
[null,"VIC","HTS66","Heatherton (United Energy) 66 kV","United Energy","Winter","Coincident",2009,"Actual",242.25588999999999,"NA"]
[null,"VIC","HTS66","Heatherton (United Energy) 66 kV","United Energy","Summer","Coincident",2011,"Actual",321.107146,"NA"]
[null,"VIC","HTS66","Heatherton (United Energy) 66 kV","United Energy","Summer","Coincident",2015,"Actual",282.28283199999998,"NA"]
[null,"VIC","HYTS22","Heywood (Powercor) 22 kV","Powercor","Summer","Coincident",2010,"Actual",0.64644199999999996,"NA"]
[null,"VIC","HYTS22","Heywood (Powercor) 22 kV","Powercor","Winter","Coincident",2014,"Actual",0.91266000000000003,"NA"]
[null,"VIC","JLA220","John Lysaght 220 kV","Direct Connect","Summer","Coincident",2008,"Actual","NA","NA"]
[null,"VIC","JLA220","John Lysaght 220 kV","Direct Connect","Winter","Coincident",2009,"Actual","NA","NA"]
[null,"VIC","JLA220","John Lysaght 220 kV","Direct Connect","Winter","Coincident",2013,"Actual","NA","NA"]
[null,"VIC","KGTS22","Kerang (Powercor) 22 kV","Powercor","Summer","Coincident",2008,"Actual",10.123392000000001,"NA"]
[null,"VIC","KGTS22","Kerang (Powercor) 22 kV","Powercor","Winter","Coincident",2009,"Actual",7.4322179999999998,"NA"]
[null,"VIC","KGTS22","Kerang (Powercor) 22 kV","Powercor","Summer","Coincident",2013,"Actual",11.715225999999999,"NA"]
[null,"VIC","KGTS22","Kerang (Powercor) 22 kV","Powercor","Winter","Coincident",2014,"Actual",7.9117819999999996,"NA"]
[null,"VIC","KGTS66","Kerang (Powercor) 66 kV","Powercor","Winter","Coincident",2008,"Actual",30.119004,"NA"]
[null,"VIC","KGTS66","Kerang (Powercor) 66 kV","Powercor","Summer","Coincident",2013,"Actual",45.506252000000003,"NA"]
[null,"VIC","KGTS66","Kerang (Powercor) 66 kV","Powercor","Winter","Coincident",2014,"Actual",32.364215999999999,"NA"]
[null,"VIC","KTSEJ","Keilor East (Jemena) 66 kV","Jemena","Summer","Coincident",2008,"Actual",214.49789200000001,"NA"]
[null,"VIC","KTSEJ","Keilor East (Jemena) 66 kV","Jemena","Summer","Coincident",2013,"Actual",221.820424,"NA"]
[null,"VIC","KTSEJ","Keilor East (Jemena) 66 kV","Jemena","Winter","Coincident",2014,"Actual",157.76811599999999,"NA"]
[null,"VIC","KTSEP","Keilor East (Powercor) 66 kV","Powercor","Summer","Coincident",2008,"Actual",129.107584,"NA"]
[null,"VIC","KTSEP","Keilor East (Powercor) 66 kV","Powercor","Winter","Coincident",2009,"Actual",96.296577999999997,"NA"]
[null,"VIC","KTSEP","Keilor East (Powercor) 66 kV","Powercor","Summer","Coincident",2013,"Actual",131.56162399999999,"NA"]
[null,"VIC","KTSWJ","Keilor West (Jemena) 66 kV","Jemena","Summer","Coincident",2008,"Actual",43.747546,"NA"]
[null,"VIC","KTSWJ","Keilor West (Jemena) 66 kV","Jemena","Winter","Coincident",2009,"Actual",52.365112000000003,"NA"]
[null,"VIC","KTSWJ","Keilor West (Jemena) 66 kV","Jemena","Summer","Coincident",2013,"Actual",67.703766000000002,"NA"]
[null,"VIC","KTSWP","Keilor West (Powercor) 66 kV","Powercor","Winter","Coincident",2007,"Actual",155.17076800000001,"NA"]
[null,"VIC","KTSWP","Keilor West (Powercor) 66 kV","Powercor","Summer","Coincident",2009,"Actual",185.58403000000001,"NA"]
[null,"VIC","KTSWP","Keilor West (Powercor) 66 kV","Powercor","Summer","Coincident",2013,"Actual",179.087244,"NA"]
[null,"VIC","KTSWP","Keilor West (Powercor) 66 kV","Powercor","Winter","Coincident",2014,"Actual",137.574602,"NA"]
[null,"VIC","LY66","Loy Yang (AusNet) 66 kV","AusNet","Winter","Coincident",2013,"Actual",13.84117,"NA"]
[null,"VIC","MBTS66","Mt Beauty (AusNet) 66 kV","AusNet","Summer","Coincident",2008,"Actual",32.748472,"NA"]
[null,"VIC","MBTS66","Mt Beauty (AusNet) 66 kV","AusNet","Winter","Coincident",2009,"Actual",38.763252000000001,"NA"]
[null,"VIC","MBTS66","Mt Beauty (AusNet) 66 kV","AusNet","Winter","Coincident",2013,"Actual",29.071038000000001,"NA"]
[null,"VIC","MTS22","Malvern (United Energy) 66 kV","United Energy","Summer","Coincident",2008,"Actual",50.711196000000001,"NA"]
[null,"VIC","MTS22","Malvern (United Energy) 66 kV","United Energy","Winter","Coincident",2008,"Actual",30.535294,"NA"]
[null,"VIC","MTS22","Malvern (United Energy) 66 kV","United Energy","Summer","Coincident",2013,"Actual",41.761142,"NA"]
[null,"VIC","MTS22","Malvern (United Energy) 66 kV","United Energy","Winter","Coincident",2014,"Actual",30.773242,"NA"]
[null,"VIC","MTS66","Malvern (United Energy) 22 kV","United Energy","Winter","Coincident",2008,"Actual",115.660128,"NA"]
[null,"VIC","MTS66","Malvern (United Energy) 22 kV","United Energy","Summer","Coincident",2013,"Actual",177.815504,"NA"]
[null,"VIC","MTS66","Malvern (United Energy) 22 kV","United Energy","Winter","Coincident",2014,"Actual",109.75838,"NA"]
[null,"VIC","MWTS66","Morwell (Ausnet) 66 kV","AusNet","Summer","Coincident",2008,"Actual",378.93568599999998,"NA"]
[null,"VIC","MWTS66","Morwell (Ausnet) 66 kV","AusNet","Winter","Coincident",2012,"Actual",348.21398399999998,"NA"]
[null,"VIC","MWTS66","Morwell (Ausnet) 66 kV","AusNet","Winter","Coincident",2013,"Actual",329.31353200000001,"NA"]
[null,"VIC","NKHN","Khancoban (Essential Energy) 11 kV","Essential Energy","Summer","Coincident",2008,"Actual",0.27929999999999999,"NA"]
[null,"VIC","NKHN","Khancoban (Essential Energy) 11 kV","Essential Energy","Winter","Coincident",2009,"Actual",0.31874999999999998,"NA"]
[null,"VIC","NKHN","Khancoban (Essential Energy) 11 kV","Essential Energy","Summer","Coincident",2013,"Actual",0.27360000000000001,"NA"]
[null,"VIC","RCTS22","Red Cliffs (Powercor) 22 kV","Powercor","Winter","Coincident",2007,"Actual",13.578796000000001,"NA"]
[null,"VIC","RCTS22","Red Cliffs (Powercor) 22 kV","Powercor","Winter","Coincident",2008,"Actual",14.781154000000001,"NA"]
[null,"VIC","RCTS22","Red Cliffs (Powercor) 22 kV","Powercor","Summer","Coincident",2013,"Actual",30.052551999999999,"NA"]
[null,"VIC","RCTS66","Red Cliffs (Powercor) 66 kV","Powercor","Winter","Coincident",2007,"Actual",79.603241999999995,"NA"]
[null,"VIC","RCTS66","Red Cliffs (Powercor) 66 kV","Powercor","Summer","Coincident",2008,"Actual",128.21412799999999,"NA"]
[null,"VIC","RCTS66","Red Cliffs (Powercor) 66 kV","Powercor","Winter","Coincident",2012,"Actual",71.841543999999999,"NA"]
[null,"VIC","RCTS66","Red Cliffs (Powercor) 66 kV","Powercor","Summer","Coincident",2015,"Actual",118.350498,"NA"]
[null,"VIC","RTS1266C","Richmond 12 (CitiPower) 66 kV","Citipower","Summer","Coincident",2008,"Actual",247.76766799999999,"NA"]
[null,"VIC","RTS1266C","Richmond 12 (CitiPower) 66 kV","Citipower","Winter","Coincident",2012,"Actual",201.39622,"NA"]
[null,"VIC","RTS1266C","Richmond 12 (CitiPower) 66 kV","Citipower","Summer","Coincident",2016,"Actual",263.47083400000002,"NA"]
[null,"VIC","RTS1266U","Richmond 12 (United Energy) 66 kV","United Energy","Winter","Coincident",2007,"Actual",36.016804,"NA"]
[null,"VIC","RTS1266U","Richmond 12 (United Energy) 66 kV","United Energy","Summer","Coincident",2010,"Actual",40.733604,"NA"]
[null,"VIC","RTS1266U","Richmond 12 (United Energy) 66 kV","United Energy","Summer","Coincident",2013,"Actual",44.840114,"NA"]
[null,"VIC","RTS22","Richmond (CitiPower) 22kV","Citipower","Winter","Coincident",2007,"Actual",60.614145999999998,"NA"]
[null,"VIC","RTS22","Richmond (CitiPower) 22kV","Citipower","Summer","Coincident",2009,"Actual",73.214174,"NA"]
[null,"VIC","RTS22","Richmond (CitiPower) 22kV","Citipower","Winter","Coincident",2012,"Actual",53.596082000000003,"NA"]
[null,"VIC","RTS22","Richmond (CitiPower) 22kV","Citipower","Summer","Coincident",2015,"Actual",51.98386,"NA"]
[null,"VIC","RTS3466C","Richmond 34 (CitiPower) 66 kV","Citipower","Summer","Coincident",2011,"Actual",224.133398,"NA"]
[null,"VIC","RTS3466C","Richmond 34 (CitiPower) 66 kV","Citipower","Winter","Coincident",2012,"Actual",147.994022,"NA"]
[null,"VIC","RTS3466U","Richmond 34 (United Energy) 66 kV","United Energy","Summer","Coincident",2007,"Actual",13.232532000000001,"NA"]
[null,"VIC","RTS3466U","Richmond 34 (United Energy) 66 kV","United Energy","Winter","Coincident",2007,"Actual",20.125926,"NA"]
[null,"VIC","RTS3466U","Richmond 34 (United Energy) 66 kV","United Energy","Winter","Coincident",2013,"Actual",20.389226000000001,"NA"]
[null,"VIC","RTS3466U","Richmond 34 (United Energy) 66 kV","United Energy","Summer","Coincident",2016,"Actual",19.045978000000002,"NA"]
[null,"VIC","RWTS1366A","Ringwood 13 (AusNet) 66 kV","AusNet","Winter","Coincident",2007,"Actual",128.495034,"NA"]
[null,"VIC","RWTS1366A","Ringwood 13 (AusNet) 66 kV","AusNet","Summer","Coincident",2012,"Actual",126.27930600000001,"NA"]
[null,"VIC","RWTS1366A","Ringwood 13 (AusNet) 66 kV","AusNet","Winter","Coincident",2015,"Actual",124.083446,"NA"]
[null,"VIC","RWTS1366U","Ringwood 13 (United Energy) 66 kV","United Energy","Winter","Coincident",2008,"Actual",80.055008000000001,"NA"]
[null,"VIC","RWTS1366U","Ringwood 13 (United Energy) 66 kV","United Energy","Winter","Coincident",2009,"Actual",81.323759999999993,"NA"]
[null,"VIC","RWTS1366U","Ringwood 13 (United Energy) 66 kV","United Energy","Summer","Coincident",2010,"Actual",108.017582,"NA"]
[null,"VIC","RWTS1366U","Ringwood 13 (United Energy) 66 kV","United Energy","Winter","Coincident",2010,"Actual",82.544623999999999,"NA"]
[null,"VIC","RWTS1366U","Ringwood 13 (United Energy) 66 kV","United Energy","Summer","Coincident",2011,"Actual",95.697453999999993,"NA"]
[null,"VIC","RWTS1366U","Ringwood 13 (United Energy) 66 kV","United Energy","Winter","Coincident",2011,"Actual",83.680111999999994,"NA"]
[null,"VIC","RWTS1366U","Ringwood 13 (United Energy) 66 kV","United Energy","Summer","Coincident",2012,"Actual",80.694295999999994,"NA"]
[null,"VIC","RWTS1366U","Ringwood 13 (United Energy) 66 kV","United Energy","Winter","Coincident",2012,"Actual",79.063584000000006,"NA"]
[null,"VIC","RWTS1366U","Ringwood 13 (United Energy) 66 kV","United Energy","Summer","Coincident",2013,"Actual",106.683542,"NA"]
[null,"VIC","RWTS1366U","Ringwood 13 (United Energy) 66 kV","United Energy","Winter","Coincident",2013,"Actual",81.249297999999996,"NA"]
[null,"VIC","RWTS1366U","Ringwood 13 (United Energy) 66 kV","United Energy","Summer","Coincident",2014,"Actual",109.10375000000001,"NA"]
[null,"VIC","RWTS1366U","Ringwood 13 (United Energy) 66 kV","United Energy","Winter","Coincident",2014,"Actual",72.468986000000001,"NA"]
[null,"VIC","RWTS1366U","Ringwood 13 (United Energy) 66 kV","United Energy","Summer","Coincident",2015,"Actual",93.691379999999995,"NA"]
[null,"VIC","RWTS1366U","Ringwood 13 (United Energy) 66 kV","United Energy","Winter","Coincident",2015,"Actual",80.828956000000005,"NA"]
[null,"VIC","RWTS1366U","Ringwood 13 (United Energy) 66 kV","United Energy","Summer","Coincident",2016,"Actual",100.80523599999999,"NA"]
[null,"VIC","RWTS22A","Ringwood (AusNet) 22 kV","AusNet","Winter","Coincident",2006,"Actual",47.185881999999999,"NA"]
[null,"VIC","RWTS22A","Ringwood (AusNet) 22 kV","AusNet","Summer","Coincident",2007,"Actual",51.225990000000003,"NA"]
[null,"VIC","RWTS22A","Ringwood (AusNet) 22 kV","AusNet","Winter","Coincident",2007,"Actual",48.571204000000002,"NA"]
[null,"VIC","RWTS22A","Ringwood (AusNet) 22 kV","AusNet","Summer","Coincident",2008,"Actual",56.868544,"NA"]
[null,"VIC","RWTS22A","Ringwood (AusNet) 22 kV","AusNet","Winter","Coincident",2008,"Actual",45.399686000000003,"NA"]
[null,"VIC","RWTS22A","Ringwood (AusNet) 22 kV","AusNet","Summer","Coincident",2009,"Actual",56.356707999999998,"NA"]
[null,"VIC","RWTS22A","Ringwood (AusNet) 22 kV","AusNet","Winter","Coincident",2009,"Actual",44.753782000000001,"NA"]
[null,"VIC","RWTS22A","Ringwood (AusNet) 22 kV","AusNet","Summer","Coincident",2010,"Actual",52.806812000000001,"NA"]
[null,"VIC","RWTS22A","Ringwood (AusNet) 22 kV","AusNet","Winter","Coincident",2010,"Actual",43.528239999999997,"NA"]
[null,"VIC","RWTS22A","Ringwood (AusNet) 22 kV","AusNet","Summer","Coincident",2011,"Actual",47.966808,"NA"]
[null,"VIC","RWTS22A","Ringwood (AusNet) 22 kV","AusNet","Winter","Coincident",2011,"Actual",40.016292,"NA"]
[null,"VIC","RWTS22A","Ringwood (AusNet) 22 kV","AusNet","Summer","Coincident",2012,"Actual",45.681897999999997,"NA"]
[null,"VIC","RWTS22A","Ringwood (AusNet) 22 kV","AusNet","Winter","Coincident",2012,"Actual",36.519047999999998,"NA"]
[null,"VIC","RWTS22A","Ringwood (AusNet) 22 kV","AusNet","Summer","Coincident",2013,"Actual",52.152588000000002,"NA"]
[null,"VIC","RWTS22A","Ringwood (AusNet) 22 kV","AusNet","Winter","Coincident",2013,"Actual",36.66545,"NA"]
[null,"VIC","RWTS22A","Ringwood (AusNet) 22 kV","AusNet","Summer","Coincident",2014,"Actual",52.141792000000002,"NA"]
[null,"VIC","RWTS22A","Ringwood (AusNet) 22 kV","AusNet","Winter","Coincident",2014,"Actual",36.572279999999999,"NA"]
[null,"VIC","RWTS22A","Ringwood (AusNet) 22 kV","AusNet","Summer","Coincident",2015,"Actual",44.808835999999999,"NA"]
[null,"VIC","RWTS22A","Ringwood (AusNet) 22 kV","AusNet","Winter","Coincident",2015,"Actual",39.124451999999998,"NA"]
[null,"VIC","RWTS22A","Ringwood (AusNet) 22 kV","AusNet","Summer","Coincident",2016,"Actual",52.525587999999999,"NA"]
[null,"VIC","RWTS22U","Ringwood (United Energy) 22 kV","United Energy","Winter","Coincident",2006,"Actual",27.222062000000001,"NA"]
[null,"VIC","RWTS22U","Ringwood (United Energy) 22 kV","United Energy","Summer","Coincident",2007,"Actual",32.076096,"NA"]
[null,"VIC","RWTS22U","Ringwood (United Energy) 22 kV","United Energy","Winter","Coincident",2007,"Actual",26.886178000000001,"NA"]
[null,"VIC","RWTS22U","Ringwood (United Energy) 22 kV","United Energy","Summer","Coincident",2008,"Actual",34.220374,"NA"]
[null,"VIC","RWTS22U","Ringwood (United Energy) 22 kV","United Energy","Winter","Coincident",2008,"Actual",24.178208000000001,"NA"]
[null,"VIC","RWTS22U","Ringwood (United Energy) 22 kV","United Energy","Summer","Coincident",2009,"Actual",38.791125999999998,"NA"]
[null,"VIC","RWTS22U","Ringwood (United Energy) 22 kV","United Energy","Winter","Coincident",2009,"Actual",25.08717,"NA"]
[null,"VIC","RWTS22U","Ringwood (United Energy) 22 kV","United Energy","Summer","Coincident",2010,"Actual",34.377858000000003,"NA"]
[null,"VIC","RWTS22U","Ringwood (United Energy) 22 kV","United Energy","Winter","Coincident",2010,"Actual",24.674977999999999,"NA"]
[null,"VIC","RWTS22U","Ringwood (United Energy) 22 kV","United Energy","Summer","Coincident",2011,"Actual",31.178656,"NA"]
[null,"VIC","RWTS22U","Ringwood (United Energy) 22 kV","United Energy","Winter","Coincident",2011,"Actual",23.948571999999999,"NA"]
[null,"VIC","RWTS22U","Ringwood (United Energy) 22 kV","United Energy","Summer","Coincident",2012,"Actual",26.479921999999998,"NA"]
[null,"VIC","RWTS22U","Ringwood (United Energy) 22 kV","United Energy","Winter","Coincident",2012,"Actual",23.035346000000001,"NA"]
[null,"VIC","RWTS22U","Ringwood (United Energy) 22 kV","United Energy","Summer","Coincident",2013,"Actual",31.747136000000001,"NA"]
[null,"VIC","RWTS22U","Ringwood (United Energy) 22 kV","United Energy","Winter","Coincident",2013,"Actual",23.579429999999999,"NA"]
[null,"VIC","RWTS22U","Ringwood (United Energy) 22 kV","United Energy","Summer","Coincident",2014,"Actual",33.334705999999997,"NA"]
[null,"VIC","RWTS22U","Ringwood (United Energy) 22 kV","United Energy","Winter","Coincident",2014,"Actual",21.624479999999998,"NA"]
[null,"VIC","RWTS22U","Ringwood (United Energy) 22 kV","United Energy","Summer","Coincident",2015,"Actual",27.449145999999999,"NA"]
[null,"VIC","RWTS22U","Ringwood (United Energy) 22 kV","United Energy","Winter","Coincident",2015,"Actual",24.727274000000001,"NA"]
[null,"VIC","RWTS22U","Ringwood (United Energy) 22 kV","United Energy","Summer","Coincident",2016,"Actual",36.692543999999998,"NA"]
[null,"VIC","RWTS2466A","Ringwood 24 (AusNet) 66 kV","AusNet","Winter","Coincident",2006,"Actual",165.84348199999999,"NA"]
[null,"VIC","RWTS2466A","Ringwood 24 (AusNet) 66 kV","AusNet","Summer","Coincident",2007,"Actual",205.31242800000001,"NA"]
[null,"VIC","RWTS2466A","Ringwood 24 (AusNet) 66 kV","AusNet","Winter","Coincident",2007,"Actual",165.322408,"NA"]
[null,"VIC","RWTS2466A","Ringwood 24 (AusNet) 66 kV","AusNet","Summer","Coincident",2008,"Actual",211.78727599999999,"NA"]
[null,"VIC","RWTS2466A","Ringwood 24 (AusNet) 66 kV","AusNet","Winter","Coincident",2008,"Actual",148.80443,"NA"]
[null,"VIC","RWTS2466A","Ringwood 24 (AusNet) 66 kV","AusNet","Summer","Coincident",2009,"Actual",225.355738,"NA"]
[null,"VIC","RWTS2466A","Ringwood 24 (AusNet) 66 kV","AusNet","Winter","Coincident",2009,"Actual",155.30949200000001,"NA"]
[null,"VIC","RWTS2466A","Ringwood 24 (AusNet) 66 kV","AusNet","Summer","Coincident",2010,"Actual",213.13353799999999,"NA"]
[null,"VIC","RWTS2466A","Ringwood 24 (AusNet) 66 kV","AusNet","Winter","Coincident",2010,"Actual",151.88852399999999,"NA"]
[null,"VIC","RWTS2466A","Ringwood 24 (AusNet) 66 kV","AusNet","Summer","Coincident",2011,"Actual",221.47542000000001,"NA"]
[null,"VIC","RWTS2466A","Ringwood 24 (AusNet) 66 kV","AusNet","Winter","Coincident",2011,"Actual",153.816294,"NA"]
[null,"VIC","RWTS2466A","Ringwood 24 (AusNet) 66 kV","AusNet","Summer","Coincident",2012,"Actual",186.249392,"NA"]
[null,"VIC","RWTS2466A","Ringwood 24 (AusNet) 66 kV","AusNet","Winter","Coincident",2012,"Actual",147.74219600000001,"NA"]
[null,"VIC","RWTS2466A","Ringwood 24 (AusNet) 66 kV","AusNet","Summer","Coincident",2013,"Actual",199.62404000000001,"NA"]
[null,"VIC","RWTS2466A","Ringwood 24 (AusNet) 66 kV","AusNet","Winter","Coincident",2013,"Actual",148.359478,"NA"]
[null,"VIC","RWTS2466A","Ringwood 24 (AusNet) 66 kV","AusNet","Summer","Coincident",2014,"Actual",207.99823599999999,"NA"]
[null,"VIC","RWTS2466A","Ringwood 24 (AusNet) 66 kV","AusNet","Winter","Coincident",2014,"Actual",140.50206399999999,"NA"]
[null,"VIC","RWTS2466A","Ringwood 24 (AusNet) 66 kV","AusNet","Summer","Coincident",2015,"Actual",167.522268,"NA"]
[null,"VIC","RWTS2466A","Ringwood 24 (AusNet) 66 kV","AusNet","Winter","Coincident",2015,"Actual",142.92269400000001,"NA"]
[null,"VIC","RWTS2466A","Ringwood 24 (AusNet) 66 kV","AusNet","Summer","Coincident",2016,"Actual",191.73003399999999,"NA"]
[null,"VIC","SHTS66","Shepparton (Powercor) 66 kV","Powercor","Winter","Coincident",2006,"Actual",178.58858799999999,"NA"]
[null,"VIC","SHTS66","Shepparton (Powercor) 66 kV","Powercor","Summer","Coincident",2007,"Actual",249.10682,"NA"]
[null,"VIC","SHTS66","Shepparton (Powercor) 66 kV","Powercor","Winter","Coincident",2007,"Actual",178.36925199999999,"NA"]
[null,"VIC","SHTS66","Shepparton (Powercor) 66 kV","Powercor","Summer","Coincident",2008,"Actual",254.70162199999999,"NA"]
[null,"VIC","SHTS66","Shepparton (Powercor) 66 kV","Powercor","Winter","Coincident",2008,"Actual",168.36348000000001,"NA"]
[null,"VIC","SHTS66","Shepparton (Powercor) 66 kV","Powercor","Summer","Coincident",2009,"Actual",296.77542399999999,"NA"]
[null,"VIC","SHTS66","Shepparton (Powercor) 66 kV","Powercor","Winter","Coincident",2009,"Actual",182.88961,"NA"]
[null,"VIC","SHTS66","Shepparton (Powercor) 66 kV","Powercor","Summer","Coincident",2010,"Actual",278.300162,"NA"]
[null,"VIC","SHTS66","Shepparton (Powercor) 66 kV","Powercor","Winter","Coincident",2010,"Actual",179.67406199999999,"NA"]
[null,"VIC","SHTS66","Shepparton (Powercor) 66 kV","Powercor","Summer","Coincident",2011,"Actual",240.29776000000001,"NA"]
[null,"VIC","SHTS66","Shepparton (Powercor) 66 kV","Powercor","Winter","Coincident",2011,"Actual",189.10717199999999,"NA"]
[null,"VIC","SHTS66","Shepparton (Powercor) 66 kV","Powercor","Summer","Coincident",2012,"Actual",226.26752400000001,"NA"]
[null,"VIC","SHTS66","Shepparton (Powercor) 66 kV","Powercor","Winter","Coincident",2012,"Actual",174.03022999999999,"NA"]
[null,"VIC","SHTS66","Shepparton (Powercor) 66 kV","Powercor","Summer","Coincident",2013,"Actual",245.99335199999999,"NA"]
[null,"VIC","SHTS66","Shepparton (Powercor) 66 kV","Powercor","Winter","Coincident",2013,"Actual",167.85675599999999,"NA"]
[null,"VIC","SHTS66","Shepparton (Powercor) 66 kV","Powercor","Summer","Coincident",2014,"Actual",262.77484800000002,"NA"]
[null,"VIC","SHTS66","Shepparton (Powercor) 66 kV","Powercor","Winter","Coincident",2014,"Actual",176.11331799999999,"NA"]
[null,"VIC","SHTS66","Shepparton (Powercor) 66 kV","Powercor","Summer","Coincident",2015,"Actual",242.880064,"NA"]
[null,"VIC","SHTS66","Shepparton (Powercor) 66 kV","Powercor","Winter","Coincident",2015,"Actual",185.53253799999999,"NA"]
[null,"VIC","SHTS66","Shepparton (Powercor) 66 kV","Powercor","Summer","Coincident",2016,"Actual",278.17926999999997,"NA"]
[null,"VIC","SMTS66A","South Morang (AusNet) 66 kV","AusNet","Summer","Coincident",2009,"Actual",60.193227999999998,"NA"]
[null,"VIC","SMTS66A","South Morang (AusNet) 66 kV","AusNet","Winter","Coincident",2009,"Actual",64.278074000000004,"NA"]
[null,"VIC","SMTS66A","South Morang (AusNet) 66 kV","AusNet","Summer","Coincident",2010,"Actual",187.57358400000001,"NA"]
[null,"VIC","SMTS66A","South Morang (AusNet) 66 kV","AusNet","Winter","Coincident",2010,"Actual",142.538206,"NA"]
[null,"VIC","SMTS66A","South Morang (AusNet) 66 kV","AusNet","Summer","Coincident",2011,"Actual",173.29267400000001,"NA"]
[null,"VIC","SMTS66A","South Morang (AusNet) 66 kV","AusNet","Winter","Coincident",2011,"Actual",146.33127400000001,"NA"]
[null,"VIC","SMTS66A","South Morang (AusNet) 66 kV","AusNet","Summer","Coincident",2012,"Actual",161.67661000000001,"NA"]
[null,"VIC","SMTS66A","South Morang (AusNet) 66 kV","AusNet","Winter","Coincident",2012,"Actual",153.44680399999999,"NA"]
[null,"VIC","SMTS66A","South Morang (AusNet) 66 kV","AusNet","Summer","Coincident",2013,"Actual",188.19498999999999,"NA"]
[null,"VIC","SMTS66A","South Morang (AusNet) 66 kV","AusNet","Winter","Coincident",2013,"Actual",159.092422,"NA"]
[null,"VIC","SMTS66A","South Morang (AusNet) 66 kV","AusNet","Summer","Coincident",2014,"Actual",215.746994,"NA"]
[null,"VIC","SMTS66A","South Morang (AusNet) 66 kV","AusNet","Winter","Coincident",2014,"Actual",154.65734399999999,"NA"]
[null,"VIC","SMTS66A","South Morang (AusNet) 66 kV","AusNet","Summer","Coincident",2015,"Actual",178.128412,"NA"]
[null,"VIC","SMTS66A","South Morang (AusNet) 66 kV","AusNet","Winter","Coincident",2015,"Actual",174.887586,"NA"]
[null,"VIC","SMTS66A","South Morang (AusNet) 66 kV","AusNet","Summer","Coincident",2016,"Actual",238.1046,"NA"]
[null,"VIC","SMTS66J","South Morang (Jemena) 66 kV","Jemena","Summer","Coincident",2010,"Actual",60.804270000000002,"NA"]
[null,"VIC","SMTS66J","South Morang (Jemena) 66 kV","Jemena","Winter","Coincident",2010,"Actual",62.312987999999997,"NA"]
[null,"VIC","SMTS66J","South Morang (Jemena) 66 kV","Jemena","Summer","Coincident",2011,"Actual",70.492400000000004,"NA"]
[null,"VIC","SMTS66J","South Morang (Jemena) 66 kV","Jemena","Winter","Coincident",2011,"Actual",59.754807999999997,"NA"]
[null,"VIC","SMTS66J","South Morang (Jemena) 66 kV","Jemena","Summer","Coincident",2012,"Actual",61.457976000000002,"NA"]
[null,"VIC","SMTS66J","South Morang (Jemena) 66 kV","Jemena","Winter","Coincident",2012,"Actual",55.260330000000003,"NA"]
[null,"VIC","SMTS66J","South Morang (Jemena) 66 kV","Jemena","Summer","Coincident",2013,"Actual",60.755276000000002,"NA"]
[null,"VIC","SMTS66J","South Morang (Jemena) 66 kV","Jemena","Winter","Coincident",2013,"Actual",55.397041999999999,"NA"]
[null,"VIC","SMTS66J","South Morang (Jemena) 66 kV","Jemena","Summer","Coincident",2014,"Actual",58.308154000000002,"NA"]
[null,"VIC","SMTS66J","South Morang (Jemena) 66 kV","Jemena","Winter","Coincident",2014,"Actual",49.638190000000002,"NA"]
[null,"VIC","SMTS66J","South Morang (Jemena) 66 kV","Jemena","Summer","Coincident",2015,"Actual",57.994307999999997,"NA"]
[null,"VIC","SMTS66J","South Morang (Jemena) 66 kV","Jemena","Winter","Coincident",2015,"Actual",53.575502,"NA"]
[null,"VIC","SMTS66J","South Morang (Jemena) 66 kV","Jemena","Summer","Coincident",2016,"Actual",58.474967999999997,"NA"]
[null,"VIC","SVTS1266U","Springvale 12 (United Energy) 66 kV","United Energy","Winter","Coincident",2006,"Actual",165.350728,"NA"]
[null,"VIC","SVTS1266U","Springvale 12 (United Energy) 66 kV","United Energy","Summer","Coincident",2007,"Actual",223.49989400000001,"NA"]
[null,"VIC","SVTS1266U","Springvale 12 (United Energy) 66 kV","United Energy","Winter","Coincident",2007,"Actual",189.59111999999999,"NA"]
[null,"VIC","SVTS1266U","Springvale 12 (United Energy) 66 kV","United Energy","Summer","Coincident",2008,"Actual",242.32781600000001,"NA"]
[null,"VIC","SVTS1266U","Springvale 12 (United Energy) 66 kV","United Energy","Winter","Coincident",2008,"Actual",173.63119599999999,"NA"]
[null,"VIC","SVTS1266U","Springvale 12 (United Energy) 66 kV","United Energy","Summer","Coincident",2009,"Actual",255.786888,"NA"]
[null,"VIC","SVTS1266U","Springvale 12 (United Energy) 66 kV","United Energy","Winter","Coincident",2009,"Actual",181.01423800000001,"NA"]
[null,"VIC","SVTS1266U","Springvale 12 (United Energy) 66 kV","United Energy","Summer","Coincident",2010,"Actual",239.31034399999999,"NA"]
[null,"VIC","SVTS1266U","Springvale 12 (United Energy) 66 kV","United Energy","Winter","Coincident",2010,"Actual",181.54243600000001,"NA"]
[null,"VIC","SVTS1266U","Springvale 12 (United Energy) 66 kV","United Energy","Summer","Coincident",2011,"Actual",251.31086400000001,"NA"]
[null,"VIC","SVTS1266U","Springvale 12 (United Energy) 66 kV","United Energy","Winter","Coincident",2011,"Actual",180.72109,"NA"]
[null,"VIC","SVTS1266U","Springvale 12 (United Energy) 66 kV","United Energy","Summer","Coincident",2012,"Actual",212.95345800000001,"NA"]
[null,"VIC","SVTS1266U","Springvale 12 (United Energy) 66 kV","United Energy","Winter","Coincident",2012,"Actual",170.86061000000001,"NA"]
[null,"VIC","SVTS1266U","Springvale 12 (United Energy) 66 kV","United Energy","Summer","Coincident",2013,"Actual",222.22788800000001,"NA"]
[null,"VIC","SVTS1266U","Springvale 12 (United Energy) 66 kV","United Energy","Winter","Coincident",2013,"Actual",161.453136,"NA"]
[null,"VIC","SVTS1266U","Springvale 12 (United Energy) 66 kV","United Energy","Summer","Coincident",2014,"Actual",246.79619400000001,"NA"]
[null,"VIC","SVTS1266U","Springvale 12 (United Energy) 66 kV","United Energy","Winter","Coincident",2014,"Actual",180.300344,"NA"]
[null,"VIC","SVTS1266U","Springvale 12 (United Energy) 66 kV","United Energy","Summer","Coincident",2015,"Actual",215.28169199999999,"NA"]
[null,"VIC","SVTS1266U","Springvale 12 (United Energy) 66 kV","United Energy","Winter","Coincident",2015,"Actual",180.66715400000001,"NA"]
[null,"VIC","SVTS1266U","Springvale 12 (United Energy) 66 kV","United Energy","Summer","Coincident",2016,"Actual",219.70646400000001,"NA"]
[null,"VIC","SVTS3466C","Springvale 34 (CitiPower) 66 kV","Citipower","Winter","Coincident",2006,"Actual",21.696400000000001,"NA"]
[null,"VIC","SVTS3466C","Springvale 34 (CitiPower) 66 kV","Citipower","Summer","Coincident",2007,"Actual",22.74558,"NA"]
[null,"VIC","SVTS3466C","Springvale 34 (CitiPower) 66 kV","Citipower","Winter","Coincident",2007,"Actual",23.971243999999999,"NA"]
[null,"VIC","SVTS3466C","Springvale 34 (CitiPower) 66 kV","Citipower","Summer","Coincident",2008,"Actual",25.661802000000002,"NA"]
[null,"VIC","SVTS3466C","Springvale 34 (CitiPower) 66 kV","Citipower","Winter","Coincident",2008,"Actual",23.013856000000001,"NA"]
[null,"VIC","SVTS3466C","Springvale 34 (CitiPower) 66 kV","Citipower","Summer","Coincident",2009,"Actual",32.772162000000002,"NA"]
[null,"VIC","SVTS3466C","Springvale 34 (CitiPower) 66 kV","Citipower","Winter","Coincident",2009,"Actual",23.713163999999999,"NA"]
[null,"VIC","SVTS3466C","Springvale 34 (CitiPower) 66 kV","Citipower","Summer","Coincident",2010,"Actual",30.253440000000001,"NA"]
[null,"VIC","SVTS3466C","Springvale 34 (CitiPower) 66 kV","Citipower","Winter","Coincident",2010,"Actual",22.186278000000001,"NA"]
[null,"VIC","SVTS3466C","Springvale 34 (CitiPower) 66 kV","Citipower","Summer","Coincident",2011,"Actual",25.588827999999999,"NA"]
[null,"VIC","SVTS3466C","Springvale 34 (CitiPower) 66 kV","Citipower","Winter","Coincident",2011,"Actual",22.256384000000001,"NA"]
[null,"VIC","SVTS3466C","Springvale 34 (CitiPower) 66 kV","Citipower","Summer","Coincident",2012,"Actual",24.536989999999999,"NA"]
[null,"VIC","SVTS3466C","Springvale 34 (CitiPower) 66 kV","Citipower","Winter","Coincident",2012,"Actual",20.648474,"NA"]
[null,"VIC","SVTS3466C","Springvale 34 (CitiPower) 66 kV","Citipower","Summer","Coincident",2013,"Actual",29.883538000000001,"NA"]
[null,"VIC","SVTS3466C","Springvale 34 (CitiPower) 66 kV","Citipower","Winter","Coincident",2013,"Actual",20.810511999999999,"NA"]
[null,"VIC","SVTS3466C","Springvale 34 (CitiPower) 66 kV","Citipower","Summer","Coincident",2014,"Actual",28.155282,"NA"]
[null,"VIC","SVTS3466C","Springvale 34 (CitiPower) 66 kV","Citipower","Winter","Coincident",2014,"Actual",17.099094000000001,"NA"]
[null,"VIC","SVTS3466C","Springvale 34 (CitiPower) 66 kV","Citipower","Summer","Coincident",2015,"Actual",20.713837999999999,"NA"]
[null,"VIC","SVTS3466C","Springvale 34 (CitiPower) 66 kV","Citipower","Winter","Coincident",2015,"Actual",18.19989,"NA"]
[null,"VIC","SVTS3466C","Springvale 34 (CitiPower) 66 kV","Citipower","Summer","Coincident",2016,"Actual",27.295801999999998,"NA"]
[null,"VIC","SVTS3466U","Springvale 34 (United Energy) 66 kV","United Energy","Winter","Coincident",2006,"Actual",124.809318,"NA"]
[null,"VIC","SVTS3466U","Springvale 34 (United Energy) 66 kV","United Energy","Summer","Coincident",2007,"Actual",164.154516,"NA"]
[null,"VIC","SVTS3466U","Springvale 34 (United Energy) 66 kV","United Energy","Winter","Coincident",2007,"Actual",129.72276400000001,"NA"]
[null,"VIC","SVTS3466U","Springvale 34 (United Energy) 66 kV","United Energy","Summer","Coincident",2008,"Actual",170.84326999999999,"NA"]
[null,"VIC","SVTS3466U","Springvale 34 (United Energy) 66 kV","United Energy","Winter","Coincident",2008,"Actual",116.30144799999999,"NA"]
[null,"VIC","SVTS3466U","Springvale 34 (United Energy) 66 kV","United Energy","Summer","Coincident",2009,"Actual",184.129424,"NA"]
[null,"VIC","SVTS3466U","Springvale 34 (United Energy) 66 kV","United Energy","Winter","Coincident",2009,"Actual",121.04593199999999,"NA"]
[null,"VIC","SVTS3466U","Springvale 34 (United Energy) 66 kV","United Energy","Summer","Coincident",2010,"Actual",179.76396600000001,"NA"]
[null,"VIC","SVTS3466U","Springvale 34 (United Energy) 66 kV","United Energy","Winter","Coincident",2010,"Actual",120.98428199999999,"NA"]
[null,"VIC","SVTS3466U","Springvale 34 (United Energy) 66 kV","United Energy","Summer","Coincident",2011,"Actual",169.13421399999999,"NA"]
[null,"VIC","SVTS3466U","Springvale 34 (United Energy) 66 kV","United Energy","Winter","Coincident",2011,"Actual",123.59913400000001,"NA"]
[null,"VIC","SVTS3466U","Springvale 34 (United Energy) 66 kV","United Energy","Summer","Coincident",2012,"Actual",147.07728399999999,"NA"]
[null,"VIC","SVTS3466U","Springvale 34 (United Energy) 66 kV","United Energy","Winter","Coincident",2012,"Actual",120.57226799999999,"NA"]
[null,"VIC","SVTS3466U","Springvale 34 (United Energy) 66 kV","United Energy","Summer","Coincident",2013,"Actual",170.93544800000001,"NA"]
[null,"VIC","SVTS3466U","Springvale 34 (United Energy) 66 kV","United Energy","Winter","Coincident",2013,"Actual",115.182084,"NA"]
[null,"VIC","SVTS3466U","Springvale 34 (United Energy) 66 kV","United Energy","Summer","Coincident",2014,"Actual",167.74016599999999,"NA"]
[null,"VIC","SVTS3466U","Springvale 34 (United Energy) 66 kV","United Energy","Winter","Coincident",2014,"Actual",108.667252,"NA"]
[null,"VIC","SVTS3466U","Springvale 34 (United Energy) 66 kV","United Energy","Summer","Coincident",2015,"Actual",145.36813000000001,"NA"]
[null,"VIC","SVTS3466U","Springvale 34 (United Energy) 66 kV","United Energy","Winter","Coincident",2015,"Actual",117.015294,"NA"]
[null,"VIC","SVTS3466U","Springvale 34 (United Energy) 66 kV","United Energy","Summer","Coincident",2016,"Actual",160.747072,"NA"]
[null,"VIC","TBTS66","Tyabb (United Energy) 66 kV","United Energy","Winter","Coincident",2006,"Actual",189.11571799999999,"NA"]
[null,"VIC","TBTS66","Tyabb (United Energy) 66 kV","United Energy","Summer","Coincident",2007,"Actual",223.545492,"NA"]
[null,"VIC","TBTS66","Tyabb (United Energy) 66 kV","United Energy","Winter","Coincident",2007,"Actual",206.62749600000001,"NA"]
[null,"VIC","TBTS66","Tyabb (United Energy) 66 kV","United Energy","Summer","Coincident",2008,"Actual",237.89317600000001,"NA"]
[null,"VIC","TBTS66","Tyabb (United Energy) 66 kV","United Energy","Winter","Coincident",2008,"Actual",201.21278000000001,"NA"]
[null,"VIC","TBTS66","Tyabb (United Energy) 66 kV","United Energy","Summer","Coincident",2009,"Actual",283.30500000000001,"NA"]
[null,"VIC","TBTS66","Tyabb (United Energy) 66 kV","United Energy","Winter","Coincident",2009,"Actual",208.19571199999999,"NA"]
[null,"VIC","TBTS66","Tyabb (United Energy) 66 kV","United Energy","Summer","Coincident",2010,"Actual",265.57524000000001,"NA"]
[null,"VIC","TBTS66","Tyabb (United Energy) 66 kV","United Energy","Winter","Coincident",2010,"Actual",189.05041199999999,"NA"]
[null,"VIC","TBTS66","Tyabb (United Energy) 66 kV","United Energy","Summer","Coincident",2011,"Actual",206.22563600000001,"NA"]
[null,"VIC","TBTS66","Tyabb (United Energy) 66 kV","United Energy","Winter","Coincident",2011,"Actual",192.38861,"NA"]
[null,"VIC","TBTS66","Tyabb (United Energy) 66 kV","United Energy","Summer","Coincident",2012,"Actual",202.622998,"NA"]
[null,"VIC","TBTS66","Tyabb (United Energy) 66 kV","United Energy","Winter","Coincident",2012,"Actual",189.09633199999999,"NA"]
[null,"VIC","TBTS66","Tyabb (United Energy) 66 kV","United Energy","Summer","Coincident",2013,"Actual",236.44810000000001,"NA"]
[null,"VIC","TBTS66","Tyabb (United Energy) 66 kV","United Energy","Winter","Coincident",2013,"Actual",177.80657600000001,"NA"]
[null,"VIC","TBTS66","Tyabb (United Energy) 66 kV","United Energy","Summer","Coincident",2014,"Actual",248.657104,"NA"]
[null,"VIC","TBTS66","Tyabb (United Energy) 66 kV","United Energy","Winter","Coincident",2014,"Actual",185.469212,"NA"]
[null,"VIC","TBTS66","Tyabb (United Energy) 66 kV","United Energy","Summer","Coincident",2015,"Actual",204.43749800000001,"NA"]
[null,"VIC","TBTS66","Tyabb (United Energy) 66 kV","United Energy","Winter","Coincident",2015,"Actual",195.73557400000001,"NA"]
[null,"VIC","TBTS66","Tyabb (United Energy) 66 kV","United Energy","Summer","Coincident",2016,"Actual",268.50760200000002,"NA"]
[null,"VIC","TGTS66","Terang (Powercor) 66 kV","Powercor","Winter","Coincident",2006,"Actual",154.151816,"NA"]
[null,"VIC","TGTS66","Terang (Powercor) 66 kV","Powercor","Summer","Coincident",2007,"Actual",149.553044,"NA"]
[null,"VIC","TGTS66","Terang (Powercor) 66 kV","Powercor","Winter","Coincident",2007,"Actual",174.14466400000001,"NA"]
[null,"VIC","TGTS66","Terang (Powercor) 66 kV","Powercor","Summer","Coincident",2008,"Actual",186.82066,"NA"]
[null,"VIC","TGTS66","Terang (Powercor) 66 kV","Powercor","Winter","Coincident",2008,"Actual",166.93265400000001,"NA"]
[null,"VIC","TGTS66","Terang (Powercor) 66 kV","Powercor","Summer","Coincident",2009,"Actual",192.511034,"NA"]
[null,"VIC","TGTS66","Terang (Powercor) 66 kV","Powercor","Winter","Coincident",2009,"Actual",167.08952199999999,"NA"]
[null,"VIC","TGTS66","Terang (Powercor) 66 kV","Powercor","Summer","Coincident",2010,"Actual",194.31309400000001,"NA"]
[null,"VIC","TGTS66","Terang (Powercor) 66 kV","Powercor","Winter","Coincident",2010,"Actual",169.68531999999999,"NA"]
[null,"VIC","TGTS66","Terang (Powercor) 66 kV","Powercor","Summer","Coincident",2011,"Actual",146.923958,"NA"]
[null,"VIC","TGTS66","Terang (Powercor) 66 kV","Powercor","Winter","Coincident",2011,"Actual",182.70523,"NA"]
[null,"VIC","TGTS66","Terang (Powercor) 66 kV","Powercor","Summer","Coincident",2012,"Actual",177.08154999999999,"NA"]
[null,"VIC","TGTS66","Terang (Powercor) 66 kV","Powercor","Winter","Coincident",2012,"Actual",166.21754200000001,"NA"]
[null,"VIC","TGTS66","Terang (Powercor) 66 kV","Powercor","Summer","Coincident",2013,"Actual",201.90467000000001,"NA"]
[null,"VIC","TGTS66","Terang (Powercor) 66 kV","Powercor","Winter","Coincident",2013,"Actual",160.04259400000001,"NA"]
[null,"VIC","TGTS66","Terang (Powercor) 66 kV","Powercor","Summer","Coincident",2014,"Actual",182.67807400000001,"NA"]
[null,"VIC","TGTS66","Terang (Powercor) 66 kV","Powercor","Winter","Coincident",2014,"Actual",173.75797800000001,"NA"]
[null,"VIC","TGTS66","Terang (Powercor) 66 kV","Powercor","Summer","Coincident",2015,"Actual",136.162396,"NA"]
[null,"VIC","TGTS66","Terang (Powercor) 66 kV","Powercor","Winter","Coincident",2015,"Actual",167.545458,"NA"]
[null,"VIC","TGTS66","Terang (Powercor) 66 kV","Powercor","Summer","Coincident",2016,"Actual",176.444512,"NA"]
[null,"VIC","TSTS66A","Templestowe (AusNet) 66 kV","AusNet","Winter","Coincident",2006,"Actual",64.273066,"NA"]
[null,"VIC","TSTS66A","Templestowe (AusNet) 66 kV","AusNet","Summer","Coincident",2007,"Actual",61.251283999999998,"NA"]
[null,"VIC","TSTS66A","Templestowe (AusNet) 66 kV","AusNet","Winter","Coincident",2007,"Actual",71.985427999999999,"NA"]
[null,"VIC","TSTS66A","Templestowe (AusNet) 66 kV","AusNet","Summer","Coincident",2008,"Actual",70.993654000000006,"NA"]
[null,"VIC","TSTS66A","Templestowe (AusNet) 66 kV","AusNet","Winter","Coincident",2008,"Actual",65.136977999999999,"NA"]
[null,"VIC","TSTS66A","Templestowe (AusNet) 66 kV","AusNet","Summer","Coincident",2009,"Actual",77.428138000000004,"NA"]
[null,"VIC","TSTS66A","Templestowe (AusNet) 66 kV","AusNet","Winter","Coincident",2009,"Actual",69.096435999999997,"NA"]
[null,"VIC","TSTS66A","Templestowe (AusNet) 66 kV","AusNet","Summer","Coincident",2010,"Actual",76.302223999999995,"NA"]
[null,"VIC","TSTS66A","Templestowe (AusNet) 66 kV","AusNet","Winter","Coincident",2010,"Actual",77.015023999999997,"NA"]
[null,"VIC","TSTS66A","Templestowe (AusNet) 66 kV","AusNet","Summer","Coincident",2011,"Actual",69.761368000000004,"NA"]
[null,"VIC","TSTS66A","Templestowe (AusNet) 66 kV","AusNet","Winter","Coincident",2011,"Actual",65.146742000000003,"NA"]
[null,"VIC","TSTS66A","Templestowe (AusNet) 66 kV","AusNet","Summer","Coincident",2012,"Actual",58.125883999999999,"NA"]
[null,"VIC","TSTS66A","Templestowe (AusNet) 66 kV","AusNet","Winter","Coincident",2012,"Actual",55.886066,"NA"]
[null,"VIC","TSTS66A","Templestowe (AusNet) 66 kV","AusNet","Summer","Coincident",2013,"Actual",66.042485999999997,"NA"]
[null,"VIC","TSTS66A","Templestowe (AusNet) 66 kV","AusNet","Winter","Coincident",2013,"Actual",59.190761999999999,"NA"]
[null,"VIC","TSTS66A","Templestowe (AusNet) 66 kV","AusNet","Summer","Coincident",2014,"Actual",72.795897999999994,"NA"]
[null,"VIC","TSTS66A","Templestowe (AusNet) 66 kV","AusNet","Winter","Coincident",2014,"Actual",51.227319999999999,"NA"]
[null,"VIC","TSTS66A","Templestowe (AusNet) 66 kV","AusNet","Summer","Coincident",2015,"Actual",55.962817999999999,"NA"]
[null,"VIC","TSTS66A","Templestowe (AusNet) 66 kV","AusNet","Winter","Coincident",2015,"Actual",54.567647999999998,"NA"]
[null,"VIC","TSTS66A","Templestowe (AusNet) 66 kV","AusNet","Summer","Coincident",2016,"Actual",71.150533999999993,"NA"]
[null,"VIC","TSTS66C","Templestowe (CitiPower) 66 kV","Citipower","Winter","Coincident",2006,"Actual",75.339640000000003,"NA"]
[null,"VIC","TSTS66C","Templestowe (CitiPower) 66 kV","Citipower","Summer","Coincident",2007,"Actual",78.819152000000003,"NA"]
[null,"VIC","TSTS66C","Templestowe (CitiPower) 66 kV","Citipower","Winter","Coincident",2007,"Actual",77.389939999999996,"NA"]
[null,"VIC","TSTS66C","Templestowe (CitiPower) 66 kV","Citipower","Summer","Coincident",2008,"Actual",92.435592,"NA"]
[null,"VIC","TSTS66C","Templestowe (CitiPower) 66 kV","Citipower","Winter","Coincident",2008,"Actual",73.560981999999996,"NA"]
[null,"VIC","TSTS66C","Templestowe (CitiPower) 66 kV","Citipower","Summer","Coincident",2009,"Actual",99.926794000000001,"NA"]
[null,"VIC","TSTS66C","Templestowe (CitiPower) 66 kV","Citipower","Winter","Coincident",2009,"Actual",76.111419999999995,"NA"]
[null,"VIC","TSTS66C","Templestowe (CitiPower) 66 kV","Citipower","Summer","Coincident",2010,"Actual",90.752446000000006,"NA"]
[null,"VIC","TSTS66C","Templestowe (CitiPower) 66 kV","Citipower","Winter","Coincident",2010,"Actual",72.091386,"NA"]
[null,"VIC","TSTS66C","Templestowe (CitiPower) 66 kV","Citipower","Summer","Coincident",2011,"Actual",88.55283,"NA"]
[null,"VIC","TSTS66C","Templestowe (CitiPower) 66 kV","Citipower","Winter","Coincident",2011,"Actual",75.944605999999993,"NA"]
[null,"VIC","TSTS66C","Templestowe (CitiPower) 66 kV","Citipower","Summer","Coincident",2012,"Actual",78.609127999999998,"NA"]
[null,"VIC","TSTS66C","Templestowe (CitiPower) 66 kV","Citipower","Winter","Coincident",2012,"Actual",46.633130000000001,"NA"]
[null,"VIC","TSTS66C","Templestowe (CitiPower) 66 kV","Citipower","Summer","Coincident",2013,"Actual",64.727784,"NA"]
[null,"VIC","TSTS66C","Templestowe (CitiPower) 66 kV","Citipower","Winter","Coincident",2013,"Actual",46.848142000000003,"NA"]
[null,"VIC","TSTS66C","Templestowe (CitiPower) 66 kV","Citipower","Summer","Coincident",2014,"Actual",67.118582000000004,"NA"]
[null,"VIC","TSTS66C","Templestowe (CitiPower) 66 kV","Citipower","Winter","Coincident",2014,"Actual",44.465876000000002,"NA"]
[null,"VIC","TSTS66C","Templestowe (CitiPower) 66 kV","Citipower","Summer","Coincident",2015,"Actual",52.441797999999999,"NA"]
[null,"VIC","TSTS66C","Templestowe (CitiPower) 66 kV","Citipower","Winter","Coincident",2015,"Actual",48.568581999999999,"NA"]
[null,"VIC","TSTS66C","Templestowe (CitiPower) 66 kV","Citipower","Summer","Coincident",2016,"Actual",55.958385999999997,"NA"]
[null,"VIC","TSTS66J","Templestowe (Jemena) 66 kV","Jemena","Winter","Coincident",2006,"Actual",15.337873999999999,"NA"]
[null,"VIC","TSTS66J","Templestowe (Jemena) 66 kV","Jemena","Summer","Coincident",2007,"Actual",18.295421999999999,"NA"]
[null,"VIC","TSTS66J","Templestowe (Jemena) 66 kV","Jemena","Winter","Coincident",2007,"Actual",17.260020000000001,"NA"]
[null,"VIC","TSTS66J","Templestowe (Jemena) 66 kV","Jemena","Summer","Coincident",2008,"Actual",22.398797999999999,"NA"]
[null,"VIC","TSTS66J","Templestowe (Jemena) 66 kV","Jemena","Winter","Coincident",2008,"Actual",17.127486000000001,"NA"]
[null,"VIC","TSTS66J","Templestowe (Jemena) 66 kV","Jemena","Summer","Coincident",2009,"Actual",24.494047999999999,"NA"]
[null,"VIC","TSTS66J","Templestowe (Jemena) 66 kV","Jemena","Winter","Coincident",2009,"Actual",17.144658,"NA"]
[null,"VIC","TSTS66J","Templestowe (Jemena) 66 kV","Jemena","Summer","Coincident",2010,"Actual",22.459641999999999,"NA"]
[null,"VIC","TSTS66J","Templestowe (Jemena) 66 kV","Jemena","Winter","Coincident",2010,"Actual",17.653616,"NA"]
[null,"VIC","TSTS66J","Templestowe (Jemena) 66 kV","Jemena","Summer","Coincident",2011,"Actual",24.38776,"NA"]
[null,"VIC","TSTS66J","Templestowe (Jemena) 66 kV","Jemena","Winter","Coincident",2011,"Actual",18.412680000000002,"NA"]
[null,"VIC","TSTS66J","Templestowe (Jemena) 66 kV","Jemena","Summer","Coincident",2012,"Actual",20.396208000000001,"NA"]
[null,"VIC","TSTS66J","Templestowe (Jemena) 66 kV","Jemena","Winter","Coincident",2012,"Actual",44.183135999999998,"NA"]
[null,"VIC","TSTS66J","Templestowe (Jemena) 66 kV","Jemena","Summer","Coincident",2013,"Actual",60.468418,"NA"]
[null,"VIC","TSTS66J","Templestowe (Jemena) 66 kV","Jemena","Winter","Coincident",2013,"Actual",44.658962000000002,"NA"]
[null,"VIC","TSTS66J","Templestowe (Jemena) 66 kV","Jemena","Summer","Coincident",2014,"Actual",61.824463999999999,"NA"]
[null,"VIC","TSTS66J","Templestowe (Jemena) 66 kV","Jemena","Winter","Coincident",2014,"Actual",38.95205,"NA"]
[null,"VIC","TSTS66J","Templestowe (Jemena) 66 kV","Jemena","Summer","Coincident",2015,"Actual",49.844914000000003,"NA"]
[null,"VIC","TSTS66J","Templestowe (Jemena) 66 kV","Jemena","Winter","Coincident",2015,"Actual",42.490738,"NA"]
[null,"VIC","TSTS66J","Templestowe (Jemena) 66 kV","Jemena","Summer","Coincident",2016,"Actual",52.870207999999998,"NA"]
[null,"VIC","TSTS66U","Templestowe (United Energy) 66 kV","United Energy","Winter","Coincident",2006,"Actual",92.499487999999999,"NA"]
[null,"VIC","TSTS66U","Templestowe (United Energy) 66 kV","United Energy","Summer","Coincident",2007,"Actual",113.24260200000001,"NA"]
[null,"VIC","TSTS66U","Templestowe (United Energy) 66 kV","United Energy","Winter","Coincident",2007,"Actual",91.828463999999997,"NA"]
[null,"VIC","TSTS66U","Templestowe (United Energy) 66 kV","United Energy","Summer","Coincident",2008,"Actual",125.25057200000001,"NA"]
[null,"VIC","TSTS66U","Templestowe (United Energy) 66 kV","United Energy","Winter","Coincident",2008,"Actual",88.564988,"NA"]
[null,"VIC","TSTS66U","Templestowe (United Energy) 66 kV","United Energy","Summer","Coincident",2009,"Actual",149.52224200000001,"NA"]
[null,"VIC","TSTS66U","Templestowe (United Energy) 66 kV","United Energy","Winter","Coincident",2009,"Actual",92.541066000000001,"NA"]
[null,"VIC","TSTS66U","Templestowe (United Energy) 66 kV","United Energy","Summer","Coincident",2010,"Actual",139.74772200000001,"NA"]
[null,"VIC","TSTS66U","Templestowe (United Energy) 66 kV","United Energy","Winter","Coincident",2010,"Actual",89.462205999999995,"NA"]
[null,"VIC","TSTS66U","Templestowe (United Energy) 66 kV","United Energy","Summer","Coincident",2011,"Actual",122.60061,"NA"]
[null,"VIC","TSTS66U","Templestowe (United Energy) 66 kV","United Energy","Winter","Coincident",2011,"Actual",90.821504000000004,"NA"]
[null,"VIC","TSTS66U","Templestowe (United Energy) 66 kV","United Energy","Summer","Coincident",2012,"Actual",108.06929599999999,"NA"]
[null,"VIC","TSTS66U","Templestowe (United Energy) 66 kV","United Energy","Winter","Coincident",2012,"Actual",89.017718000000002,"NA"]
[null,"VIC","TSTS66U","Templestowe (United Energy) 66 kV","United Energy","Summer","Coincident",2013,"Actual",132.41328799999999,"NA"]
[null,"VIC","TSTS66U","Templestowe (United Energy) 66 kV","United Energy","Winter","Coincident",2013,"Actual",90.028118000000006,"NA"]
[null,"VIC","TSTS66U","Templestowe (United Energy) 66 kV","United Energy","Summer","Coincident",2014,"Actual",133.69427400000001,"NA"]
[null,"VIC","TSTS66U","Templestowe (United Energy) 66 kV","United Energy","Winter","Coincident",2014,"Actual",83.232844,"NA"]
[null,"VIC","TSTS66U","Templestowe (United Energy) 66 kV","United Energy","Summer","Coincident",2015,"Actual",111.232136,"NA"]
[null,"VIC","TSTS66U","Templestowe (United Energy) 66 kV","United Energy","Winter","Coincident",2015,"Actual",89.301401999999996,"NA"]
[null,"VIC","TSTS66U","Templestowe (United Energy) 66 kV","United Energy","Summer","Coincident",2016,"Actual",129.394296,"NA"]
[null,"VIC","TTS1266A","Thomastown 12 (AusNet) 66 kV","AusNet","Winter","Coincident",2006,"Actual",213.543498,"NA"]
[null,"VIC","TTS1266A","Thomastown 12 (AusNet) 66 kV","AusNet","Summer","Coincident",2007,"Actual",267.02195,"NA"]
[null,"VIC","TTS1266A","Thomastown 12 (AusNet) 66 kV","AusNet","Winter","Coincident",2007,"Actual",228.13687999999999,"NA"]
[null,"VIC","TTS1266A","Thomastown 12 (AusNet) 66 kV","AusNet","Summer","Coincident",2008,"Actual",293.92837200000002,"NA"]
[null,"VIC","TTS1266A","Thomastown 12 (AusNet) 66 kV","AusNet","Winter","Coincident",2008,"Actual",216.916146,"NA"]
[null,"VIC","TTS1266A","Thomastown 12 (AusNet) 66 kV","AusNet","Summer","Coincident",2009,"Actual",274.346858,"NA"]
[null,"VIC","TTS1266A","Thomastown 12 (AusNet) 66 kV","AusNet","Winter","Coincident",2009,"Actual",174.812096,"NA"]
[null,"VIC","TTS1266A","Thomastown 12 (AusNet) 66 kV","AusNet","Summer","Coincident",2010,"Actual",139.03321600000001,"NA"]
[null,"VIC","TTS1266A","Thomastown 12 (AusNet) 66 kV","AusNet","Winter","Coincident",2010,"Actual",95.869169999999997,"NA"]
[null,"VIC","TTS1266A","Thomastown 12 (AusNet) 66 kV","AusNet","Summer","Coincident",2011,"Actual",135.028504,"NA"]
[null,"VIC","TTS1266A","Thomastown 12 (AusNet) 66 kV","AusNet","Winter","Coincident",2011,"Actual",100.620858,"NA"]
[null,"VIC","TTS1266A","Thomastown 12 (AusNet) 66 kV","AusNet","Summer","Coincident",2012,"Actual",117.828462,"NA"]
[null,"VIC","TTS1266A","Thomastown 12 (AusNet) 66 kV","AusNet","Winter","Coincident",2012,"Actual",93.905276000000001,"NA"]
[null,"VIC","TTS1266A","Thomastown 12 (AusNet) 66 kV","AusNet","Summer","Coincident",2013,"Actual",129.62973,"NA"]
[null,"VIC","TTS1266A","Thomastown 12 (AusNet) 66 kV","AusNet","Winter","Coincident",2013,"Actual",96.633926000000002,"NA"]
[null,"VIC","TTS1266A","Thomastown 12 (AusNet) 66 kV","AusNet","Summer","Coincident",2014,"Actual",138.923236,"NA"]
[null,"VIC","TTS1266A","Thomastown 12 (AusNet) 66 kV","AusNet","Winter","Coincident",2014,"Actual",91.399302000000006,"NA"]
[null,"VIC","TTS1266A","Thomastown 12 (AusNet) 66 kV","AusNet","Summer","Coincident",2015,"Actual",116.999638,"NA"]
[null,"VIC","TTS1266A","Thomastown 12 (AusNet) 66 kV","AusNet","Winter","Coincident",2015,"Actual",96.144981999999999,"NA"]
[null,"VIC","TTS1266A","Thomastown 12 (AusNet) 66 kV","AusNet","Summer","Coincident",2016,"Actual",132.94077200000001,"NA"]
[null,"VIC","TTS1266J","Thomastown 12 (Jemena) 66 kV","Jemena","Winter","Coincident",2006,"Actual",84.360861999999997,"NA"]
[null,"VIC","TTS1266J","Thomastown 12 (Jemena) 66 kV","Jemena","Summer","Coincident",2007,"Actual",105.14109000000001,"NA"]
[null,"VIC","TTS1266J","Thomastown 12 (Jemena) 66 kV","Jemena","Winter","Coincident",2007,"Actual",85.410225999999994,"NA"]
[null,"VIC","TTS1266J","Thomastown 12 (Jemena) 66 kV","Jemena","Summer","Coincident",2008,"Actual",119.055716,"NA"]
[null,"VIC","TTS1266J","Thomastown 12 (Jemena) 66 kV","Jemena","Winter","Coincident",2008,"Actual",84.816237999999998,"NA"]
[null,"VIC","TTS1266J","Thomastown 12 (Jemena) 66 kV","Jemena","Summer","Coincident",2009,"Actual",120.78863,"NA"]
[null,"VIC","TTS1266J","Thomastown 12 (Jemena) 66 kV","Jemena","Winter","Coincident",2009,"Actual",88.589681999999996,"NA"]
[null,"VIC","TTS1266J","Thomastown 12 (Jemena) 66 kV","Jemena","Summer","Coincident",2010,"Actual",117.783596,"NA"]
[null,"VIC","TTS1266J","Thomastown 12 (Jemena) 66 kV","Jemena","Winter","Coincident",2010,"Actual",79.288826,"NA"]
[null,"VIC","TTS1266J","Thomastown 12 (Jemena) 66 kV","Jemena","Summer","Coincident",2011,"Actual",115.751808,"NA"]
[null,"VIC","TTS1266J","Thomastown 12 (Jemena) 66 kV","Jemena","Winter","Coincident",2011,"Actual",78.549909999999997,"NA"]
[null,"VIC","TTS1266J","Thomastown 12 (Jemena) 66 kV","Jemena","Summer","Coincident",2012,"Actual",89.319708000000006,"NA"]
[null,"VIC","TTS1266J","Thomastown 12 (Jemena) 66 kV","Jemena","Winter","Coincident",2012,"Actual",73.683235999999994,"NA"]
[null,"VIC","TTS1266J","Thomastown 12 (Jemena) 66 kV","Jemena","Summer","Coincident",2013,"Actual",95.771788000000001,"NA"]
[null,"VIC","TTS1266J","Thomastown 12 (Jemena) 66 kV","Jemena","Winter","Coincident",2013,"Actual",70.891143999999997,"NA"]
[null,"VIC","TTS1266J","Thomastown 12 (Jemena) 66 kV","Jemena","Summer","Coincident",2014,"Actual",99.200444000000005,"NA"]
[null,"VIC","TTS1266J","Thomastown 12 (Jemena) 66 kV","Jemena","Winter","Coincident",2014,"Actual",67.534692000000007,"NA"]
[null,"VIC","TTS1266J","Thomastown 12 (Jemena) 66 kV","Jemena","Summer","Coincident",2015,"Actual",89.764921999999999,"NA"]
[null,"VIC","TTS1266J","Thomastown 12 (Jemena) 66 kV","Jemena","Winter","Coincident",2015,"Actual",72.008492000000004,"NA"]
[null,"VIC","TTS1266J","Thomastown 12 (Jemena) 66 kV","Jemena","Summer","Coincident",2016,"Actual",92.273353999999998,"NA"]
[null,"VIC","TTS3466J","Thomastown 34 (Jemena) 66 kV","Jemena","Winter","Coincident",2006,"Actual",160.48718199999999,"NA"]
[null,"VIC","TTS3466J","Thomastown 34 (Jemena) 66 kV","Jemena","Summer","Coincident",2007,"Actual",198.78319999999999,"NA"]
[null,"VIC","TTS3466J","Thomastown 34 (Jemena) 66 kV","Jemena","Winter","Coincident",2007,"Actual",175.95481799999999,"NA"]
[null,"VIC","TTS3466J","Thomastown 34 (Jemena) 66 kV","Jemena","Summer","Coincident",2008,"Actual",235.74963,"NA"]
[null,"VIC","TTS3466J","Thomastown 34 (Jemena) 66 kV","Jemena","Winter","Coincident",2008,"Actual",179.975494,"NA"]
[null,"VIC","TTS3466J","Thomastown 34 (Jemena) 66 kV","Jemena","Summer","Coincident",2009,"Actual",222.818928,"NA"]
[null,"VIC","TTS3466J","Thomastown 34 (Jemena) 66 kV","Jemena","Winter","Coincident",2009,"Actual",182.11125799999999,"NA"]
[null,"VIC","TTS3466J","Thomastown 34 (Jemena) 66 kV","Jemena","Summer","Coincident",2010,"Actual",222.434494,"NA"]
[null,"VIC","TTS3466J","Thomastown 34 (Jemena) 66 kV","Jemena","Winter","Coincident",2010,"Actual",177.89792199999999,"NA"]
[null,"VIC","TTS3466J","Thomastown 34 (Jemena) 66 kV","Jemena","Summer","Coincident",2011,"Actual",248.498786,"NA"]
[null,"VIC","TTS3466J","Thomastown 34 (Jemena) 66 kV","Jemena","Winter","Coincident",2011,"Actual",183.31261599999999,"NA"]
[null,"VIC","TTS3466J","Thomastown 34 (Jemena) 66 kV","Jemena","Summer","Coincident",2012,"Actual",214.19092800000001,"NA"]
[null,"VIC","TTS3466J","Thomastown 34 (Jemena) 66 kV","Jemena","Winter","Coincident",2012,"Actual",183.70378600000001,"NA"]
[null,"VIC","TTS3466J","Thomastown 34 (Jemena) 66 kV","Jemena","Summer","Coincident",2013,"Actual",241.49478400000001,"NA"]
[null,"VIC","TTS3466J","Thomastown 34 (Jemena) 66 kV","Jemena","Winter","Coincident",2013,"Actual",195.73396,"NA"]
[null,"VIC","TTS3466J","Thomastown 34 (Jemena) 66 kV","Jemena","Summer","Coincident",2014,"Actual",245.70675,"NA"]
[null,"VIC","TTS3466J","Thomastown 34 (Jemena) 66 kV","Jemena","Winter","Coincident",2014,"Actual",186.530092,"NA"]
[null,"VIC","TTS3466J","Thomastown 34 (Jemena) 66 kV","Jemena","Summer","Coincident",2015,"Actual",220.40483599999999,"NA"]
[null,"VIC","TTS3466J","Thomastown 34 (Jemena) 66 kV","Jemena","Winter","Coincident",2015,"Actual",201.628218,"NA"]
[null,"VIC","TTS3466J","Thomastown 34 (Jemena) 66 kV","Jemena","Summer","Coincident",2016,"Actual",253.53011000000001,"NA"]
[null,"VIC","VCB2","Aquasure Desalination 220kV","Direct Connect","Summer","Coincident",2012,"Actual","NA","NA"]
[null,"VIC","VCB2","Aquasure Desalination 220kV","Direct Connect","Winter","Coincident",2012,"Actual","NA","NA"]
[null,"VIC","VCB2","Aquasure Desalination 220kV","Direct Connect","Summer","Coincident",2013,"Actual","NA","NA"]
[null,"VIC","VCB2","Aquasure Desalination 220kV","Direct Connect","Winter","Coincident",2013,"Actual","NA","NA"]
[null,"VIC","VCB2","Aquasure Desalination 220kV","Direct Connect","Summer","Coincident",2014,"Actual","NA","NA"]
[null,"VIC","VCB2","Aquasure Desalination 220kV","Direct Connect","Winter","Coincident",2014,"Actual","NA","NA"]
[null,"VIC","VCB2","Aquasure Desalination 220kV","Direct Connect","Summer","Coincident",2015,"Actual","NA","NA"]
[null,"VIC","VCB2","Aquasure Desalination 220kV","Direct Connect","Winter","Coincident",2015,"Actual","NA","NA"]
[null,"VIC","VCB2","Aquasure Desalination 220kV","Direct Connect","Summer","Coincident",2016,"Actual","NA","NA"]
[null,"VIC","WETS66","Wemen (Powercor) 66 kV","Powercor","Summer","Coincident",2012,"Actual",0,"NA"]
[null,"VIC","WETS66","Wemen (Powercor) 66 kV","Powercor","Winter","Coincident",2012,"Actual",12.395994,"NA"]
[null,"VIC","WETS66","Wemen (Powercor) 66 kV","Powercor","Summer","Coincident",2013,"Actual",33.275956000000001,"NA"]
[null,"VIC","WETS66","Wemen (Powercor) 66 kV","Powercor","Winter","Coincident",2013,"Actual",10.612005999999999,"NA"]
[null,"VIC","WETS66","Wemen (Powercor) 66 kV","Powercor","Summer","Coincident",2014,"Actual",42.023375999999999,"NA"]
[null,"VIC","WETS66","Wemen (Powercor) 66 kV","Powercor","Winter","Coincident",2014,"Actual",11.526342,"NA"]
[null,"VIC","WETS66","Wemen (Powercor) 66 kV","Powercor","Summer","Coincident",2015,"Actual",44.538116000000002,"NA"]
[null,"VIC","WETS66","Wemen (Powercor) 66 kV","Powercor","Winter","Coincident",2015,"Actual",13.802344,"NA"]
[null,"VIC","WETS66","Wemen (Powercor) 66 kV","Powercor","Summer","Coincident",2016,"Actual",8.5841440000000002,"NA"]
[null,"VIC","WMTS22","West Melbourne (CitiPower) 22 kV","Citipower","Winter","Coincident",2006,"Actual",63.947617999999999,"NA"]
[null,"VIC","WMTS22","West Melbourne (CitiPower) 22 kV","Citipower","Summer","Coincident",2007,"Actual",80.754105999999993,"NA"]
[null,"VIC","WMTS22","West Melbourne (CitiPower) 22 kV","Citipower","Winter","Coincident",2007,"Actual",66.567434000000006,"NA"]
[null,"VIC","WMTS22","West Melbourne (CitiPower) 22 kV","Citipower","Summer","Coincident",2008,"Actual",89.532917999999995,"NA"]
[null,"VIC","WMTS22","West Melbourne (CitiPower) 22 kV","Citipower","Winter","Coincident",2008,"Actual",66.670422000000002,"NA"]
[null,"VIC","WMTS22","West Melbourne (CitiPower) 22 kV","Citipower","Summer","Coincident",2009,"Actual",94.908910000000006,"NA"]
[null,"VIC","WMTS22","West Melbourne (CitiPower) 22 kV","Citipower","Winter","Coincident",2009,"Actual",74.478539999999995,"NA"]
[null,"VIC","WMTS22","West Melbourne (CitiPower) 22 kV","Citipower","Summer","Coincident",2010,"Actual",93.164987999999994,"NA"]
[null,"VIC","WMTS22","West Melbourne (CitiPower) 22 kV","Citipower","Winter","Coincident",2010,"Actual",69.684392000000003,"NA"]
[null,"VIC","WMTS22","West Melbourne (CitiPower) 22 kV","Citipower","Summer","Coincident",2011,"Actual",99.971360000000004,"NA"]
[null,"VIC","WMTS22","West Melbourne (CitiPower) 22 kV","Citipower","Winter","Coincident",2011,"Actual",75.451735999999997,"NA"]
[null,"VIC","WMTS22","West Melbourne (CitiPower) 22 kV","Citipower","Summer","Coincident",2012,"Actual",79.600582000000003,"NA"]
[null,"VIC","WMTS22","West Melbourne (CitiPower) 22 kV","Citipower","Winter","Coincident",2012,"Actual",64.679119999999998,"NA"]
[null,"VIC","WMTS22","West Melbourne (CitiPower) 22 kV","Citipower","Summer","Coincident",2013,"Actual",85.429507999999998,"NA"]
[null,"VIC","WMTS22","West Melbourne (CitiPower) 22 kV","Citipower","Winter","Coincident",2013,"Actual",67.112142000000006,"NA"]
[null,"VIC","WMTS22","West Melbourne (CitiPower) 22 kV","Citipower","Summer","Coincident",2014,"Actual",83.482606000000004,"NA"]
[null,"VIC","WMTS22","West Melbourne (CitiPower) 22 kV","Citipower","Winter","Coincident",2014,"Actual",58.650101999999997,"NA"]
[null,"VIC","WMTS22","West Melbourne (CitiPower) 22 kV","Citipower","Summer","Coincident",2015,"Actual",56.466997999999997,"NA"]
[null,"VIC","WMTS22","West Melbourne (CitiPower) 22 kV","Citipower","Winter","Coincident",2015,"Actual",54.160082000000003,"NA"]
[null,"VIC","WMTS22","West Melbourne (CitiPower) 22 kV","Citipower","Summer","Coincident",2016,"Actual",60.575567999999997,"NA"]
[null,"VIC","WMTS66C","West Melbourne (CitiPower) 66 kV","Citipower","Winter","Coincident",2006,"Actual",242.86695,"NA"]
[null,"VIC","WMTS66C","West Melbourne (CitiPower) 66 kV","Citipower","Summer","Coincident",2007,"Actual",351.75717800000001,"NA"]
[null,"VIC","WMTS66C","West Melbourne (CitiPower) 66 kV","Citipower","Winter","Coincident",2007,"Actual",262.467082,"NA"]
[null,"VIC","WMTS66C","West Melbourne (CitiPower) 66 kV","Citipower","Summer","Coincident",2008,"Actual",375.18078800000001,"NA"]
[null,"VIC","WMTS66C","West Melbourne (CitiPower) 66 kV","Citipower","Winter","Coincident",2008,"Actual",232.46077399999999,"NA"]
[null,"VIC","WMTS66C","West Melbourne (CitiPower) 66 kV","Citipower","Summer","Coincident",2009,"Actual",388.96287599999999,"NA"]
[null,"VIC","WMTS66C","West Melbourne (CitiPower) 66 kV","Citipower","Winter","Coincident",2009,"Actual",255.96472,"NA"]
[null,"VIC","WMTS66C","West Melbourne (CitiPower) 66 kV","Citipower","Summer","Coincident",2010,"Actual",343.52218199999999,"NA"]
[null,"VIC","WMTS66C","West Melbourne (CitiPower) 66 kV","Citipower","Winter","Coincident",2010,"Actual",248.216264,"NA"]
[null,"VIC","WMTS66C","West Melbourne (CitiPower) 66 kV","Citipower","Summer","Coincident",2011,"Actual",362.19047399999999,"NA"]
[null,"VIC","WMTS66C","West Melbourne (CitiPower) 66 kV","Citipower","Winter","Coincident",2011,"Actual",249.94137799999999,"NA"]
[null,"VIC","WMTS66C","West Melbourne (CitiPower) 66 kV","Citipower","Summer","Coincident",2012,"Actual",330.10956599999997,"NA"]
[null,"VIC","WMTS66C","West Melbourne (CitiPower) 66 kV","Citipower","Winter","Coincident",2012,"Actual",250.92746399999999,"NA"]
[null,"VIC","WMTS66C","West Melbourne (CitiPower) 66 kV","Citipower","Summer","Coincident",2013,"Actual",367.48053199999998,"NA"]
[null,"VIC","WMTS66C","West Melbourne (CitiPower) 66 kV","Citipower","Winter","Coincident",2013,"Actual",252.68148600000001,"NA"]
[null,"VIC","WMTS66C","West Melbourne (CitiPower) 66 kV","Citipower","Summer","Coincident",2014,"Actual",335.37663199999997,"NA"]
[null,"VIC","WMTS66C","West Melbourne (CitiPower) 66 kV","Citipower","Winter","Coincident",2014,"Actual",239.34170599999999,"NA"]
[null,"VIC","WMTS66C","West Melbourne (CitiPower) 66 kV","Citipower","Summer","Coincident",2015,"Actual",329.62822,"NA"]
[null,"VIC","WMTS66C","West Melbourne (CitiPower) 66 kV","Citipower","Winter","Coincident",2015,"Actual",261.27058199999999,"NA"]
[null,"VIC","WMTS66C","West Melbourne (CitiPower) 66 kV","Citipower","Summer","Coincident",2016,"Actual",341.47808400000002,"NA"]
[null,"VIC","WMTS66J","West Melbourne (Jemena) 66 kV","Jemena","Winter","Coincident",2006,"Actual",49.569108,"NA"]
[null,"VIC","WMTS66J","West Melbourne (Jemena) 66 kV","Jemena","Summer","Coincident",2007,"Actual",45.873192000000003,"NA"]
[null,"VIC","WMTS66J","West Melbourne (Jemena) 66 kV","Jemena","Winter","Coincident",2007,"Actual",51.879964000000001,"NA"]
[null,"VIC","WMTS66J","West Melbourne (Jemena) 66 kV","Jemena","Summer","Coincident",2008,"Actual",55.398476000000002,"NA"]
[null,"VIC","WMTS66J","West Melbourne (Jemena) 66 kV","Jemena","Winter","Coincident",2008,"Actual",51.053172000000004,"NA"]
[null,"VIC","WMTS66J","West Melbourne (Jemena) 66 kV","Jemena","Summer","Coincident",2009,"Actual",59.842399999999998,"NA"]
[null,"VIC","WMTS66J","West Melbourne (Jemena) 66 kV","Jemena","Winter","Coincident",2009,"Actual",52.345204000000003,"NA"]
[null,"VIC","WMTS66J","West Melbourne (Jemena) 66 kV","Jemena","Summer","Coincident",2010,"Actual",39.561622,"NA"]
[null,"VIC","WMTS66J","West Melbourne (Jemena) 66 kV","Jemena","Winter","Coincident",2010,"Actual",48.811160000000001,"NA"]
[null,"VIC","WMTS66J","West Melbourne (Jemena) 66 kV","Jemena","Summer","Coincident",2011,"Actual",59.281700000000001,"NA"]
[null,"VIC","WMTS66J","West Melbourne (Jemena) 66 kV","Jemena","Winter","Coincident",2011,"Actual",53.164988000000001,"NA"]
[null,"VIC","WMTS66J","West Melbourne (Jemena) 66 kV","Jemena","Summer","Coincident",2012,"Actual",52.718975999999998,"NA"]
[null,"VIC","WMTS66J","West Melbourne (Jemena) 66 kV","Jemena","Winter","Coincident",2012,"Actual",51.56044,"NA"]
[null,"VIC","WMTS66J","West Melbourne (Jemena) 66 kV","Jemena","Summer","Coincident",2013,"Actual",59.369236000000001,"NA"]
[null,"VIC","WMTS66J","West Melbourne (Jemena) 66 kV","Jemena","Winter","Coincident",2013,"Actual",51.674259999999997,"NA"]
[null,"VIC","WMTS66J","West Melbourne (Jemena) 66 kV","Jemena","Summer","Coincident",2014,"Actual",64.544747999999998,"NA"]
[null,"VIC","WMTS66J","West Melbourne (Jemena) 66 kV","Jemena","Winter","Coincident",2014,"Actual",49.436888000000003,"NA"]
[null,"VIC","WMTS66J","West Melbourne (Jemena) 66 kV","Jemena","Summer","Coincident",2015,"Actual",55.534875999999997,"NA"]
[null,"VIC","WMTS66J","West Melbourne (Jemena) 66 kV","Jemena","Winter","Coincident",2015,"Actual",57.777720000000002,"NA"]
[null,"VIC","WMTS66J","West Melbourne (Jemena) 66 kV","Jemena","Summer","Coincident",2016,"Actual",58.923144000000001,"NA"]
[null,"VIC","WOTS22","Wodonga (AusNet) 22 kV","AusNet","Winter","Coincident",2006,"Actual",23.448708,"NA"]
[null,"VIC","WOTS22","Wodonga (AusNet) 22 kV","AusNet","Summer","Coincident",2007,"Actual",27.474136000000001,"NA"]
[null,"VIC","WOTS22","Wodonga (AusNet) 22 kV","AusNet","Winter","Coincident",2007,"Actual",24.704975999999998,"NA"]
[null,"VIC","WOTS22","Wodonga (AusNet) 22 kV","AusNet","Summer","Coincident",2008,"Actual",24.060216,"NA"]
[null,"VIC","WOTS22","Wodonga (AusNet) 22 kV","AusNet","Winter","Coincident",2008,"Actual",22.941344000000001,"NA"]
[null,"VIC","WOTS22","Wodonga (AusNet) 22 kV","AusNet","Summer","Coincident",2009,"Actual",27.411884000000001,"NA"]
[null,"VIC","WOTS22","Wodonga (AusNet) 22 kV","AusNet","Winter","Coincident",2009,"Actual",21.471608,"NA"]
[null,"VIC","WOTS22","Wodonga (AusNet) 22 kV","AusNet","Summer","Coincident",2010,"Actual",29.542027999999998,"NA"]
[null,"VIC","WOTS22","Wodonga (AusNet) 22 kV","AusNet","Winter","Coincident",2010,"Actual",24.303419999999999,"NA"]
[null,"VIC","WOTS22","Wodonga (AusNet) 22 kV","AusNet","Summer","Coincident",2011,"Actual",26.841096,"NA"]
[null,"VIC","WOTS22","Wodonga (AusNet) 22 kV","AusNet","Winter","Coincident",2011,"Actual",24.805892,"NA"]
[null,"VIC","WOTS22","Wodonga (AusNet) 22 kV","AusNet","Summer","Coincident",2012,"Actual",23.399380000000001,"NA"]
[null,"VIC","WOTS22","Wodonga (AusNet) 22 kV","AusNet","Winter","Coincident",2012,"Actual",22.272819999999999,"NA"]
[null,"VIC","WOTS22","Wodonga (AusNet) 22 kV","AusNet","Summer","Coincident",2013,"Actual",25.085488000000002,"NA"]
[null,"VIC","WOTS22","Wodonga (AusNet) 22 kV","AusNet","Winter","Coincident",2013,"Actual",23.528131999999999,"NA"]
[null,"VIC","WOTS22","Wodonga (AusNet) 22 kV","AusNet","Summer","Coincident",2014,"Actual",28.937172,"NA"]
[null,"VIC","WOTS22","Wodonga (AusNet) 22 kV","AusNet","Winter","Coincident",2014,"Actual",25.841988000000001,"NA"]
[null,"VIC","WOTS22","Wodonga (AusNet) 22 kV","AusNet","Summer","Coincident",2015,"Actual",24.244060000000001,"NA"]
[null,"VIC","WOTS22","Wodonga (AusNet) 22 kV","AusNet","Winter","Coincident",2015,"Actual",26.960488000000002,"NA"]
[null,"VIC","WOTS22","Wodonga (AusNet) 22 kV","AusNet","Summer","Coincident",2016,"Actual",26.388776,"NA"]
[null,"VIC","WOTS66","Wodonga (AusNet) 66 kV","AusNet","Winter","Coincident",2006,"Actual",48.355988000000004,"NA"]
[null,"VIC","WOTS66","Wodonga (AusNet) 66 kV","AusNet","Summer","Coincident",2007,"Actual",63.928199999999997,"NA"]
[null,"VIC","WOTS66","Wodonga (AusNet) 66 kV","AusNet","Winter","Coincident",2007,"Actual",48.671337999999999,"NA"]
[null,"VIC","WOTS66","Wodonga (AusNet) 66 kV","AusNet","Summer","Coincident",2008,"Actual",57.935704000000001,"NA"]
[null,"VIC","WOTS66","Wodonga (AusNet) 66 kV","AusNet","Winter","Coincident",2008,"Actual",46.343902,"NA"]
[null,"VIC","WOTS66","Wodonga (AusNet) 66 kV","AusNet","Summer","Coincident",2009,"Actual",67.517880000000005,"NA"]
[null,"VIC","WOTS66","Wodonga (AusNet) 66 kV","AusNet","Winter","Coincident",2009,"Actual",49.002670000000002,"NA"]
[null,"VIC","WOTS66","Wodonga (AusNet) 66 kV","AusNet","Summer","Coincident",2010,"Actual",62.368383999999999,"NA"]
[null,"VIC","WOTS66","Wodonga (AusNet) 66 kV","AusNet","Winter","Coincident",2010,"Actual",48.582822,"NA"]
[null,"VIC","WOTS66","Wodonga (AusNet) 66 kV","AusNet","Summer","Coincident",2011,"Actual",62.278364000000003,"NA"]
[null,"VIC","WOTS66","Wodonga (AusNet) 66 kV","AusNet","Winter","Coincident",2011,"Actual",49.673408000000002,"NA"]
[null,"VIC","WOTS66","Wodonga (AusNet) 66 kV","AusNet","Summer","Coincident",2012,"Actual",51.743012,"NA"]
[null,"VIC","WOTS66","Wodonga (AusNet) 66 kV","AusNet","Winter","Coincident",2012,"Actual",41.788004000000001,"NA"]
[null,"VIC","WOTS66","Wodonga (AusNet) 66 kV","AusNet","Summer","Coincident",2013,"Actual",53.647454000000003,"NA"]
[null,"VIC","WOTS66","Wodonga (AusNet) 66 kV","AusNet","Winter","Coincident",2013,"Actual",46.949426000000003,"NA"]
[null,"VIC","WOTS66","Wodonga (AusNet) 66 kV","AusNet","Summer","Coincident",2014,"Actual",52.047401999999998,"NA"]
[null,"VIC","WOTS66","Wodonga (AusNet) 66 kV","AusNet","Winter","Coincident",2014,"Actual",40.193013999999998,"NA"]
[null,"VIC","WOTS66","Wodonga (AusNet) 66 kV","AusNet","Summer","Coincident",2015,"Actual",45.211587999999999,"NA"]
[null,"VIC","WOTS66","Wodonga (AusNet) 66 kV","AusNet","Winter","Coincident",2015,"Actual",39.776243999999998,"NA"]
[null,"VIC","WOTS66","Wodonga (AusNet) 66 kV","AusNet","Summer","Coincident",2016,"Actual",52.753521999999997,"NA"]
[null,"VIC","YPS11","Yallourn (AusNet) 11 kV","AusNet","Winter","Coincident",2006,"Actual",0.50761599999999996,"NA"]
[null,"VIC","YPS11","Yallourn (AusNet) 11 kV","AusNet","Summer","Coincident",2007,"Actual",0.32179400000000002,"NA"]
[null,"VIC","YPS11","Yallourn (AusNet) 11 kV","AusNet","Winter","Coincident",2007,"Actual",0.47477200000000003,"NA"]
[null,"VIC","YPS11","Yallourn (AusNet) 11 kV","AusNet","Summer","Coincident",2008,"Actual",0.34055200000000002,"NA"]
[null,"VIC","YPS11","Yallourn (AusNet) 11 kV","AusNet","Winter","Coincident",2008,"Actual",0.29012199999999999,"NA"]
[null,"VIC","YPS11","Yallourn (AusNet) 11 kV","AusNet","Summer","Coincident",2009,"Actual",0.30397200000000002,"NA"]
[null,"VIC","YPS11","Yallourn (AusNet) 11 kV","AusNet","Winter","Coincident",2009,"Actual",0.29759400000000003,"NA"]
[null,"VIC","YPS11","Yallourn (AusNet) 11 kV","AusNet","Summer","Coincident",2010,"Actual",0.319048,"NA"]
[null,"VIC","YPS11","Yallourn (AusNet) 11 kV","AusNet","Winter","Coincident",2010,"Actual",0.24032000000000001,"NA"]
[null,"VIC","YPS11","Yallourn (AusNet) 11 kV","AusNet","Summer","Coincident",2011,"Actual",0.38119599999999998,"NA"]
[null,"VIC","YPS11","Yallourn (AusNet) 11 kV","AusNet","Winter","Coincident",2011,"Actual",0.25807200000000002,"NA"]
[null,"VIC","YPS11","Yallourn (AusNet) 11 kV","AusNet","Summer","Coincident",2012,"Actual",0.27298,"NA"]
[null,"VIC","YPS11","Yallourn (AusNet) 11 kV","AusNet","Winter","Coincident",2012,"Actual",0.31587799999999999,"NA"]
[null,"VIC","YPS11","Yallourn (AusNet) 11 kV","AusNet","Summer","Coincident",2013,"Actual",0.26755800000000002,"NA"]
[null,"VIC","YPS11","Yallourn (AusNet) 11 kV","AusNet","Winter","Coincident",2013,"Actual",0.190246,"NA"]
[null,"VIC","YPS11","Yallourn (AusNet) 11 kV","AusNet","Summer","Coincident",2014,"Actual",0.20873800000000001,"NA"]
[null,"VIC","YPS11","Yallourn (AusNet) 11 kV","AusNet","Winter","Coincident",2014,"Actual",0.31141600000000003,"NA"]
[null,"VIC","YPS11","Yallourn (AusNet) 11 kV","AusNet","Summer","Coincident",2015,"Actual",0.12821399999999999,"NA"]
[null,"VIC","YPS11","Yallourn (AusNet) 11 kV","AusNet","Winter","Coincident",2015,"Actual",0.44539400000000001,"NA"]
[null,"VIC","YPS11","Yallourn (AusNet) 11 kV","AusNet","Summer","Coincident",2016,"Actual",0.112918,"NA"]

{"sheet":"DataSelection","index":5,"n_rows":30002,"n_cols":70,"rows_kept":2250,"cut":true,"hidden":true,"merged":[[37,53,37,56],[38,53,38,56],[39,53,39,56],[40,53,40,56],[41,53,41,56],[47,53,47,56],[48,53,48,56],[42,53,42,56],[43,53,43,56],[44,53,44,56],[45,53,45,56],[46,53,46,56]],"bounds":{"rows_first":1000,"rows_last":250,"rows_between":1000,"halvings":1}}
[]
[null,{"$f":"\"DATA LAST UPDATED \"& TEXT(DataInput!D2,\"dd/mm/yyyy\")","v":"DATA LAST UPDATED 18/06/2015"}]
[]
[null,"State/DB Selection",null,null,{"$f":"DataInput!B4","v":"Region"},{"$f":"DataInput!C4","v":"cpID"},{"$f":"DataInput!D4","v":"Name"},{"$f":"DataInput!E4","v":"DB/DNSP"},{"$f":"DataInput!F4","v":"Season"},{"$f":"DataInput!G4","v":"reconciled"},{"$f":"DataInput!H4","v":"Year"},{"$f":"DataInput!I4","v":"Percentile"},{"$f":"DataInput!J4","v":"MW"},{"$f":"DataInput!K4","v":"divFactor"},null,null,"State/CP",null,"Unique State/CP",null,null,"CP Selection",null,null,{"$f":"E4","v":"Region"},{"$f":"F4","v":"cpID"},"Name","DB/DNSP","Season","reconciled","Year","Percentile","MW","divFactor"]
[null,"State/DB",null,null,null,null,null,null,null,null,null,null,null,null,null,null,null,null,{"$f":"COUNTIF(S11:S110,\"*\"&B8&\" *\")","v":78},null,null,"CP List #"]
[null,1,null,null,null,null,null,null,null,null,null,null,null,null,null,null,null,null,null,null,null,34]
[null,{"$f":"INDEX(Lists_Selections!E4:E9,DataSelection!B6,)","v":"VIC - ALL"},null,null,null,null,null,null,null,null,null,null,null,null,null,null,null,null,null,null,null,"CP NAME"]
[null,{"$f":"INDEX(Lists_Selections!F4:F9,DataSelection!B6,)","v":"VIC"},null,null,null,null,null,null,null,null,null,null,null,null,null,null,null,null,null,null,null,{"$f":"LOOKUP(V6,R11:R110,S11:S110)","v":"VIC Keilor East (Powercor) 66 kV"},null,null,null,null,null,null,null,null,null,null,null,null,null,null,null,null,null,null,null,null,null,null,null,null,null,null,null,null,null,null,null,null,{"$f":"1.8*12.75","v":22.95}]
[null,{"$f":"INDEX(Lists_Selections!G4:G9,DataSelection!B6,)","v":"ALL"},null,null,null,null,null,null,null,null,null,null,null,null,null,null,null,null,null,null,null,{"$f":"TRIM(SUBSTITUTE(LOOKUP(V6,R11:R110,S11:S110),B8,\"\"))","v":"Keilor East (Powercor) 66 kV"}]
[null,"ALL",null,null,null,null,null,null,null,null,null,null,null,null,null,null,null,null,"  "]
[null,{"$f":"IF(DataInput!#REF!=$B$8,IF($B$9=$B$10,TRUE,IF(DataInput!#REF!=$B$9,TRUE,FALSE)))","v":{"$error":"#REF!"}},null,null,{"$f":"IF(B11=TRUE,DataInput!#REF!,NA())","v":{"$error":"#REF!"}},{"$f":"IF($E11=DataInput!#REF!,DataInput!#REF!,NA())","v":{"$error":"#REF!"}},{"$f":"IF($E11=DataInput!#REF!,DataInput!#REF!,NA())","v":{"$error":"#REF!"}},{"$f":"IF($E11=DataInput!#REF!,DataInput!#REF!,NA())","v":{"$error":"#REF!"}},{"$f":"IF($E11=DataInput!#REF!,DataInput!#REF!,NA())","v":{"$error":"#REF!"}},{"$f":"IF($E11=DataInput!#REF!,DataInput!#REF!,NA())","v":{"$error":"#REF!"}},{"$f":"IF($E11=DataInput!#REF!,DataInput!#REF!,NA())","v":{"$error":"#REF!"}},{"$f":"IF($E11=DataInput!#REF!,DataInput!#REF!,NA())","v":{"$error":"#REF!"}},{"$f":"IF($E11=DataInput!#REF!,DataInput!#REF!,NA())","v":{"$error":"#REF!"}},{"$f":"IF($E11=DataInput!#REF!,DataInput!#REF!,NA())","v":{"$error":"#REF!"}},null,null,{"$f":"IF(OR(ISERROR(E11),ISERROR(G11)),\"  \",E11&\" \"&G11)","v":"  "},1,{"$f":"Lists_Selections!H4","v":"VIC Air Liquid"},null,null,{"$f":"IF(ISERROR(G11),FALSE,IF($V$9=G11,TRUE,FALSE))","v":false},null,null,{"$f":"IF($V11=TRUE,E11,NA())","v":{"$error":"#N/A"}},{"$error":"#N/A"},{"$error":"#N/A"},{"$error":"#N/A"},{"$error":"#N/A"},{"$error":"#N/A"},{"$error":"#N/A"},{"$error":"#N/A"},{"$error":"#N/A"},{"$error":"#N/A"}]
[null,{"$f":"IF(DataInput!B11=$B$8,IF($B$9=$B$10,TRUE,IF(DataInput!E11=$B$9,TRUE,FALSE)))","v":true},null,null,{"$f":"IF(B12=TRUE,DataInput!B11,NA())","v":"VIC"},{"$f":"IF($E12=DataInput!$B11,DataInput!C11,NA())","v":"APD"},{"$f":"IF($E12=DataInput!$B11,DataInput!D11,NA())","v":"Alcoa Portland 500 kV"},{"$f":"IF($E12=DataInput!$B11,DataInput!E11,NA())","v":"Direct Connect"},{"$f":"IF($E12=DataInput!$B11,DataInput!F11,NA())","v":"Summer"},{"$f":"IF($E12=DataInput!$B11,DataInput!G11,NA())","v":"Non-Coincident"},{"$f":"IF($E12=DataInput!$B11,DataInput!H11,NA())","v":2017},{"$f":"IF($E12=DataInput!$B11,DataInput!I11,NA())","v":"POE10"},{"$f":"IF($E12=DataInput!$B11,DataInput!J11,NA())","v":"NA"},{"$f":"IF($E12=DataInput!$B11,DataInput!K11,NA())","v":"NA"},null,null,{"$f":"IF(OR(ISERROR(E12),ISERROR(G12)),\"  \",E12&\" \"&G12)","v":"VIC Alcoa Portland 500 kV"},2,{"$f":"Lists_Selections!H5","v":"VIC Alcoa Portland 500 kV"},null,null,{"$f":"IF(ISERROR(G12),FALSE,IF($V$9=G12,TRUE,FALSE))","v":false},null,null,{"$f":"IF($V12=TRUE,E12,NA())","v":{"$error":"#N/A"}},{"$f":"IF($V12=TRUE,F12,NA())","v":{"$error":"#N/A"}},{"$f":"IF($V12=TRUE,G12,NA())","v":{"$error":"#N/A"}},{"$f":"IF($V12=TRUE,H12,NA())","v":{"$error":"#N/A"}},{"$f":"IF($V12=TRUE,I12,NA())","v":{"$error":"#N/A"}},{"$f":"IF($V12=TRUE,J12,NA())","v":{"$error":"#N/A"}},{"$f":"IF($V12=TRUE,K12,NA())","v":{"$error":"#N/A"}},{"$f":"IF($V12=TRUE,L12,NA())","v":{"$error":"#N/A"}},{"$f":"IF($V12=TRUE,M12,NA())","v":{"$error":"#N/A"}},{"$f":"IF($V12=TRUE,N12,NA())","v":{"$error":"#N/A"}}]
[null,{"$f":"IF(DataInput!B12=$B$8,IF($B$9=$B$10,TRUE,IF(DataInput!E12=$B$9,TRUE,FALSE)))","v":true},null,null,{"$f":"IF(B13=TRUE,DataInput!B12,NA())","v":"VIC"},{"$f":"IF($E13=DataInput!$B12,DataInput!C12,NA())","v":"APD"},{"$f":"IF($E13=DataInput!$B12,DataInput!D12,NA())","v":"Alcoa Portland 500 kV"},{"$f":"IF($E13=DataInput!$B12,DataInput!E12,NA())","v":"Direct Connect"},{"$f":"IF($E13=DataInput!$B12,DataInput!F12,NA())","v":"Summer"},{"$f":"IF($E13=DataInput!$B12,DataInput!G12,NA())","v":"Non-Coincident"},{"$f":"IF($E13=DataInput!$B12,DataInput!H12,NA())","v":2018},{"$f":"IF($E13=DataInput!$B12,DataInput!I12,NA())","v":"POE10"},{"$f":"IF($E13=DataInput!$B12,DataInput!J12,NA())","v":"NA"},{"$f":"IF($E13=DataInput!$B12,DataInput!K12,NA())","v":"NA"},null,null,"VIC Alcoa Portland 500 kV",3,{"$f":"Lists_Selections!H6","v":"VIC Altona West (Powercor) 66 kV"},null,null,false,null,null,{"$error":"#N/A"},{"$error":"#N/A"},{"$error":"#N/A"},{"$error":"#N/A"},{"$error":"#N/A"},{"$error":"#N/A"},{"$error":"#N/A"},{"$error":"#N/A"},{"$error":"#N/A"},{"$error":"#N/A"},null,null,null,null,"DATA REPORTED",null,"Identifiers",null,"Summer","1999/00","2000/01","2001/02","2002/03","2003/04","2004/05","2005/06","2006/07","2007/08","2008/09","2009/10","2010/11","2011/12","2012/13","2013/14","2014/15","2015/16","2016/17","2017/18","2018/19","2019/20","2020/21","2021/22","2022/23","2023/24","2024/25","2025/26"]
[null,{"$f":"IF(DataInput!B13=$B$8,IF($B$9=$B$10,TRUE,IF(DataInput!E13=$B$9,TRUE,FALSE)))","v":true},null,null,{"$f":"IF(B14=TRUE,DataInput!B13,NA())","v":"VIC"},{"$f":"IF($E14=DataInput!$B13,DataInput!C13,NA())","v":"APD"},{"$f":"IF($E14=DataInput!$B13,DataInput!D13,NA())","v":"Alcoa Portland 500 kV"},{"$f":"IF($E14=DataInput!$B13,DataInput!E13,NA())","v":"Direct Connect"},{"$f":"IF($E14=DataInput!$B13,DataInput!F13,NA())","v":"Summer"},{"$f":"IF($E14=DataInput!$B13,DataInput!G13,NA())","v":"Non-Coincident"},{"$f":"IF($E14=DataInput!$B13,DataInput!H13,NA())","v":2019},{"$f":"IF($E14=DataInput!$B13,DataInput!I13,NA())","v":"POE10"},{"$f":"IF($E14=DataInput!$B13,DataInput!J13,NA())","v":"NA"},{"$f":"IF($E14=DataInput!$B13,DataInput!K13,NA())","v":"NA"},null,null,"VIC Alcoa Portland 500 kV",4,{"$f":"Lists_Selections!H7","v":"VIC Altona-Brooklyn (Jemena) 66 kV"},null,null,false,null,null,{"$error":"#N/A"},{"$error":"#N/A"},{"$error":"#N/A"},{"$error":"#N/A"},{"$error":"#N/A"},{"$error":"#N/A"},{"$error":"#N/A"},{"$error":"#N/A"},{"$error":"#N/A"},{"$error":"#N/A"},null,null,null,null,null,null,null,null,null,2000,2001,2002,2003,2004,2005,2006,2007,2008,2009,2010,2011,2012,2013,2014,2015,2016,2017,2018,2019,2020,2021,2022,2023,2024,2025,2026]
[null,{"$f":"IF(DataInput!B14=$B$8,IF($B$9=$B$10,TRUE,IF(DataInput!E14=$B$9,TRUE,FALSE)))","v":true},null,null,{"$f":"IF(B15=TRUE,DataInput!B14,NA())","v":"VIC"},{"$f":"IF($E15=DataInput!$B14,DataInput!C14,NA())","v":"APD"},{"$f":"IF($E15=DataInput!$B14,DataInput!D14,NA())","v":"Alcoa Portland 500 kV"},{"$f":"IF($E15=DataInput!$B14,DataInput!E14,NA())","v":"Direct Connect"},{"$f":"IF($E15=DataInput!$B14,DataInput!F14,NA())","v":"Summer"},{"$f":"IF($E15=DataInput!$B14,DataInput!G14,NA())","v":"Non-Coincident"},{"$f":"IF($E15=DataInput!$B14,DataInput!H14,NA())","v":2020},{"$f":"IF($E15=DataInput!$B14,DataInput!I14,NA())","v":"POE10"},{"$f":"IF($E15=DataInput!$B14,DataInput!J14,NA())","v":"NA"},{"$f":"IF($E15=DataInput!$B14,DataInput!K14,NA())","v":"NA"},null,null,"VIC Alcoa Portland 500 kV",5,{"$f":"Lists_Selections!H8","v":"VIC Altona-Brooklyn (Powercor) 66 kV"},null,null,false,null,null,{"$error":"#N/A"},{"$error":"#N/A"},{"$error":"#N/A"},{"$error":"#N/A"},{"$error":"#N/A"},{"$error":"#N/A"},{"$error":"#N/A"},{"$error":"#N/A"},{"$error":"#N/A"},{"$error":"#N/A"},null,null,null,null,null,null,null,null,"Winter",2000,2001,2002,2003,2004,2005,2006,2007,2008,2009,2010,2011,2012,2013,2014,2015,2016,2017,2018,2019,2020,2021,2022,2023,2024,2025,2026]
[null,{"$f":"IF(DataInput!B15=$B$8,IF($B$9=$B$10,TRUE,IF(DataInput!E15=$B$9,TRUE,FALSE)))","v":true},null,null,{"$f":"IF(B16=TRUE,DataInput!B15,NA())","v":"VIC"},{"$f":"IF($E16=DataInput!$B15,DataInput!C15,NA())","v":"APD"},{"$f":"IF($E16=DataInput!$B15,DataInput!D15,NA())","v":"Alcoa Portland 500 kV"},{"$f":"IF($E16=DataInput!$B15,DataInput!E15,NA())","v":"Direct Connect"},{"$f":"IF($E16=DataInput!$B15,DataInput!F15,NA())","v":"Summer"},{"$f":"IF($E16=DataInput!$B15,DataInput!G15,NA())","v":"Non-Coincident"},{"$f":"IF($E16=DataInput!$B15,DataInput!H15,NA())","v":2021},{"$f":"IF($E16=DataInput!$B15,DataInput!I15,NA())","v":"POE10"},{"$f":"IF($E16=DataInput!$B15,DataInput!J15,NA())","v":"NA"},{"$f":"IF($E16=DataInput!$B15,DataInput!K15,NA())","v":"NA"},null,null,"VIC Alcoa Portland 500 kV",6,{"$f":"Lists_Selections!H9","v":"VIC Aquasure Desalination 220kV"},null,null,false,null,null,{"$error":"#N/A"},{"$error":"#N/A"},{"$error":"#N/A"},{"$error":"#N/A"},{"$error":"#N/A"},{"$error":"#N/A"},{"$error":"#N/A"},{"$error":"#N/A"},{"$error":"#N/A"},{"$error":"#N/A"},null,null,null,null,"SUMMER (MW)"]
[null,{"$f":"IF(DataInput!B16=$B$8,IF($B$9=$B$10,TRUE,IF(DataInput!E16=$B$9,TRUE,FALSE)))","v":true},null,null,{"$f":"IF(B17=TRUE,DataInput!B16,NA())","v":"VIC"},{"$f":"IF($E17=DataInput!$B16,DataInput!C16,NA())","v":"APD"},{"$f":"IF($E17=DataInput!$B16,DataInput!D16,NA())","v":"Alcoa Portland 500 kV"},{"$f":"IF($E17=DataInput!$B16,DataInput!E16,NA())","v":"Direct Connect"},{"$f":"IF($E17=DataInput!$B16,DataInput!F16,NA())","v":"Summer"},{"$f":"IF($E17=DataInput!$B16,DataInput!G16,NA())","v":"Non-Coincident"},{"$f":"IF($E17=DataInput!$B16,DataInput!H16,NA())","v":2022},{"$f":"IF($E17=DataInput!$B16,DataInput!I16,NA())","v":"POE10"},{"$f":"IF($E17=DataInput!$B16,DataInput!J16,NA())","v":"NA"},{"$f":"IF($E17=DataInput!$B16,DataInput!K16,NA())","v":"NA"},null,null,"VIC Alcoa Portland 500 kV",7,{"$f":"Lists_Selections!H10","v":"VIC Ballarat (Powercor) 66 kV"},null,null,false,null,null,{"$error":"#N/A"},{"$error":"#N/A"},{"$error":"#N/A"},{"$error":"#N/A"},{"$error":"#N/A"},{"$error":"#N/A"},{"$error":"#N/A"},{"$error":"#N/A"},{"$error":"#N/A"},{"$error":"#N/A"},null,null,null,null,"Actual",null,"Summer","Non-Coincident","Actual",{"$f":"IF(SUMIFS($AG$11:$AG$30002,$AC$11:$AC$30002,$AO17,$AD$11:$AD$30002,$AP17,$AF$11:$AF$30002,$AQ17,$AE$11:$AE$30002,AR$14)=0,NA(),SUMIFS($AG$11:$AG$30002,$AC$11:$AC$30002,$AO17,$AD$11:$AD$30002,$AP17,$AF$11:$AF$30002,$AQ17,$AE$11:$AE$30002,AR$14))","v":{"$error":"#N/A"}},{"$f":"IF(SUMIFS($AG$11:$AG$30002,$AC$11:$AC$30002,$AO17,$AD$11:$AD$30002,$AP17,$AF$11:$AF$30002,$AQ17,$AE$11:$AE$30002,AS$14)=0,NA(),SUMIFS($AG$11:$AG$30002,$AC$11:$AC$30002,$AO17,$AD$11:$AD$30002,$AP17,$AF$11:$AF$30002,$AQ17,$AE$11:$AE$30002,AS$14))","v":{"$error":"#N/A"}},{"$error":"#N/A"},{"$error":"#N/A"},{"$error":"#N/A"},{"$error":"#N/A"},{"$error":"#N/A"},112.372928,129.107584,128.00977399999999,126.568944,139.55238600000001,108.482022,132.515446,146.89330200000001,128.89559,161.756584,{"$error":"#N/A"},{"$error":"#N/A"},{"$error":"#N/A"},{"$error":"#N/A"},{"$error":"#N/A"},{"$error":"#N/A"},{"$error":"#N/A"},{"$error":"#N/A"},{"$error":"#N/A"},{"$error":"#N/A"}]
[null,{"$f":"IF(DataInput!B17=$B$8,IF($B$9=$B$10,TRUE,IF(DataInput!E17=$B$9,TRUE,FALSE)))","v":true},null,null,{"$f":"IF(B18=TRUE,DataInput!B17,NA())","v":"VIC"},{"$f":"IF($E18=DataInput!$B17,DataInput!C17,NA())","v":"APD"},{"$f":"IF($E18=DataInput!$B17,DataInput!D17,NA())","v":"Alcoa Portland 500 kV"},{"$f":"IF($E18=DataInput!$B17,DataInput!E17,NA())","v":"Direct Connect"},{"$f":"IF($E18=DataInput!$B17,DataInput!F17,NA())","v":"Summer"},{"$f":"IF($E18=DataInput!$B17,DataInput!G17,NA())","v":"Non-Coincident"},{"$f":"IF($E18=DataInput!$B17,DataInput!H17,NA())","v":2023},{"$f":"IF($E18=DataInput!$B17,DataInput!I17,NA())","v":"POE10"},{"$f":"IF($E18=DataInput!$B17,DataInput!J17,NA())","v":"NA"},{"$f":"IF($E18=DataInput!$B17,DataInput!K17,NA())","v":"NA"},null,null,"VIC Alcoa Portland 500 kV",8,{"$f":"Lists_Selections!H11","v":"VIC Bendigo (Powercor) 22 kV"},null,null,false,null,null,{"$error":"#N/A"},{"$error":"#N/A"},{"$error":"#N/A"},{"$error":"#N/A"},{"$error":"#N/A"},{"$error":"#N/A"},{"$error":"#N/A"},{"$error":"#N/A"},{"$error":"#N/A"},{"$error":"#N/A"},null,null,null,null,"Temp. corrected actual 10%",null,"Summer","Non-Coincident","TempCorrActualPOE10",{"$f":"IF(SUMIFS($AG$11:$AG$30002,$AC$11:$AC$30002,$AO18,$AD$11:$AD$30002,$AP18,$AF$11:$AF$30002,$AQ18,$AE$11:$AE$30002,AR14)=0,NA(),SUMIFS($AG$11:$AG$30002,$AC$11:$AC$30002,$AO18,$AD$11:$AD$30002,$AP18,$AF$11:$AF$30002,$AQ18,$AE$11:$AE$30002,AR14))","v":{"$error":"#N/A"}},{"$error":"#N/A"},{"$error":"#N/A"},{"$error":"#N/A"},{"$error":"#N/A"},{"$error":"#N/A"},{"$error":"#N/A"},136.44494741443501,141.85618664690099,139.30475580599699,146.762424189706,148.53668033801699,145.59228820426401,155.24699942036699,159.381849318002,166.63267778775901,165.140087281131,{"$error":"#N/A"},{"$error":"#N/A"},{"$error":"#N/A"},{"$error":"#N/A"},{"$error":"#N/A"},{"$error":"#N/A"},{"$error":"#N/A"},{"$error":"#N/A"},{"$f":"IF(SUMIFS($AG$11:$AG$30002,$AC$11:$AC$30002,$AO18,$AD$11:$AD$30002,$AP18,$AF$11:$AF$30002,$AQ18,$AE$11:$AE$30002,BQ14)=0,NA(),SUMIFS($AG$11:$AG$30002,$AC$11:$AC$30002,$AO18,$AD$11:$AD$30002,$AP18,$AF$11:$AF$30002,$AQ18,$AE$11:$AE$30002,BQ14))","v":{"$error":"#N/A"}},{"$error":"#N/A"}]
[null,{"$f":"IF(DataInput!B18=$B$8,IF($B$9=$B$10,TRUE,IF(DataInput!E18=$B$9,TRUE,FALSE)))","v":true},null,null,{"$f":"IF(B19=TRUE,DataInput!B18,NA())","v":"VIC"},{"$f":"IF($E19=DataInput!$B18,DataInput!C18,NA())","v":"APD"},{"$f":"IF($E19=DataInput!$B18,DataInput!D18,NA())","v":"Alcoa Portland 500 kV"},{"$f":"IF($E19=DataInput!$B18,DataInput!E18,NA())","v":"Direct Connect"},{"$f":"IF($E19=DataInput!$B18,DataInput!F18,NA())","v":"Summer"},{"$f":"IF($E19=DataInput!$B18,DataInput!G18,NA())","v":"Non-Coincident"},{"$f":"IF($E19=DataInput!$B18,DataInput!H18,NA())","v":2024},{"$f":"IF($E19=DataInput!$B18,DataInput!I18,NA())","v":"POE10"},{"$f":"IF($E19=DataInput!$B18,DataInput!J18,NA())","v":"NA"},{"$f":"IF($E19=DataInput!$B18,DataInput!K18,NA())","v":"NA"},null,null,"VIC Alcoa Portland 500 kV",9,{"$f":"Lists_Selections!H12","v":"VIC Bendigo (Powercor) 66 kV"},null,null,false,null,null,{"$error":"#N/A"},{"$error":"#N/A"},{"$error":"#N/A"},{"$error":"#N/A"},{"$error":"#N/A"},{"$error":"#N/A"},{"$error":"#N/A"},{"$error":"#N/A"},{"$error":"#N/A"},{"$error":"#N/A"},null,null,null,null,"Temp. corrected actual 50%",null,"Summer","Non-Coincident","TempCorrActualPOE50",{"$f":"IF(SUMIFS($AG$11:$AG$30002,$AC$11:$AC$30002,$AO19,$AD$11:$AD$30002,$AP19,$AF$11:$AF$30002,$AQ19,$AE$11:$AE$30002,AR14)=0,NA(),SUMIFS($AG$11:$AG$30002,$AC$11:$AC$30002,$AO19,$AD$11:$AD$30002,$AP19,$AF$11:$AF$30002,$AQ19,$AE$11:$AE$30002,AR14))","v":{"$error":"#N/A"}},{"$error":"#N/A"},{"$error":"#N/A"},{"$error":"#N/A"},{"$error":"#N/A"},{"$error":"#N/A"},{"$error":"#N/A"},126.10757191191701,131.51881114438299,128.00483818035499,135.640204478545,137.25058839350299,133.99796249599501,141.82159068139799,{"$f":"IF(SUMIFS($AG$11:$AG$30002,$AC$11:$AC$30002,$AO19,$AD$11:$AD$30002,$AP19,$AF$11:$AF$30002,$AQ19,$AE$11:$AE$30002,BF14)=0,NA(),SUMIFS($AG$11:$AG$30002,$AC$11:$AC$30002,$AO19,$AD$11:$AD$30002,$AP19,$AF$11:$AF$30002,$AQ19,$AE$11:$AE$30002,BF14))","v":144.48495473288},150.45842486376,148.965834357132,{"$error":"#N/A"},{"$error":"#N/A"},{"$error":"#N/A"},{"$error":"#N/A"},{"$error":"#N/A"},{"$error":"#N/A"},{"$error":"#N/A"},{"$error":"#N/A"},{"$f":"IF(SUMIFS($AG$11:$AG$30002,$AC$11:$AC$30002,$AO19,$AD$11:$AD$30002,$AP19,$AF$11:$AF$30002,$AQ19,$AE$11:$AE$30002,BQ14)=0,NA(),SUMIFS($AG$11:$AG$30002,$AC$11:$AC$30002,$AO19,$AD$11:$AD$30002,$AP19,$AF$11:$AF$30002,$AQ19,$AE$11:$AE$30002,BQ14))","v":{"$error":"#N/A"}},{"$error":"#N/A"}]
[null,{"$f":"IF(DataInput!B19=$B$8,IF($B$9=$B$10,TRUE,IF(DataInput!E19=$B$9,TRUE,FALSE)))","v":true},null,null,{"$f":"IF(B20=TRUE,DataInput!B19,NA())","v":"VIC"},{"$f":"IF($E20=DataInput!$B19,DataInput!C19,NA())","v":"APD"},{"$f":"IF($E20=DataInput!$B19,DataInput!D19,NA())","v":"Alcoa Portland 500 kV"},{"$f":"IF($E20=DataInput!$B19,DataInput!E19,NA())","v":"Direct Connect"},{"$f":"IF($E20=DataInput!$B19,DataInput!F19,NA())","v":"Summer"},{"$f":"IF($E20=DataInput!$B19,DataInput!G19,NA())","v":"Non-Coincident"},{"$f":"IF($E20=DataInput!$B19,DataInput!H19,NA())","v":2025},{"$f":"IF($E20=DataInput!$B19,DataInput!I19,NA())","v":"POE10"},{"$f":"IF($E20=DataInput!$B19,DataInput!J19,NA())","v":"NA"},{"$f":"IF($E20=DataInput!$B19,DataInput!K19,NA())","v":"NA"},null,null,"VIC Alcoa Portland 500 kV",10,{"$f":"Lists_Selections!H13","v":"VIC Brooklyn (Jemena) 22 kV"},null,null,false,null,null,{"$error":"#N/A"},{"$error":"#N/A"},{"$error":"#N/A"},{"$error":"#N/A"},{"$error":"#N/A"},{"$error":"#N/A"},{"$error":"#N/A"},{"$error":"#N/A"},{"$error":"#N/A"},{"$error":"#N/A"},null,null,null,null,"Non co-incident 10 POE",null,"Summer","Non-Coincident","POE10",{"$f":"IF(SUMIFS($AG$11:$AG$30002,$AC$11:$AC$30002,$AO20,$AD$11:$AD$30002,$AP20,$AF$11:$AF$30002,$AQ20,$AE$11:$AE$30002,AR14)=0,NA(),SUMIFS($AG$11:$AG$30002,$AC$11:$AC$30002,$AO20,$AD$11:$AD$30002,$AP20,$AF$11:$AF$30002,$AQ20,$AE$11:$AE$30002,AR14))","v":{"$error":"#N/A"}},{"$error":"#N/A"},{"$error":"#N/A"},{"$error":"#N/A"},{"$error":"#N/A"},{"$error":"#N/A"},{"$error":"#N/A"},{"$error":"#N/A"},{"$error":"#N/A"},{"$error":"#N/A"},{"$error":"#N/A"},{"$error":"#N/A"},{"$error":"#N/A"},{"$error":"#N/A"},{"$error":"#N/A"},{"$error":"#N/A"},{"$error":"#N/A"},173.79308378858801,72.181253004902501,73.291560045112206,73.945634217512904,75.319264925358297,75.649892307429795,76.306621664551002,77.069178754977997,{"$f":"IF(SUMIFS($AG$11:$AG$30002,$AC$11:$AC$30002,$AO20,$AD$11:$AD$30002,$AP20,$AF$11:$AF$30002,$AQ20,$AE$11:$AE$30002,BQ14)=0,NA(),SUMIFS($AG$11:$AG$30002,$AC$11:$AC$30002,$AO20,$AD$11:$AD$30002,$AP20,$AF$11:$AF$30002,$AQ20,$AE$11:$AE$30002,BQ14))","v":77.499357861777696},78.420533323681596]
[null,{"$f":"IF(DataInput!B20=$B$8,IF($B$9=$B$10,TRUE,IF(DataInput!E20=$B$9,TRUE,FALSE)))","v":true},null,null,{"$f":"IF(B21=TRUE,DataInput!B20,NA())","v":"VIC"},{"$f":"IF($E21=DataInput!$B20,DataInput!C20,NA())","v":"APD"},{"$f":"IF($E21=DataInput!$B20,DataInput!D20,NA())","v":"Alcoa Portland 500 kV"},{"$f":"IF($E21=DataInput!$B20,DataInput!E20,NA())","v":"Direct Connect"},{"$f":"IF($E21=DataInput!$B20,DataInput!F20,NA())","v":"Summer"},{"$f":"IF($E21=DataInput!$B20,DataInput!G20,NA())","v":"Non-Coincident"},{"$f":"IF($E21=DataInput!$B20,DataInput!H20,NA())","v":2026},{"$f":"IF($E21=DataInput!$B20,DataInput!I20,NA())","v":"POE10"},{"$f":"IF($E21=DataInput!$B20,DataInput!J20,NA())","v":"NA"},{"$f":"IF($E21=DataInput!$B20,DataInput!K20,NA())","v":"NA"},null,null,"VIC Alcoa Portland 500 kV",11,{"$f":"Lists_Selections!H14","v":"VIC Brooklyn (Powercor) 22 kV"},null,null,false,null,null,{"$error":"#N/A"},{"$error":"#N/A"},{"$error":"#N/A"},{"$error":"#N/A"},{"$error":"#N/A"},{"$error":"#N/A"},{"$error":"#N/A"},{"$error":"#N/A"},{"$error":"#N/A"},{"$error":"#N/A"},null,null,null,null,"Non co-incident 50 POE",null,"Summer","Non-Coincident","POE50",{"$f":"IF(SUMIFS($AG$11:$AG$30002,$AC$11:$AC$30002,$AO21,$AD$11:$AD$30002,$AP21,$AF$11:$AF$30002,$AQ21,$AE$11:$AE$30002,AR14)=0,NA(),SUMIFS($AG$11:$AG$30002,$AC$11:$AC$30002,$AO21,$AD$11:$AD$30002,$AP21,$AF$11:$AF$30002,$AQ21,$AE$11:$AE$30002,AR14))","v":{"$error":"#N/A"}},{"$error":"#N/A"},{"$error":"#N/A"},{"$error":"#N/A"},{"$error":"#N/A"},{"$error":"#N/A"},{"$error":"#N/A"},{"$error":"#N/A"},{"$error":"#N/A"},{"$error":"#N/A"},{"$error":"#N/A"},{"$error":"#N/A"},{"$error":"#N/A"},{"$error":"#N/A"},{"$error":"#N/A"},{"$error":"#N/A"},{"$error":"#N/A"},156.11045340707,65.590364184664196,66.339297444539795,66.510631593381504,68.059521908751506,67.689862719304003,68.619055783686093,69.616987445209503,{"$f":"IF(SUMIFS($AG$11:$AG$30002,$AC$11:$AC$30002,$AO21,$AD$11:$AD$30002,$AP21,$AF$11:$AF$30002,$AQ21,$AE$11:$AE$30002,BQ14)=0,NA(),SUMIFS($AG$11:$AG$30002,$AC$11:$AC$30002,$AO21,$AD$11:$AD$30002,$AP21,$AF$11:$AF$30002,$AQ21,$AE$11:$AE$30002,BQ14))","v":69.600435901865097},70.217634647906806]
[null,{"$f":"IF(DataInput!B21=$B$8,IF($B$9=$B$10,TRUE,IF(DataInput!E21=$B$9,TRUE,FALSE)))","v":true},null,null,{"$f":"IF(B22=TRUE,DataInput!B21,NA())","v":"VIC"},{"$f":"IF($E22=DataInput!$B21,DataInput!C21,NA())","v":"APD"},{"$f":"IF($E22=DataInput!$B21,DataInput!D21,NA())","v":"Alcoa Portland 500 kV"},{"$f":"IF($E22=DataInput!$B21,DataInput!E21,NA())","v":"Direct Connect"},{"$f":"IF($E22=DataInput!$B21,DataInput!F21,NA())","v":"Summer"},{"$f":"IF($E22=DataInput!$B21,DataInput!G21,NA())","v":"Non-Coincident"},{"$f":"IF($E22=DataInput!$B21,DataInput!H21,NA())","v":2017},{"$f":"IF($E22=DataInput!$B21,DataInput!I21,NA())","v":"POE50"},{"$f":"IF($E22=DataInput!$B21,DataInput!J21,NA())","v":"NA"},{"$f":"IF($E22=DataInput!$B21,DataInput!K21,NA())","v":"NA"},null,null,"VIC Alcoa Portland 500 kV",12,{"$f":"Lists_Selections!H15","v":"VIC Brooklyn (Powercor) 66 kV - Onesteel"},null,null,false,null,null,{"$error":"#N/A"},{"$error":"#N/A"},{"$error":"#N/A"},{"$error":"#N/A"},{"$error":"#N/A"},{"$error":"#N/A"},{"$error":"#N/A"},{"$error":"#N/A"},{"$error":"#N/A"},{"$error":"#N/A"},null,null,null,null,"Co-incident factor",null,"Summer","Coincident","Actual",{"$f":"IF(SUMIFS($AH$11:$AH$30002,$AC$11:$AC$30002,$AO22,$AD$11:$AD$30002,$AP22,$AF$11:$AF$30002,$AQ22,$AE$11:$AE$30002,AR14)=0,NA(),SUMIFS($AH$11:$AH$30002,$AC$11:$AC$30002,$AO22,$AD$11:$AD$30002,$AP22,$AF$11:$AF$30002,$AQ22,$AE$11:$AE$30002,AR14))","v":{"$error":"#N/A"}},{"$error":"#N/A"},{"$error":"#N/A"},{"$error":"#N/A"},{"$error":"#N/A"},{"$error":"#N/A"},{"$error":"#N/A"},{"$error":"#N/A"},{"$error":"#N/A"},{"$error":"#N/A"},{"$error":"#N/A"},{"$error":"#N/A"},{"$error":"#N/A"},{"$error":"#N/A"},{"$error":"#N/A"},{"$error":"#N/A"},{"$error":"#N/A"},{"$error":"#N/A"},{"$error":"#N/A"},{"$error":"#N/A"},{"$error":"#N/A"},{"$error":"#N/A"},{"$error":"#N/A"},{"$error":"#N/A"},{"$error":"#N/A"},{"$f":"IF(SUMIFS($AH$11:$AH$30002,$AC$11:$AC$30002,$AO22,$AD$11:$AD$30002,$AP22,$AF$11:$AF$30002,$AQ22,$AE$11:$AE$30002,BQ14)=0,NA(),SUMIFS($AH$11:$AH$30002,$AC$11:$AC$30002,$AO22,$AD$11:$AD$30002,$AP22,$AF$11:$AF$30002,$AQ22,$AE$11:$AE$30002,BQ14))","v":{"$error":"#N/A"}},{"$error":"#N/A"}]
[null,{"$f":"IF(DataInput!B22=$B$8,IF($B$9=$B$10,TRUE,IF(DataInput!E22=$B$9,TRUE,FALSE)))","v":true},null,null,{"$f":"IF(B23=TRUE,DataInput!B22,NA())","v":"VIC"},{"$f":"IF($E23=DataInput!$B22,DataInput!C22,NA())","v":"APD"},{"$f":"IF($E23=DataInput!$B22,DataInput!D22,NA())","v":"Alcoa Portland 500 kV"},{"$f":"IF($E23=DataInput!$B22,DataInput!E22,NA())","v":"Direct Connect"},{"$f":"IF($E23=DataInput!$B22,DataInput!F22,NA())","v":"Summer"},{"$f":"IF($E23=DataInput!$B22,DataInput!G22,NA())","v":"Non-Coincident"},{"$f":"IF($E23=DataInput!$B22,DataInput!H22,NA())","v":2018},{"$f":"IF($E23=DataInput!$B22,DataInput!I22,NA())","v":"POE50"},{"$f":"IF($E23=DataInput!$B22,DataInput!J22,NA())","v":"NA"},{"$f":"IF($E23=DataInput!$B22,DataInput!K22,NA())","v":"NA"},null,null,"VIC Alcoa Portland 500 kV",13,{"$f":"Lists_Selections!H16","v":"VIC Brunswick (CitiPower) 22 kV"},null,null,false,null,null,{"$error":"#N/A"},{"$error":"#N/A"},{"$error":"#N/A"},{"$error":"#N/A"},{"$error":"#N/A"},{"$error":"#N/A"},{"$error":"#N/A"},{"$error":"#N/A"},{"$error":"#N/A"},{"$error":"#N/A"},null,null,null,null,"WINTER (MW)"]
[null,{"$f":"IF(DataInput!B23=$B$8,IF($B$9=$B$10,TRUE,IF(DataInput!E23=$B$9,TRUE,FALSE)))","v":true},null,null,{"$f":"IF(B24=TRUE,DataInput!B23,NA())","v":"VIC"},{"$f":"IF($E24=DataInput!$B23,DataInput!C23,NA())","v":"APD"},{"$f":"IF($E24=DataInput!$B23,DataInput!D23,NA())","v":"Alcoa Portland 500 kV"},{"$f":"IF($E24=DataInput!$B23,DataInput!E23,NA())","v":"Direct Connect"},{"$f":"IF($E24=DataInput!$B23,DataInput!F23,NA())","v":"Summer"},{"$f":"IF($E24=DataInput!$B23,DataInput!G23,NA())","v":"Non-Coincident"},{"$f":"IF($E24=DataInput!$B23,DataInput!H23,NA())","v":2019},{"$f":"IF($E24=DataInput!$B23,DataInput!I23,NA())","v":"POE50"},{"$f":"IF($E24=DataInput!$B23,DataInput!J23,NA())","v":"NA"},{"$f":"IF($E24=DataInput!$B23,DataInput!K23,NA())","v":"NA"},null,null,"VIC Alcoa Portland 500 kV",14,{"$f":"Lists_Selections!H17","v":"VIC Brunswick (CitiPower) 66 kV"},null,null,false,null,null,{"$error":"#N/A"},{"$error":"#N/A"},{"$error":"#N/A"},{"$error":"#N/A"},{"$error":"#N/A"},{"$error":"#N/A"},{"$error":"#N/A"},{"$error":"#N/A"},{"$error":"#N/A"},{"$error":"#N/A"},null,null,null,null,"Actual",null,"Winter","Non-Coincident","Actual",{"$f":"IF(SUMIFS($AG$11:$AG$30002,$AC$11:$AC$30002,$AO24,$AD$11:$AD$30002,$AP24,$AF$11:$AF$30002,$AQ24,$AE$11:$AE$30002,AR$15)=0,NA(),SUMIFS($AG$11:$AG$30002,$AC$11:$AC$30002,$AO24,$AD$11:$AD$30002,$AP24,$AF$11:$AF$30002,$AQ24,$AE$11:$AE$30002,AR$15))","v":{"$error":"#N/A"}},{"$f":"IF(SUMIFS($AG$11:$AG$30002,$AC$11:$AC$30002,$AO24,$AD$11:$AD$30002,$AP24,$AF$11:$AF$30002,$AQ24,$AE$11:$AE$30002,AS$15)=0,NA(),SUMIFS($AG$11:$AG$30002,$AC$11:$AC$30002,$AO24,$AD$11:$AD$30002,$AP24,$AF$11:$AF$30002,$AQ24,$AE$11:$AE$30002,AS$15))","v":{"$error":"#N/A"}},{"$f":"IF(SUMIFS($AG$11:$AG$30002,$AC$11:$AC$30002,$AO24,$AD$11:$AD$30002,$AP24,$AF$11:$AF$30002,$AQ24,$AE$11:$AE$30002,AT$15)=0,NA(),SUMIFS($AG$11:$AG$30002,$AC$11:$AC$30002,$AO24,$AD$11:$AD$30002,$AP24,$AF$11:$AF$30002,$AQ24,$AE$11:$AE$30002,AT$15))","v":{"$error":"#N/A"}},{"$error":"#N/A"},{"$error":"#N/A"},{"$error":"#N/A"},84.067967999999993,95.913734000000005,98.757649999999998,97.991968,104.31948,108.111262,102.32826,113.004452,116.250952,117.943206,{"$error":"#N/A"},{"$error":"#N/A"},{"$error":"#N/A"},{"$error":"#N/A"},{"$error":"#N/A"},{"$error":"#N/A"},{"$error":"#N/A"},{"$error":"#N/A"},{"$error":"#N/A"},{"$error":"#N/A"},{"$error":"#N/A"}]
[null,{"$f":"IF(DataInput!B24=$B$8,IF($B$9=$B$10,TRUE,IF(DataInput!E24=$B$9,TRUE,FALSE)))","v":true},null,null,{"$f":"IF(B25=TRUE,DataInput!B24,NA())","v":"VIC"},{"$f":"IF($E25=DataInput!$B24,DataInput!C24,NA())","v":"APD"},{"$f":"IF($E25=DataInput!$B24,DataInput!D24,NA())","v":"Alcoa Portland 500 kV"},{"$f":"IF($E25=DataInput!$B24,DataInput!E24,NA())","v":"Direct Connect"},{"$f":"IF($E25=DataInput!$B24,DataInput!F24,NA())","v":"Summer"},{"$f":"IF($E25=DataInput!$B24,DataInput!G24,NA())","v":"Non-Coincident"},{"$f":"IF($E25=DataInput!$B24,DataInput!H24,NA())","v":2020},{"$f":"IF($E25=DataInput!$B24,DataInput!I24,NA())","v":"POE50"},{"$f":"IF($E25=DataInput!$B24,DataInput!J24,NA())","v":"NA"},{"$f":"IF($E25=DataInput!$B24,DataInput!K24,NA())","v":"NA"},null,null,"VIC Alcoa Portland 500 kV",15,{"$f":"Lists_Selections!H18","v":"VIC Brunswick (Jemena) 22 kV"},null,null,false,null,null,{"$error":"#N/A"},{"$error":"#N/A"},{"$error":"#N/A"},{"$error":"#N/A"},{"$error":"#N/A"},{"$error":"#N/A"},{"$error":"#N/A"},{"$error":"#N/A"},{"$error":"#N/A"},{"$error":"#N/A"},null,null,null,null,"Temp. corrected actual 10%",null,"Winter","Non-Coincident","TempCorrActualPOE10",{"$f":"IF(SUMIFS($AG$11:$AG$30002,$AC$11:$AC$30002,$AO25,$AD$11:$AD$30002,$AP25,$AF$11:$AF$30002,$AQ25,$AE$11:$AE$30002,AR15)=0,NA(),SUMIFS($AG$11:$AG$30002,$AC$11:$AC$30002,$AO25,$AD$11:$AD$30002,$AP25,$AF$11:$AF$30002,$AQ25,$AE$11:$AE$30002,AR15))","v":{"$error":"#N/A"}},{"$f":"IF(SUMIFS($AG$11:$AG$30002,$AC$11:$AC$30002,$AO25,$AD$11:$AD$30002,$AP25,$AF$11:$AF$30002,$AQ25,$AE$11:$AE$30002,AS15)=0,NA(),SUMIFS($AG$11:$AG$30002,$AC$11:$AC$30002,$AO25,$AD$11:$AD$30002,$AP25,$AF$11:$AF$30002,$AQ25,$AE$11:$AE$30002,AS15))","v":{"$error":"#N/A"}},{"$f":"IF(SUMIFS($AG$11:$AG$30002,$AC$11:$AC$30002,$AO25,$AD$11:$AD$30002,$AP25,$AF$11:$AF$30002,$AQ25,$AE$11:$AE$30002,AT15)=0,NA(),SUMIFS($AG$11:$AG$30002,$AC$11:$AC$30002,$AO25,$AD$11:$AD$30002,$AP25,$AF$11:$AF$30002,$AQ25,$AE$11:$AE$30002,AT15))","v":{"$error":"#N/A"}},{"$error":"#N/A"},{"$error":"#N/A"},{"$error":"#N/A"},101.048070738951,109.90797697327601,115.69088650967799,115.748738985527,119.534617346053,121.424350476038,119.43138594270199,128.797217925262,131.307008658077,134.22153208788001,{"$error":"#N/A"},{"$error":"#N/A"},{"$error":"#N/A"},{"$error":"#N/A"},{"$error":"#N/A"},{"$error":"#N/A"},{"$error":"#N/A"},{"$error":"#N/A"},{"$error":"#N/A"},{"$f":"IF(SUMIFS($AG$11:$AG$30002,$AC$11:$AC$30002,$AO25,$AD$11:$AD$30002,$AP25,$AF$11:$AF$30002,$AQ25,$AE$11:$AE$30002,BQ15)=0,NA(),SUMIFS($AG$11:$AG$30002,$AC$11:$AC$30002,$AO25,$AD$11:$AD$30002,$AP25,$AF$11:$AF$30002,$AQ25,$AE$11:$AE$30002,BQ15))","v":{"$error":"#N/A"}},{"$error":"#N/A"}]
[null,{"$f":"IF(DataInput!B25=$B$8,IF($B$9=$B$10,TRUE,IF(DataInput!E25=$B$9,TRUE,FALSE)))","v":true},null,null,{"$f":"IF(B26=TRUE,DataInput!B25,NA())","v":"VIC"},{"$f":"IF($E26=DataInput!$B25,DataInput!C25,NA())","v":"APD"},{"$f":"IF($E26=DataInput!$B25,DataInput!D25,NA())","v":"Alcoa Portland 500 kV"},{"$f":"IF($E26=DataInput!$B25,DataInput!E25,NA())","v":"Direct Connect"},{"$f":"IF($E26=DataInput!$B25,DataInput!F25,NA())","v":"Summer"},{"$f":"IF($E26=DataInput!$B25,DataInput!G25,NA())","v":"Non-Coincident"},{"$f":"IF($E26=DataInput!$B25,DataInput!H25,NA())","v":2021},{"$f":"IF($E26=DataInput!$B25,DataInput!I25,NA())","v":"POE50"},{"$f":"IF($E26=DataInput!$B25,DataInput!J25,NA())","v":"NA"},{"$f":"IF($E26=DataInput!$B25,DataInput!K25,NA())","v":"NA"},null,null,"VIC Alcoa Portland 500 kV",16,{"$f":"Lists_Selections!H19","v":"VIC Cranbourne (AusNet) 66 kV"},null,null,false,null,null,{"$error":"#N/A"},{"$error":"#N/A"},{"$error":"#N/A"},{"$error":"#N/A"},{"$error":"#N/A"},{"$error":"#N/A"},{"$error":"#N/A"},{"$error":"#N/A"},{"$error":"#N/A"},{"$error":"#N/A"},null,null,null,null,"Temp. corrected actual 50%",null,"Winter","Non-Coincident","TempCorrActualPOE50",{"$f":"IF(SUMIFS($AG$11:$AG$30002,$AC$11:$AC$30002,$AO26,$AD$11:$AD$30002,$AP26,$AF$11:$AF$30002,$AQ26,$AE$11:$AE$30002,AR15)=0,NA(),SUMIFS($AG$11:$AG$30002,$AC$11:$AC$30002,$AO26,$AD$11:$AD$30002,$AP26,$AF$11:$AF$30002,$AQ26,$AE$11:$AE$30002,AR15))","v":{"$error":"#N/A"}},{"$f":"IF(SUMIFS($AG$11:$AG$30002,$AC$11:$AC$30002,$AO26,$AD$11:$AD$30002,$AP26,$AF$11:$AF$30002,$AQ26,$AE$11:$AE$30002,AS15)=0,NA(),SUMIFS($AG$11:$AG$30002,$AC$11:$AC$30002,$AO26,$AD$11:$AD$30002,$AP26,$AF$11:$AF$30002,$AQ26,$AE$11:$AE$30002,AS15))","v":{"$error":"#N/A"}},{"$f":"IF(SUMIFS($AG$11:$AG$30002,$AC$11:$AC$30002,$AO26,$AD$11:$AD$30002,$AP26,$AF$11:$AF$30002,$AQ26,$AE$11:$AE$30002,AT15)=0,NA(),SUMIFS($AG$11:$AG$30002,$AC$11:$AC$30002,$AO26,$AD$11:$AD$30002,$AP26,$AF$11:$AF$30002,$AQ26,$AE$11:$AE$30002,AT15))","v":{"$error":"#N/A"}},{"$error":"#N/A"},{"$error":"#N/A"},{"$error":"#N/A"},98.374299353485995,107.234205587811,112.86575486244,112.817422321802,116.54195380557201,118.472751296205,116.508112080629,125.52287775078101,{"$f":"IF(SUMIFS($AG$11:$AG$30002,$AC$11:$AC$30002,$AO26,$AD$11:$AD$30002,$AP26,$AF$11:$AF$30002,$AQ26,$AE$11:$AE$30002,BF15)=0,NA(),SUMIFS($AG$11:$AG$30002,$AC$11:$AC$30002,$AO26,$AD$11:$AD$30002,$AP26,$AF$11:$AF$30002,$AQ26,$AE$11:$AE$30002,BF15))","v":127.62054406137},130.53506749117199,{"$error":"#N/A"},{"$error":"#N/A"},{"$error":"#N/A"},{"$error":"#N/A"},{"$error":"#N/A"},{"$error":"#N/A"},{"$error":"#N/A"},{"$error":"#N/A"},{"$error":"#N/A"},{"$f":"IF(SUMIFS($AG$11:$AG$30002,$AC$11:$AC$30002,$AO26,$AD$11:$AD$30002,$AP26,$AF$11:$AF$30002,$AQ26,$AE$11:$AE$30002,BQ15)=0,NA(),SUMIFS($AG$11:$AG$30002,$AC$11:$AC$30002,$AO26,$AD$11:$AD$30002,$AP26,$AF$11:$AF$30002,$AQ26,$AE$11:$AE$30002,BQ15))","v":{"$error":"#N/A"}},{"$error":"#N/A"}]
[null,{"$f":"IF(DataInput!B26=$B$8,IF($B$9=$B$10,TRUE,IF(DataInput!E26=$B$9,TRUE,FALSE)))","v":true},null,null,{"$f":"IF(B27=TRUE,DataInput!B26,NA())","v":"VIC"},{"$f":"IF($E27=DataInput!$B26,DataInput!C26,NA())","v":"APD"},{"$f":"IF($E27=DataInput!$B26,DataInput!D26,NA())","v":"Alcoa Portland 500 kV"},{"$f":"IF($E27=DataInput!$B26,DataInput!E26,NA())","v":"Direct Connect"},{"$f":"IF($E27=DataInput!$B26,DataInput!F26,NA())","v":"Summer"},{"$f":"IF($E27=DataInput!$B26,DataInput!G26,NA())","v":"Non-Coincident"},{"$f":"IF($E27=DataInput!$B26,DataInput!H26,NA())","v":2022},{"$f":"IF($E27=DataInput!$B26,DataInput!I26,NA())","v":"POE50"},{"$f":"IF($E27=DataInput!$B26,DataInput!J26,NA())","v":"NA"},{"$f":"IF($E27=DataInput!$B26,DataInput!K26,NA())","v":"NA"},null,null,"VIC Alcoa Portland 500 kV",17,{"$f":"Lists_Selections!H20","v":"VIC Cranbourne (United Energy) 66 kV"},null,null,false,null,null,{"$error":"#N/A"},{"$error":"#N/A"},{"$error":"#N/A"},{"$error":"#N/A"},{"$error":"#N/A"},{"$error":"#N/A"},{"$error":"#N/A"},{"$error":"#N/A"},{"$error":"#N/A"},{"$error":"#N/A"},null,null,null,null,"Non co-incident 10 POE",null,"Winter","Non-Coincident","POE10",{"$f":"IF(SUMIFS($AG$11:$AG$30002,$AC$11:$AC$30002,$AO27,$AD$11:$AD$30002,$AP27,$AF$11:$AF$30002,$AQ27,$AE$11:$AE$30002,AR15)=0,NA(),SUMIFS($AG$11:$AG$30002,$AC$11:$AC$30002,$AO27,$AD$11:$AD$30002,$AP27,$AF$11:$AF$30002,$AQ27,$AE$11:$AE$30002,AR15))","v":{"$error":"#N/A"}},{"$f":"IF(SUMIFS($AG$11:$AG$30002,$AC$11:$AC$30002,$AO27,$AD$11:$AD$30002,$AP27,$AF$11:$AF$30002,$AQ27,$AE$11:$AE$30002,AS15)=0,NA(),SUMIFS($AG$11:$AG$30002,$AC$11:$AC$30002,$AO27,$AD$11:$AD$30002,$AP27,$AF$11:$AF$30002,$AQ27,$AE$11:$AE$30002,AS15))","v":{"$error":"#N/A"}},{"$f":"IF(SUMIFS($AG$11:$AG$30002,$AC$11:$AC$30002,$AO27,$AD$11:$AD$30002,$AP27,$AF$11:$AF$30002,$AQ27,$AE$11:$AE$30002,AT15)=0,NA(),SUMIFS($AG$11:$AG$30002,$AC$11:$AC$30002,$AO27,$AD$11:$AD$30002,$AP27,$AF$11:$AF$30002,$AQ27,$AE$11:$AE$30002,AT15))","v":{"$error":"#N/A"}},{"$error":"#N/A"},{"$error":"#N/A"},{"$error":"#N/A"},{"$error":"#N/A"},{"$error":"#N/A"},{"$error":"#N/A"},{"$error":"#N/A"},{"$error":"#N/A"},{"$error":"#N/A"},{"$error":"#N/A"},{"$error":"#N/A"},{"$error":"#N/A"},{"$error":"#N/A"},{"$f":"IF(SUMIFS($AG$11:$AG$30002,$AC$11:$AC$30002,$AO27,$AD$11:$AD$30002,$AP27,$AF$11:$AF$30002,$AQ27,$AE$11:$AE$30002,BH15)=0,NA(),SUMIFS($AG$11:$AG$30002,$AC$11:$AC$30002,$AO27,$AD$11:$AD$30002,$AP27,$AF$11:$AF$30002,$AQ27,$AE$11:$AE$30002,BH15))","v":143.76785980804999},150.42012466153199,65.146563503774402,68.073982316537695,71.309918441843905,74.519776118501994,77.993278619744999,81.902995394898596,85.484568770232798,{"$f":"IF(SUMIFS($AG$11:$AG$30002,$AC$11:$AC$30002,$AO27,$AD$11:$AD$30002,$AP27,$AF$11:$AF$30002,$AQ27,$AE$11:$AE$30002,BQ15)=0,NA(),SUMIFS($AG$11:$AG$30002,$AC$11:$AC$30002,$AO27,$AD$11:$AD$30002,$AP27,$AF$11:$AF$30002,$AQ27,$AE$11:$AE$30002,BQ15))","v":89.031627566152693},{"$f":"IF(SUMIFS($AG$11:$AG$30002,$AC$11:$AC$30002,$AO27,$AD$11:$AD$30002,$AP27,$AF$11:$AF$30002,$AQ27,$AE$11:$AE$30002,BR15)=0,NA(),SUMIFS($AG$11:$AG$30002,$AC$11:$AC$30002,$AO27,$AD$11:$AD$30002,$AP27,$AF$11:$AF$30002,$AQ27,$AE$11:$AE$30002,BR15))","v":{"$error":"#N/A"}}]
[null,{"$f":"IF(DataInput!B27=$B$8,IF($B$9=$B$10,TRUE,IF(DataInput!E27=$B$9,TRUE,FALSE)))","v":true},null,null,{"$f":"IF(B28=TRUE,DataInput!B27,NA())","v":"VIC"},{"$f":"IF($E28=DataInput!$B27,DataInput!C27,NA())","v":"APD"},{"$f":"IF($E28=DataInput!$B27,DataInput!D27,NA())","v":"Alcoa Portland 500 kV"},{"$f":"IF($E28=DataInput!$B27,DataInput!E27,NA())","v":"Direct Connect"},{"$f":"IF($E28=DataInput!$B27,DataInput!F27,NA())","v":"Summer"},{"$f":"IF($E28=DataInput!$B27,DataInput!G27,NA())","v":"Non-Coincident"},{"$f":"IF($E28=DataInput!$B27,DataInput!H27,NA())","v":2023},{"$f":"IF($E28=DataInput!$B27,DataInput!I27,NA())","v":"POE50"},{"$f":"IF($E28=DataInput!$B27,DataInput!J27,NA())","v":"NA"},{"$f":"IF($E28=DataInput!$B27,DataInput!K27,NA())","v":"NA"},null,null,"VIC Alcoa Portland 500 kV",18,{"$f":"Lists_Selections!H21","v":"VIC Deer Park (Powercor) 66 kV"},null,null,false,null,null,{"$error":"#N/A"},{"$error":"#N/A"},{"$error":"#N/A"},{"$error":"#N/A"},{"$error":"#N/A"},{"$error":"#N/A"},{"$error":"#N/A"},{"$error":"#N/A"},{"$error":"#N/A"},{"$error":"#N/A"},null,null,null,null,"Non co-incident 50 POE",null,"Winter","Non-Coincident","POE50",{"$f":"IF(SUMIFS($AG$11:$AG$30002,$AC$11:$AC$30002,$AO28,$AD$11:$AD$30002,$AP28,$AF$11:$AF$30002,$AQ28,$AE$11:$AE$30002,AR15)=0,NA(),SUMIFS($AG$11:$AG$30002,$AC$11:$AC$30002,$AO28,$AD$11:$AD$30002,$AP28,$AF$11:$AF$30002,$AQ28,$AE$11:$AE$30002,AR15))","v":{"$error":"#N/A"}},{"$f":"IF(SUMIFS($AG$11:$AG$30002,$AC$11:$AC$30002,$AO28,$AD$11:$AD$30002,$AP28,$AF$11:$AF$30002,$AQ28,$AE$11:$AE$30002,AS15)=0,NA(),SUMIFS($AG$11:$AG$30002,$AC$11:$AC$30002,$AO28,$AD$11:$AD$30002,$AP28,$AF$11:$AF$30002,$AQ28,$AE$11:$AE$30002,AS15))","v":{"$error":"#N/A"}},{"$f":"IF(SUMIFS($AG$11:$AG$30002,$AC$11:$AC$30002,$AO28,$AD$11:$AD$30002,$AP28,$AF$11:$AF$30002,$AQ28,$AE$11:$AE$30002,AT15)=0,NA(),SUMIFS($AG$11:$AG$30002,$AC$11:$AC$30002,$AO28,$AD$11:$AD$30002,$AP28,$AF$11:$AF$30002,$AQ28,$AE$11:$AE$30002,AT15))","v":{"$error":"#N/A"}},{"$error":"#N/A"},{"$error":"#N/A"},{"$error":"#N/A"},{"$error":"#N/A"},{"$error":"#N/A"},{"$error":"#N/A"},{"$error":"#N/A"},{"$error":"#N/A"},{"$error":"#N/A"},{"$error":"#N/A"},{"$error":"#N/A"},{"$error":"#N/A"},{"$error":"#N/A"},140.49691659817299,146.817875847473,63.484312296531698,66.178922003513506,69.212647838410206,72.313137007832395,75.599873314266901,79.324261964064107,82.736978060497705,{"$f":"IF(SUMIFS($AG$11:$AG$30002,$AC$11:$AC$30002,$AO28,$AD$11:$AD$30002,$AP28,$AF$11:$AF$30002,$AQ28,$AE$11:$AE$30002,BQ15)=0,NA(),SUMIFS($AG$11:$AG$30002,$AC$11:$AC$30002,$AO28,$AD$11:$AD$30002,$AP28,$AF$11:$AF$30002,$AQ28,$AE$11:$AE$30002,BQ15))","v":86.212699262640498},{"$error":"#N/A"}]
[null,{"$f":"IF(DataInput!B28=$B$8,IF($B$9=$B$10,TRUE,IF(DataInput!E28=$B$9,TRUE,FALSE)))","v":true},null,null,{"$f":"IF(B29=TRUE,DataInput!B28,NA())","v":"VIC"},{"$f":"IF($E29=DataInput!$B28,DataInput!C28,NA())","v":"APD"},{"$f":"IF($E29=DataInput!$B28,DataInput!D28,NA())","v":"Alcoa Portland 500 kV"},{"$f":"IF($E29=DataInput!$B28,DataInput!E28,NA())","v":"Direct Connect"},{"$f":"IF($E29=DataInput!$B28,DataInput!F28,NA())","v":"Summer"},{"$f":"IF($E29=DataInput!$B28,DataInput!G28,NA())","v":"Non-Coincident"},{"$f":"IF($E29=DataInput!$B28,DataInput!H28,NA())","v":2024},{"$f":"IF($E29=DataInput!$B28,DataInput!I28,NA())","v":"POE50"},{"$f":"IF($E29=DataInput!$B28,DataInput!J28,NA())","v":"NA"},{"$f":"IF($E29=DataInput!$B28,DataInput!K28,NA())","v":"NA"},null,null,"VIC Alcoa Portland 500 kV",19,{"$f":"Lists_Selections!H22","v":"VIC East Rowville 12 (AusNet) 66 kV"},null,null,false,null,null,{"$error":"#N/A"},{"$error":"#N/A"},{"$error":"#N/A"},{"$error":"#N/A"},{"$error":"#N/A"},{"$error":"#N/A"},{"$error":"#N/A"},{"$error":"#N/A"},{"$error":"#N/A"},{"$error":"#N/A"},null,null,null,null,"Co-incident factor",null,"Winter","Coincident","Actual",{"$f":"IF(SUMIFS($AH$11:$AH$30002,$AC$11:$AC$30002,$AO29,$AD$11:$AD$30002,$AP29,$AF$11:$AF$30002,$AQ29,$AE$11:$AE$30002,AR15)=0,NA(),SUMIFS($AH$11:$AH$30002,$AC$11:$AC$30002,$AO29,$AD$11:$AD$30002,$AP29,$AF$11:$AF$30002,$AQ29,$AE$11:$AE$30002,AR15))","v":{"$error":"#N/A"}},{"$f":"IF(SUMIFS($AH$11:$AH$30002,$AC$11:$AC$30002,$AO29,$AD$11:$AD$30002,$AP29,$AF$11:$AF$30002,$AQ29,$AE$11:$AE$30002,AS15)=0,NA(),SUMIFS($AH$11:$AH$30002,$AC$11:$AC$30002,$AO29,$AD$11:$AD$30002,$AP29,$AF$11:$AF$30002,$AQ29,$AE$11:$AE$30002,AS15))","v":{"$error":"#N/A"}},{"$f":"IF(SUMIFS($AH$11:$AH$30002,$AC$11:$AC$30002,$AO29,$AD$11:$AD$30002,$AP29,$AF$11:$AF$30002,$AQ29,$AE$11:$AE$30002,AT15)=0,NA(),SUMIFS($AH$11:$AH$30002,$AC$11:$AC$30002,$AO29,$AD$11:$AD$30002,$AP29,$AF$11:$AF$30002,$AQ29,$AE$11:$AE$30002,AT15))","v":{"$error":"#N/A"}},{"$error":"#N/A"},{"$error":"#N/A"},{"$error":"#N/A"},{"$error":"#N/A"},{"$error":"#N/A"},{"$error":"#N/A"},{"$error":"#N/A"},{"$error":"#N/A"},{"$error":"#N/A"},{"$error":"#N/A"},{"$error":"#N/A"},{"$error":"#N/A"},{"$error":"#N/A"},{"$error":"#N/A"},{"$error":"#N/A"},{"$error":"#N/A"},{"$error":"#N/A"},{"$error":"#N/A"},{"$error":"#N/A"},{"$error":"#N/A"},{"$error":"#N/A"},{"$error":"#N/A"},{"$f":"IF(SUMIFS($AH$11:$AH$30002,$AC$11:$AC$30002,$AO29,$AD$11:$AD$30002,$AP29,$AF$11:$AF$30002,$AQ29,$AE$11:$AE$30002,BQ15)=0,NA(),SUMIFS($AH$11:$AH$30002,$AC$11:$AC$30002,$AO29,$AD$11:$AD$30002,$AP29,$AF$11:$AF$30002,$AQ29,$AE$11:$AE$30002,BQ15))","v":{"$error":"#N/A"}},{"$error":"#N/A"}]
[null,{"$f":"IF(DataInput!B29=$B$8,IF($B$9=$B$10,TRUE,IF(DataInput!E29=$B$9,TRUE,FALSE)))","v":true},null,null,{"$f":"IF(B30=TRUE,DataInput!B29,NA())","v":"VIC"},{"$f":"IF($E30=DataInput!$B29,DataInput!C29,NA())","v":"APD"},{"$f":"IF($E30=DataInput!$B29,DataInput!D29,NA())","v":"Alcoa Portland 500 kV"},{"$f":"IF($E30=DataInput!$B29,DataInput!E29,NA())","v":"Direct Connect"},{"$f":"IF($E30=DataInput!$B29,DataInput!F29,NA())","v":"Summer"},{"$f":"IF($E30=DataInput!$B29,DataInput!G29,NA())","v":"Non-Coincident"},{"$f":"IF($E30=DataInput!$B29,DataInput!H29,NA())","v":2025},{"$f":"IF($E30=DataInput!$B29,DataInput!I29,NA())","v":"POE50"},{"$f":"IF($E30=DataInput!$B29,DataInput!J29,NA())","v":"NA"},{"$f":"IF($E30=DataInput!$B29,DataInput!K29,NA())","v":"NA"},null,null,"VIC Alcoa Portland 500 kV",20,{"$f":"Lists_Selections!H23","v":"VIC East Rowville 12 (United Energy) 66 kV"},null,null,false,null,null,{"$error":"#N/A"},{"$error":"#N/A"},{"$error":"#N/A"},{"$error":"#N/A"},{"$error":"#N/A"},{"$error":"#N/A"},{"$error":"#N/A"},{"$error":"#N/A"},{"$error":"#N/A"},{"$error":"#N/A"},null,null,null,null,"Options under each Identifyer"]
[null,{"$f":"IF(DataInput!B30=$B$8,IF($B$9=$B$10,TRUE,IF(DataInput!E30=$B$9,TRUE,FALSE)))","v":true},null,null,{"$f":"IF(B31=TRUE,DataInput!B30,NA())","v":"VIC"},{"$f":"IF($E31=DataInput!$B30,DataInput!C30,NA())","v":"APD"},{"$f":"IF($E31=DataInput!$B30,DataInput!D30,NA())","v":"Alcoa Portland 500 kV"},{"$f":"IF($E31=DataInput!$B30,DataInput!E30,NA())","v":"Direct Connect"},{"$f":"IF($E31=DataInput!$B30,DataInput!F30,NA())","v":"Summer"},{"$f":"IF($E31=DataInput!$B30,DataInput!G30,NA())","v":"Non-Coincident"},{"$f":"IF($E31=DataInput!$B30,DataInput!H30,NA())","v":2026},{"$f":"IF($E31=DataInput!$B30,DataInput!I30,NA())","v":"POE50"},{"$f":"IF($E31=DataInput!$B30,DataInput!J30,NA())","v":"NA"},{"$f":"IF($E31=DataInput!$B30,DataInput!K30,NA())","v":"NA"},null,null,"VIC Alcoa Portland 500 kV",21,{"$f":"Lists_Selections!H24","v":"VIC East Rowville 34 (AusNet) 66 kV"},null,null,false,null,null,{"$error":"#N/A"},{"$error":"#N/A"},{"$error":"#N/A"},{"$error":"#N/A"},{"$error":"#N/A"},{"$error":"#N/A"},{"$error":"#N/A"},{"$error":"#N/A"},{"$error":"#N/A"},{"$error":"#N/A"},null,null,null,null,null,null,"Summer","Coincident","Actual"]
[null,{"$f":"IF(DataInput!B31=$B$8,IF($B$9=$B$10,TRUE,IF(DataInput!E31=$B$9,TRUE,FALSE)))","v":true},null,null,{"$f":"IF(B32=TRUE,DataInput!B31,NA())","v":"VIC"},{"$f":"IF($E32=DataInput!$B31,DataInput!C31,NA())","v":"APD"},{"$f":"IF($E32=DataInput!$B31,DataInput!D31,NA())","v":"Alcoa Portland 500 kV"},{"$f":"IF($E32=DataInput!$B31,DataInput!E31,NA())","v":"Direct Connect"},{"$f":"IF($E32=DataInput!$B31,DataInput!F31,NA())","v":"Winter"},{"$f":"IF($E32=DataInput!$B31,DataInput!G31,NA())","v":"Non-Coincident"},{"$f":"IF($E32=DataInput!$B31,DataInput!H31,NA())","v":2016},{"$f":"IF($E32=DataInput!$B31,DataInput!I31,NA())","v":"POE10"},{"$f":"IF($E32=DataInput!$B31,DataInput!J31,NA())","v":"NA"},{"$f":"IF($E32=DataInput!$B31,DataInput!K31,NA())","v":"NA"},null,null,"VIC Alcoa Portland 500 kV",22,{"$f":"Lists_Selections!H25","v":"VIC East Rowville 34 (United Energy) 66 kV"},null,null,false,null,null,{"$error":"#N/A"},{"$error":"#N/A"},{"$error":"#N/A"},{"$error":"#N/A"},{"$error":"#N/A"},{"$error":"#N/A"},{"$error":"#N/A"},{"$error":"#N/A"},{"$error":"#N/A"},{"$error":"#N/A"},null,null,null,null,null,null,"Winter","Non-Coincident","POE10"]
[null,{"$f":"IF(DataInput!B32=$B$8,IF($B$9=$B$10,TRUE,IF(DataInput!E32=$B$9,TRUE,FALSE)))","v":true},null,null,{"$f":"IF(B33=TRUE,DataInput!B32,NA())","v":"VIC"},{"$f":"IF($E33=DataInput!$B32,DataInput!C32,NA())","v":"APD"},{"$f":"IF($E33=DataInput!$B32,DataInput!D32,NA())","v":"Alcoa Portland 500 kV"},{"$f":"IF($E33=DataInput!$B32,DataInput!E32,NA())","v":"Direct Connect"},{"$f":"IF($E33=DataInput!$B32,DataInput!F32,NA())","v":"Winter"},{"$f":"IF($E33=DataInput!$B32,DataInput!G32,NA())","v":"Non-Coincident"},{"$f":"IF($E33=DataInput!$B32,DataInput!H32,NA())","v":2017},{"$f":"IF($E33=DataInput!$B32,DataInput!I32,NA())","v":"POE10"},{"$f":"IF($E33=DataInput!$B32,DataInput!J32,NA())","v":"NA"},{"$f":"IF($E33=DataInput!$B32,DataInput!K32,NA())","v":"NA"},null,null,"VIC Alcoa Portland 500 kV",23,{"$f":"Lists_Selections!H26","v":"VIC Fishermans Bend (Citipower) 66 kV"},null,null,false,null,null,{"$error":"#N/A"},{"$error":"#N/A"},{"$error":"#N/A"},{"$error":"#N/A"},{"$error":"#N/A"},{"$error":"#N/A"},{"$error":"#N/A"},{"$error":"#N/A"},{"$error":"#N/A"},{"$error":"#N/A"},null,null,null,null,null,null,null,null,"POE50"]
[null,{"$f":"IF(DataInput!B33=$B$8,IF($B$9=$B$10,TRUE,IF(DataInput!E33=$B$9,TRUE,FALSE)))","v":true},null,null,{"$f":"IF(B34=TRUE,DataInput!B33,NA())","v":"VIC"},{"$f":"IF($E34=DataInput!$B33,DataInput!C33,NA())","v":"APD"},{"$f":"IF($E34=DataInput!$B33,DataInput!D33,NA())","v":"Alcoa Portland 500 kV"},{"$f":"IF($E34=DataInput!$B33,DataInput!E33,NA())","v":"Direct Connect"},{"$f":"IF($E34=DataInput!$B33,DataInput!F33,NA())","v":"Winter"},{"$f":"IF($E34=DataInput!$B33,DataInput!G33,NA())","v":"Non-Coincident"},{"$f":"IF($E34=DataInput!$B33,DataInput!H33,NA())","v":2018},{"$f":"IF($E34=DataInput!$B33,DataInput!I33,NA())","v":"POE10"},{"$f":"IF($E34=DataInput!$B33,DataInput!J33,NA())","v":"NA"},{"$f":"IF($E34=DataInput!$B33,DataInput!K33,NA())","v":"NA"},null,null,"VIC Alcoa Portland 500 kV",24,{"$f":"Lists_Selections!H27","v":"VIC Fishermans Bend (Powercor) 66 kV"},null,null,false,null,null,{"$error":"#N/A"},{"$error":"#N/A"},{"$error":"#N/A"},{"$error":"#N/A"},{"$error":"#N/A"},{"$error":"#N/A"},{"$error":"#N/A"},{"$error":"#N/A"},{"$error":"#N/A"},{"$error":"#N/A"},null,null,null,null,null,null,null,null,"TempCorrActualPOE10"]
[null,{"$f":"IF(DataInput!B34=$B$8,IF($B$9=$B$10,TRUE,IF(DataInput!E34=$B$9,TRUE,FALSE)))","v":true},null,null,{"$f":"IF(B35=TRUE,DataInput!B34,NA())","v":"VIC"},{"$f":"IF($E35=DataInput!$B34,DataInput!C34,NA())","v":"APD"},{"$f":"IF($E35=DataInput!$B34,DataInput!D34,NA())","v":"Alcoa Portland 500 kV"},{"$f":"IF($E35=DataInput!$B34,DataInput!E34,NA())","v":"Direct Connect"},{"$f":"IF($E35=DataInput!$B34,DataInput!F34,NA())","v":"Winter"},{"$f":"IF($E35=DataInput!$B34,DataInput!G34,NA())","v":"Non-Coincident"},{"$f":"IF($E35=DataInput!$B34,DataInput!H34,NA())","v":2019},{"$f":"IF($E35=DataInput!$B34,DataInput!I34,NA())","v":"POE10"},{"$f":"IF($E35=DataInput!$B34,DataInput!J34,NA())","v":"NA"},{"$f":"IF($E35=DataInput!$B34,DataInput!K34,NA())","v":"NA"},null,null,"VIC Alcoa Portland 500 kV",25,{"$f":"Lists_Selections!H28","v":"VIC Fosterville 220 kV"},null,null,false,null,null,{"$error":"#N/A"},{"$f":"IF($V35=TRUE,F35,NA())","v":{"$error":"#N/A"}},{"$f":"IF($V35=TRUE,G35,NA())","v":{"$error":"#N/A"}},{"$f":"IF($V35=TRUE,H35,NA())","v":{"$error":"#N/A"}},{"$f":"IF($V35=TRUE,I35,NA())","v":{"$error":"#N/A"}},{"$f":"IF($V35=TRUE,J35,NA())","v":{"$error":"#N/A"}},{"$f":"IF($V35=TRUE,K35,NA())","v":{"$error":"#N/A"}},{"$f":"IF($V35=TRUE,L35,NA())","v":{"$error":"#N/A"}},{"$f":"IF($V35=TRUE,M35,NA())","v":{"$error":"#N/A"}},{"$f":"IF($V35=TRUE,N35,NA())","v":{"$error":"#N/A"}},null,null,null,null,null,null,null,null,"TempCorrActualPOE50"]
[null,{"$f":"IF(DataInput!B35=$B$8,IF($B$9=$B$10,TRUE,IF(DataInput!E35=$B$9,TRUE,FALSE)))","v":true},null,null,{"$f":"IF(B36=TRUE,DataInput!B35,NA())","v":"VIC"},{"$f":"IF($E36=DataInput!$B35,DataInput!C35,NA())","v":"APD"},{"$f":"IF($E36=DataInput!$B35,DataInput!D35,NA())","v":"Alcoa Portland 500 kV"},{"$f":"IF($E36=DataInput!$B35,DataInput!E35,NA())","v":"Direct Connect"},{"$f":"IF($E36=DataInput!$B35,DataInput!F35,NA())","v":"Winter"},{"$f":"IF($E36=DataInput!$B35,DataInput!G35,NA())","v":"Non-Coincident"},{"$f":"IF($E36=DataInput!$B35,DataInput!H35,NA())","v":2020},{"$f":"IF($E36=DataInput!$B35,DataInput!I35,NA())","v":"POE10"},{"$f":"IF($E36=DataInput!$B35,DataInput!J35,NA())","v":"NA"},{"$f":"IF($E36=DataInput!$B35,DataInput!K35,NA())","v":"NA"},null,null,"VIC Alcoa Portland 500 kV",26,{"$f":"Lists_Selections!H29","v":"VIC Geelong 12 (Powercor) 66 kV"},null,null,false,null,null,{"$error":"#N/A"},{"$error":"#N/A"},{"$error":"#N/A"},{"$error":"#N/A"},{"$error":"#N/A"},{"$error":"#N/A"},{"$error":"#N/A"},{"$error":"#N/A"},{"$error":"#N/A"},{"$error":"#N/A"}]
[null,{"$f":"IF(DataInput!B36=$B$8,IF($B$9=$B$10,TRUE,IF(DataInput!E36=$B$9,TRUE,FALSE)))","v":true},null,null,{"$f":"IF(B37=TRUE,DataInput!B36,NA())","v":"VIC"},{"$f":"IF($E37=DataInput!$B36,DataInput!C36,NA())","v":"APD"},{"$f":"IF($E37=DataInput!$B36,DataInput!D36,NA())","v":"Alcoa Portland 500 kV"},{"$f":"IF($E37=DataInput!$B36,DataInput!E36,NA())","v":"Direct Connect"},{"$f":"IF($E37=DataInput!$B36,DataInput!F36,NA())","v":"Winter"},{"$f":"IF($E37=DataInput!$B36,DataInput!G36,NA())","v":"Non-Coincident"},{"$f":"IF($E37=DataInput!$B36,DataInput!H36,NA())","v":2021},{"$f":"IF($E37=DataInput!$B36,DataInput!I36,NA())","v":"POE10"},{"$f":"IF($E37=DataInput!$B36,DataInput!J36,NA())","v":"NA"},{"$f":"IF($E37=DataInput!$B36,DataInput!K36,NA())","v":"NA"},null,null,"VIC Alcoa Portland 500 kV",27,{"$f":"Lists_Selections!H30","v":"VIC Geelong 34 (Powercor) 66 kV"},null,null,false,null,null,{"$error":"#N/A"},{"$error":"#N/A"},{"$error":"#N/A"},{"$error":"#N/A"},{"$error":"#N/A"},{"$error":"#N/A"},{"$error":"#N/A"},{"$error":"#N/A"},{"$error":"#N/A"},{"$error":"#N/A"}]
[null,{"$f":"IF(DataInput!B37=$B$8,IF($B$9=$B$10,TRUE,IF(DataInput!E37=$B$9,TRUE,FALSE)))","v":true},null,null,{"$f":"IF(B38=TRUE,DataInput!B37,NA())","v":"VIC"},{"$f":"IF($E38=DataInput!$B37,DataInput!C37,NA())","v":"APD"},{"$f":"IF($E38=DataInput!$B37,DataInput!D37,NA())","v":"Alcoa Portland 500 kV"},{"$f":"IF($E38=DataInput!$B37,DataInput!E37,NA())","v":"Direct Connect"},{"$f":"IF($E38=DataInput!$B37,DataInput!F37,NA())","v":"Winter"},{"$f":"IF($E38=DataInput!$B37,DataInput!G37,NA())","v":"Non-Coincident"},{"$f":"IF($E38=DataInput!$B37,DataInput!H37,NA())","v":2022},{"$f":"IF($E38=DataInput!$B37,DataInput!I37,NA())","v":"POE10"},{"$f":"IF($E38=DataInput!$B37,DataInput!J37,NA())","v":"NA"},{"$f":"IF($E38=DataInput!$B37,DataInput!K37,NA())","v":"NA"},null,null,"VIC Alcoa Portland 500 kV",28,{"$f":"Lists_Selections!H31","v":"VIC Glenrowan (AusNet) 66 kV"},null,null,false,null,null,{"$error":"#N/A"},{"$error":"#N/A"},{"$error":"#N/A"},{"$error":"#N/A"},{"$error":"#N/A"},{"$error":"#N/A"},{"$error":"#N/A"},{"$error":"#N/A"},{"$error":"#N/A"},{"$error":"#N/A"},null,null,null,null,null,null,null,null,null,null,null,null,null,null,null,null,null,null,null,"SUMMER (MW)",null,null,null,"2015-16","2016-17","2017-18","2018-19","2019-20","2020-21","2021-22","2022-23","2023-24","2024-25","2025-26","10-yr growth rate"]
[null,{"$f":"IF(DataInput!B38=$B$8,IF($B$9=$B$10,TRUE,IF(DataInput!E38=$B$9,TRUE,FALSE)))","v":true},null,null,{"$f":"IF(B39=TRUE,DataInput!B38,NA())","v":"VIC"},{"$f":"IF($E39=DataInput!$B38,DataInput!C38,NA())","v":"APD"},{"$f":"IF($E39=DataInput!$B38,DataInput!D38,NA())","v":"Alcoa Portland 500 kV"},{"$f":"IF($E39=DataInput!$B38,DataInput!E38,NA())","v":"Direct Connect"},{"$f":"IF($E39=DataInput!$B38,DataInput!F38,NA())","v":"Winter"},{"$f":"IF($E39=DataInput!$B38,DataInput!G38,NA())","v":"Non-Coincident"},{"$f":"IF($E39=DataInput!$B38,DataInput!H38,NA())","v":2023},{"$f":"IF($E39=DataInput!$B38,DataInput!I38,NA())","v":"POE10"},{"$f":"IF($E39=DataInput!$B38,DataInput!J38,NA())","v":"NA"},{"$f":"IF($E39=DataInput!$B38,DataInput!K38,NA())","v":"NA"},null,null,"VIC Alcoa Portland 500 kV",29,{"$f":"Lists_Selections!H32","v":"VIC Heatherton (United Energy) 66 kV"},null,null,false,null,null,{"$error":"#N/A"},{"$error":"#N/A"},{"$error":"#N/A"},{"$error":"#N/A"},{"$error":"#N/A"},{"$error":"#N/A"},{"$error":"#N/A"},{"$error":"#N/A"},{"$error":"#N/A"},{"$error":"#N/A"},null,null,null,null,null,null,null,null,null,null,null,null,null,null,null,null,null,null,null,"Actual",null,null,null,{"$f":"IFERROR(BH17,\"\")","v":161.756584},"",{"$f":"IFERROR(BI17,\"\")","v":""},"","","","","","","",""]
[null,{"$f":"IF(DataInput!B39=$B$8,IF($B$9=$B$10,TRUE,IF(DataInput!E39=$B$9,TRUE,FALSE)))","v":true},null,null,{"$f":"IF(B40=TRUE,DataInput!B39,NA())","v":"VIC"},{"$f":"IF($E40=DataInput!$B39,DataInput!C39,NA())","v":"APD"},{"$f":"IF($E40=DataInput!$B39,DataInput!D39,NA())","v":"Alcoa Portland 500 kV"},{"$f":"IF($E40=DataInput!$B39,DataInput!E39,NA())","v":"Direct Connect"},{"$f":"IF($E40=DataInput!$B39,DataInput!F39,NA())","v":"Winter"},{"$f":"IF($E40=DataInput!$B39,DataInput!G39,NA())","v":"Non-Coincident"},{"$f":"IF($E40=DataInput!$B39,DataInput!H39,NA())","v":2024},{"$f":"IF($E40=DataInput!$B39,DataInput!I39,NA())","v":"POE10"},{"$f":"IF($E40=DataInput!$B39,DataInput!J39,NA())","v":"NA"},{"$f":"IF($E40=DataInput!$B39,DataInput!K39,NA())","v":"NA"},null,null,"VIC Alcoa Portland 500 kV",30,{"$f":"Lists_Selections!H33","v":"VIC Heywood (Powercor) 22 kV"},null,null,false,null,null,{"$error":"#N/A"},{"$error":"#N/A"},{"$error":"#N/A"},{"$error":"#N/A"},{"$error":"#N/A"},{"$error":"#N/A"},{"$error":"#N/A"},{"$error":"#N/A"},{"$error":"#N/A"},{"$error":"#N/A"},null,null,null,null,null,null,null,null,null,null,null,null,null,null,null,null,null,null,null,"Temp. corrected actual 10% POE",null,null,null,165.140087281131,"",{"$f":"IFERROR(BI18,\"\")","v":""},"","","","","","","",""]
[null,{"$f":"IF(DataInput!B40=$B$8,IF($B$9=$B$10,TRUE,IF(DataInput!E40=$B$9,TRUE,FALSE)))","v":true},null,null,{"$f":"IF(B41=TRUE,DataInput!B40,NA())","v":"VIC"},{"$f":"IF($E41=DataInput!$B40,DataInput!C40,NA())","v":"APD"},{"$f":"IF($E41=DataInput!$B40,DataInput!D40,NA())","v":"Alcoa Portland 500 kV"},{"$f":"IF($E41=DataInput!$B40,DataInput!E40,NA())","v":"Direct Connect"},{"$f":"IF($E41=DataInput!$B40,DataInput!F40,NA())","v":"Winter"},{"$f":"IF($E41=DataInput!$B40,DataInput!G40,NA())","v":"Non-Coincident"},{"$f":"IF($E41=DataInput!$B40,DataInput!H40,NA())","v":2025},{"$f":"IF($E41=DataInput!$B40,DataInput!I40,NA())","v":"POE10"},{"$f":"IF($E41=DataInput!$B40,DataInput!J40,NA())","v":"NA"},{"$f":"IF($E41=DataInput!$B40,DataInput!K40,NA())","v":"NA"},null,null,"VIC Alcoa Portland 500 kV",31,{"$f":"Lists_Selections!H34","v":"VIC Horsham (Powercor) 66 kV"},null,null,false,null,null,{"$error":"#N/A"},{"$error":"#N/A"},{"$error":"#N/A"},{"$error":"#N/A"},{"$error":"#N/A"},{"$error":"#N/A"},{"$error":"#N/A"},{"$error":"#N/A"},{"$error":"#N/A"},{"$error":"#N/A"},null,null,null,null,null,null,null,null,null,null,null,null,null,null,null,null,null,null,null,"Temp. corrected actual 50% POE",null,null,null,148.965834357132,"",{"$f":"IFERROR(BI19,\"\")","v":""},"","","","","","","",""]
[null,{"$f":"IF(DataInput!B41=$B$8,IF($B$9=$B$10,TRUE,IF(DataInput!E41=$B$9,TRUE,FALSE)))","v":true},null,null,{"$f":"IF(B42=TRUE,DataInput!B41,NA())","v":"VIC"},{"$f":"IF($E42=DataInput!$B41,DataInput!C41,NA())","v":"APD"},{"$f":"IF($E42=DataInput!$B41,DataInput!D41,NA())","v":"Alcoa Portland 500 kV"},{"$f":"IF($E42=DataInput!$B41,DataInput!E41,NA())","v":"Direct Connect"},{"$f":"IF($E42=DataInput!$B41,DataInput!F41,NA())","v":"Winter"},{"$f":"IF($E42=DataInput!$B41,DataInput!G41,NA())","v":"Non-Coincident"},{"$f":"IF($E42=DataInput!$B41,DataInput!H41,NA())","v":2016},{"$f":"IF($E42=DataInput!$B41,DataInput!I41,NA())","v":"POE50"},{"$f":"IF($E42=DataInput!$B41,DataInput!J41,NA())","v":"NA"},{"$f":"IF($E42=DataInput!$B41,DataInput!K41,NA())","v":"NA"},null,null,"VIC Alcoa Portland 500 kV",32,{"$f":"Lists_Selections!H35","v":"VIC John Lysaght 220 kV"},null,null,false,null,null,{"$error":"#N/A"},{"$error":"#N/A"},{"$error":"#N/A"},{"$error":"#N/A"},{"$error":"#N/A"},{"$error":"#N/A"},{"$error":"#N/A"},{"$error":"#N/A"},{"$error":"#N/A"},{"$error":"#N/A"},null,null,null,null,null,null,null,null,null,null,null,null,null,null,null,null,null,null,null,"Non co-incident 10% POE",null,null,null,{"$f":"IFERROR(BG20,\"\")","v":""},{"$f":"IFERROR(BI20,\"\")","v":173.79308378858801},{"$f":"IFERROR(BJ20,\"\")","v":72.181253004902501},73.291560045112206,73.945634217512904,75.319264925358297,75.649892307429795,76.306621664551002,77.069178754977997,77.499357861777696,78.420533323681596,{"$f":"(1+(BP42-BG42)/BG42)^(1/9)-1","v":-8.4623623462663611E-2}]
[null,{"$f":"IF(DataInput!B42=$B$8,IF($B$9=$B$10,TRUE,IF(DataInput!E42=$B$9,TRUE,FALSE)))","v":true},null,null,{"$f":"IF(B43=TRUE,DataInput!B42,NA())","v":"VIC"},{"$f":"IF($E43=DataInput!$B42,DataInput!C42,NA())","v":"APD"},{"$f":"IF($E43=DataInput!$B42,DataInput!D42,NA())","v":"Alcoa Portland 500 kV"},{"$f":"IF($E43=DataInput!$B42,DataInput!E42,NA())","v":"Direct Connect"},{"$f":"IF($E43=DataInput!$B42,DataInput!F42,NA())","v":"Winter"},{"$f":"IF($E43=DataInput!$B42,DataInput!G42,NA())","v":"Non-Coincident"},{"$f":"IF($E43=DataInput!$B42,DataInput!H42,NA())","v":2017},{"$f":"IF($E43=DataInput!$B42,DataInput!I42,NA())","v":"POE50"},{"$f":"IF($E43=DataInput!$B42,DataInput!J42,NA())","v":"NA"},{"$f":"IF($E43=DataInput!$B42,DataInput!K42,NA())","v":"NA"},null,null,"VIC Alcoa Portland 500 kV",33,{"$f":"Lists_Selections!H36","v":"VIC Keilor East (Jemena) 66 kV"},null,null,false,null,null,{"$error":"#N/A"},{"$error":"#N/A"},{"$error":"#N/A"},{"$error":"#N/A"},{"$error":"#N/A"},{"$error":"#N/A"},{"$error":"#N/A"},{"$error":"#N/A"},{"$error":"#N/A"},{"$error":"#N/A"},null,null,null,null,null,null,null,null,null,null,null,null,null,null,null,null,null,null,null,"Non co-incident 50% POE ",null,null,null,{"$f":"IFERROR(BG21,\"\")","v":""},{"$f":"IFERROR(BI21,\"\")","v":156.11045340707},{"$f":"IFERROR(BJ21,\"\")","v":65.590364184664196},66.339297444539795,66.510631593381504,68.059521908751506,67.689862719304003,68.619055783686093,69.616987445209503,69.600435901865097,70.217634647906806,{"$f":"(1+(BP43-BG43)/BG43)^(1/9)-1","v":-8.4947475735403066E-2}]
[null,{"$f":"IF(DataInput!B43=$B$8,IF($B$9=$B$10,TRUE,IF(DataInput!E43=$B$9,TRUE,FALSE)))","v":true},null,null,{"$f":"IF(B44=TRUE,DataInput!B43,NA())","v":"VIC"},{"$f":"IF($E44=DataInput!$B43,DataInput!C43,NA())","v":"APD"},{"$f":"IF($E44=DataInput!$B43,DataInput!D43,NA())","v":"Alcoa Portland 500 kV"},{"$f":"IF($E44=DataInput!$B43,DataInput!E43,NA())","v":"Direct Connect"},{"$f":"IF($E44=DataInput!$B43,DataInput!F43,NA())","v":"Winter"},{"$f":"IF($E44=DataInput!$B43,DataInput!G43,NA())","v":"Non-Coincident"},{"$f":"IF($E44=DataInput!$B43,DataInput!H43,NA())","v":2018},{"$f":"IF($E44=DataInput!$B43,DataInput!I43,NA())","v":"POE50"},{"$f":"IF($E44=DataInput!$B43,DataInput!J43,NA())","v":"NA"},{"$f":"IF($E44=DataInput!$B43,DataInput!K43,NA())","v":"NA"},null,null,"VIC Alcoa Portland 500 kV",34,{"$f":"Lists_Selections!H37","v":"VIC Keilor East (Powercor) 66 kV"},null,null,false,null,null,{"$error":"#N/A"},{"$error":"#N/A"},{"$error":"#N/A"},{"$error":"#N/A"},{"$error":"#N/A"},{"$error":"#N/A"},{"$error":"#N/A"},{"$error":"#N/A"},{"$error":"#N/A"},{"$error":"#N/A"},null,null,null,null,null,null,null,null,null,null,null,null,null,null,null,null,null,null,null,"WINTER (MW)",null,null,null,2015,2016,2017,2018,2019,2020,2021,2022,2023,2024,2025,"10-yr growth rate"]
[null,{"$f":"IF(DataInput!B44=$B$8,IF($B$9=$B$10,TRUE,IF(DataInput!E44=$B$9,TRUE,FALSE)))","v":true},null,null,{"$f":"IF(B45=TRUE,DataInput!B44,NA())","v":"VIC"},{"$f":"IF($E45=DataInput!$B44,DataInput!C44,NA())","v":"APD"},{"$f":"IF($E45=DataInput!$B44,DataInput!D44,NA())","v":"Alcoa Portland 500 kV"},{"$f":"IF($E45=DataInput!$B44,DataInput!E44,NA())","v":"Direct Connect"},{"$f":"IF($E45=DataInput!$B44,DataInput!F44,NA())","v":"Winter"},{"$f":"IF($E45=DataInput!$B44,DataInput!G44,NA())","v":"Non-Coincident"},{"$f":"IF($E45=DataInput!$B44,DataInput!H44,NA())","v":2019},{"$f":"IF($E45=DataInput!$B44,DataInput!I44,NA())","v":"POE50"},{"$f":"IF($E45=DataInput!$B44,DataInput!J44,NA())","v":"NA"},{"$f":"IF($E45=DataInput!$B44,DataInput!K44,NA())","v":"NA"},null,null,"VIC Alcoa Portland 500 kV",35,{"$f":"Lists_Selections!H38","v":"VIC Keilor West (Jemena) 66 kV"},null,null,false,null,null,{"$error":"#N/A"},{"$error":"#N/A"},{"$error":"#N/A"},{"$error":"#N/A"},{"$error":"#N/A"},{"$error":"#N/A"},{"$error":"#N/A"},{"$error":"#N/A"},{"$error":"#N/A"},{"$error":"#N/A"},null,null,null,null,null,null,null,null,null,null,null,null,null,null,null,null,null,null,null,"Actual",null,null,null,{"$f":"IFERROR(BG24,\"\")","v":117.943206},{"$f":"IFERROR(BH24,\"\")","v":""},"","","","","","","","",""]
[null,{"$f":"IF(DataInput!B45=$B$8,IF($B$9=$B$10,TRUE,IF(DataInput!E45=$B$9,TRUE,FALSE)))","v":true},null,null,{"$f":"IF(B46=TRUE,DataInput!B45,NA())","v":"VIC"},{"$f":"IF($E46=DataInput!$B45,DataInput!C45,NA())","v":"APD"},{"$f":"IF($E46=DataInput!$B45,DataInput!D45,NA())","v":"Alcoa Portland 500 kV"},{"$f":"IF($E46=DataInput!$B45,DataInput!E45,NA())","v":"Direct Connect"},{"$f":"IF($E46=DataInput!$B45,DataInput!F45,NA())","v":"Winter"},{"$f":"IF($E46=DataInput!$B45,DataInput!G45,NA())","v":"Non-Coincident"},{"$f":"IF($E46=DataInput!$B45,DataInput!H45,NA())","v":2020},{"$f":"IF($E46=DataInput!$B45,DataInput!I45,NA())","v":"POE50"},{"$f":"IF($E46=DataInput!$B45,DataInput!J45,NA())","v":"NA"},{"$f":"IF($E46=DataInput!$B45,DataInput!K45,NA())","v":"NA"},null,null,"VIC Alcoa Portland 500 kV",36,{"$f":"Lists_Selections!H39","v":"VIC Keilor West (Powercor) 66 kV"},null,null,false,null,null,{"$error":"#N/A"},{"$error":"#N/A"},{"$error":"#N/A"},{"$error":"#N/A"},{"$error":"#N/A"},{"$error":"#N/A"},{"$error":"#N/A"},{"$error":"#N/A"},{"$error":"#N/A"},{"$error":"#N/A"},null,null,null,null,null,null,null,null,null,null,null,null,null,null,null,null,null,null,null,"Temp. corrected actual 10% POE",null,null,null,{"$f":"IFERROR(BG25,\"\")","v":134.22153208788001},{"$f":"IFERROR(BH25,\"\")","v":""},"","","","","","","","",""]
[null,{"$f":"IF(DataInput!B46=$B$8,IF($B$9=$B$10,TRUE,IF(DataInput!E46=$B$9,TRUE,FALSE)))","v":true},null,null,{"$f":"IF(B47=TRUE,DataInput!B46,NA())","v":"VIC"},{"$f":"IF($E47=DataInput!$B46,DataInput!C46,NA())","v":"APD"},{"$f":"IF($E47=DataInput!$B46,DataInput!D46,NA())","v":"Alcoa Portland 500 kV"},{"$f":"IF($E47=DataInput!$B46,DataInput!E46,NA())","v":"Direct Connect"},{"$f":"IF($E47=DataInput!$B46,DataInput!F46,NA())","v":"Winter"},{"$f":"IF($E47=DataInput!$B46,DataInput!G46,NA())","v":"Non-Coincident"},{"$f":"IF($E47=DataInput!$B46,DataInput!H46,NA())","v":2021},{"$f":"IF($E47=DataInput!$B46,DataInput!I46,NA())","v":"POE50"},{"$f":"IF($E47=DataInput!$B46,DataInput!J46,NA())","v":"NA"},{"$f":"IF($E47=DataInput!$B46,DataInput!K46,NA())","v":"NA"},null,null,"VIC Alcoa Portland 500 kV",37,{"$f":"Lists_Selections!H40","v":"VIC Kerang (Powercor) 22 kV"},null,null,false,null,null,{"$error":"#N/A"},{"$error":"#N/A"},{"$error":"#N/A"},{"$error":"#N/A"},{"$error":"#N/A"},{"$error":"#N/A"},{"$error":"#N/A"},{"$error":"#N/A"},{"$error":"#N/A"},{"$error":"#N/A"},null,null,null,null,null,null,null,null,null,null,null,null,null,null,null,null,null,null,null,"Temp. corrected actual 50% POE",null,null,null,{"$f":"IFERROR(BG26,\"\")","v":130.53506749117199},{"$f":"IFERROR(BH26,\"\")","v":""},"","","","","","","","",""]
[null,{"$f":"IF(DataInput!B47=$B$8,IF($B$9=$B$10,TRUE,IF(DataInput!E47=$B$9,TRUE,FALSE)))","v":true},null,null,{"$f":"IF(B48=TRUE,DataInput!B47,NA())","v":"VIC"},{"$f":"IF($E48=DataInput!$B47,DataInput!C47,NA())","v":"APD"},{"$f":"IF($E48=DataInput!$B47,DataInput!D47,NA())","v":"Alcoa Portland 500 kV"},{"$f":"IF($E48=DataInput!$B47,DataInput!E47,NA())","v":"Direct Connect"},{"$f":"IF($E48=DataInput!$B47,DataInput!F47,NA())","v":"Winter"},{"$f":"IF($E48=DataInput!$B47,DataInput!G47,NA())","v":"Non-Coincident"},{"$f":"IF($E48=DataInput!$B47,DataInput!H47,NA())","v":2022},{"$f":"IF($E48=DataInput!$B47,DataInput!I47,NA())","v":"POE50"},{"$f":"IF($E48=DataInput!$B47,DataInput!J47,NA())","v":"NA"},{"$f":"IF($E48=DataInput!$B47,DataInput!K47,NA())","v":"NA"},null,null,"VIC Alcoa Portland 500 kV",38,{"$f":"Lists_Selections!H41","v":"VIC Kerang (Powercor) 66 kV"},null,null,false,null,null,{"$error":"#N/A"},{"$error":"#N/A"},{"$error":"#N/A"},{"$error":"#N/A"},{"$error":"#N/A"},{"$error":"#N/A"},{"$error":"#N/A"},{"$error":"#N/A"},{"$error":"#N/A"},{"$error":"#N/A"},null,null,null,null,null,null,null,null,null,null,null,null,null,null,null,null,null,null,null,"Non co-incident 10% POE",null,null,null,{"$f":"IFERROR(BG27,\"\")","v":""},{"$f":"IFERROR(BH27,\"\")","v":143.76785980804999},150.42012466153199,65.146563503774402,68.073982316537695,71.309918441843905,74.519776118501994,77.993278619744999,81.902995394898596,85.484568770232798,89.031627566152693,{"$f":"(1+(BP48-BG48)/BG48)^(1/9)-1","v":-5.1852653660077186E-2}]
[null,{"$f":"IF(DataInput!B48=$B$8,IF($B$9=$B$10,TRUE,IF(DataInput!E48=$B$9,TRUE,FALSE)))","v":true},null,null,{"$f":"IF(B49=TRUE,DataInput!B48,NA())","v":"VIC"},{"$f":"IF($E49=DataInput!$B48,DataInput!C48,NA())","v":"APD"},{"$f":"IF($E49=DataInput!$B48,DataInput!D48,NA())","v":"Alcoa Portland 500 kV"},{"$f":"IF($E49=DataInput!$B48,DataInput!E48,NA())","v":"Direct Connect"},{"$f":"IF($E49=DataInput!$B48,DataInput!F48,NA())","v":"Winter"},{"$f":"IF($E49=DataInput!$B48,DataInput!G48,NA())","v":"Non-Coincident"},{"$f":"IF($E49=DataInput!$B48,DataInput!H48,NA())","v":2023},{"$f":"IF($E49=DataInput!$B48,DataInput!I48,NA())","v":"POE50"},{"$f":"IF($E49=DataInput!$B48,DataInput!J48,NA())","v":"NA"},{"$f":"IF($E49=DataInput!$B48,DataInput!K48,NA())","v":"NA"},null,null,"VIC Alcoa Portland 500 kV",39,{"$f":"Lists_Selections!H42","v":"VIC Khancoban (Essential Energy) 11 kV"},null,null,false,null,null,{"$error":"#N/A"},{"$error":"#N/A"},{"$error":"#N/A"},{"$error":"#N/A"},{"$error":"#N/A"},{"$error":"#N/A"},{"$error":"#N/A"},{"$error":"#N/A"},{"$error":"#N/A"},{"$error":"#N/A"},null,null,null,null,null,null,null,null,null,null,null,null,null,null,null,null,null,null,null,"Non co-incident 50% POE",null,null,null,{"$f":"IFERROR(BG28,\"\")","v":""},{"$f":"IFERROR(BH28,\"\")","v":140.49691659817299},146.817875847473,63.484312296531698,66.178922003513506,69.212647838410206,72.313137007832395,75.599873314266901,79.324261964064107,82.736978060497705,86.212699262640498,{"$f":"(1+(BP49-BG49)/BG49)^(1/9)-1","v":-5.2817146152856598E-2}]
[null,{"$f":"IF(DataInput!B49=$B$8,IF($B$9=$B$10,TRUE,IF(DataInput!E49=$B$9,TRUE,FALSE)))","v":true},null,null,{"$f":"IF(B50=TRUE,DataInput!B49,NA())","v":"VIC"},{"$f":"IF($E50=DataInput!$B49,DataInput!C49,NA())","v":"APD"},{"$f":"IF($E50=DataInput!$B49,DataInput!D49,NA())","v":"Alcoa Portland 500 kV"},{"$f":"IF($E50=DataInput!$B49,DataInput!E49,NA())","v":"Direct Connect"},{"$f":"IF($E50=DataInput!$B49,DataInput!F49,NA())","v":"Winter"},{"$f":"IF($E50=DataInput!$B49,DataInput!G49,NA())","v":"Non-Coincident"},{"$f":"IF($E50=DataInput!$B49,DataInput!H49,NA())","v":2024},{"$f":"IF($E50=DataInput!$B49,DataInput!I49,NA())","v":"POE50"},{"$f":"IF($E50=DataInput!$B49,DataInput!J49,NA())","v":"NA"},{"$f":"IF($E50=DataInput!$B49,DataInput!K49,NA())","v":"NA"},null,null,"VIC Alcoa Portland 500 kV",40,{"$f":"Lists_Selections!H43","v":"VIC Loy Yang (AusNet) 66 kV"},null,null,false,null,null,{"$error":"#N/A"},{"$error":"#N/A"},{"$error":"#N/A"},{"$error":"#N/A"},{"$error":"#N/A"},{"$error":"#N/A"},{"$error":"#N/A"},{"$error":"#N/A"},{"$error":"#N/A"},{"$error":"#N/A"}]
[null,{"$f":"IF(DataInput!B50=$B$8,IF($B$9=$B$10,TRUE,IF(DataInput!E50=$B$9,TRUE,FALSE)))","v":true},null,null,{"$f":"IF(B51=TRUE,DataInput!B50,NA())","v":"VIC"},{"$f":"IF($E51=DataInput!$B50,DataInput!C50,NA())","v":"APD"},{"$f":"IF($E51=DataInput!$B50,DataInput!D50,NA())","v":"Alcoa Portland 500 kV"},{"$f":"IF($E51=DataInput!$B50,DataInput!E50,NA())","v":"Direct Connect"},{"$f":"IF($E51=DataInput!$B50,DataInput!F50,NA())","v":"Winter"},{"$f":"IF($E51=DataInput!$B50,DataInput!G50,NA())","v":"Non-Coincident"},{"$f":"IF($E51=DataInput!$B50,DataInput!H50,NA())","v":2025},{"$f":"IF($E51=DataInput!$B50,DataInput!I50,NA())","v":"POE50"},{"$f":"IF($E51=DataInput!$B50,DataInput!J50,NA())","v":"NA"},{"$f":"IF($E51=DataInput!$B50,DataInput!K50,NA())","v":"NA"},null,null,"VIC Alcoa Portland 500 kV",41,{"$f":"Lists_Selections!H44","v":"VIC Malvern (United Energy) 22 kV"},null,null,false,null,null,{"$error":"#N/A"},{"$error":"#N/A"},{"$error":"#N/A"},{"$error":"#N/A"},{"$error":"#N/A"},{"$error":"#N/A"},{"$error":"#N/A"},{"$error":"#N/A"},{"$error":"#N/A"},{"$error":"#N/A"}]
[null,{"$f":"IF(DataInput!B51=$B$8,IF($B$9=$B$10,TRUE,IF(DataInput!E51=$B$9,TRUE,FALSE)))","v":true},null,null,{"$f":"IF(B52=TRUE,DataInput!B51,NA())","v":"VIC"},{"$f":"IF($E52=DataInput!$B51,DataInput!C51,NA())","v":"ATSBJ"},{"$f":"IF($E52=DataInput!$B51,DataInput!D51,NA())","v":"Altona-Brooklyn (Jemena) 66 kV"},{"$f":"IF($E52=DataInput!$B51,DataInput!E51,NA())","v":"Jemena"},{"$f":"IF($E52=DataInput!$B51,DataInput!F51,NA())","v":"Summer"},{"$f":"IF($E52=DataInput!$B51,DataInput!G51,NA())","v":"Non-Coincident"},{"$f":"IF($E52=DataInput!$B51,DataInput!H51,NA())","v":2017},{"$f":"IF($E52=DataInput!$B51,DataInput!I51,NA())","v":"POE10"},{"$f":"IF($E52=DataInput!$B51,DataInput!J51,NA())","v":123.62345023180799},{"$f":"IF($E52=DataInput!$B51,DataInput!K51,NA())","v":1},null,null,"VIC Altona-Brooklyn (Jemena) 66 kV",42,{"$f":"Lists_Selections!H45","v":"VIC Malvern (United Energy) 66 kV"},null,null,false,null,null,{"$error":"#N/A"},{"$error":"#N/A"},{"$error":"#N/A"},{"$error":"#N/A"},{"$error":"#N/A"},{"$error":"#N/A"},{"$error":"#N/A"},{"$error":"#N/A"},{"$error":"#N/A"},{"$error":"#N/A"}]
[null,{"$f":"IF(DataInput!B52=$B$8,IF($B$9=$B$10,TRUE,IF(DataInput!E52=$B$9,TRUE,FALSE)))","v":true},null,null,{"$f":"IF(B53=TRUE,DataInput!B52,NA())","v":"VIC"},{"$f":"IF($E53=DataInput!$B52,DataInput!C52,NA())","v":"ATSBJ"},{"$f":"IF($E53=DataInput!$B52,DataInput!D52,NA())","v":"Altona-Brooklyn (Jemena) 66 kV"},{"$f":"IF($E53=DataInput!$B52,DataInput!E52,NA())","v":"Jemena"},{"$f":"IF($E53=DataInput!$B52,DataInput!F52,NA())","v":"Summer"},{"$f":"IF($E53=DataInput!$B52,DataInput!G52,NA())","v":"Non-Coincident"},{"$f":"IF($E53=DataInput!$B52,DataInput!H52,NA())","v":2018},{"$f":"IF($E53=DataInput!$B52,DataInput!I52,NA())","v":"POE10"},{"$f":"IF($E53=DataInput!$B52,DataInput!J52,NA())","v":119.122733244857},{"$f":"IF($E53=DataInput!$B52,DataInput!K52,NA())","v":0.99454176490449697},null,null,"VIC Altona-Brooklyn (Jemena) 66 kV",43,{"$f":"Lists_Selections!H46","v":"VIC Morwell (Ausnet) 66 kV"},null,null,false,null,null,{"$error":"#N/A"},{"$error":"#N/A"},{"$error":"#N/A"},{"$error":"#N/A"},{"$error":"#N/A"},{"$error":"#N/A"},{"$error":"#N/A"},{"$error":"#N/A"},{"$error":"#N/A"},{"$error":"#N/A"}]
[null,{"$f":"IF(DataInput!B53=$B$8,IF($B$9=$B$10,TRUE,IF(DataInput!E53=$B$9,TRUE,FALSE)))","v":true},null,null,{"$f":"IF(B54=TRUE,DataInput!B53,NA())","v":"VIC"},{"$f":"IF($E54=DataInput!$B53,DataInput!C53,NA())","v":"ATSBJ"},{"$f":"IF($E54=DataInput!$B53,DataInput!D53,NA())","v":"Altona-Brooklyn (Jemena) 66 kV"},{"$f":"IF($E54=DataInput!$B53,DataInput!E53,NA())","v":"Jemena"},{"$f":"IF($E54=DataInput!$B53,DataInput!F53,NA())","v":"Summer"},{"$f":"IF($E54=DataInput!$B53,DataInput!G53,NA())","v":"Non-Coincident"},{"$f":"IF($E54=DataInput!$B53,DataInput!H53,NA())","v":2019},{"$f":"IF($E54=DataInput!$B53,DataInput!I53,NA())","v":"POE10"},{"$f":"IF($E54=DataInput!$B53,DataInput!J53,NA())","v":116.122370571188},{"$f":"IF($E54=DataInput!$B53,DataInput!K53,NA())","v":1},null,null,"VIC Altona-Brooklyn (Jemena) 66 kV",44,{"$f":"Lists_Selections!H47","v":"VIC Mt Beauty (AusNet) 66 kV"},null,null,false,null,null,{"$error":"#N/A"},{"$error":"#N/A"},{"$error":"#N/A"},{"$error":"#N/A"},{"$error":"#N/A"},{"$error":"#N/A"},{"$error":"#N/A"},{"$error":"#N/A"},{"$error":"#N/A"},{"$error":"#N/A"}]
[null,{"$f":"IF(DataInput!B54=$B$8,IF($B$9=$B$10,TRUE,IF(DataInput!E54=$B$9,TRUE,FALSE)))","v":true},null,null,{"$f":"IF(B55=TRUE,DataInput!B54,NA())","v":"VIC"},{"$f":"IF($E55=DataInput!$B54,DataInput!C54,NA())","v":"ATSBJ"},{"$f":"IF($E55=DataInput!$B54,DataInput!D54,NA())","v":"Altona-Brooklyn (Jemena) 66 kV"},{"$f":"IF($E55=DataInput!$B54,DataInput!E54,NA())","v":"Jemena"},{"$f":"IF($E55=DataInput!$B54,DataInput!F54,NA())","v":"Summer"},{"$f":"IF($E55=DataInput!$B54,DataInput!G54,NA())","v":"Non-Coincident"},{"$f":"IF($E55=DataInput!$B54,DataInput!H54,NA())","v":2020},{"$f":"IF($E55=DataInput!$B54,DataInput!I54,NA())","v":"POE10"},{"$f":"IF($E55=DataInput!$B54,DataInput!J54,NA())","v":113.201419443796},{"$f":"IF($E55=DataInput!$B54,DataInput!K54,NA())","v":1},null,null,"VIC Altona-Brooklyn (Jemena) 66 kV",45,{"$f":"Lists_Selections!H48","v":"VIC Red Cliffs (Powercor) 22 kV"},null,null,false,null,null,{"$error":"#N/A"},{"$error":"#N/A"},{"$error":"#N/A"},{"$error":"#N/A"},{"$error":"#N/A"},{"$error":"#N/A"},{"$error":"#N/A"},{"$error":"#N/A"},{"$error":"#N/A"},{"$error":"#N/A"}]
[null,{"$f":"IF(DataInput!B55=$B$8,IF($B$9=$B$10,TRUE,IF(DataInput!E55=$B$9,TRUE,FALSE)))","v":true},null,null,{"$f":"IF(B56=TRUE,DataInput!B55,NA())","v":"VIC"},{"$f":"IF($E56=DataInput!$B55,DataInput!C55,NA())","v":"ATSBJ"},{"$f":"IF($E56=DataInput!$B55,DataInput!D55,NA())","v":"Altona-Brooklyn (Jemena) 66 kV"},{"$f":"IF($E56=DataInput!$B55,DataInput!E55,NA())","v":"Jemena"},{"$f":"IF($E56=DataInput!$B55,DataInput!F55,NA())","v":"Summer"},{"$f":"IF($E56=DataInput!$B55,DataInput!G55,NA())","v":"Non-Coincident"},{"$f":"IF($E56=DataInput!$B55,DataInput!H55,NA())","v":2021},{"$f":"IF($E56=DataInput!$B55,DataInput!I55,NA())","v":"POE10"},{"$f":"IF($E56=DataInput!$B55,DataInput!J55,NA())","v":111.52204565102301},{"$f":"IF($E56=DataInput!$B55,DataInput!K55,NA())","v":1},null,null,"VIC Altona-Brooklyn (Jemena) 66 kV",46,{"$f":"Lists_Selections!H49","v":"VIC Red Cliffs (Powercor) 66 kV"},null,null,false,null,null,{"$error":"#N/A"},{"$error":"#N/A"},{"$error":"#N/A"},{"$error":"#N/A"},{"$error":"#N/A"},{"$error":"#N/A"},{"$error":"#N/A"},{"$error":"#N/A"},{"$error":"#N/A"},{"$error":"#N/A"}]
[null,{"$f":"IF(DataInput!B56=$B$8,IF($B$9=$B$10,TRUE,IF(DataInput!E56=$B$9,TRUE,FALSE)))","v":true},null,null,{"$f":"IF(B57=TRUE,DataInput!B56,NA())","v":"VIC"},{"$f":"IF($E57=DataInput!$B56,DataInput!C56,NA())","v":"ATSBJ"},{"$f":"IF($E57=DataInput!$B56,DataInput!D56,NA())","v":"Altona-Brooklyn (Jemena) 66 kV"},{"$f":"IF($E57=DataInput!$B56,DataInput!E56,NA())","v":"Jemena"},{"$f":"IF($E57=DataInput!$B56,DataInput!F56,NA())","v":"Summer"},{"$f":"IF($E57=DataInput!$B56,DataInput!G56,NA())","v":"Non-Coincident"},{"$f":"IF($E57=DataInput!$B56,DataInput!H56,NA())","v":2022},{"$f":"IF($E57=DataInput!$B56,DataInput!I56,NA())","v":"POE10"},{"$f":"IF($E57=DataInput!$B56,DataInput!J56,NA())","v":108.428846435719},{"$f":"IF($E57=DataInput!$B56,DataInput!K56,NA())","v":1},null,null,"VIC Altona-Brooklyn (Jemena) 66 kV",47,{"$f":"Lists_Selections!H50","v":"VIC Richmond (CitiPower) 22kV"},null,null,false,null,null,{"$error":"#N/A"},{"$error":"#N/A"},{"$error":"#N/A"},{"$error":"#N/A"},{"$error":"#N/A"},{"$error":"#N/A"},{"$error":"#N/A"},{"$error":"#N/A"},{"$error":"#N/A"},{"$error":"#N/A"}]
[null,{"$f":"IF(DataInput!B57=$B$8,IF($B$9=$B$10,TRUE,IF(DataInput!E57=$B$9,TRUE,FALSE)))","v":true},null,null,{"$f":"IF(B58=TRUE,DataInput!B57,NA())","v":"VIC"},{"$f":"IF($E58=DataInput!$B57,DataInput!C57,NA())","v":"ATSBJ"},{"$f":"IF($E58=DataInput!$B57,DataInput!D57,NA())","v":"Altona-Brooklyn (Jemena) 66 kV"},{"$f":"IF($E58=DataInput!$B57,DataInput!E57,NA())","v":"Jemena"},{"$f":"IF($E58=DataInput!$B57,DataInput!F57,NA())","v":"Summer"},{"$f":"IF($E58=DataInput!$B57,DataInput!G57,NA())","v":"Non-Coincident"},{"$f":"IF($E58=DataInput!$B57,DataInput!H57,NA())","v":2023},{"$f":"IF($E58=DataInput!$B57,DataInput!I57,NA())","v":"POE10"},{"$f":"IF($E58=DataInput!$B57,DataInput!J57,NA())","v":105.959233251353},{"$f":"IF($E58=DataInput!$B57,DataInput!K57,NA())","v":1},null,null,"VIC Altona-Brooklyn (Jemena) 66 kV",48,{"$f":"Lists_Selections!H51","v":"VIC Richmond 12 (CitiPower) 66 kV"},null,null,false,null,null,{"$error":"#N/A"},{"$error":"#N/A"},{"$error":"#N/A"},{"$error":"#N/A"},{"$error":"#N/A"},{"$error":"#N/A"},{"$error":"#N/A"},{"$error":"#N/A"},{"$error":"#N/A"},{"$error":"#N/A"}]
[null,{"$f":"IF(DataInput!B58=$B$8,IF($B$9=$B$10,TRUE,IF(DataInput!E58=$B$9,TRUE,FALSE)))","v":true},null,null,{"$f":"IF(B59=TRUE,DataInput!B58,NA())","v":"VIC"},{"$f":"IF($E59=DataInput!$B58,DataInput!C58,NA())","v":"ATSBJ"},{"$f":"IF($E59=DataInput!$B58,DataInput!D58,NA())","v":"Altona-Brooklyn (Jemena) 66 kV"},{"$f":"IF($E59=DataInput!$B58,DataInput!E58,NA())","v":"Jemena"},{"$f":"IF($E59=DataInput!$B58,DataInput!F58,NA())","v":"Summer"},{"$f":"IF($E59=DataInput!$B58,DataInput!G58,NA())","v":"Non-Coincident"},{"$f":"IF($E59=DataInput!$B58,DataInput!H58,NA())","v":2024},{"$f":"IF($E59=DataInput!$B58,DataInput!I58,NA())","v":"POE10"},{"$f":"IF($E59=DataInput!$B58,DataInput!J58,NA())","v":103.76772112047099},{"$f":"IF($E59=DataInput!$B58,DataInput!K58,NA())","v":1},null,null,"VIC Altona-Brooklyn (Jemena) 66 kV",49,{"$f":"Lists_Selections!H52","v":"VIC Richmond 12 (United Energy) 66 kV"},null,null,false,null,null,{"$error":"#N/A"},{"$error":"#N/A"},{"$error":"#N/A"},{"$error":"#N/A"},{"$error":"#N/A"},{"$error":"#N/A"},{"$error":"#N/A"},{"$error":"#N/A"},{"$error":"#N/A"},{"$error":"#N/A"}]
[null,{"$f":"IF(DataInput!B59=$B$8,IF($B$9=$B$10,TRUE,IF(DataInput!E59=$B$9,TRUE,FALSE)))","v":true},null,null,{"$f":"IF(B60=TRUE,DataInput!B59,NA())","v":"VIC"},{"$f":"IF($E60=DataInput!$B59,DataInput!C59,NA())","v":"ATSBJ"},{"$f":"IF($E60=DataInput!$B59,DataInput!D59,NA())","v":"Altona-Brooklyn (Jemena) 66 kV"},{"$f":"IF($E60=DataInput!$B59,DataInput!E59,NA())","v":"Jemena"},{"$f":"IF($E60=DataInput!$B59,DataInput!F59,NA())","v":"Summer"},{"$f":"IF($E60=DataInput!$B59,DataInput!G59,NA())","v":"Non-Coincident"},{"$f":"IF($E60=DataInput!$B59,DataInput!H59,NA())","v":2025},{"$f":"IF($E60=DataInput!$B59,DataInput!I59,NA())","v":"POE10"},{"$f":"IF($E60=DataInput!$B59,DataInput!J59,NA())","v":101.048618748699},{"$f":"IF($E60=DataInput!$B59,DataInput!K59,NA())","v":1},null,null,"VIC Altona-Brooklyn (Jemena) 66 kV",50,{"$f":"Lists_Selections!H53","v":"VIC Richmond 34 (CitiPower) 66 kV"},null,null,false,null,null,{"$error":"#N/A"},{"$error":"#N/A"},{"$error":"#N/A"},{"$error":"#N/A"},{"$error":"#N/A"},{"$error":"#N/A"},{"$error":"#N/A"},{"$error":"#N/A"},{"$error":"#N/A"},{"$error":"#N/A"}]
[null,{"$f":"IF(DataInput!B60=$B$8,IF($B$9=$B$10,TRUE,IF(DataInput!E60=$B$9,TRUE,FALSE)))","v":true},null,null,{"$f":"IF(B61=TRUE,DataInput!B60,NA())","v":"VIC"},{"$f":"IF($E61=DataInput!$B60,DataInput!C60,NA())","v":"ATSBJ"},{"$f":"IF($E61=DataInput!$B60,DataInput!D60,NA())","v":"Altona-Brooklyn (Jemena) 66 kV"},{"$f":"IF($E61=DataInput!$B60,DataInput!E60,NA())","v":"Jemena"},{"$f":"IF($E61=DataInput!$B60,DataInput!F60,NA())","v":"Summer"},{"$f":"IF($E61=DataInput!$B60,DataInput!G60,NA())","v":"Non-Coincident"},{"$f":"IF($E61=DataInput!$B60,DataInput!H60,NA())","v":2026},{"$f":"IF($E61=DataInput!$B60,DataInput!I60,NA())","v":"POE10"},{"$f":"IF($E61=DataInput!$B60,DataInput!J60,NA())","v":98.965986844664897},{"$f":"IF($E61=DataInput!$B60,DataInput!K60,NA())","v":1},null,null,"VIC Altona-Brooklyn (Jemena) 66 kV",51,{"$f":"Lists_Selections!H54","v":"VIC Richmond 34 (United Energy) 66 kV"},null,null,false,null,null,{"$error":"#N/A"},{"$error":"#N/A"},{"$error":"#N/A"},{"$error":"#N/A"},{"$error":"#N/A"},{"$error":"#N/A"},{"$error":"#N/A"},{"$error":"#N/A"},{"$error":"#N/A"},{"$error":"#N/A"}]
[null,{"$f":"IF(DataInput!B61=$B$8,IF($B$9=$B$10,TRUE,IF(DataInput!E61=$B$9,TRUE,FALSE)))","v":true},null,null,{"$f":"IF(B62=TRUE,DataInput!B61,NA())","v":"VIC"},{"$f":"IF($E62=DataInput!$B61,DataInput!C61,NA())","v":"ATSBJ"},{"$f":"IF($E62=DataInput!$B61,DataInput!D61,NA())","v":"Altona-Brooklyn (Jemena) 66 kV"},{"$f":"IF($E62=DataInput!$B61,DataInput!E61,NA())","v":"Jemena"},{"$f":"IF($E62=DataInput!$B61,DataInput!F61,NA())","v":"Summer"},{"$f":"IF($E62=DataInput!$B61,DataInput!G61,NA())","v":"Non-Coincident"},{"$f":"IF($E62=DataInput!$B61,DataInput!H61,NA())","v":2017},{"$f":"IF($E62=DataInput!$B61,DataInput!I61,NA())","v":"POE50"},{"$f":"IF($E62=DataInput!$B61,DataInput!J61,NA())","v":114.521758585234},{"$f":"IF($E62=DataInput!$B61,DataInput!K61,NA())","v":1},null,null,"VIC Altona-Brooklyn (Jemena) 66 kV",52,{"$f":"Lists_Selections!H55","v":"VIC Ringwood (AusNet) 22 kV"},null,null,false,null,null,{"$error":"#N/A"},{"$error":"#N/A"},{"$error":"#N/A"},{"$error":"#N/A"},{"$error":"#N/A"},{"$error":"#N/A"},{"$error":"#N/A"},{"$error":"#N/A"},{"$error":"#N/A"},{"$error":"#N/A"}]
[null,{"$f":"IF(DataInput!B62=$B$8,IF($B$9=$B$10,TRUE,IF(DataInput!E62=$B$9,TRUE,FALSE)))","v":true},null,null,{"$f":"IF(B63=TRUE,DataInput!B62,NA())","v":"VIC"},{"$f":"IF($E63=DataInput!$B62,DataInput!C62,NA())","v":"ATSBJ"},{"$f":"IF($E63=DataInput!$B62,DataInput!D62,NA())","v":"Altona-Brooklyn (Jemena) 66 kV"},{"$f":"IF($E63=DataInput!$B62,DataInput!E62,NA())","v":"Jemena"},{"$f":"IF($E63=DataInput!$B62,DataInput!F62,NA())","v":"Summer"},{"$f":"IF($E63=DataInput!$B62,DataInput!G62,NA())","v":"Non-Coincident"},{"$f":"IF($E63=DataInput!$B62,DataInput!H62,NA())","v":2018},{"$f":"IF($E63=DataInput!$B62,DataInput!I62,NA())","v":"POE50"},{"$f":"IF($E63=DataInput!$B62,DataInput!J62,NA())","v":111.094776421861},{"$f":"IF($E63=DataInput!$B62,DataInput!K62,NA())","v":1},null,null,"VIC Altona-Brooklyn (Jemena) 66 kV",53,{"$f":"Lists_Selections!H56","v":"VIC Ringwood (United Energy) 22 kV"},null,null,false,null,null,{"$error":"#N/A"},{"$error":"#N/A"},{"$error":"#N/A"},{"$error":"#N/A"},{"$error":"#N/A"},{"$error":"#N/A"},{"$error":"#N/A"},{"$error":"#N/A"},{"$error":"#N/A"},{"$error":"#N/A"}]
[null,{"$f":"IF(DataInput!B63=$B$8,IF($B$9=$B$10,TRUE,IF(DataInput!E63=$B$9,TRUE,FALSE)))","v":true},null,null,{"$f":"IF(B64=TRUE,DataInput!B63,NA())","v":"VIC"},{"$f":"IF($E64=DataInput!$B63,DataInput!C63,NA())","v":"ATSBJ"},{"$f":"IF($E64=DataInput!$B63,DataInput!D63,NA())","v":"Altona-Brooklyn (Jemena) 66 kV"},{"$f":"IF($E64=DataInput!$B63,DataInput!E63,NA())","v":"Jemena"},{"$f":"IF($E64=DataInput!$B63,DataInput!F63,NA())","v":"Summer"},{"$f":"IF($E64=DataInput!$B63,DataInput!G63,NA())","v":"Non-Coincident"},{"$f":"IF($E64=DataInput!$B63,DataInput!H63,NA())","v":2019},{"$f":"IF($E64=DataInput!$B63,DataInput!I63,NA())","v":"POE50"},{"$f":"IF($E64=DataInput!$B63,DataInput!J63,NA())","v":108.549392287432},{"$f":"IF($E64=DataInput!$B63,DataInput!K63,NA())","v":1},null,null,"VIC Altona-Brooklyn (Jemena) 66 kV",54,{"$f":"Lists_Selections!H57","v":"VIC Ringwood 13 (AusNet) 66 kV"},null,null,false,null,null,{"$error":"#N/A"},{"$error":"#N/A"},{"$error":"#N/A"},{"$error":"#N/A"},{"$error":"#N/A"},{"$error":"#N/A"},{"$error":"#N/A"},{"$error":"#N/A"},{"$error":"#N/A"},{"$error":"#N/A"}]
[null,{"$f":"IF(DataInput!B64=$B$8,IF($B$9=$B$10,TRUE,IF(DataInput!E64=$B$9,TRUE,FALSE)))","v":true},null,null,{"$f":"IF(B65=TRUE,DataInput!B64,NA())","v":"VIC"},{"$f":"IF($E65=DataInput!$B64,DataInput!C64,NA())","v":"ATSBJ"},{"$f":"IF($E65=DataInput!$B64,DataInput!D64,NA())","v":"Altona-Brooklyn (Jemena) 66 kV"},{"$f":"IF($E65=DataInput!$B64,DataInput!E64,NA())","v":"Jemena"},{"$f":"IF($E65=DataInput!$B64,DataInput!F64,NA())","v":"Summer"},{"$f":"IF($E65=DataInput!$B64,DataInput!G64,NA())","v":"Non-Coincident"},{"$f":"IF($E65=DataInput!$B64,DataInput!H64,NA())","v":2020},{"$f":"IF($E65=DataInput!$B64,DataInput!I64,NA())","v":"POE50"},{"$f":"IF($E65=DataInput!$B64,DataInput!J64,NA())","v":105.25400557432},{"$f":"IF($E65=DataInput!$B64,DataInput!K64,NA())","v":1},null,null,"VIC Altona-Brooklyn (Jemena) 66 kV",55,{"$f":"Lists_Selections!H58","v":"VIC Ringwood 13 (United Energy) 66 kV"},null,null,false,null,null,{"$error":"#N/A"},{"$error":"#N/A"},{"$error":"#N/A"},{"$error":"#N/A"},{"$error":"#N/A"},{"$error":"#N/A"},{"$error":"#N/A"},{"$error":"#N/A"},{"$error":"#N/A"},{"$error":"#N/A"}]
[null,{"$f":"IF(DataInput!B65=$B$8,IF($B$9=$B$10,TRUE,IF(DataInput!E65=$B$9,TRUE,FALSE)))","v":true},null,null,{"$f":"IF(B66=TRUE,DataInput!B65,NA())","v":"VIC"},{"$f":"IF($E66=DataInput!$B65,DataInput!C65,NA())","v":"ATSBJ"},{"$f":"IF($E66=DataInput!$B65,DataInput!D65,NA())","v":"Altona-Brooklyn (Jemena) 66 kV"},{"$f":"IF($E66=DataInput!$B65,DataInput!E65,NA())","v":"Jemena"},{"$f":"IF($E66=DataInput!$B65,DataInput!F65,NA())","v":"Summer"},{"$f":"IF($E66=DataInput!$B65,DataInput!G65,NA())","v":"Non-Coincident"},{"$f":"IF($E66=DataInput!$B65,DataInput!H65,NA())","v":2021},{"$f":"IF($E66=DataInput!$B65,DataInput!I65,NA())","v":"POE50"},{"$f":"IF($E66=DataInput!$B65,DataInput!J65,NA())","v":104.29232312185999},{"$f":"IF($E66=DataInput!$B65,DataInput!K65,NA())","v":1},null,null,"VIC Altona-Brooklyn (Jemena) 66 kV",56,{"$f":"Lists_Selections!H59","v":"VIC Ringwood 24 (AusNet) 66 kV"},null,null,false,null,null,{"$error":"#N/A"},{"$error":"#N/A"},{"$error":"#N/A"},{"$error":"#N/A"},{"$error":"#N/A"},{"$error":"#N/A"},{"$error":"#N/A"},{"$error":"#N/A"},{"$error":"#N/A"},{"$error":"#N/A"}]
[null,{"$f":"IF(DataInput!B66=$B$8,IF($B$9=$B$10,TRUE,IF(DataInput!E66=$B$9,TRUE,FALSE)))","v":true},null,null,{"$f":"IF(B67=TRUE,DataInput!B66,NA())","v":"VIC"},{"$f":"IF($E67=DataInput!$B66,DataInput!C66,NA())","v":"ATSBJ"},{"$f":"IF($E67=DataInput!$B66,DataInput!D66,NA())","v":"Altona-Brooklyn (Jemena) 66 kV"},{"$f":"IF($E67=DataInput!$B66,DataInput!E66,NA())","v":"Jemena"},{"$f":"IF($E67=DataInput!$B66,DataInput!F66,NA())","v":"Summer"},{"$f":"IF($E67=DataInput!$B66,DataInput!G66,NA())","v":"Non-Coincident"},{"$f":"IF($E67=DataInput!$B66,DataInput!H66,NA())","v":2022},{"$f":"IF($E67=DataInput!$B66,DataInput!I66,NA())","v":"POE50"},{"$f":"IF($E67=DataInput!$B66,DataInput!J66,NA())","v":100.541990825062},{"$f":"IF($E67=DataInput!$B66,DataInput!K66,NA())","v":1},null,null,"VIC Altona-Brooklyn (Jemena) 66 kV",57,{"$f":"Lists_Selections!H60","v":"VIC Shepparton (Powercor) 66 kV"},null,null,false,null,null,{"$error":"#N/A"},{"$error":"#N/A"},{"$error":"#N/A"},{"$error":"#N/A"},{"$error":"#N/A"},{"$error":"#N/A"},{"$error":"#N/A"},{"$error":"#N/A"},{"$error":"#N/A"},{"$error":"#N/A"}]
[null,{"$f":"IF(DataInput!B67=$B$8,IF($B$9=$B$10,TRUE,IF(DataInput!E67=$B$9,TRUE,FALSE)))","v":true},null,null,{"$f":"IF(B68=TRUE,DataInput!B67,NA())","v":"VIC"},{"$f":"IF($E68=DataInput!$B67,DataInput!C67,NA())","v":"ATSBJ"},{"$f":"IF($E68=DataInput!$B67,DataInput!D67,NA())","v":"Altona-Brooklyn (Jemena) 66 kV"},{"$f":"IF($E68=DataInput!$B67,DataInput!E67,NA())","v":"Jemena"},{"$f":"IF($E68=DataInput!$B67,DataInput!F67,NA())","v":"Summer"},{"$f":"IF($E68=DataInput!$B67,DataInput!G67,NA())","v":"Non-Coincident"},{"$f":"IF($E68=DataInput!$B67,DataInput!H67,NA())","v":2023},{"$f":"IF($E68=DataInput!$B67,DataInput!I67,NA())","v":"POE50"},{"$f":"IF($E68=DataInput!$B67,DataInput!J67,NA())","v":98.892216292962203},{"$f":"IF($E68=DataInput!$B67,DataInput!K67,NA())","v":1},null,null,"VIC Altona-Brooklyn (Jemena) 66 kV",58,{"$f":"Lists_Selections!H61","v":"VIC South Morang (AusNet) 66 kV"},null,null,false,null,null,{"$error":"#N/A"},{"$error":"#N/A"},{"$error":"#N/A"},{"$error":"#N/A"},{"$error":"#N/A"},{"$error":"#N/A"},{"$error":"#N/A"},{"$error":"#N/A"},{"$error":"#N/A"},{"$error":"#N/A"}]
[null,{"$f":"IF(DataInput!B68=$B$8,IF($B$9=$B$10,TRUE,IF(DataInput!E68=$B$9,TRUE,FALSE)))","v":true},null,null,{"$f":"IF(B69=TRUE,DataInput!B68,NA())","v":"VIC"},{"$f":"IF($E69=DataInput!$B68,DataInput!C68,NA())","v":"ATSBJ"},{"$f":"IF($E69=DataInput!$B68,DataInput!D68,NA())","v":"Altona-Brooklyn (Jemena) 66 kV"},{"$f":"IF($E69=DataInput!$B68,DataInput!E68,NA())","v":"Jemena"},{"$f":"IF($E69=DataInput!$B68,DataInput!F68,NA())","v":"Summer"},{"$f":"IF($E69=DataInput!$B68,DataInput!G68,NA())","v":"Non-Coincident"},{"$f":"IF($E69=DataInput!$B68,DataInput!H68,NA())","v":2024},{"$f":"IF($E69=DataInput!$B68,DataInput!I68,NA())","v":"POE50"},{"$f":"IF($E69=DataInput!$B68,DataInput!J68,NA())","v":97.049163770673204},{"$f":"IF($E69=DataInput!$B68,DataInput!K68,NA())","v":1},null,null,"VIC Altona-Brooklyn (Jemena) 66 kV",59,{"$f":"Lists_Selections!H62","v":"VIC South Morang (Jemena) 66 kV"},null,null,false,null,null,{"$error":"#N/A"},{"$error":"#N/A"},{"$error":"#N/A"},{"$error":"#N/A"},{"$error":"#N/A"},{"$error":"#N/A"},{"$error":"#N/A"},{"$error":"#N/A"},{"$error":"#N/A"},{"$error":"#N/A"}]
[null,{"$f":"IF(DataInput!B69=$B$8,IF($B$9=$B$10,TRUE,IF(DataInput!E69=$B$9,TRUE,FALSE)))","v":true},null,null,{"$f":"IF(B70=TRUE,DataInput!B69,NA())","v":"VIC"},{"$f":"IF($E70=DataInput!$B69,DataInput!C69,NA())","v":"ATSBJ"},{"$f":"IF($E70=DataInput!$B69,DataInput!D69,NA())","v":"Altona-Brooklyn (Jemena) 66 kV"},{"$f":"IF($E70=DataInput!$B69,DataInput!E69,NA())","v":"Jemena"},{"$f":"IF($E70=DataInput!$B69,DataInput!F69,NA())","v":"Summer"},{"$f":"IF($E70=DataInput!$B69,DataInput!G69,NA())","v":"Non-Coincident"},{"$f":"IF($E70=DataInput!$B69,DataInput!H69,NA())","v":2025},{"$f":"IF($E70=DataInput!$B69,DataInput!I69,NA())","v":"POE50"},{"$f":"IF($E70=DataInput!$B69,DataInput!J69,NA())","v":93.947815901950705},{"$f":"IF($E70=DataInput!$B69,DataInput!K69,NA())","v":1},null,null,"VIC Altona-Brooklyn (Jemena) 66 kV",60,{"$f":"Lists_Selections!H63","v":"VIC Springvale 12 (United Energy) 66 kV"},null,null,false,null,null,{"$error":"#N/A"},{"$error":"#N/A"},{"$error":"#N/A"},{"$error":"#N/A"},{"$error":"#N/A"},{"$error":"#N/A"},{"$error":"#N/A"},{"$error":"#N/A"},{"$error":"#N/A"},{"$error":"#N/A"}]
[null,{"$f":"IF(DataInput!B70=$B$8,IF($B$9=$B$10,TRUE,IF(DataInput!E70=$B$9,TRUE,FALSE)))","v":true},null,null,{"$f":"IF(B71=TRUE,DataInput!B70,NA())","v":"VIC"},{"$f":"IF($E71=DataInput!$B70,DataInput!C70,NA())","v":"ATSBJ"},{"$f":"IF($E71=DataInput!$B70,DataInput!D70,NA())","v":"Altona-Brooklyn (Jemena) 66 kV"},{"$f":"IF($E71=DataInput!$B70,DataInput!E70,NA())","v":"Jemena"},{"$f":"IF($E71=DataInput!$B70,DataInput!F70,NA())","v":"Summer"},{"$f":"IF($E71=DataInput!$B70,DataInput!G70,NA())","v":"Non-Coincident"},{"$f":"IF($E71=DataInput!$B70,DataInput!H70,NA())","v":2026},{"$f":"IF($E71=DataInput!$B70,DataInput!I70,NA())","v":"POE50"},{"$f":"IF($E71=DataInput!$B70,DataInput!J70,NA())","v":91.870842857059102},{"$f":"IF($E71=DataInput!$B70,DataInput!K70,NA())","v":1},null,null,"VIC Altona-Brooklyn (Jemena) 66 kV",61,{"$f":"Lists_Selections!H64","v":"VIC Springvale 34 (CitiPower) 66 kV"},null,null,false,null,null,{"$error":"#N/A"},{"$error":"#N/A"},{"$error":"#N/A"},{"$error":"#N/A"},{"$error":"#N/A"},{"$error":"#N/A"},{"$error":"#N/A"},{"$error":"#N/A"},{"$error":"#N/A"},{"$error":"#N/A"}]
[null,{"$f":"IF(DataInput!B71=$B$8,IF($B$9=$B$10,TRUE,IF(DataInput!E71=$B$9,TRUE,FALSE)))","v":true},null,null,{"$f":"IF(B72=TRUE,DataInput!B71,NA())","v":"VIC"},{"$f":"IF($E72=DataInput!$B71,DataInput!C71,NA())","v":"ATSBJ"},{"$f":"IF($E72=DataInput!$B71,DataInput!D71,NA())","v":"Altona-Brooklyn (Jemena) 66 kV"},{"$f":"IF($E72=DataInput!$B71,DataInput!E71,NA())","v":"Jemena"},{"$f":"IF($E72=DataInput!$B71,DataInput!F71,NA())","v":"Winter"},{"$f":"IF($E72=DataInput!$B71,DataInput!G71,NA())","v":"Non-Coincident"},{"$f":"IF($E72=DataInput!$B71,DataInput!H71,NA())","v":2016},{"$f":"IF($E72=DataInput!$B71,DataInput!I71,NA())","v":"POE10"},{"$f":"IF($E72=DataInput!$B71,DataInput!J71,NA())","v":107.658931824927},{"$f":"IF($E72=DataInput!$B71,DataInput!K71,NA())","v":1},null,null,"VIC Altona-Brooklyn (Jemena) 66 kV",62,{"$f":"Lists_Selections!H65","v":"VIC Springvale 34 (United Energy) 66 kV"},null,null,false,null,null,{"$error":"#N/A"},{"$error":"#N/A"},{"$error":"#N/A"},{"$error":"#N/A"},{"$error":"#N/A"},{"$error":"#N/A"},{"$error":"#N/A"},{"$error":"#N/A"},{"$error":"#N/A"},{"$error":"#N/A"}]
[null,{"$f":"IF(DataInput!B72=$B$8,IF($B$9=$B$10,TRUE,IF(DataInput!E72=$B$9,TRUE,FALSE)))","v":true},null,null,{"$f":"IF(B73=TRUE,DataInput!B72,NA())","v":"VIC"},{"$f":"IF($E73=DataInput!$B72,DataInput!C72,NA())","v":"ATSBJ"},{"$f":"IF($E73=DataInput!$B72,DataInput!D72,NA())","v":"Altona-Brooklyn (Jemena) 66 kV"},{"$f":"IF($E73=DataInput!$B72,DataInput!E72,NA())","v":"Jemena"},{"$f":"IF($E73=DataInput!$B72,DataInput!F72,NA())","v":"Winter"},{"$f":"IF($E73=DataInput!$B72,DataInput!G72,NA())","v":"Non-Coincident"},{"$f":"IF($E73=DataInput!$B72,DataInput!H72,NA())","v":2017},{"$f":"IF($E73=DataInput!$B72,DataInput!I72,NA())","v":"POE10"},{"$f":"IF($E73=DataInput!$B72,DataInput!J72,NA())","v":106.757422289574},{"$f":"IF($E73=DataInput!$B72,DataInput!K72,NA())","v":1},null,null,"VIC Altona-Brooklyn (Jemena) 66 kV",63,{"$f":"Lists_Selections!H66","v":"VIC Templestowe (AusNet) 66 kV"},null,null,false,null,null,{"$error":"#N/A"},{"$error":"#N/A"},{"$error":"#N/A"},{"$error":"#N/A"},{"$error":"#N/A"},{"$error":"#N/A"},{"$error":"#N/A"},{"$error":"#N/A"},{"$error":"#N/A"},{"$error":"#N/A"}]
[null,{"$f":"IF(DataInput!B73=$B$8,IF($B$9=$B$10,TRUE,IF(DataInput!E73=$B$9,TRUE,FALSE)))","v":true},null,null,{"$f":"IF(B74=TRUE,DataInput!B73,NA())","v":"VIC"},{"$f":"IF($E74=DataInput!$B73,DataInput!C73,NA())","v":"ATSBJ"},{"$f":"IF($E74=DataInput!$B73,DataInput!D73,NA())","v":"Altona-Brooklyn (Jemena) 66 kV"},{"$f":"IF($E74=DataInput!$B73,DataInput!E73,NA())","v":"Jemena"},{"$f":"IF($E74=DataInput!$B73,DataInput!F73,NA())","v":"Winter"},{"$f":"IF($E74=DataInput!$B73,DataInput!G73,NA())","v":"Non-Coincident"},{"$f":"IF($E74=DataInput!$B73,DataInput!H73,NA())","v":2018},{"$f":"IF($E74=DataInput!$B73,DataInput!I73,NA())","v":"POE10"},{"$f":"IF($E74=DataInput!$B73,DataInput!J73,NA())","v":104.678523904123},{"$f":"IF($E74=DataInput!$B73,DataInput!K73,NA())","v":1},null,null,"VIC Altona-Brooklyn (Jemena) 66 kV",64,{"$f":"Lists_Selections!H67","v":"VIC Templestowe (CitiPower) 66 kV"},null,null,false,null,null,{"$error":"#N/A"},{"$error":"#N/A"},{"$error":"#N/A"},{"$error":"#N/A"},{"$error":"#N/A"},{"$error":"#N/A"},{"$error":"#N/A"},{"$error":"#N/A"},{"$error":"#N/A"},{"$error":"#N/A"}]
[null,{"$f":"IF(DataInput!B74=$B$8,IF($B$9=$B$10,TRUE,IF(DataInput!E74=$B$9,TRUE,FALSE)))","v":true},null,null,{"$f":"IF(B75=TRUE,DataInput!B74,NA())","v":"VIC"},{"$f":"IF($E75=DataInput!$B74,DataInput!C74,NA())","v":"ATSBJ"},{"$f":"IF($E75=DataInput!$B74,DataInput!D74,NA())","v":"Altona-Brooklyn (Jemena) 66 kV"},{"$f":"IF($E75=DataInput!$B74,DataInput!E74,NA())","v":"Jemena"},{"$f":"IF($E75=DataInput!$B74,DataInput!F74,NA())","v":"Winter"},{"$f":"IF($E75=DataInput!$B74,DataInput!G74,NA())","v":"Non-Coincident"},{"$f":"IF($E75=DataInput!$B74,DataInput!H74,NA())","v":2019},{"$f":"IF($E75=DataInput!$B74,DataInput!I74,NA())","v":"POE10"},{"$f":"IF($E75=DataInput!$B74,DataInput!J74,NA())","v":103.437834673499},{"$f":"IF($E75=DataInput!$B74,DataInput!K74,NA())","v":1},null,null,"VIC Altona-Brooklyn (Jemena) 66 kV",65,{"$f":"Lists_Selections!H68","v":"VIC Templestowe (Jemena) 66 kV"},null,null,false,null,null,{"$error":"#N/A"},{"$error":"#N/A"},{"$error":"#N/A"},{"$error":"#N/A"},{"$error":"#N/A"},{"$error":"#N/A"},{"$error":"#N/A"},{"$error":"#N/A"},{"$error":"#N/A"},{"$error":"#N/A"}]
[null,{"$f":"IF(DataInput!B75=$B$8,IF($B$9=$B$10,TRUE,IF(DataInput!E75=$B$9,TRUE,FALSE)))","v":true},null,null,{"$f":"IF(B76=TRUE,DataInput!B75,NA())","v":"VIC"},{"$f":"IF($E76=DataInput!$B75,DataInput!C75,NA())","v":"ATSBJ"},{"$f":"IF($E76=DataInput!$B75,DataInput!D75,NA())","v":"Altona-Brooklyn (Jemena) 66 kV"},{"$f":"IF($E76=DataInput!$B75,DataInput!E75,NA())","v":"Jemena"},{"$f":"IF($E76=DataInput!$B75,DataInput!F75,NA())","v":"Winter"},{"$f":"IF($E76=DataInput!$B75,DataInput!G75,NA())","v":"Non-Coincident"},{"$f":"IF($E76=DataInput!$B75,DataInput!H75,NA())","v":2020},{"$f":"IF($E76=DataInput!$B75,DataInput!I75,NA())","v":"POE10"},{"$f":"IF($E76=DataInput!$B75,DataInput!J75,NA())","v":102.419713650544},{"$f":"IF($E76=DataInput!$B75,DataInput!K75,NA())","v":1},null,null,{"$f":"IF(OR(ISERROR(E76),ISERROR(G76)),\"  \",E76&\" \"&G76)","v":"VIC Altona-Brooklyn (Jemena) 66 kV"},66,{"$f":"Lists_Selections!H69","v":"VIC Templestowe (United Energy) 66 kV"},null,null,{"$f":"IF(ISERROR(G76),FALSE,IF($V$9=G76,TRUE,FALSE))","v":false},null,null,{"$f":"IF($V76=TRUE,E76,NA())","v":{"$error":"#N/A"}},{"$error":"#N/A"},{"$error":"#N/A"},{"$error":"#N/A"},{"$error":"#N/A"},{"$error":"#N/A"},{"$error":"#N/A"},{"$error":"#N/A"},{"$error":"#N/A"},{"$error":"#N/A"}]
[null,{"$f":"IF(DataInput!B76=$B$8,IF($B$9=$B$10,TRUE,IF(DataInput!E76=$B$9,TRUE,FALSE)))","v":true},null,null,{"$f":"IF(B77=TRUE,DataInput!B76,NA())","v":"VIC"},{"$f":"IF($E77=DataInput!$B76,DataInput!C76,NA())","v":"ATSBJ"},{"$f":"IF($E77=DataInput!$B76,DataInput!D76,NA())","v":"Altona-Brooklyn (Jemena) 66 kV"},{"$f":"IF($E77=DataInput!$B76,DataInput!E76,NA())","v":"Jemena"},{"$f":"IF($E77=DataInput!$B76,DataInput!F76,NA())","v":"Winter"},{"$f":"IF($E77=DataInput!$B76,DataInput!G76,NA())","v":"Non-Coincident"},{"$f":"IF($E77=DataInput!$B76,DataInput!H76,NA())","v":2021},{"$f":"IF($E77=DataInput!$B76,DataInput!I76,NA())","v":"POE10"},{"$f":"IF($E77=DataInput!$B76,DataInput!J76,NA())","v":101.154807460572},{"$f":"IF($E77=DataInput!$B76,DataInput!K76,NA())","v":1},null,null,"VIC Altona-Brooklyn (Jemena) 66 kV",67,{"$f":"Lists_Selections!H70","v":"VIC Terang (Powercor) 66 kV"},null,null,false,null,null,{"$error":"#N/A"},{"$error":"#N/A"},{"$error":"#N/A"},{"$error":"#N/A"},{"$error":"#N/A"},{"$error":"#N/A"},{"$error":"#N/A"},{"$error":"#N/A"},{"$error":"#N/A"},{"$error":"#N/A"}]
[null,{"$f":"IF(DataInput!B77=$B$8,IF($B$9=$B$10,TRUE,IF(DataInput!E77=$B$9,TRUE,FALSE)))","v":true},null,null,{"$f":"IF(B78=TRUE,DataInput!B77,NA())","v":"VIC"},{"$f":"IF($E78=DataInput!$B77,DataInput!C77,NA())","v":"ATSBJ"},{"$f":"IF($E78=DataInput!$B77,DataInput!D77,NA())","v":"Altona-Brooklyn (Jemena) 66 kV"},{"$f":"IF($E78=DataInput!$B77,DataInput!E77,NA())","v":"Jemena"},{"$f":"IF($E78=DataInput!$B77,DataInput!F77,NA())","v":"Winter"},{"$f":"IF($E78=DataInput!$B77,DataInput!G77,NA())","v":"Non-Coincident"},{"$f":"IF($E78=DataInput!$B77,DataInput!H77,NA())","v":2022},{"$f":"IF($E78=DataInput!$B77,DataInput!I77,NA())","v":"POE10"},{"$f":"IF($E78=DataInput!$B77,DataInput!J77,NA())","v":100.07585520172201},{"$f":"IF($E78=DataInput!$B77,DataInput!K77,NA())","v":1},null,null,"VIC Altona-Brooklyn (Jemena) 66 kV",68,{"$f":"Lists_Selections!H71","v":"VIC Thomastown 12 (AusNet) 66 kV"},null,null,false,null,null,{"$error":"#N/A"},{"$error":"#N/A"},{"$error":"#N/A"},{"$error":"#N/A"},{"$error":"#N/A"},{"$error":"#N/A"},{"$error":"#N/A"},{"$error":"#N/A"},{"$error":"#N/A"},{"$error":"#N/A"}]
[null,{"$f":"IF(DataInput!B78=$B$8,IF($B$9=$B$10,TRUE,IF(DataInput!E78=$B$9,TRUE,FALSE)))","v":true},null,null,{"$f":"IF(B79=TRUE,DataInput!B78,NA())","v":"VIC"},{"$f":"IF($E79=DataInput!$B78,DataInput!C78,NA())","v":"ATSBJ"},{"$f":"IF($E79=DataInput!$B78,DataInput!D78,NA())","v":"Altona-Brooklyn (Jemena) 66 kV"},{"$f":"IF($E79=DataInput!$B78,DataInput!E78,NA())","v":"Jemena"},{"$f":"IF($E79=DataInput!$B78,DataInput!F78,NA())","v":"Winter"},{"$f":"IF($E79=DataInput!$B78,DataInput!G78,NA())","v":"Non-Coincident"},{"$f":"IF($E79=DataInput!$B78,DataInput!H78,NA())","v":2023},{"$f":"IF($E79=DataInput!$B78,DataInput!I78,NA())","v":"POE10"},{"$f":"IF($E79=DataInput!$B78,DataInput!J78,NA())","v":99.386182107528697},{"$f":"IF($E79=DataInput!$B78,DataInput!K78,NA())","v":1},null,null,"VIC Altona-Brooklyn (Jemena) 66 kV",69,{"$f":"Lists_Selections!H72","v":"VIC Thomastown 12 (Jemena) 66 kV"},null,null,false,null,null,{"$error":"#N/A"},{"$error":"#N/A"},{"$error":"#N/A"},{"$error":"#N/A"},{"$error":"#N/A"},{"$error":"#N/A"},{"$error":"#N/A"},{"$error":"#N/A"},{"$error":"#N/A"},{"$error":"#N/A"}]
[null,{"$f":"IF(DataInput!B79=$B$8,IF($B$9=$B$10,TRUE,IF(DataInput!E79=$B$9,TRUE,FALSE)))","v":true},null,null,{"$f":"IF(B80=TRUE,DataInput!B79,NA())","v":"VIC"},{"$f":"IF($E80=DataInput!$B79,DataInput!C79,NA())","v":"ATSBJ"},{"$f":"IF($E80=DataInput!$B79,DataInput!D79,NA())","v":"Altona-Brooklyn (Jemena) 66 kV"},{"$f":"IF($E80=DataInput!$B79,DataInput!E79,NA())","v":"Jemena"},{"$f":"IF($E80=DataInput!$B79,DataInput!F79,NA())","v":"Winter"},{"$f":"IF($E80=DataInput!$B79,DataInput!G79,NA())","v":"Non-Coincident"},{"$f":"IF($E80=DataInput!$B79,DataInput!H79,NA())","v":2024},{"$f":"IF($E80=DataInput!$B79,DataInput!I79,NA())","v":"POE10"},{"$f":"IF($E80=DataInput!$B79,DataInput!J79,NA())","v":98.167042989116098},{"$f":"IF($E80=DataInput!$B79,DataInput!K79,NA())","v":1},null,null,"VIC Altona-Brooklyn (Jemena) 66 kV",70,{"$f":"Lists_Selections!H73","v":"VIC Thomastown 34 (Jemena) 66 kV"},null,null,false,null,null,{"$error":"#N/A"},{"$error":"#N/A"},{"$error":"#N/A"},{"$error":"#N/A"},{"$error":"#N/A"},{"$error":"#N/A"},{"$error":"#N/A"},{"$error":"#N/A"},{"$error":"#N/A"},{"$error":"#N/A"}]
[null,{"$f":"IF(DataInput!B80=$B$8,IF($B$9=$B$10,TRUE,IF(DataInput!E80=$B$9,TRUE,FALSE)))","v":true},null,null,{"$f":"IF(B81=TRUE,DataInput!B80,NA())","v":"VIC"},{"$f":"IF($E81=DataInput!$B80,DataInput!C80,NA())","v":"ATSBJ"},{"$f":"IF($E81=DataInput!$B80,DataInput!D80,NA())","v":"Altona-Brooklyn (Jemena) 66 kV"},{"$f":"IF($E81=DataInput!$B80,DataInput!E80,NA())","v":"Jemena"},{"$f":"IF($E81=DataInput!$B80,DataInput!F80,NA())","v":"Winter"},{"$f":"IF($E81=DataInput!$B80,DataInput!G80,NA())","v":"Non-Coincident"},{"$f":"IF($E81=DataInput!$B80,DataInput!H80,NA())","v":2025},{"$f":"IF($E81=DataInput!$B80,DataInput!I80,NA())","v":"POE10"},{"$f":"IF($E81=DataInput!$B80,DataInput!J80,NA())","v":96.838208205342596},{"$f":"IF($E81=DataInput!$B80,DataInput!K80,NA())","v":1},null,null,"VIC Altona-Brooklyn (Jemena) 66 kV",71,{"$f":"Lists_Selections!H74","v":"VIC Tyabb (United Energy) 66 kV"},null,null,false,null,null,{"$error":"#N/A"},{"$error":"#N/A"},{"$error":"#N/A"},{"$error":"#N/A"},{"$error":"#N/A"},{"$error":"#N/A"},{"$error":"#N/A"},{"$error":"#N/A"},{"$error":"#N/A"},{"$error":"#N/A"}]
[null,{"$f":"IF(DataInput!B81=$B$8,IF($B$9=$B$10,TRUE,IF(DataInput!E81=$B$9,TRUE,FALSE)))","v":true},null,null,{"$f":"IF(B82=TRUE,DataInput!B81,NA())","v":"VIC"},{"$f":"IF($E82=DataInput!$B81,DataInput!C81,NA())","v":"ATSBJ"},{"$f":"IF($E82=DataInput!$B81,DataInput!D81,NA())","v":"Altona-Brooklyn (Jemena) 66 kV"},{"$f":"IF($E82=DataInput!$B81,DataInput!E81,NA())","v":"Jemena"},{"$f":"IF($E82=DataInput!$B81,DataInput!F81,NA())","v":"Winter"},{"$f":"IF($E82=DataInput!$B81,DataInput!G81,NA())","v":"Non-Coincident"},{"$f":"IF($E82=DataInput!$B81,DataInput!H81,NA())","v":2016},{"$f":"IF($E82=DataInput!$B81,DataInput!I81,NA())","v":"POE50"},{"$f":"IF($E82=DataInput!$B81,DataInput!J81,NA())","v":105.82468237659801},{"$f":"IF($E82=DataInput!$B81,DataInput!K81,NA())","v":1},null,null,"VIC Altona-Brooklyn (Jemena) 66 kV",72,{"$f":"Lists_Selections!H75","v":"VIC Wemen (Powercor) 66 kV"},null,null,false,null,null,{"$error":"#N/A"},{"$error":"#N/A"},{"$error":"#N/A"},{"$error":"#N/A"},{"$error":"#N/A"},{"$error":"#N/A"},{"$error":"#N/A"},{"$error":"#N/A"},{"$error":"#N/A"},{"$error":"#N/A"}]
[null,{"$f":"IF(DataInput!B82=$B$8,IF($B$9=$B$10,TRUE,IF(DataInput!E82=$B$9,TRUE,FALSE)))","v":true},null,null,{"$f":"IF(B83=TRUE,DataInput!B82,NA())","v":"VIC"},{"$f":"IF($E83=DataInput!$B82,DataInput!C82,NA())","v":"ATSBJ"},{"$f":"IF($E83=DataInput!$B82,DataInput!D82,NA())","v":"Altona-Brooklyn (Jemena) 66 kV"},{"$f":"IF($E83=DataInput!$B82,DataInput!E82,NA())","v":"Jemena"},{"$f":"IF($E83=DataInput!$B82,DataInput!F82,NA())","v":"Winter"},{"$f":"IF($E83=DataInput!$B82,DataInput!G82,NA())","v":"Non-Coincident"},{"$f":"IF($E83=DataInput!$B82,DataInput!H82,NA())","v":2017},{"$f":"IF($E83=DataInput!$B82,DataInput!I82,NA())","v":"POE50"},{"$f":"IF($E83=DataInput!$B82,DataInput!J82,NA())","v":104.830686614122},{"$f":"IF($E83=DataInput!$B82,DataInput!K82,NA())","v":1},null,null,"VIC Altona-Brooklyn (Jemena) 66 kV",73,{"$f":"Lists_Selections!H76","v":"VIC West Melbourne (CitiPower) 22 kV"},null,null,false,null,null,{"$error":"#N/A"},{"$error":"#N/A"},{"$error":"#N/A"},{"$error":"#N/A"},{"$error":"#N/A"},{"$error":"#N/A"},{"$error":"#N/A"},{"$error":"#N/A"},{"$error":"#N/A"},{"$error":"#N/A"}]
[null,{"$f":"IF(DataInput!B83=$B$8,IF($B$9=$B$10,TRUE,IF(DataInput!E83=$B$9,TRUE,FALSE)))","v":true},null,null,{"$f":"IF(B84=TRUE,DataInput!B83,NA())","v":"VIC"},{"$f":"IF($E84=DataInput!$B83,DataInput!C83,NA())","v":"ATSBJ"},{"$f":"IF($E84=DataInput!$B83,DataInput!D83,NA())","v":"Altona-Brooklyn (Jemena) 66 kV"},{"$f":"IF($E84=DataInput!$B83,DataInput!E83,NA())","v":"Jemena"},{"$f":"IF($E84=DataInput!$B83,DataInput!F83,NA())","v":"Winter"},{"$f":"IF($E84=DataInput!$B83,DataInput!G83,NA())","v":"Non-Coincident"},{"$f":"IF($E84=DataInput!$B83,DataInput!H83,NA())","v":2018},{"$f":"IF($E84=DataInput!$B83,DataInput!I83,NA())","v":"POE50"},{"$f":"IF($E84=DataInput!$B83,DataInput!J83,NA())","v":102.638218297685},{"$f":"IF($E84=DataInput!$B83,DataInput!K83,NA())","v":1},null,null,"VIC Altona-Brooklyn (Jemena) 66 kV",74,{"$f":"Lists_Selections!H77","v":"VIC West Melbourne (CitiPower) 66 kV"},null,null,false,null,null,{"$error":"#N/A"},{"$error":"#N/A"},{"$error":"#N/A"},{"$error":"#N/A"},{"$error":"#N/A"},{"$error":"#N/A"},{"$error":"#N/A"},{"$error":"#N/A"},{"$error":"#N/A"},{"$error":"#N/A"}]
[null,{"$f":"IF(DataInput!B84=$B$8,IF($B$9=$B$10,TRUE,IF(DataInput!E84=$B$9,TRUE,FALSE)))","v":true},null,null,{"$f":"IF(B85=TRUE,DataInput!B84,NA())","v":"VIC"},{"$f":"IF($E85=DataInput!$B84,DataInput!C84,NA())","v":"ATSBJ"},{"$f":"IF($E85=DataInput!$B84,DataInput!D84,NA())","v":"Altona-Brooklyn (Jemena) 66 kV"},{"$f":"IF($E85=DataInput!$B84,DataInput!E84,NA())","v":"Jemena"},{"$f":"IF($E85=DataInput!$B84,DataInput!F84,NA())","v":"Winter"},{"$f":"IF($E85=DataInput!$B84,DataInput!G84,NA())","v":"Non-Coincident"},{"$f":"IF($E85=DataInput!$B84,DataInput!H84,NA())","v":2019},{"$f":"IF($E85=DataInput!$B84,DataInput!I84,NA())","v":"POE50"},{"$f":"IF($E85=DataInput!$B84,DataInput!J84,NA())","v":101.18819423541601},{"$f":"IF($E85=DataInput!$B84,DataInput!K84,NA())","v":1},null,null,"VIC Altona-Brooklyn (Jemena) 66 kV",75,{"$f":"Lists_Selections!H78","v":"VIC West Melbourne (Jemena) 66 kV"},null,null,false,null,null,{"$error":"#N/A"},{"$error":"#N/A"},{"$error":"#N/A"},{"$error":"#N/A"},{"$error":"#N/A"},{"$error":"#N/A"},{"$error":"#N/A"},{"$error":"#N/A"},{"$error":"#N/A"},{"$error":"#N/A"}]
[null,{"$f":"IF(DataInput!B85=$B$8,IF($B$9=$B$10,TRUE,IF(DataInput!E85=$B$9,TRUE,FALSE)))","v":true},null,null,{"$f":"IF(B86=TRUE,DataInput!B85,NA())","v":"VIC"},{"$f":"IF($E86=DataInput!$B85,DataInput!C85,NA())","v":"ATSBJ"},{"$f":"IF($E86=DataInput!$B85,DataInput!D85,NA())","v":"Altona-Brooklyn (Jemena) 66 kV"},{"$f":"IF($E86=DataInput!$B85,DataInput!E85,NA())","v":"Jemena"},{"$f":"IF($E86=DataInput!$B85,DataInput!F85,NA())","v":"Winter"},{"$f":"IF($E86=DataInput!$B85,DataInput!G85,NA())","v":"Non-Coincident"},{"$f":"IF($E86=DataInput!$B85,DataInput!H85,NA())","v":2020},{"$f":"IF($E86=DataInput!$B85,DataInput!I85,NA())","v":"POE50"},{"$f":"IF($E86=DataInput!$B85,DataInput!J85,NA())","v":100.03351015657699},{"$f":"IF($E86=DataInput!$B85,DataInput!K85,NA())","v":1},null,null,"VIC Altona-Brooklyn (Jemena) 66 kV",76,{"$f":"Lists_Selections!H79","v":"VIC Wodonga (AusNet) 22 kV"},null,null,false,null,null,{"$error":"#N/A"},{"$error":"#N/A"},{"$error":"#N/A"},{"$error":"#N/A"},{"$error":"#N/A"},{"$error":"#N/A"},{"$error":"#N/A"},{"$error":"#N/A"},{"$error":"#N/A"},{"$error":"#N/A"}]
[null,{"$f":"IF(DataInput!B86=$B$8,IF($B$9=$B$10,TRUE,IF(DataInput!E86=$B$9,TRUE,FALSE)))","v":true},null,null,{"$f":"IF(B87=TRUE,DataInput!B86,NA())","v":"VIC"},{"$f":"IF($E87=DataInput!$B86,DataInput!C86,NA())","v":"ATSBJ"},{"$f":"IF($E87=DataInput!$B86,DataInput!D86,NA())","v":"Altona-Brooklyn (Jemena) 66 kV"},{"$f":"IF($E87=DataInput!$B86,DataInput!E86,NA())","v":"Jemena"},{"$f":"IF($E87=DataInput!$B86,DataInput!F86,NA())","v":"Winter"},{"$f":"IF($E87=DataInput!$B86,DataInput!G86,NA())","v":"Non-Coincident"},{"$f":"IF($E87=DataInput!$B86,DataInput!H86,NA())","v":2021},{"$f":"IF($E87=DataInput!$B86,DataInput!I86,NA())","v":"POE50"},{"$f":"IF($E87=DataInput!$B86,DataInput!J86,NA())","v":98.776832798142294},{"$f":"IF($E87=DataInput!$B86,DataInput!K86,NA())","v":1},null,null,"VIC Altona-Brooklyn (Jemena) 66 kV",77,{"$f":"Lists_Selections!H80","v":"VIC Wodonga (AusNet) 66 kV"},null,null,false,null,null,{"$error":"#N/A"},{"$error":"#N/A"},{"$error":"#N/A"},{"$error":"#N/A"},{"$error":"#N/A"},{"$error":"#N/A"},{"$error":"#N/A"},{"$error":"#N/A"},{"$error":"#N/A"},{"$error":"#N/A"}]
[null,{"$f":"IF(DataInput!B87=$B$8,IF($B$9=$B$10,TRUE,IF(DataInput!E87=$B$9,TRUE,FALSE)))","v":true},null,null,{"$f":"IF(B88=TRUE,DataInput!B87,NA())","v":"VIC"},{"$f":"IF($E88=DataInput!$B87,DataInput!C87,NA())","v":"ATSBJ"},{"$f":"IF($E88=DataInput!$B87,DataInput!D87,NA())","v":"Altona-Brooklyn (Jemena) 66 kV"},{"$f":"IF($E88=DataInput!$B87,DataInput!E87,NA())","v":"Jemena"},{"$f":"IF($E88=DataInput!$B87,DataInput!F87,NA())","v":"Winter"},{"$f":"IF($E88=DataInput!$B87,DataInput!G87,NA())","v":"Non-Coincident"},{"$f":"IF($E88=DataInput!$B87,DataInput!H87,NA())","v":2022},{"$f":"IF($E88=DataInput!$B87,DataInput!I87,NA())","v":"POE50"},{"$f":"IF($E88=DataInput!$B87,DataInput!J87,NA())","v":97.610738623161296},{"$f":"IF($E88=DataInput!$B87,DataInput!K87,NA())","v":1},null,null,"VIC Altona-Brooklyn (Jemena) 66 kV",78,{"$f":"Lists_Selections!H81","v":"VIC Yallourn (AusNet) 11 kV"},null,null,false,null,null,{"$error":"#N/A"},{"$error":"#N/A"},{"$error":"#N/A"},{"$error":"#N/A"},{"$error":"#N/A"},{"$error":"#N/A"},{"$error":"#N/A"},{"$error":"#N/A"},{"$error":"#N/A"},{"$error":"#N/A"}]
[null,{"$f":"IF(DataInput!B88=$B$8,IF($B$9=$B$10,TRUE,IF(DataInput!E88=$B$9,TRUE,FALSE)))","v":true},null,null,{"$f":"IF(B89=TRUE,DataInput!B88,NA())","v":"VIC"},{"$f":"IF($E89=DataInput!$B88,DataInput!C88,NA())","v":"ATSBJ"},{"$f":"IF($E89=DataInput!$B88,DataInput!D88,NA())","v":"Altona-Brooklyn (Jemena) 66 kV"},{"$f":"IF($E89=DataInput!$B88,DataInput!E88,NA())","v":"Jemena"},{"$f":"IF($E89=DataInput!$B88,DataInput!F88,NA())","v":"Winter"},{"$f":"IF($E89=DataInput!$B88,DataInput!G88,NA())","v":"Non-Coincident"},{"$f":"IF($E89=DataInput!$B88,DataInput!H88,NA())","v":2023},{"$f":"IF($E89=DataInput!$B88,DataInput!I88,NA())","v":"POE50"},{"$f":"IF($E89=DataInput!$B88,DataInput!J88,NA())","v":96.8515460916054},{"$f":"IF($E89=DataInput!$B88,DataInput!K88,NA())","v":1},null,null,"VIC Altona-Brooklyn (Jemena) 66 kV",79,{"$f":"Lists_Selections!H82","v":" "},null,null,false,null,null,{"$error":"#N/A"},{"$error":"#N/A"},{"$error":"#N/A"},{"$error":"#N/A"},{"$error":"#N/A"},{"$error":"#N/A"},{"$error":"#N/A"},{"$error":"#N/A"},{"$error":"#N/A"},{"$error":"#N/A"}]
[null,{"$f":"IF(DataInput!B89=$B$8,IF($B$9=$B$10,TRUE,IF(DataInput!E89=$B$9,TRUE,FALSE)))","v":true},null,null,{"$f":"IF(B90=TRUE,DataInput!B89,NA())","v":"VIC"},{"$f":"IF($E90=DataInput!$B89,DataInput!C89,NA())","v":"ATSBJ"},{"$f":"IF($E90=DataInput!$B89,DataInput!D89,NA())","v":"Altona-Brooklyn (Jemena) 66 kV"},{"$f":"IF($E90=DataInput!$B89,DataInput!E89,NA())","v":"Jemena"},{"$f":"IF($E90=DataInput!$B89,DataInput!F89,NA())","v":"Winter"},{"$f":"IF($E90=DataInput!$B89,DataInput!G89,NA())","v":"Non-Coincident"},{"$f":"IF($E90=DataInput!$B89,DataInput!H89,NA())","v":2024},{"$f":"IF($E90=DataInput!$B89,DataInput!I89,NA())","v":"POE50"},{"$f":"IF($E90=DataInput!$B89,DataInput!J89,NA())","v":95.590203697248597},{"$f":"IF($E90=DataInput!$B89,DataInput!K89,NA())","v":1},null,null,"VIC Altona-Brooklyn (Jemena) 66 kV",80,{"$f":"Lists_Selections!H83","v":" "},null,null,false,null,null,{"$error":"#N/A"},{"$error":"#N/A"},{"$error":"#N/A"},{"$error":"#N/A"},{"$error":"#N/A"},{"$error":"#N/A"},{"$error":"#N/A"},{"$error":"#N/A"},{"$error":"#N/A"},{"$error":"#N/A"}]
[null,{"$f":"IF(DataInput!B90=$B$8,IF($B$9=$B$10,TRUE,IF(DataInput!E90=$B$9,TRUE,FALSE)))","v":true},null,null,{"$f":"IF(B91=TRUE,DataInput!B90,NA())","v":"VIC"},{"$f":"IF($E91=DataInput!$B90,DataInput!C90,NA())","v":"ATSBJ"},{"$f":"IF($E91=DataInput!$B90,DataInput!D90,NA())","v":"Altona-Brooklyn (Jemena) 66 kV"},{"$f":"IF($E91=DataInput!$B90,DataInput!E90,NA())","v":"Jemena"},{"$f":"IF($E91=DataInput!$B90,DataInput!F90,NA())","v":"Winter"},{"$f":"IF($E91=DataInput!$B90,DataInput!G90,NA())","v":"Non-Coincident"},{"$f":"IF($E91=DataInput!$B90,DataInput!H90,NA())","v":2025},{"$f":"IF($E91=DataInput!$B90,DataInput!I90,NA())","v":"POE50"},{"$f":"IF($E91=DataInput!$B90,DataInput!J90,NA())","v":94.333288171128501},{"$f":"IF($E91=DataInput!$B90,DataInput!K90,NA())","v":1},null,null,"VIC Altona-Brooklyn (Jemena) 66 kV",81,{"$f":"Lists_Selections!H84","v":" "},null,null,false,null,null,{"$error":"#N/A"},{"$error":"#N/A"},{"$error":"#N/A"},{"$error":"#N/A"},{"$error":"#N/A"},{"$error":"#N/A"},{"$error":"#N/A"},{"$error":"#N/A"},{"$error":"#N/A"},{"$error":"#N/A"}]
[null,{"$f":"IF(DataInput!B91=$B$8,IF($B$9=$B$10,TRUE,IF(DataInput!E91=$B$9,TRUE,FALSE)))","v":true},null,null,{"$f":"IF(B92=TRUE,DataInput!B91,NA())","v":"VIC"},{"$f":"IF($E92=DataInput!$B91,DataInput!C91,NA())","v":"ATSBP"},{"$f":"IF($E92=DataInput!$B91,DataInput!D91,NA())","v":"Altona-Brooklyn (Powercor) 66 kV"},{"$f":"IF($E92=DataInput!$B91,DataInput!E91,NA())","v":"Powercor"},{"$f":"IF($E92=DataInput!$B91,DataInput!F91,NA())","v":"Summer"},{"$f":"IF($E92=DataInput!$B91,DataInput!G91,NA())","v":"Non-Coincident"},{"$f":"IF($E92=DataInput!$B91,DataInput!H91,NA())","v":2017},{"$f":"IF($E92=DataInput!$B91,DataInput!I91,NA())","v":"POE10"},{"$f":"IF($E92=DataInput!$B91,DataInput!J91,NA())","v":194.89158996970801},{"$f":"IF($E92=DataInput!$B91,DataInput!K91,NA())","v":0.97114278480828098},null,null,"VIC Altona-Brooklyn (Powercor) 66 kV",82,{"$f":"Lists_Selections!H85","v":" "},null,null,false,null,null,{"$error":"#N/A"},{"$error":"#N/A"},{"$error":"#N/A"},{"$error":"#N/A"},{"$error":"#N/A"},{"$error":"#N/A"},{"$error":"#N/A"},{"$error":"#N/A"},{"$error":"#N/A"},{"$error":"#N/A"}]
[null,{"$f":"IF(DataInput!B92=$B$8,IF($B$9=$B$10,TRUE,IF(DataInput!E92=$B$9,TRUE,FALSE)))","v":true},null,null,{"$f":"IF(B93=TRUE,DataInput!B92,NA())","v":"VIC"},{"$f":"IF($E93=DataInput!$B92,DataInput!C92,NA())","v":"ATSBP"},{"$f":"IF($E93=DataInput!$B92,DataInput!D92,NA())","v":"Altona-Brooklyn (Powercor) 66 kV"},{"$f":"IF($E93=DataInput!$B92,DataInput!E92,NA())","v":"Powercor"},{"$f":"IF($E93=DataInput!$B92,DataInput!F92,NA())","v":"Summer"},{"$f":"IF($E93=DataInput!$B92,DataInput!G92,NA())","v":"Non-Coincident"},{"$f":"IF($E93=DataInput!$B92,DataInput!H92,NA())","v":2018},{"$f":"IF($E93=DataInput!$B92,DataInput!I92,NA())","v":"POE10"},{"$f":"IF($E93=DataInput!$B92,DataInput!J92,NA())","v":173.60184293136601},{"$f":"IF($E93=DataInput!$B92,DataInput!K92,NA())","v":0.95471691967372896},null,null,"VIC Altona-Brooklyn (Powercor) 66 kV",83,{"$f":"Lists_Selections!H86","v":" "},null,null,false,null,null,{"$error":"#N/A"},{"$error":"#N/A"},{"$error":"#N/A"},{"$error":"#N/A"},{"$error":"#N/A"},{"$error":"#N/A"},{"$error":"#N/A"},{"$error":"#N/A"},{"$error":"#N/A"},{"$error":"#N/A"}]
[null,{"$f":"IF(DataInput!B93=$B$8,IF($B$9=$B$10,TRUE,IF(DataInput!E93=$B$9,TRUE,FALSE)))","v":true},null,null,{"$f":"IF(B94=TRUE,DataInput!B93,NA())","v":"VIC"},{"$f":"IF($E94=DataInput!$B93,DataInput!C93,NA())","v":"ATSBP"},{"$f":"IF($E94=DataInput!$B93,DataInput!D93,NA())","v":"Altona-Brooklyn (Powercor) 66 kV"},{"$f":"IF($E94=DataInput!$B93,DataInput!E93,NA())","v":"Powercor"},{"$f":"IF($E94=DataInput!$B93,DataInput!F93,NA())","v":"Summer"},{"$f":"IF($E94=DataInput!$B93,DataInput!G93,NA())","v":"Non-Coincident"},{"$f":"IF($E94=DataInput!$B93,DataInput!H93,NA())","v":2019},{"$f":"IF($E94=DataInput!$B93,DataInput!I93,NA())","v":"POE10"},{"$f":"IF($E94=DataInput!$B93,DataInput!J93,NA())","v":177.89334280393501},{"$f":"IF($E94=DataInput!$B93,DataInput!K93,NA())","v":0.96032645107219206},null,null,"VIC Altona-Brooklyn (Powercor) 66 kV",84,{"$f":"Lists_Selections!H87","v":" "},null,null,false,null,null,{"$error":"#N/A"},{"$error":"#N/A"},{"$error":"#N/A"},{"$error":"#N/A"},{"$error":"#N/A"},{"$error":"#N/A"},{"$error":"#N/A"},{"$error":"#N/A"},{"$error":"#N/A"},{"$error":"#N/A"}]
[null,{"$f":"IF(DataInput!B94=$B$8,IF($B$9=$B$10,TRUE,IF(DataInput!E94=$B$9,TRUE,FALSE)))","v":true},null,null,{"$f":"IF(B95=TRUE,DataInput!B94,NA())","v":"VIC"},{"$f":"IF($E95=DataInput!$B94,DataInput!C94,NA())","v":"ATSBP"},{"$f":"IF($E95=DataInput!$B94,DataInput!D94,NA())","v":"Altona-Brooklyn (Powercor) 66 kV"},{"$f":"IF($E95=DataInput!$B94,DataInput!E94,NA())","v":"Powercor"},{"$f":"IF($E95=DataInput!$B94,DataInput!F94,NA())","v":"Summer"},{"$f":"IF($E95=DataInput!$B94,DataInput!G94,NA())","v":"Non-Coincident"},{"$f":"IF($E95=DataInput!$B94,DataInput!H94,NA())","v":2020},{"$f":"IF($E95=DataInput!$B94,DataInput!I94,NA())","v":"POE10"},{"$f":"IF($E95=DataInput!$B94,DataInput!J94,NA())","v":181.24543165664701},{"$f":"IF($E95=DataInput!$B94,DataInput!K94,NA())","v":0.96526286577547804},null,null,"VIC Altona-Brooklyn (Powercor) 66 kV",85,{"$f":"Lists_Selections!H88","v":" "},null,null,false,null,null,{"$error":"#N/A"},{"$error":"#N/A"},{"$error":"#N/A"},{"$error":"#N/A"},{"$error":"#N/A"},{"$error":"#N/A"},{"$error":"#N/A"},{"$error":"#N/A"},{"$error":"#N/A"},{"$error":"#N/A"}]
[null,{"$f":"IF(DataInput!B95=$B$8,IF($B$9=$B$10,TRUE,IF(DataInput!E95=$B$9,TRUE,FALSE)))","v":true},null,null,{"$f":"IF(B96=TRUE,DataInput!B95,NA())","v":"VIC"},{"$f":"IF($E96=DataInput!$B95,DataInput!C95,NA())","v":"ATSBP"},{"$f":"IF($E96=DataInput!$B95,DataInput!D95,NA())","v":"Altona-Brooklyn (Powercor) 66 kV"},{"$f":"IF($E96=DataInput!$B95,DataInput!E95,NA())","v":"Powercor"},{"$f":"IF($E96=DataInput!$B95,DataInput!F95,NA())","v":"Summer"},{"$f":"IF($E96=DataInput!$B95,DataInput!G95,NA())","v":"Non-Coincident"},{"$f":"IF($E96=DataInput!$B95,DataInput!H95,NA())","v":2021},{"$f":"IF($E96=DataInput!$B95,DataInput!I95,NA())","v":"POE10"},{"$f":"IF($E96=DataInput!$B95,DataInput!J95,NA())","v":185.947786007818},{"$f":"IF($E96=DataInput!$B95,DataInput!K95,NA())","v":0.97267543319949801},null,null,"VIC Altona-Brooklyn (Powercor) 66 kV",86,{"$f":"Lists_Selections!H89","v":" "},null,null,false,null,null,{"$error":"#N/A"},{"$error":"#N/A"},{"$error":"#N/A"},{"$error":"#N/A"},{"$error":"#N/A"},{"$error":"#N/A"},{"$error":"#N/A"},{"$error":"#N/A"},{"$error":"#N/A"},{"$error":"#N/A"}]
[null,{"$f":"IF(DataInput!B96=$B$8,IF($B$9=$B$10,TRUE,IF(DataInput!E96=$B$9,TRUE,FALSE)))","v":true},null,null,{"$f":"IF(B97=TRUE,DataInput!B96,NA())","v":"VIC"},{"$f":"IF($E97=DataInput!$B96,DataInput!C96,NA())","v":"ATSBP"},{"$f":"IF($E97=DataInput!$B96,DataInput!D96,NA())","v":"Altona-Brooklyn (Powercor) 66 kV"},{"$f":"IF($E97=DataInput!$B96,DataInput!E96,NA())","v":"Powercor"},{"$f":"IF($E97=DataInput!$B96,DataInput!F96,NA())","v":"Summer"},{"$f":"IF($E97=DataInput!$B96,DataInput!G96,NA())","v":"Non-Coincident"},{"$f":"IF($E97=DataInput!$B96,DataInput!H96,NA())","v":2022},{"$f":"IF($E97=DataInput!$B96,DataInput!I96,NA())","v":"POE10"},{"$f":"IF($E97=DataInput!$B96,DataInput!J96,NA())","v":189.486091159838},{"$f":"IF($E97=DataInput!$B96,DataInput!K96,NA())","v":0.97277770138366204},null,null,"VIC Altona-Brooklyn (Powercor) 66 kV",87,{"$f":"Lists_Selections!H90","v":" "},null,null,false,null,null,{"$error":"#N/A"},{"$error":"#N/A"},{"$error":"#N/A"},{"$error":"#N/A"},{"$error":"#N/A"},{"$error":"#N/A"},{"$error":"#N/A"},{"$error":"#N/A"},{"$error":"#N/A"},{"$error":"#N/A"}]
[null,{"$f":"IF(DataInput!B97=$B$8,IF($B$9=$B$10,TRUE,IF(DataInput!E97=$B$9,TRUE,FALSE)))","v":true},null,null,{"$f":"IF(B98=TRUE,DataInput!B97,NA())","v":"VIC"},{"$f":"IF($E98=DataInput!$B97,DataInput!C97,NA())","v":"ATSBP"},{"$f":"IF($E98=DataInput!$B97,DataInput!D97,NA())","v":"Altona-Brooklyn (Powercor) 66 kV"},{"$f":"IF($E98=DataInput!$B97,DataInput!E97,NA())","v":"Powercor"},{"$f":"IF($E98=DataInput!$B97,DataInput!F97,NA())","v":"Summer"},{"$f":"IF($E98=DataInput!$B97,DataInput!G97,NA())","v":"Non-Coincident"},{"$f":"IF($E98=DataInput!$B97,DataInput!H97,NA())","v":2023},{"$f":"IF($E98=DataInput!$B97,DataInput!I97,NA())","v":"POE10"},{"$f":"IF($E98=DataInput!$B97,DataInput!J97,NA())","v":193.83818526676399},{"$f":"IF($E98=DataInput!$B97,DataInput!K97,NA())","v":0.97294368183858804},null,null,"VIC Altona-Brooklyn (Powercor) 66 kV",88,{"$f":"Lists_Selections!H91","v":" "},null,null,false,null,null,{"$error":"#N/A"},{"$error":"#N/A"},{"$error":"#N/A"},{"$error":"#N/A"},{"$error":"#N/A"},{"$error":"#N/A"},{"$error":"#N/A"},{"$error":"#N/A"},{"$error":"#N/A"},{"$error":"#N/A"}]
[null,{"$f":"IF(DataInput!B98=$B$8,IF($B$9=$B$10,TRUE,IF(DataInput!E98=$B$9,TRUE,FALSE)))","v":true},null,null,{"$f":"IF(B99=TRUE,DataInput!B98,NA())","v":"VIC"},{"$f":"IF($E99=DataInput!$B98,DataInput!C98,NA())","v":"ATSBP"},{"$f":"IF($E99=DataInput!$B98,DataInput!D98,NA())","v":"Altona-Brooklyn (Powercor) 66 kV"},{"$f":"IF($E99=DataInput!$B98,DataInput!E98,NA())","v":"Powercor"},{"$f":"IF($E99=DataInput!$B98,DataInput!F98,NA())","v":"Summer"},{"$f":"IF($E99=DataInput!$B98,DataInput!G98,NA())","v":"Non-Coincident"},{"$f":"IF($E99=DataInput!$B98,DataInput!H98,NA())","v":2024},{"$f":"IF($E99=DataInput!$B98,DataInput!I98,NA())","v":"POE10"},{"$f":"IF($E99=DataInput!$B98,DataInput!J98,NA())","v":198.49569820875101},{"$f":"IF($E99=DataInput!$B98,DataInput!K98,NA())","v":0.97303233566025504},null,null,"VIC Altona-Brooklyn (Powercor) 66 kV",89,{"$f":"Lists_Selections!H92","v":" "},null,null,false,null,null,{"$error":"#N/A"},{"$f":"IF($V99=TRUE,F99,NA())","v":{"$error":"#N/A"}},{"$f":"IF($V99=TRUE,G99,NA())","v":{"$error":"#N/A"}},{"$f":"IF($V99=TRUE,H99,NA())","v":{"$error":"#N/A"}},{"$f":"IF($V99=TRUE,I99,NA())","v":{"$error":"#N/A"}},{"$f":"IF($V99=TRUE,J99,NA())","v":{"$error":"#N/A"}},{"$f":"IF($V99=TRUE,K99,NA())","v":{"$error":"#N/A"}},{"$f":"IF($V99=TRUE,L99,NA())","v":{"$error":"#N/A"}},{"$f":"IF($V99=TRUE,M99,NA())","v":{"$error":"#N/A"}},{"$f":"IF($V99=TRUE,N99,NA())","v":{"$error":"#N/A"}}]
[null,{"$f":"IF(DataInput!B99=$B$8,IF($B$9=$B$10,TRUE,IF(DataInput!E99=$B$9,TRUE,FALSE)))","v":true},null,null,{"$f":"IF(B100=TRUE,DataInput!B99,NA())","v":"VIC"},{"$f":"IF($E100=DataInput!$B99,DataInput!C99,NA())","v":"ATSBP"},{"$f":"IF($E100=DataInput!$B99,DataInput!D99,NA())","v":"Altona-Brooklyn (Powercor) 66 kV"},{"$f":"IF($E100=DataInput!$B99,DataInput!E99,NA())","v":"Powercor"},{"$f":"IF($E100=DataInput!$B99,DataInput!F99,NA())","v":"Summer"},{"$f":"IF($E100=DataInput!$B99,DataInput!G99,NA())","v":"Non-Coincident"},{"$f":"IF($E100=DataInput!$B99,DataInput!H99,NA())","v":2025},{"$f":"IF($E100=DataInput!$B99,DataInput!I99,NA())","v":"POE10"},{"$f":"IF($E100=DataInput!$B99,DataInput!J99,NA())","v":201.86439959483499},{"$f":"IF($E100=DataInput!$B99,DataInput!K99,NA())","v":0.97312584806449698},null,null,"VIC Altona-Brooklyn (Powercor) 66 kV",90,{"$f":"Lists_Selections!H93","v":"SCROLL UP"},null,null,false,null,null,{"$error":"#N/A"},{"$error":"#N/A"},{"$error":"#N/A"},{"$error":"#N/A"},{"$error":"#N/A"},{"$error":"#N/A"},{"$error":"#N/A"},{"$error":"#N/A"},{"$error":"#N/A"},{"$error":"#N/A"}]
[null,{"$f":"IF(DataInput!B100=$B$8,IF($B$9=$B$10,TRUE,IF(DataInput!E100=$B$9,TRUE,FALSE)))","v":true},null,null,{"$f":"IF(B101=TRUE,DataInput!B100,NA())","v":"VIC"},{"$f":"IF($E101=DataInput!$B100,DataInput!C100,NA())","v":"ATSBP"},{"$f":"IF($E101=DataInput!$B100,DataInput!D100,NA())","v":"Altona-Brooklyn (Powercor) 66 kV"},{"$f":"IF($E101=DataInput!$B100,DataInput!E100,NA())","v":"Powercor"},{"$f":"IF($E101=DataInput!$B100,DataInput!F100,NA())","v":"Summer"},{"$f":"IF($E101=DataInput!$B100,DataInput!G100,NA())","v":"Non-Coincident"},{"$f":"IF($E101=DataInput!$B100,DataInput!H100,NA())","v":2026},{"$f":"IF($E101=DataInput!$B100,DataInput!I100,NA())","v":"POE10"},{"$f":"IF($E101=DataInput!$B100,DataInput!J100,NA())","v":206.20668833037399},{"$f":"IF($E101=DataInput!$B100,DataInput!K100,NA())","v":0.97321931506681403},null,null,"VIC Altona-Brooklyn (Powercor) 66 kV",91,{"$f":"Lists_Selections!H94","v":""},null,null,false,null,null,{"$error":"#N/A"},{"$error":"#N/A"},{"$error":"#N/A"},{"$error":"#N/A"},{"$error":"#N/A"},{"$error":"#N/A"},{"$error":"#N/A"},{"$error":"#N/A"},{"$error":"#N/A"},{"$error":"#N/A"}]
[null,{"$f":"IF(DataInput!B101=$B$8,IF($B$9=$B$10,TRUE,IF(DataInput!E101=$B$9,TRUE,FALSE)))","v":true},null,null,{"$f":"IF(B102=TRUE,DataInput!B101,NA())","v":"VIC"},{"$f":"IF($E102=DataInput!$B101,DataInput!C101,NA())","v":"ATSBP"},{"$f":"IF($E102=DataInput!$B101,DataInput!D101,NA())","v":"Altona-Brooklyn (Powercor) 66 kV"},{"$f":"IF($E102=DataInput!$B101,DataInput!E101,NA())","v":"Powercor"},{"$f":"IF($E102=DataInput!$B101,DataInput!F101,NA())","v":"Summer"},{"$f":"IF($E102=DataInput!$B101,DataInput!G101,NA())","v":"Non-Coincident"},{"$f":"IF($E102=DataInput!$B101,DataInput!H101,NA())","v":2017},{"$f":"IF($E102=DataInput!$B101,DataInput!I101,NA())","v":"POE50"},{"$f":"IF($E102=DataInput!$B101,DataInput!J101,NA())","v":184.36488088670001},{"$f":"IF($E102=DataInput!$B101,DataInput!K101,NA())","v":0.96873330484211395},null,null,"VIC Altona-Brooklyn (Powercor) 66 kV",92,{"$f":"Lists_Selections!H95","v":""},null,null,false,null,null,{"$error":"#N/A"},{"$error":"#N/A"},{"$error":"#N/A"},{"$error":"#N/A"},{"$error":"#N/A"},{"$error":"#N/A"},{"$error":"#N/A"},{"$error":"#N/A"},{"$error":"#N/A"},{"$error":"#N/A"}]
[null,{"$f":"IF(DataInput!B102=$B$8,IF($B$9=$B$10,TRUE,IF(DataInput!E102=$B$9,TRUE,FALSE)))","v":true},null,null,{"$f":"IF(B103=TRUE,DataInput!B102,NA())","v":"VIC"},{"$f":"IF($E103=DataInput!$B102,DataInput!C102,NA())","v":"ATSBP"},{"$f":"IF($E103=DataInput!$B102,DataInput!D102,NA())","v":"Altona-Brooklyn (Powercor) 66 kV"},{"$f":"IF($E103=DataInput!$B102,DataInput!E102,NA())","v":"Powercor"},{"$f":"IF($E103=DataInput!$B102,DataInput!F102,NA())","v":"Summer"},{"$f":"IF($E103=DataInput!$B102,DataInput!G102,NA())","v":"Non-Coincident"},{"$f":"IF($E103=DataInput!$B102,DataInput!H102,NA())","v":2018},{"$f":"IF($E103=DataInput!$B102,DataInput!I102,NA())","v":"POE50"},{"$f":"IF($E103=DataInput!$B102,DataInput!J102,NA())","v":164.07691998280501},{"$f":"IF($E103=DataInput!$B102,DataInput!K102,NA())","v":0.96278290556610802},null,null,"VIC Altona-Brooklyn (Powercor) 66 kV",93,{"$f":"Lists_Selections!H96","v":""},null,null,false,null,null,{"$error":"#N/A"},{"$error":"#N/A"},{"$error":"#N/A"},{"$error":"#N/A"},{"$error":"#N/A"},{"$error":"#N/A"},{"$error":"#N/A"},{"$error":"#N/A"},{"$error":"#N/A"},{"$error":"#N/A"}]
[null,{"$f":"IF(DataInput!B103=$B$8,IF($B$9=$B$10,TRUE,IF(DataInput!E103=$B$9,TRUE,FALSE)))","v":true},null,null,{"$f":"IF(B104=TRUE,DataInput!B103,NA())","v":"VIC"},{"$f":"IF($E104=DataInput!$B103,DataInput!C103,NA())","v":"ATSBP"},{"$f":"IF($E104=DataInput!$B103,DataInput!D103,NA())","v":"Altona-Brooklyn (Powercor) 66 kV"},{"$f":"IF($E104=DataInput!$B103,DataInput!E103,NA())","v":"Powercor"},{"$f":"IF($E104=DataInput!$B103,DataInput!F103,NA())","v":"Summer"},{"$f":"IF($E104=DataInput!$B103,DataInput!G103,NA())","v":"Non-Coincident"},{"$f":"IF($E104=DataInput!$B103,DataInput!H103,NA())","v":2019},{"$f":"IF($E104=DataInput!$B103,DataInput!I103,NA())","v":"POE50"},{"$f":"IF($E104=DataInput!$B103,DataInput!J103,NA())","v":168.712771352479},{"$f":"IF($E104=DataInput!$B103,DataInput!K103,NA())","v":0.96448814666348504},null,null,"VIC Altona-Brooklyn (Powercor) 66 kV",94,{"$f":"Lists_Selections!H97","v":""},null,null,false,null,null,{"$error":"#N/A"},{"$error":"#N/A"},{"$error":"#N/A"},{"$error":"#N/A"},{"$error":"#N/A"},{"$error":"#N/A"},{"$error":"#N/A"},{"$error":"#N/A"},{"$error":"#N/A"},{"$error":"#N/A"}]
[null,{"$f":"IF(DataInput!B104=$B$8,IF($B$9=$B$10,TRUE,IF(DataInput!E104=$B$9,TRUE,FALSE)))","v":true},null,null,{"$f":"IF(B105=TRUE,DataInput!B104,NA())","v":"VIC"},{"$f":"IF($E105=DataInput!$B104,DataInput!C104,NA())","v":"ATSBP"},{"$f":"IF($E105=DataInput!$B104,DataInput!D104,NA())","v":"Altona-Brooklyn (Powercor) 66 kV"},{"$f":"IF($E105=DataInput!$B104,DataInput!E104,NA())","v":"Powercor"},{"$f":"IF($E105=DataInput!$B104,DataInput!F104,NA())","v":"Summer"},{"$f":"IF($E105=DataInput!$B104,DataInput!G104,NA())","v":"Non-Coincident"},{"$f":"IF($E105=DataInput!$B104,DataInput!H104,NA())","v":2020},{"$f":"IF($E105=DataInput!$B104,DataInput!I104,NA())","v":"POE50"},{"$f":"IF($E105=DataInput!$B104,DataInput!J104,NA())","v":172.086976626005},{"$f":"IF($E105=DataInput!$B104,DataInput!K104,NA())","v":0.96539755495408297},null,null,"VIC Altona-Brooklyn (Powercor) 66 kV",95,{"$f":"Lists_Selections!H98","v":""},null,null,false,null,null,{"$error":"#N/A"},{"$error":"#N/A"},{"$error":"#N/A"},{"$error":"#N/A"},{"$error":"#N/A"},{"$error":"#N/A"},{"$error":"#N/A"},{"$error":"#N/A"},{"$error":"#N/A"},{"$error":"#N/A"}]
[null,{"$f":"IF(DataInput!B105=$B$8,IF($B$9=$B$10,TRUE,IF(DataInput!E105=$B$9,TRUE,FALSE)))","v":true},null,null,{"$f":"IF(B106=TRUE,DataInput!B105,NA())","v":"VIC"},{"$f":"IF($E106=DataInput!$B105,DataInput!C105,NA())","v":"ATSBP"},{"$f":"IF($E106=DataInput!$B105,DataInput!D105,NA())","v":"Altona-Brooklyn (Powercor) 66 kV"},{"$f":"IF($E106=DataInput!$B105,DataInput!E105,NA())","v":"Powercor"},{"$f":"IF($E106=DataInput!$B105,DataInput!F105,NA())","v":"Summer"},{"$f":"IF($E106=DataInput!$B105,DataInput!G105,NA())","v":"Non-Coincident"},{"$f":"IF($E106=DataInput!$B105,DataInput!H105,NA())","v":2021},{"$f":"IF($E106=DataInput!$B105,DataInput!I105,NA())","v":"POE50"},{"$f":"IF($E106=DataInput!$B105,DataInput!J105,NA())","v":178.40024301315401},{"$f":"IF($E106=DataInput!$B105,DataInput!K105,NA())","v":0.97034120438985505},null,null,"VIC Altona-Brooklyn (Powercor) 66 kV",96,{"$f":"Lists_Selections!H99","v":""},null,null,false,null,null,{"$error":"#N/A"},{"$error":"#N/A"},{"$error":"#N/A"},{"$error":"#N/A"},{"$error":"#N/A"},{"$error":"#N/A"},{"$error":"#N/A"},{"$error":"#N/A"},{"$error":"#N/A"},{"$error":"#N/A"}]
[null,{"$f":"IF(DataInput!B106=$B$8,IF($B$9=$B$10,TRUE,IF(DataInput!E106=$B$9,TRUE,FALSE)))","v":true},null,null,{"$f":"IF(B107=TRUE,DataInput!B106,NA())","v":"VIC"},{"$f":"IF($E107=DataInput!$B106,DataInput!C106,NA())","v":"ATSBP"},{"$f":"IF($E107=DataInput!$B106,DataInput!D106,NA())","v":"Altona-Brooklyn (Powercor) 66 kV"},{"$f":"IF($E107=DataInput!$B106,DataInput!E106,NA())","v":"Powercor"},{"$f":"IF($E107=DataInput!$B106,DataInput!F106,NA())","v":"Summer"},{"$f":"IF($E107=DataInput!$B106,DataInput!G106,NA())","v":"Non-Coincident"},{"$f":"IF($E107=DataInput!$B106,DataInput!H106,NA())","v":2022},{"$f":"IF($E107=DataInput!$B106,DataInput!I106,NA())","v":"POE50"},{"$f":"IF($E107=DataInput!$B106,DataInput!J106,NA())","v":180.59689260182299},{"$f":"IF($E107=DataInput!$B106,DataInput!K106,NA())","v":0.97045646483820103},null,null,"VIC Altona-Brooklyn (Powercor) 66 kV",97,{"$f":"Lists_Selections!H100","v":""},null,null,false,null,null,{"$error":"#N/A"},{"$error":"#N/A"},{"$error":"#N/A"},{"$error":"#N/A"},{"$error":"#N/A"},{"$error":"#N/A"},{"$error":"#N/A"},{"$error":"#N/A"},{"$error":"#N/A"},{"$error":"#N/A"}]
[null,{"$f":"IF(DataInput!B107=$B$8,IF($B$9=$B$10,TRUE,IF(DataInput!E107=$B$9,TRUE,FALSE)))","v":true},null,null,{"$f":"IF(B108=TRUE,DataInput!B107,NA())","v":"VIC"},{"$f":"IF($E108=DataInput!$B107,DataInput!C107,NA())","v":"ATSBP"},{"$f":"IF($E108=DataInput!$B107,DataInput!D107,NA())","v":"Altona-Brooklyn (Powercor) 66 kV"},{"$f":"IF($E108=DataInput!$B107,DataInput!E107,NA())","v":"Powercor"},{"$f":"IF($E108=DataInput!$B107,DataInput!F107,NA())","v":"Summer"},{"$f":"IF($E108=DataInput!$B107,DataInput!G107,NA())","v":"Non-Coincident"},{"$f":"IF($E108=DataInput!$B107,DataInput!H107,NA())","v":2023},{"$f":"IF($E108=DataInput!$B107,DataInput!I107,NA())","v":"POE50"},{"$f":"IF($E108=DataInput!$B107,DataInput!J107,NA())","v":186.256003779525},{"$f":"IF($E108=DataInput!$B107,DataInput!K107,NA())","v":0.97064673744669605},null,null,"VIC Altona-Brooklyn (Powercor) 66 kV",98,{"$f":"Lists_Selections!H101","v":""},null,null,false,null,null,{"$error":"#N/A"},{"$error":"#N/A"},{"$error":"#N/A"},{"$error":"#N/A"},{"$error":"#N/A"},{"$error":"#N/A"},{"$error":"#N/A"},{"$error":"#N/A"},{"$error":"#N/A"},{"$error":"#N/A"}]
[null,{"$f":"IF(DataInput!B108=$B$8,IF($B$9=$B$10,TRUE,IF(DataInput!E108=$B$9,TRUE,FALSE)))","v":true},null,null,{"$f":"IF(B109=TRUE,DataInput!B108,NA())","v":"VIC"},{"$f":"IF($E109=DataInput!$B108,DataInput!C108,NA())","v":"ATSBP"},{"$f":"IF($E109=DataInput!$B108,DataInput!D108,NA())","v":"Altona-Brooklyn (Powercor) 66 kV"},{"$f":"IF($E109=DataInput!$B108,DataInput!E108,NA())","v":"Powercor"},{"$f":"IF($E109=DataInput!$B108,DataInput!F108,NA())","v":"Summer"},{"$f":"IF($E109=DataInput!$B108,DataInput!G108,NA())","v":"Non-Coincident"},{"$f":"IF($E109=DataInput!$B108,DataInput!H108,NA())","v":2024},{"$f":"IF($E109=DataInput!$B108,DataInput!I108,NA())","v":"POE50"},{"$f":"IF($E109=DataInput!$B108,DataInput!J108,NA())","v":191.403541044706},{"$f":"IF($E109=DataInput!$B108,DataInput!K108,NA())","v":0.97075500830485995},null,null,"VIC Altona-Brooklyn (Powercor) 66 kV",99,{"$f":"Lists_Selections!H102","v":""},null,null,false,null,null,{"$error":"#N/A"},{"$error":"#N/A"},{"$error":"#N/A"},{"$error":"#N/A"},{"$error":"#N/A"},{"$error":"#N/A"},{"$error":"#N/A"},{"$error":"#N/A"},{"$error":"#N/A"},{"$error":"#N/A"}]
[null,{"$f":"IF(DataInput!B109=$B$8,IF($B$9=$B$10,TRUE,IF(DataInput!E109=$B$9,TRUE,FALSE)))","v":true},null,null,{"$f":"IF(B110=TRUE,DataInput!B109,NA())","v":"VIC"},{"$f":"IF($E110=DataInput!$B109,DataInput!C109,NA())","v":"ATSBP"},{"$f":"IF($E110=DataInput!$B109,DataInput!D109,NA())","v":"Altona-Brooklyn (Powercor) 66 kV"},{"$f":"IF($E110=DataInput!$B109,DataInput!E109,NA())","v":"Powercor"},{"$f":"IF($E110=DataInput!$B109,DataInput!F109,NA())","v":"Summer"},{"$f":"IF($E110=DataInput!$B109,DataInput!G109,NA())","v":"Non-Coincident"},{"$f":"IF($E110=DataInput!$B109,DataInput!H109,NA())","v":2025},{"$f":"IF($E110=DataInput!$B109,DataInput!I109,NA())","v":"POE50"},{"$f":"IF($E110=DataInput!$B109,DataInput!J109,NA())","v":193.73421534045701},{"$f":"IF($E110=DataInput!$B109,DataInput!K109,NA())","v":0.97086103676260405},null,null,"VIC Altona-Brooklyn (Powercor) 66 kV",100,{"$f":"Lists_Selections!H103","v":""},null,null,false,null,null,{"$error":"#N/A"},{"$error":"#N/A"},{"$error":"#N/A"},{"$error":"#N/A"},{"$error":"#N/A"},{"$error":"#N/A"},{"$error":"#N/A"},{"$error":"#N/A"},{"$error":"#N/A"},{"$error":"#N/A"}]
[null,{"$f":"IF(DataInput!B110=$B$8,IF($B$9=$B$10,TRUE,IF(DataInput!E110=$B$9,TRUE,FALSE)))","v":true},null,null,{"$f":"IF(B111=TRUE,DataInput!B110,NA())","v":"VIC"},{"$f":"IF($E111=DataInput!$B110,DataInput!C110,NA())","v":"ATSBP"},{"$f":"IF($E111=DataInput!$B110,DataInput!D110,NA())","v":"Altona-Brooklyn (Powercor) 66 kV"},{"$f":"IF($E111=DataInput!$B110,DataInput!E110,NA())","v":"Powercor"},{"$f":"IF($E111=DataInput!$B110,DataInput!F110,NA())","v":"Summer"},{"$f":"IF($E111=DataInput!$B110,DataInput!G110,NA())","v":"Non-Coincident"},{"$f":"IF($E111=DataInput!$B110,DataInput!H110,NA())","v":2026},{"$f":"IF($E111=DataInput!$B110,DataInput!I110,NA())","v":"POE50"},{"$f":"IF($E111=DataInput!$B110,DataInput!J110,NA())","v":197.786848674092},{"$f":"IF($E111=DataInput!$B110,DataInput!K110,NA())","v":0.97097142666545999},null,null,"VIC Altona-Brooklyn (Powercor) 66 kV",null,null,null,null,false,null,null,{"$error":"#N/A"},{"$error":"#N/A"},{"$error":"#N/A"},{"$error":"#N/A"},{"$error":"#N/A"},{"$error":"#N/A"},{"$error":"#N/A"},{"$error":"#N/A"},{"$error":"#N/A"},{"$error":"#N/A"}]
[null,{"$f":"IF(DataInput!B111=$B$8,IF($B$9=$B$10,TRUE,IF(DataInput!E111=$B$9,TRUE,FALSE)))","v":true},null,null,{"$f":"IF(B112=TRUE,DataInput!B111,NA())","v":"VIC"},{"$f":"IF($E112=DataInput!$B111,DataInput!C111,NA())","v":"ATSBP"},{"$f":"IF($E112=DataInput!$B111,DataInput!D111,NA())","v":"Altona-Brooklyn (Powercor) 66 kV"},{"$f":"IF($E112=DataInput!$B111,DataInput!E111,NA())","v":"Powercor"},{"$f":"IF($E112=DataInput!$B111,DataInput!F111,NA())","v":"Winter"},{"$f":"IF($E112=DataInput!$B111,DataInput!G111,NA())","v":"Non-Coincident"},{"$f":"IF($E112=DataInput!$B111,DataInput!H111,NA())","v":2016},{"$f":"IF($E112=DataInput!$B111,DataInput!I111,NA())","v":"POE10"},{"$f":"IF($E112=DataInput!$B111,DataInput!J111,NA())","v":180.503732360138},{"$f":"IF($E112=DataInput!$B111,DataInput!K111,NA())","v":0.90828075264740404},null,null,"VIC Altona-Brooklyn (Powercor) 66 kV",null,null,null,null,false,null,null,{"$error":"#N/A"},{"$error":"#N/A"},{"$error":"#N/A"},{"$error":"#N/A"},{"$error":"#N/A"},{"$error":"#N/A"},{"$error":"#N/A"},{"$error":"#N/A"},{"$error":"#N/A"},{"$error":"#N/A"}]
[null,{"$f":"IF(DataInput!B112=$B$8,IF($B$9=$B$10,TRUE,IF(DataInput!E112=$B$9,TRUE,FALSE)))","v":true},null,null,{"$f":"IF(B113=TRUE,DataInput!B112,NA())","v":"VIC"},{"$f":"IF($E113=DataInput!$B112,DataInput!C112,NA())","v":"ATSBP"},{"$f":"IF($E113=DataInput!$B112,DataInput!D112,NA())","v":"Altona-Brooklyn (Powercor) 66 kV"},{"$f":"IF($E113=DataInput!$B112,DataInput!E112,NA())","v":"Powercor"},{"$f":"IF($E113=DataInput!$B112,DataInput!F112,NA())","v":"Winter"},{"$f":"IF($E113=DataInput!$B112,DataInput!G112,NA())","v":"Non-Coincident"},{"$f":"IF($E113=DataInput!$B112,DataInput!H112,NA())","v":2017},{"$f":"IF($E113=DataInput!$B112,DataInput!I112,NA())","v":"POE10"},{"$f":"IF($E113=DataInput!$B112,DataInput!J112,NA())","v":184.54028593540099},{"$f":"IF($E113=DataInput!$B112,DataInput!K112,NA())","v":0.91749925427652201},null,null,"VIC Altona-Brooklyn (Powercor) 66 kV",null,null,null,null,false,null,null,{"$error":"#N/A"},{"$error":"#N/A"},{"$error":"#N/A"},{"$error":"#N/A"},{"$error":"#N/A"},{"$error":"#N/A"},{"$error":"#N/A"},{"$error":"#N/A"},{"$error":"#N/A"},{"$error":"#N/A"}]
[null,{"$f":"IF(DataInput!B113=$B$8,IF($B$9=$B$10,TRUE,IF(DataInput!E113=$B$9,TRUE,FALSE)))","v":true},null,null,{"$f":"IF(B114=TRUE,DataInput!B113,NA())","v":"VIC"},{"$f":"IF($E114=DataInput!$B113,DataInput!C113,NA())","v":"ATSBP"},{"$f":"IF($E114=DataInput!$B113,DataInput!D113,NA())","v":"Altona-Brooklyn (Powercor) 66 kV"},{"$f":"IF($E114=DataInput!$B113,DataInput!E113,NA())","v":"Powercor"},{"$f":"IF($E114=DataInput!$B113,DataInput!F113,NA())","v":"Winter"},{"$f":"IF($E114=DataInput!$B113,DataInput!G113,NA())","v":"Non-Coincident"},{"$f":"IF($E114=DataInput!$B113,DataInput!H113,NA())","v":2018},{"$f":"IF($E114=DataInput!$B113,DataInput!I113,NA())","v":"POE10"},{"$f":"IF($E114=DataInput!$B113,DataInput!J113,NA())","v":163.44575249407399},{"$f":"IF($E114=DataInput!$B113,DataInput!K113,NA())","v":0.91549661610917199},null,null,"VIC Altona-Brooklyn (Powercor) 66 kV",null,null,null,null,false,null,null,{"$error":"#N/A"},{"$error":"#N/A"},{"$error":"#N/A"},{"$error":"#N/A"},{"$error":"#N/A"},{"$error":"#N/A"},{"$error":"#N/A"},{"$error":"#N/A"},{"$error":"#N/A"},{"$error":"#N/A"}]
[null,{"$f":"IF(DataInput!B114=$B$8,IF($B$9=$B$10,TRUE,IF(DataInput!E114=$B$9,TRUE,FALSE)))","v":true},null,null,{"$f":"IF(B115=TRUE,DataInput!B114,NA())","v":"VIC"},{"$f":"IF($E115=DataInput!$B114,DataInput!C114,NA())","v":"ATSBP"},{"$f":"IF($E115=DataInput!$B114,DataInput!D114,NA())","v":"Altona-Brooklyn (Powercor) 66 kV"},{"$f":"IF($E115=DataInput!$B114,DataInput!E114,NA())","v":"Powercor"},{"$f":"IF($E115=DataInput!$B114,DataInput!F114,NA())","v":"Winter"},{"$f":"IF($E115=DataInput!$B114,DataInput!G114,NA())","v":"Non-Coincident"},{"$f":"IF($E115=DataInput!$B114,DataInput!H114,NA())","v":2019},{"$f":"IF($E115=DataInput!$B114,DataInput!I114,NA())","v":"POE10"},{"$f":"IF($E115=DataInput!$B114,DataInput!J114,NA())","v":168.41290359221901},{"$f":"IF($E115=DataInput!$B114,DataInput!K114,NA())","v":0.91436028175941997},null,null,"VIC Altona-Brooklyn (Powercor) 66 kV",null,null,null,null,false,null,null,{"$error":"#N/A"},{"$error":"#N/A"},{"$error":"#N/A"},{"$error":"#N/A"},{"$error":"#N/A"},{"$error":"#N/A"},{"$error":"#N/A"},{"$error":"#N/A"},{"$error":"#N/A"},{"$error":"#N/A"}]
[null,{"$f":"IF(DataInput!B115=$B$8,IF($B$9=$B$10,TRUE,IF(DataInput!E115=$B$9,TRUE,FALSE)))","v":true},null,null,{"$f":"IF(B116=TRUE,DataInput!B115,NA())","v":"VIC"},{"$f":"IF($E116=DataInput!$B115,DataInput!C115,NA())","v":"ATSBP"},{"$f":"IF($E116=DataInput!$B115,DataInput!D115,NA())","v":"Altona-Brooklyn (Powercor) 66 kV"},{"$f":"IF($E116=DataInput!$B115,DataInput!E115,NA())","v":"Powercor"},{"$f":"IF($E116=DataInput!$B115,DataInput!F115,NA())","v":"Winter"},{"$f":"IF($E116=DataInput!$B115,DataInput!G115,NA())","v":"Non-Coincident"},{"$f":"IF($E116=DataInput!$B115,DataInput!H115,NA())","v":2020},{"$f":"IF($E116=DataInput!$B115,DataInput!I115,NA())","v":"POE10"},{"$f":"IF($E116=DataInput!$B115,DataInput!J115,NA())","v":174.33967108223101},{"$f":"IF($E116=DataInput!$B115,DataInput!K115,NA())","v":0.90996715696196595},null,null,"VIC Altona-Brooklyn (Powercor) 66 kV",null,null,null,null,false,null,null,{"$error":"#N/A"},{"$error":"#N/A"},{"$error":"#N/A"},{"$error":"#N/A"},{"$error":"#N/A"},{"$error":"#N/A"},{"$error":"#N/A"},{"$error":"#N/A"},{"$error":"#N/A"},{"$error":"#N/A"}]
[null,{"$f":"IF(DataInput!B116=$B$8,IF($B$9=$B$10,TRUE,IF(DataInput!E116=$B$9,TRUE,FALSE)))","v":true},null,null,{"$f":"IF(B117=TRUE,DataInput!B116,NA())","v":"VIC"},{"$f":"IF($E117=DataInput!$B116,DataInput!C116,NA())","v":"ATSBP"},{"$f":"IF($E117=DataInput!$B116,DataInput!D116,NA())","v":"Altona-Brooklyn (Powercor) 66 kV"},{"$f":"IF($E117=DataInput!$B116,DataInput!E116,NA())","v":"Powercor"},{"$f":"IF($E117=DataInput!$B116,DataInput!F116,NA())","v":"Winter"},{"$f":"IF($E117=DataInput!$B116,DataInput!G116,NA())","v":"Non-Coincident"},{"$f":"IF($E117=DataInput!$B116,DataInput!H116,NA())","v":2021},{"$f":"IF($E117=DataInput!$B116,DataInput!I116,NA())","v":"POE10"},{"$f":"IF($E117=DataInput!$B116,DataInput!J116,NA())","v":178.95181091977801},{"$f":"IF($E117=DataInput!$B116,DataInput!K116,NA())","v":0.91003410061696399},null,null,"VIC Altona-Brooklyn (Powercor) 66 kV",null,null,null,null,false,null,null,{"$error":"#N/A"},{"$error":"#N/A"},{"$error":"#N/A"},{"$error":"#N/A"},{"$error":"#N/A"},{"$error":"#N/A"},{"$error":"#N/A"},{"$error":"#N/A"},{"$error":"#N/A"},{"$error":"#N/A"}]
[null,{"$f":"IF(DataInput!B117=$B$8,IF($B$9=$B$10,TRUE,IF(DataInput!E117=$B$9,TRUE,FALSE)))","v":true},null,null,{"$f":"IF(B118=TRUE,DataInput!B117,NA())","v":"VIC"},{"$f":"IF($E118=DataInput!$B117,DataInput!C117,NA())","v":"ATSBP"},{"$f":"IF($E118=DataInput!$B117,DataInput!D117,NA())","v":"Altona-Brooklyn (Powercor) 66 kV"},{"$f":"IF($E118=DataInput!$B117,DataInput!E117,NA())","v":"Powercor"},{"$f":"IF($E118=DataInput!$B117,DataInput!F117,NA())","v":"Winter"},{"$f":"IF($E118=DataInput!$B117,DataInput!G117,NA())","v":"Non-Coincident"},{"$f":"IF($E118=DataInput!$B117,DataInput!H117,NA())","v":2022},{"$f":"IF($E118=DataInput!$B117,DataInput!I117,NA())","v":"POE10"},{"$f":"IF($E118=DataInput!$B117,DataInput!J117,NA())","v":183.793948537262},{"$f":"IF($E118=DataInput!$B117,DataInput!K117,NA())","v":0.91009587518521695},null,null,"VIC Altona-Brooklyn (Powercor) 66 kV",null,null,null,null,false,null,null,{"$error":"#N/A"},{"$error":"#N/A"},{"$error":"#N/A"},{"$error":"#N/A"},{"$error":"#N/A"},{"$error":"#N/A"},{"$error":"#N/A"},{"$error":"#N/A"},{"$error":"#N/A"},{"$error":"#N/A"}]
[null,{"$f":"IF(DataInput!B118=$B$8,IF($B$9=$B$10,TRUE,IF(DataInput!E118=$B$9,TRUE,FALSE)))","v":true},null,null,{"$f":"IF(B119=TRUE,DataInput!B118,NA())","v":"VIC"},{"$f":"IF($E119=DataInput!$B118,DataInput!C118,NA())","v":"ATSBP"},{"$f":"IF($E119=DataInput!$B118,DataInput!D118,NA())","v":"Altona-Brooklyn (Powercor) 66 kV"},{"$f":"IF($E119=DataInput!$B118,DataInput!E118,NA())","v":"Powercor"},{"$f":"IF($E119=DataInput!$B118,DataInput!F118,NA())","v":"Winter"},{"$f":"IF($E119=DataInput!$B118,DataInput!G118,NA())","v":"Non-Coincident"},{"$f":"IF($E119=DataInput!$B118,DataInput!H118,NA())","v":2023},{"$f":"IF($E119=DataInput!$B118,DataInput!I118,NA())","v":"POE10"},{"$f":"IF($E119=DataInput!$B118,DataInput!J118,NA())","v":189.237643825411},{"$f":"IF($E119=DataInput!$B118,DataInput!K118,NA())","v":0.91030081848836097},null,null,"VIC Altona-Brooklyn (Powercor) 66 kV",null,null,null,null,false,null,null,{"$error":"#N/A"},{"$error":"#N/A"},{"$error":"#N/A"},{"$error":"#N/A"},{"$error":"#N/A"},{"$error":"#N/A"},{"$error":"#N/A"},{"$error":"#N/A"},{"$error":"#N/A"},{"$error":"#N/A"}]
[null,{"$f":"IF(DataInput!B119=$B$8,IF($B$9=$B$10,TRUE,IF(DataInput!E119=$B$9,TRUE,FALSE)))","v":true},null,null,{"$f":"IF(B120=TRUE,DataInput!B119,NA())","v":"VIC"},{"$f":"IF($E120=DataInput!$B119,DataInput!C119,NA())","v":"ATSBP"},{"$f":"IF($E120=DataInput!$B119,DataInput!D119,NA())","v":"Altona-Brooklyn (Powercor) 66 kV"},{"$f":"IF($E120=DataInput!$B119,DataInput!E119,NA())","v":"Powercor"},{"$f":"IF($E120=DataInput!$B119,DataInput!F119,NA())","v":"Winter"},{"$f":"IF($E120=DataInput!$B119,DataInput!G119,NA())","v":"Non-Coincident"},{"$f":"IF($E120=DataInput!$B119,DataInput!H119,NA())","v":2024},{"$f":"IF($E120=DataInput!$B119,DataInput!I119,NA())","v":"POE10"},{"$f":"IF($E120=DataInput!$B119,DataInput!J119,NA())","v":193.590108490993},{"$f":"IF($E120=DataInput!$B119,DataInput!K119,NA())","v":0.91034907127392395},null,null,"VIC Altona-Brooklyn (Powercor) 66 kV",null,null,null,null,false,null,null,{"$error":"#N/A"},{"$error":"#N/A"},{"$error":"#N/A"},{"$error":"#N/A"},{"$error":"#N/A"},{"$error":"#N/A"},{"$error":"#N/A"},{"$error":"#N/A"},{"$error":"#N/A"},{"$error":"#N/A"}]
[null,{"$f":"IF(DataInput!B120=$B$8,IF($B$9=$B$10,TRUE,IF(DataInput!E120=$B$9,TRUE,FALSE)))","v":true},null,null,{"$f":"IF(B121=TRUE,DataInput!B120,NA())","v":"VIC"},{"$f":"IF($E121=DataInput!$B120,DataInput!C120,NA())","v":"ATSBP"},{"$f":"IF($E121=DataInput!$B120,DataInput!D120,NA())","v":"Altona-Brooklyn (Powercor) 66 kV"},{"$f":"IF($E121=DataInput!$B120,DataInput!E120,NA())","v":"Powercor"},{"$f":"IF($E121=DataInput!$B120,DataInput!F120,NA())","v":"Winter"},{"$f":"IF($E121=DataInput!$B120,DataInput!G120,NA())","v":"Non-Coincident"},{"$f":"IF($E121=DataInput!$B120,DataInput!H120,NA())","v":2025},{"$f":"IF($E121=DataInput!$B120,DataInput!I120,NA())","v":"POE10"},{"$f":"IF($E121=DataInput!$B120,DataInput!J120,NA())","v":197.54319799020001},{"$f":"IF($E121=DataInput!$B120,DataInput!K120,NA())","v":0.91039245668178503},null,null,"VIC Altona-Brooklyn (Powercor) 66 kV",null,null,null,null,false,null,null,{"$error":"#N/A"},{"$error":"#N/A"},{"$error":"#N/A"},{"$error":"#N/A"},{"$error":"#N/A"},{"$error":"#N/A"},{"$error":"#N/A"},{"$error":"#N/A"},{"$error":"#N/A"},{"$error":"#N/A"}]
[null,{"$f":"IF(DataInput!B121=$B$8,IF($B$9=$B$10,TRUE,IF(DataInput!E121=$B$9,TRUE,FALSE)))","v":true},null,null,{"$f":"IF(B122=TRUE,DataInput!B121,NA())","v":"VIC"},{"$f":"IF($E122=DataInput!$B121,DataInput!C121,NA())","v":"ATSBP"},{"$f":"IF($E122=DataInput!$B121,DataInput!D121,NA())","v":"Altona-Brooklyn (Powercor) 66 kV"},{"$f":"IF($E122=DataInput!$B121,DataInput!E121,NA())","v":"Powercor"},{"$f":"IF($E122=DataInput!$B121,DataInput!F121,NA())","v":"Winter"},{"$f":"IF($E122=DataInput!$B121,DataInput!G121,NA())","v":"Non-Coincident"},{"$f":"IF($E122=DataInput!$B121,DataInput!H121,NA())","v":2016},{"$f":"IF($E122=DataInput!$B121,DataInput!I121,NA())","v":"POE50"},{"$f":"IF($E122=DataInput!$B121,DataInput!J121,NA())","v":174.085062936154},{"$f":"IF($E122=DataInput!$B121,DataInput!K121,NA())","v":0.91303338478391305},null,null,"VIC Altona-Brooklyn (Powercor) 66 kV",null,null,null,null,false,null,null,{"$error":"#N/A"},{"$error":"#N/A"},{"$error":"#N/A"},{"$error":"#N/A"},{"$error":"#N/A"},{"$error":"#N/A"},{"$error":"#N/A"},{"$error":"#N/A"},{"$error":"#N/A"},{"$error":"#N/A"}]
[null,{"$f":"IF(DataInput!B122=$B$8,IF($B$9=$B$10,TRUE,IF(DataInput!E122=$B$9,TRUE,FALSE)))","v":true},null,null,{"$f":"IF(B123=TRUE,DataInput!B122,NA())","v":"VIC"},{"$f":"IF($E123=DataInput!$B122,DataInput!C122,NA())","v":"ATSBP"},{"$f":"IF($E123=DataInput!$B122,DataInput!D122,NA())","v":"Altona-Brooklyn (Powercor) 66 kV"},{"$f":"IF($E123=DataInput!$B122,DataInput!E122,NA())","v":"Powercor"},{"$f":"IF($E123=DataInput!$B122,DataInput!F122,NA())","v":"Winter"},{"$f":"IF($E123=DataInput!$B122,DataInput!G122,NA())","v":"Non-Coincident"},{"$f":"IF($E123=DataInput!$B122,DataInput!H122,NA())","v":2017},{"$f":"IF($E123=DataInput!$B122,DataInput!I122,NA())","v":"POE50"},{"$f":"IF($E123=DataInput!$B122,DataInput!J122,NA())","v":178.13080753295301},{"$f":"IF($E123=DataInput!$B122,DataInput!K122,NA())","v":0.92174434483550705},null,null,"VIC Altona-Brooklyn (Powercor) 66 kV",null,null,null,null,false,null,null,{"$error":"#N/A"},{"$error":"#N/A"},{"$error":"#N/A"},{"$error":"#N/A"},{"$error":"#N/A"},{"$error":"#N/A"},{"$error":"#N/A"},{"$error":"#N/A"},{"$error":"#N/A"},{"$error":"#N/A"}]
[null,{"$f":"IF(DataInput!B123=$B$8,IF($B$9=$B$10,TRUE,IF(DataInput!E123=$B$9,TRUE,FALSE)))","v":true},null,null,{"$f":"IF(B124=TRUE,DataInput!B123,NA())","v":"VIC"},{"$f":"IF($E124=DataInput!$B123,DataInput!C123,NA())","v":"ATSBP"},{"$f":"IF($E124=DataInput!$B123,DataInput!D123,NA())","v":"Altona-Brooklyn (Powercor) 66 kV"},{"$f":"IF($E124=DataInput!$B123,DataInput!E123,NA())","v":"Powercor"},{"$f":"IF($E124=DataInput!$B123,DataInput!F123,NA())","v":"Winter"},{"$f":"IF($E124=DataInput!$B123,DataInput!G123,NA())","v":"Non-Coincident"},{"$f":"IF($E124=DataInput!$B123,DataInput!H123,NA())","v":2018},{"$f":"IF($E124=DataInput!$B123,DataInput!I123,NA())","v":"POE50"},{"$f":"IF($E124=DataInput!$B123,DataInput!J123,NA())","v":157.31696858443999},{"$f":"IF($E124=DataInput!$B123,DataInput!K123,NA())","v":0.919325700651067},null,null,"VIC Altona-Brooklyn (Powercor) 66 kV",null,null,null,null,false,null,null,{"$error":"#N/A"},{"$error":"#N/A"},{"$error":"#N/A"},{"$error":"#N/A"},{"$error":"#N/A"},{"$error":"#N/A"},{"$error":"#N/A"},{"$error":"#N/A"},{"$error":"#N/A"},{"$error":"#N/A"}]
[null,{"$f":"IF(DataInput!B124=$B$8,IF($B$9=$B$10,TRUE,IF(DataInput!E124=$B$9,TRUE,FALSE)))","v":true},null,null,{"$f":"IF(B125=TRUE,DataInput!B124,NA())","v":"VIC"},{"$f":"IF($E125=DataInput!$B124,DataInput!C124,NA())","v":"ATSBP"},{"$f":"IF($E125=DataInput!$B124,DataInput!D124,NA())","v":"Altona-Brooklyn (Powercor) 66 kV"},{"$f":"IF($E125=DataInput!$B124,DataInput!E124,NA())","v":"Powercor"},{"$f":"IF($E125=DataInput!$B124,DataInput!F124,NA())","v":"Winter"},{"$f":"IF($E125=DataInput!$B124,DataInput!G124,NA())","v":"Non-Coincident"},{"$f":"IF($E125=DataInput!$B124,DataInput!H124,NA())","v":2019},{"$f":"IF($E125=DataInput!$B124,DataInput!I124,NA())","v":"POE50"},{"$f":"IF($E125=DataInput!$B124,DataInput!J124,NA())","v":161.94463734944699},{"$f":"IF($E125=DataInput!$B124,DataInput!K124,NA())","v":0.91815137511466705},null,null,"VIC Altona-Brooklyn (Powercor) 66 kV",null,null,null,null,false,null,null,{"$error":"#N/A"},{"$error":"#N/A"},{"$error":"#N/A"},{"$error":"#N/A"},{"$error":"#N/A"},{"$error":"#N/A"},{"$error":"#N/A"},{"$error":"#N/A"},{"$error":"#N/A"},{"$error":"#N/A"}]
[null,{"$f":"IF(DataInput!B125=$B$8,IF($B$9=$B$10,TRUE,IF(DataInput!E125=$B$9,TRUE,FALSE)))","v":true},null,null,{"$f":"IF(B126=TRUE,DataInput!B125,NA())","v":"VIC"},{"$f":"IF($E126=DataInput!$B125,DataInput!C125,NA())","v":"ATSBP"},{"$f":"IF($E126=DataInput!$B125,DataInput!D125,NA())","v":"Altona-Brooklyn (Powercor) 66 kV"},{"$f":"IF($E126=DataInput!$B125,DataInput!E125,NA())","v":"Powercor"},{"$f":"IF($E126=DataInput!$B125,DataInput!F125,NA())","v":"Winter"},{"$f":"IF($E126=DataInput!$B125,DataInput!G125,NA())","v":"Non-Coincident"},{"$f":"IF($E126=DataInput!$B125,DataInput!H125,NA())","v":2020},{"$f":"IF($E126=DataInput!$B125,DataInput!I125,NA())","v":"POE50"},{"$f":"IF($E126=DataInput!$B125,DataInput!J125,NA())","v":167.426369392456},{"$f":"IF($E126=DataInput!$B125,DataInput!K125,NA())","v":0.91463130325898601},null,null,"VIC Altona-Brooklyn (Powercor) 66 kV",null,null,null,null,false,null,null,{"$error":"#N/A"},{"$error":"#N/A"},{"$error":"#N/A"},{"$error":"#N/A"},{"$error":"#N/A"},{"$error":"#N/A"},{"$error":"#N/A"},{"$error":"#N/A"},{"$error":"#N/A"},{"$error":"#N/A"}]
[null,{"$f":"IF(DataInput!B126=$B$8,IF($B$9=$B$10,TRUE,IF(DataInput!E126=$B$9,TRUE,FALSE)))","v":true},null,null,{"$f":"IF(B127=TRUE,DataInput!B126,NA())","v":"VIC"},{"$f":"IF($E127=DataInput!$B126,DataInput!C126,NA())","v":"ATSBP"},{"$f":"IF($E127=DataInput!$B126,DataInput!D126,NA())","v":"Altona-Brooklyn (Powercor) 66 kV"},{"$f":"IF($E127=DataInput!$B126,DataInput!E126,NA())","v":"Powercor"},{"$f":"IF($E127=DataInput!$B126,DataInput!F126,NA())","v":"Winter"},{"$f":"IF($E127=DataInput!$B126,DataInput!G126,NA())","v":"Non-Coincident"},{"$f":"IF($E127=DataInput!$B126,DataInput!H126,NA())","v":2021},{"$f":"IF($E127=DataInput!$B126,DataInput!I126,NA())","v":"POE50"},{"$f":"IF($E127=DataInput!$B126,DataInput!J126,NA())","v":172.029891011346},{"$f":"IF($E127=DataInput!$B126,DataInput!K126,NA())","v":0.91467408753377699},null,null,"VIC Altona-Brooklyn (Powercor) 66 kV",null,null,null,null,false,null,null,{"$error":"#N/A"},{"$error":"#N/A"},{"$error":"#N/A"},{"$error":"#N/A"},{"$error":"#N/A"},{"$error":"#N/A"},{"$error":"#N/A"},{"$error":"#N/A"},{"$error":"#N/A"},{"$error":"#N/A"}]
[null,{"$f":"IF(DataInput!B127=$B$8,IF($B$9=$B$10,TRUE,IF(DataInput!E127=$B$9,TRUE,FALSE)))","v":true},null,null,{"$f":"IF(B128=TRUE,DataInput!B127,NA())","v":"VIC"},{"$f":"IF($E128=DataInput!$B127,DataInput!C127,NA())","v":"ATSBP"},{"$f":"IF($E128=DataInput!$B127,DataInput!D127,NA())","v":"Altona-Brooklyn (Powercor) 66 kV"},{"$f":"IF($E128=DataInput!$B127,DataInput!E127,NA())","v":"Powercor"},{"$f":"IF($E128=DataInput!$B127,DataInput!F127,NA())","v":"Winter"},{"$f":"IF($E128=DataInput!$B127,DataInput!G127,NA())","v":"Non-Coincident"},{"$f":"IF($E128=DataInput!$B127,DataInput!H127,NA())","v":2022},{"$f":"IF($E128=DataInput!$B127,DataInput!I127,NA())","v":"POE50"},{"$f":"IF($E128=DataInput!$B127,DataInput!J127,NA())","v":176.687601228478},{"$f":"IF($E128=DataInput!$B127,DataInput!K127,NA())","v":0.91471149484102798},null,null,"VIC Altona-Brooklyn (Powercor) 66 kV",null,null,null,null,false,null,null,{"$error":"#N/A"},{"$error":"#N/A"},{"$error":"#N/A"},{"$error":"#N/A"},{"$error":"#N/A"},{"$error":"#N/A"},{"$error":"#N/A"},{"$error":"#N/A"},{"$error":"#N/A"},{"$error":"#N/A"}]
[null,{"$f":"IF(DataInput!B128=$B$8,IF($B$9=$B$10,TRUE,IF(DataInput!E128=$B$9,TRUE,FALSE)))","v":true},null,null,{"$f":"IF(B129=TRUE,DataInput!B128,NA())","v":"VIC"},{"$f":"IF($E129=DataInput!$B128,DataInput!C128,NA())","v":"ATSBP"},{"$f":"IF($E129=DataInput!$B128,DataInput!D128,NA())","v":"Altona-Brooklyn (Powercor) 66 kV"},{"$f":"IF($E129=DataInput!$B128,DataInput!E128,NA())","v":"Powercor"},{"$f":"IF($E129=DataInput!$B128,DataInput!F128,NA())","v":"Winter"},{"$f":"IF($E129=DataInput!$B128,DataInput!G128,NA())","v":"Non-Coincident"},{"$f":"IF($E129=DataInput!$B128,DataInput!H128,NA())","v":2023},{"$f":"IF($E129=DataInput!$B128,DataInput!I128,NA())","v":"POE50"},{"$f":"IF($E129=DataInput!$B128,DataInput!J128,NA())","v":181.95963437563299},{"$f":"IF($E129=DataInput!$B128,DataInput!K128,NA())","v":0.91489470048691601},null,null,"VIC Altona-Brooklyn (Powercor) 66 kV",null,null,null,null,false,null,null,{"$error":"#N/A"},{"$error":"#N/A"},{"$error":"#N/A"},{"$error":"#N/A"},{"$error":"#N/A"},{"$error":"#N/A"},{"$error":"#N/A"},{"$error":"#N/A"},{"$error":"#N/A"},{"$error":"#N/A"}]
[null,{"$f":"IF(DataInput!B129=$B$8,IF($B$9=$B$10,TRUE,IF(DataInput!E129=$B$9,TRUE,FALSE)))","v":true},null,null,{"$f":"IF(B130=TRUE,DataInput!B129,NA())","v":"VIC"},{"$f":"IF($E130=DataInput!$B129,DataInput!C129,NA())","v":"ATSBP"},{"$f":"IF($E130=DataInput!$B129,DataInput!D129,NA())","v":"Altona-Brooklyn (Powercor) 66 kV"},{"$f":"IF($E130=DataInput!$B129,DataInput!E129,NA())","v":"Powercor"},{"$f":"IF($E130=DataInput!$B129,DataInput!F129,NA())","v":"Winter"},{"$f":"IF($E130=DataInput!$B129,DataInput!G129,NA())","v":"Non-Coincident"},{"$f":"IF($E130=DataInput!$B129,DataInput!H129,NA())","v":2024},{"$f":"IF($E130=DataInput!$B129,DataInput!I129,NA())","v":"POE50"},{"$f":"IF($E130=DataInput!$B129,DataInput!J129,NA())","v":186.19736217668199},{"$f":"IF($E130=DataInput!$B129,DataInput!K129,NA())","v":0.91491825088118495},null,null,"VIC Altona-Brooklyn (Powercor) 66 kV",null,null,null,null,false,null,null,{"$error":"#N/A"},{"$error":"#N/A"},{"$error":"#N/A"},{"$error":"#N/A"},{"$error":"#N/A"},{"$error":"#N/A"},{"$error":"#N/A"},{"$error":"#N/A"},{"$error":"#N/A"},{"$error":"#N/A"}]
[null,{"$f":"IF(DataInput!B130=$B$8,IF($B$9=$B$10,TRUE,IF(DataInput!E130=$B$9,TRUE,FALSE)))","v":true},null,null,{"$f":"IF(B131=TRUE,DataInput!B130,NA())","v":"VIC"},{"$f":"IF($E131=DataInput!$B130,DataInput!C130,NA())","v":"ATSBP"},{"$f":"IF($E131=DataInput!$B130,DataInput!D130,NA())","v":"Altona-Brooklyn (Powercor) 66 kV"},{"$f":"IF($E131=DataInput!$B130,DataInput!E130,NA())","v":"Powercor"},{"$f":"IF($E131=DataInput!$B130,DataInput!F130,NA())","v":"Winter"},{"$f":"IF($E131=DataInput!$B130,DataInput!G130,NA())","v":"Non-Coincident"},{"$f":"IF($E131=DataInput!$B130,DataInput!H130,NA())","v":2025},{"$f":"IF($E131=DataInput!$B130,DataInput!I130,NA())","v":"POE50"},{"$f":"IF($E131=DataInput!$B130,DataInput!J130,NA())","v":190.262383936763},{"$f":"IF($E131=DataInput!$B130,DataInput!K130,NA())","v":0.91493721516345095},null,null,"VIC Altona-Brooklyn (Powercor) 66 kV",null,null,null,null,false,null,null,{"$error":"#N/A"},{"$error":"#N/A"},{"$error":"#N/A"},{"$error":"#N/A"},{"$error":"#N/A"},{"$error":"#N/A"},{"$error":"#N/A"},{"$error":"#N/A"},{"$error":"#N/A"},{"$error":"#N/A"}]
[null,{"$f":"IF(DataInput!B131=$B$8,IF($B$9=$B$10,TRUE,IF(DataInput!E131=$B$9,TRUE,FALSE)))","v":true},null,null,{"$f":"IF(B132=TRUE,DataInput!B131,NA())","v":"VIC"},{"$f":"IF($E132=DataInput!$B131,DataInput!C131,NA())","v":"ATSWAL"},{"$f":"IF($E132=DataInput!$B131,DataInput!D131,NA())","v":"Air Liquid"},{"$f":"IF($E132=DataInput!$B131,DataInput!E131,NA())","v":"Direct Connect"},{"$f":"IF($E132=DataInput!$B131,DataInput!F131,NA())","v":"Summer"},{"$f":"IF($E132=DataInput!$B131,DataInput!G131,NA())","v":"Non-Coincident"},{"$f":"IF($E132=DataInput!$B131,DataInput!H131,NA())","v":2017},{"$f":"IF($E132=DataInput!$B131,DataInput!I131,NA())","v":"POE10"},{"$f":"IF($E132=DataInput!$B131,DataInput!J131,NA())","v":"NA"},{"$f":"IF($E132=DataInput!$B131,DataInput!K131,NA())","v":"NA"},null,null,"VIC Air Liquid",null,null,null,null,false,null,null,{"$error":"#N/A"},{"$error":"#N/A"},{"$error":"#N/A"},{"$error":"#N/A"},{"$error":"#N/A"},{"$error":"#N/A"},{"$error":"#N/A"},{"$error":"#N/A"},{"$error":"#N/A"},{"$error":"#N/A"}]
[null,{"$f":"IF(DataInput!B132=$B$8,IF($B$9=$B$10,TRUE,IF(DataInput!E132=$B$9,TRUE,FALSE)))","v":true},null,null,{"$f":"IF(B133=TRUE,DataInput!B132,NA())","v":"VIC"},{"$f":"IF($E133=DataInput!$B132,DataInput!C132,NA())","v":"ATSWAL"},{"$f":"IF($E133=DataInput!$B132,DataInput!D132,NA())","v":"Air Liquid"},{"$f":"IF($E133=DataInput!$B132,DataInput!E132,NA())","v":"Direct Connect"},{"$f":"IF($E133=DataInput!$B132,DataInput!F132,NA())","v":"Summer"},{"$f":"IF($E133=DataInput!$B132,DataInput!G132,NA())","v":"Non-Coincident"},{"$f":"IF($E133=DataInput!$B132,DataInput!H132,NA())","v":2018},{"$f":"IF($E133=DataInput!$B132,DataInput!I132,NA())","v":"POE10"},{"$f":"IF($E133=DataInput!$B132,DataInput!J132,NA())","v":"NA"},{"$f":"IF($E133=DataInput!$B132,DataInput!K132,NA())","v":"NA"},null,null,"VIC Air Liquid",null,null,null,null,false,null,null,{"$error":"#N/A"},{"$error":"#N/A"},{"$error":"#N/A"},{"$error":"#N/A"},{"$error":"#N/A"},{"$error":"#N/A"},{"$error":"#N/A"},{"$error":"#N/A"},{"$error":"#N/A"},{"$error":"#N/A"}]
[null,{"$f":"IF(DataInput!B133=$B$8,IF($B$9=$B$10,TRUE,IF(DataInput!E133=$B$9,TRUE,FALSE)))","v":true},null,null,{"$f":"IF(B134=TRUE,DataInput!B133,NA())","v":"VIC"},{"$f":"IF($E134=DataInput!$B133,DataInput!C133,NA())","v":"ATSWAL"},{"$f":"IF($E134=DataInput!$B133,DataInput!D133,NA())","v":"Air Liquid"},{"$f":"IF($E134=DataInput!$B133,DataInput!E133,NA())","v":"Direct Connect"},{"$f":"IF($E134=DataInput!$B133,DataInput!F133,NA())","v":"Summer"},{"$f":"IF($E134=DataInput!$B133,DataInput!G133,NA())","v":"Non-Coincident"},{"$f":"IF($E134=DataInput!$B133,DataInput!H133,NA())","v":2019},{"$f":"IF($E134=DataInput!$B133,DataInput!I133,NA())","v":"POE10"},{"$f":"IF($E134=DataInput!$B133,DataInput!J133,NA())","v":"NA"},{"$f":"IF($E134=DataInput!$B133,DataInput!K133,NA())","v":"NA"},null,null,"VIC Air Liquid",null,null,null,null,false,null,null,{"$error":"#N/A"},{"$error":"#N/A"},{"$error":"#N/A"},{"$error":"#N/A"},{"$error":"#N/A"},{"$error":"#N/A"},{"$error":"#N/A"},{"$error":"#N/A"},{"$error":"#N/A"},{"$error":"#N/A"}]
[null,{"$f":"IF(DataInput!B134=$B$8,IF($B$9=$B$10,TRUE,IF(DataInput!E134=$B$9,TRUE,FALSE)))","v":true},null,null,{"$f":"IF(B135=TRUE,DataInput!B134,NA())","v":"VIC"},{"$f":"IF($E135=DataInput!$B134,DataInput!C134,NA())","v":"ATSWAL"},{"$f":"IF($E135=DataInput!$B134,DataInput!D134,NA())","v":"Air Liquid"},{"$f":"IF($E135=DataInput!$B134,DataInput!E134,NA())","v":"Direct Connect"},{"$f":"IF($E135=DataInput!$B134,DataInput!F134,NA())","v":"Summer"},{"$f":"IF($E135=DataInput!$B134,DataInput!G134,NA())","v":"Non-Coincident"},{"$f":"IF($E135=DataInput!$B134,DataInput!H134,NA())","v":2020},{"$f":"IF($E135=DataInput!$B134,DataInput!I134,NA())","v":"POE10"},{"$f":"IF($E135=DataInput!$B134,DataInput!J134,NA())","v":"NA"},{"$f":"IF($E135=DataInput!$B134,DataInput!K134,NA())","v":"NA"},null,null,"VIC Air Liquid",null,null,null,null,false,null,null,{"$error":"#N/A"},{"$error":"#N/A"},{"$error":"#N/A"},{"$error":"#N/A"},{"$error":"#N/A"},{"$error":"#N/A"},{"$error":"#N/A"},{"$error":"#N/A"},{"$error":"#N/A"},{"$error":"#N/A"}]
[null,{"$f":"IF(DataInput!B135=$B$8,IF($B$9=$B$10,TRUE,IF(DataInput!E135=$B$9,TRUE,FALSE)))","v":true},null,null,{"$f":"IF(B136=TRUE,DataInput!B135,NA())","v":"VIC"},{"$f":"IF($E136=DataInput!$B135,DataInput!C135,NA())","v":"ATSWAL"},{"$f":"IF($E136=DataInput!$B135,DataInput!D135,NA())","v":"Air Liquid"},{"$f":"IF($E136=DataInput!$B135,DataInput!E135,NA())","v":"Direct Connect"},{"$f":"IF($E136=DataInput!$B135,DataInput!F135,NA())","v":"Summer"},{"$f":"IF($E136=DataInput!$B135,DataInput!G135,NA())","v":"Non-Coincident"},{"$f":"IF($E136=DataInput!$B135,DataInput!H135,NA())","v":2021},{"$f":"IF($E136=DataInput!$B135,DataInput!I135,NA())","v":"POE10"},{"$f":"IF($E136=DataInput!$B135,DataInput!J135,NA())","v":"NA"},{"$f":"IF($E136=DataInput!$B135,DataInput!K135,NA())","v":"NA"},null,null,"VIC Air Liquid",null,null,null,null,false,null,null,{"$error":"#N/A"},{"$error":"#N/A"},{"$error":"#N/A"},{"$error":"#N/A"},{"$error":"#N/A"},{"$error":"#N/A"},{"$error":"#N/A"},{"$error":"#N/A"},{"$error":"#N/A"},{"$error":"#N/A"}]
[null,{"$f":"IF(DataInput!B136=$B$8,IF($B$9=$B$10,TRUE,IF(DataInput!E136=$B$9,TRUE,FALSE)))","v":true},null,null,{"$f":"IF(B137=TRUE,DataInput!B136,NA())","v":"VIC"},{"$f":"IF($E137=DataInput!$B136,DataInput!C136,NA())","v":"ATSWAL"},{"$f":"IF($E137=DataInput!$B136,DataInput!D136,NA())","v":"Air Liquid"},{"$f":"IF($E137=DataInput!$B136,DataInput!E136,NA())","v":"Direct Connect"},{"$f":"IF($E137=DataInput!$B136,DataInput!F136,NA())","v":"Summer"},{"$f":"IF($E137=DataInput!$B136,DataInput!G136,NA())","v":"Non-Coincident"},{"$f":"IF($E137=DataInput!$B136,DataInput!H136,NA())","v":2022},{"$f":"IF($E137=DataInput!$B136,DataInput!I136,NA())","v":"POE10"},{"$f":"IF($E137=DataInput!$B136,DataInput!J136,NA())","v":"NA"},{"$f":"IF($E137=DataInput!$B136,DataInput!K136,NA())","v":"NA"},null,null,"VIC Air Liquid",null,null,null,null,false,null,null,{"$error":"#N/A"},{"$error":"#N/A"},{"$error":"#N/A"},{"$error":"#N/A"},{"$error":"#N/A"},{"$error":"#N/A"},{"$error":"#N/A"},{"$error":"#N/A"},{"$error":"#N/A"},{"$error":"#N/A"}]
[null,{"$f":"IF(DataInput!B137=$B$8,IF($B$9=$B$10,TRUE,IF(DataInput!E137=$B$9,TRUE,FALSE)))","v":true},null,null,{"$f":"IF(B138=TRUE,DataInput!B137,NA())","v":"VIC"},{"$f":"IF($E138=DataInput!$B137,DataInput!C137,NA())","v":"ATSWAL"},{"$f":"IF($E138=DataInput!$B137,DataInput!D137,NA())","v":"Air Liquid"},{"$f":"IF($E138=DataInput!$B137,DataInput!E137,NA())","v":"Direct Connect"},{"$f":"IF($E138=DataInput!$B137,DataInput!F137,NA())","v":"Summer"},{"$f":"IF($E138=DataInput!$B137,DataInput!G137,NA())","v":"Non-Coincident"},{"$f":"IF($E138=DataInput!$B137,DataInput!H137,NA())","v":2023},{"$f":"IF($E138=DataInput!$B137,DataInput!I137,NA())","v":"POE10"},{"$f":"IF($E138=DataInput!$B137,DataInput!J137,NA())","v":"NA"},{"$f":"IF($E138=DataInput!$B137,DataInput!K137,NA())","v":"NA"},null,null,"VIC Air Liquid",null,null,null,null,false,null,null,{"$error":"#N/A"},{"$error":"#N/A"},{"$error":"#N/A"},{"$error":"#N/A"},{"$error":"#N/A"},{"$error":"#N/A"},{"$error":"#N/A"},{"$error":"#N/A"},{"$error":"#N/A"},{"$error":"#N/A"}]
[null,{"$f":"IF(DataInput!B138=$B$8,IF($B$9=$B$10,TRUE,IF(DataInput!E138=$B$9,TRUE,FALSE)))","v":true},null,null,{"$f":"IF(B139=TRUE,DataInput!B138,NA())","v":"VIC"},{"$f":"IF($E139=DataInput!$B138,DataInput!C138,NA())","v":"ATSWAL"},{"$f":"IF($E139=DataInput!$B138,DataInput!D138,NA())","v":"Air Liquid"},{"$f":"IF($E139=DataInput!$B138,DataInput!E138,NA())","v":"Direct Connect"},{"$f":"IF($E139=DataInput!$B138,DataInput!F138,NA())","v":"Summer"},{"$f":"IF($E139=DataInput!$B138,DataInput!G138,NA())","v":"Non-Coincident"},{"$f":"IF($E139=DataInput!$B138,DataInput!H138,NA())","v":2024},{"$f":"IF($E139=DataInput!$B138,DataInput!I138,NA())","v":"POE10"},{"$f":"IF($E139=DataInput!$B138,DataInput!J138,NA())","v":"NA"},{"$f":"IF($E139=DataInput!$B138,DataInput!K138,NA())","v":"NA"},null,null,"VIC Air Liquid",null,null,null,null,false,null,null,{"$error":"#N/A"},{"$error":"#N/A"},{"$error":"#N/A"},{"$error":"#N/A"},{"$error":"#N/A"},{"$error":"#N/A"},{"$error":"#N/A"},{"$error":"#N/A"},{"$error":"#N/A"},{"$error":"#N/A"}]
[null,{"$f":"IF(DataInput!B139=$B$8,IF($B$9=$B$10,TRUE,IF(DataInput!E139=$B$9,TRUE,FALSE)))","v":true},null,null,{"$f":"IF(B140=TRUE,DataInput!B139,NA())","v":"VIC"},{"$f":"IF($E140=DataInput!$B139,DataInput!C139,NA())","v":"ATSWAL"},{"$f":"IF($E140=DataInput!$B139,DataInput!D139,NA())","v":"Air Liquid"},{"$f":"IF($E140=DataInput!$B139,DataInput!E139,NA())","v":"Direct Connect"},{"$f":"IF($E140=DataInput!$B139,DataInput!F139,NA())","v":"Summer"},{"$f":"IF($E140=DataInput!$B139,DataInput!G139,NA())","v":"Non-Coincident"},{"$f":"IF($E140=DataInput!$B139,DataInput!H139,NA())","v":2025},{"$f":"IF($E140=DataInput!$B139,DataInput!I139,NA())","v":"POE10"},{"$f":"IF($E140=DataInput!$B139,DataInput!J139,NA())","v":"NA"},{"$f":"IF($E140=DataInput!$B139,DataInput!K139,NA())","v":"NA"},null,null,{"$f":"IF(OR(ISERROR(E140),ISERROR(G140)),\"  \",E140&\" \"&G140)","v":"VIC Air Liquid"},null,null,null,null,{"$f":"IF(ISERROR(G140),FALSE,IF($V$9=G140,TRUE,FALSE))","v":false},null,null,{"$f":"IF($V140=TRUE,E140,NA())","v":{"$error":"#N/A"}},{"$error":"#N/A"},{"$error":"#N/A"},{"$error":"#N/A"},{"$error":"#N/A"},{"$error":"#N/A"},{"$error":"#N/A"},{"$error":"#N/A"},{"$error":"#N/A"},{"$error":"#N/A"}]
[null,{"$f":"IF(DataInput!B140=$B$8,IF($B$9=$B$10,TRUE,IF(DataInput!E140=$B$9,TRUE,FALSE)))","v":true},null,null,{"$f":"IF(B141=TRUE,DataInput!B140,NA())","v":"VIC"},{"$f":"IF($E141=DataInput!$B140,DataInput!C140,NA())","v":"ATSWAL"},{"$f":"IF($E141=DataInput!$B140,DataInput!D140,NA())","v":"Air Liquid"},{"$f":"IF($E141=DataInput!$B140,DataInput!E140,NA())","v":"Direct Connect"},{"$f":"IF($E141=DataInput!$B140,DataInput!F140,NA())","v":"Summer"},{"$f":"IF($E141=DataInput!$B140,DataInput!G140,NA())","v":"Non-Coincident"},{"$f":"IF($E141=DataInput!$B140,DataInput!H140,NA())","v":2026},{"$f":"IF($E141=DataInput!$B140,DataInput!I140,NA())","v":"POE10"},{"$f":"IF($E141=DataInput!$B140,DataInput!J140,NA())","v":"NA"},{"$f":"IF($E141=DataInput!$B140,DataInput!K140,NA())","v":"NA"},null,null,"VIC Air Liquid",null,null,null,null,false,null,null,{"$error":"#N/A"},{"$error":"#N/A"},{"$error":"#N/A"},{"$error":"#N/A"},{"$error":"#N/A"},{"$error":"#N/A"},{"$error":"#N/A"},{"$error":"#N/A"},{"$error":"#N/A"},{"$error":"#N/A"}]
[null,{"$f":"IF(DataInput!B141=$B$8,IF($B$9=$B$10,TRUE,IF(DataInput!E141=$B$9,TRUE,FALSE)))","v":true},null,null,{"$f":"IF(B142=TRUE,DataInput!B141,NA())","v":"VIC"},{"$f":"IF($E142=DataInput!$B141,DataInput!C141,NA())","v":"ATSWAL"},{"$f":"IF($E142=DataInput!$B141,DataInput!D141,NA())","v":"Air Liquid"},{"$f":"IF($E142=DataInput!$B141,DataInput!E141,NA())","v":"Direct Connect"},{"$f":"IF($E142=DataInput!$B141,DataInput!F141,NA())","v":"Summer"},{"$f":"IF($E142=DataInput!$B141,DataInput!G141,NA())","v":"Non-Coincident"},{"$f":"IF($E142=DataInput!$B141,DataInput!H141,NA())","v":2017},{"$f":"IF($E142=DataInput!$B141,DataInput!I141,NA())","v":"POE50"},{"$f":"IF($E142=DataInput!$B141,DataInput!J141,NA())","v":"NA"},{"$f":"IF($E142=DataInput!$B141,DataInput!K141,NA())","v":"NA"},null,null,"VIC Air Liquid",null,null,null,null,false,null,null,{"$error":"#N/A"},{"$error":"#N/A"},{"$error":"#N/A"},{"$error":"#N/A"},{"$error":"#N/A"},{"$error":"#N/A"},{"$error":"#N/A"},{"$error":"#N/A"},{"$error":"#N/A"},{"$error":"#N/A"}]
[null,{"$f":"IF(DataInput!B142=$B$8,IF($B$9=$B$10,TRUE,IF(DataInput!E142=$B$9,TRUE,FALSE)))","v":true},null,null,{"$f":"IF(B143=TRUE,DataInput!B142,NA())","v":"VIC"},{"$f":"IF($E143=DataInput!$B142,DataInput!C142,NA())","v":"ATSWAL"},{"$f":"IF($E143=DataInput!$B142,DataInput!D142,NA())","v":"Air Liquid"},{"$f":"IF($E143=DataInput!$B142,DataInput!E142,NA())","v":"Direct Connect"},{"$f":"IF($E143=DataInput!$B142,DataInput!F142,NA())","v":"Summer"},{"$f":"IF($E143=DataInput!$B142,DataInput!G142,NA())","v":"Non-Coincident"},{"$f":"IF($E143=DataInput!$B142,DataInput!H142,NA())","v":2018},{"$f":"IF($E143=DataInput!$B142,DataInput!I142,NA())","v":"POE50"},{"$f":"IF($E143=DataInput!$B142,DataInput!J142,NA())","v":"NA"},{"$f":"IF($E143=DataInput!$B142,DataInput!K142,NA())","v":"NA"},null,null,"VIC Air Liquid",null,null,null,null,false,null,null,{"$error":"#N/A"},{"$error":"#N/A"},{"$error":"#N/A"},{"$error":"#N/A"},{"$error":"#N/A"},{"$error":"#N/A"},{"$error":"#N/A"},{"$error":"#N/A"},{"$error":"#N/A"},{"$error":"#N/A"}]
[null,{"$f":"IF(DataInput!B143=$B$8,IF($B$9=$B$10,TRUE,IF(DataInput!E143=$B$9,TRUE,FALSE)))","v":true},null,null,{"$f":"IF(B144=TRUE,DataInput!B143,NA())","v":"VIC"},{"$f":"IF($E144=DataInput!$B143,DataInput!C143,NA())","v":"ATSWAL"},{"$f":"IF($E144=DataInput!$B143,DataInput!D143,NA())","v":"Air Liquid"},{"$f":"IF($E144=DataInput!$B143,DataInput!E143,NA())","v":"Direct Connect"},{"$f":"IF($E144=DataInput!$B143,DataInput!F143,NA())","v":"Summer"},{"$f":"IF($E144=DataInput!$B143,DataInput!G143,NA())","v":"Non-Coincident"},{"$f":"IF($E144=DataInput!$B143,DataInput!H143,NA())","v":2019},{"$f":"IF($E144=DataInput!$B143,DataInput!I143,NA())","v":"POE50"},{"$f":"IF($E144=DataInput!$B143,DataInput!J143,NA())","v":"NA"},{"$f":"IF($E144=DataInput!$B143,DataInput!K143,NA())","v":"NA"},null,null,"VIC Air Liquid",null,null,null,null,false,null,null,{"$error":"#N/A"},{"$error":"#N/A"},{"$error":"#N/A"},{"$error":"#N/A"},{"$error":"#N/A"},{"$error":"#N/A"},{"$error":"#N/A"},{"$error":"#N/A"},{"$error":"#N/A"},{"$error":"#N/A"}]
[null,{"$f":"IF(DataInput!B144=$B$8,IF($B$9=$B$10,TRUE,IF(DataInput!E144=$B$9,TRUE,FALSE)))","v":true},null,null,{"$f":"IF(B145=TRUE,DataInput!B144,NA())","v":"VIC"},{"$f":"IF($E145=DataInput!$B144,DataInput!C144,NA())","v":"ATSWAL"},{"$f":"IF($E145=DataInput!$B144,DataInput!D144,NA())","v":"Air Liquid"},{"$f":"IF($E145=DataInput!$B144,DataInput!E144,NA())","v":"Direct Connect"},{"$f":"IF($E145=DataInput!$B144,DataInput!F144,NA())","v":"Summer"},{"$f":"IF($E145=DataInput!$B144,DataInput!G144,NA())","v":"Non-Coincident"},{"$f":"IF($E145=DataInput!$B144,DataInput!H144,NA())","v":2020},{"$f":"IF($E145=DataInput!$B144,DataInput!I144,NA())","v":"POE50"},{"$f":"IF($E145=DataInput!$B144,DataInput!J144,NA())","v":"NA"},{"$f":"IF($E145=DataInput!$B144,DataInput!K144,NA())","v":"NA"},null,null,"VIC Air Liquid",null,null,null,null,false,null,null,{"$error":"#N/A"},{"$error":"#N/A"},{"$error":"#N/A"},{"$error":"#N/A"},{"$error":"#N/A"},{"$error":"#N/A"},{"$error":"#N/A"},{"$error":"#N/A"},{"$error":"#N/A"},{"$error":"#N/A"}]
[null,{"$f":"IF(DataInput!B145=$B$8,IF($B$9=$B$10,TRUE,IF(DataInput!E145=$B$9,TRUE,FALSE)))","v":true},null,null,{"$f":"IF(B146=TRUE,DataInput!B145,NA())","v":"VIC"},{"$f":"IF($E146=DataInput!$B145,DataInput!C145,NA())","v":"ATSWAL"},{"$f":"IF($E146=DataInput!$B145,DataInput!D145,NA())","v":"Air Liquid"},{"$f":"IF($E146=DataInput!$B145,DataInput!E145,NA())","v":"Direct Connect"},{"$f":"IF($E146=DataInput!$B145,DataInput!F145,NA())","v":"Summer"},{"$f":"IF($E146=DataInput!$B145,DataInput!G145,NA())","v":"Non-Coincident"},{"$f":"IF($E146=DataInput!$B145,DataInput!H145,NA())","v":2021},{"$f":"IF($E146=DataInput!$B145,DataInput!I145,NA())","v":"POE50"},{"$f":"IF($E146=DataInput!$B145,DataInput!J145,NA())","v":"NA"},{"$f":"IF($E146=DataInput!$B145,DataInput!K145,NA())","v":"NA"},null,null,"VIC Air Liquid",null,null,null,null,false,null,null,{"$error":"#N/A"},{"$error":"#N/A"},{"$error":"#N/A"},{"$error":"#N/A"},{"$error":"#N/A"},{"$error":"#N/A"},{"$error":"#N/A"},{"$error":"#N/A"},{"$error":"#N/A"},{"$error":"#N/A"}]
[null,{"$f":"IF(DataInput!B146=$B$8,IF($B$9=$B$10,TRUE,IF(DataInput!E146=$B$9,TRUE,FALSE)))","v":true},null,null,{"$f":"IF(B147=TRUE,DataInput!B146,NA())","v":"VIC"},{"$f":"IF($E147=DataInput!$B146,DataInput!C146,NA())","v":"ATSWAL"},{"$f":"IF($E147=DataInput!$B146,DataInput!D146,NA())","v":"Air Liquid"},{"$f":"IF($E147=DataInput!$B146,DataInput!E146,NA())","v":"Direct Connect"},{"$f":"IF($E147=DataInput!$B146,DataInput!F146,NA())","v":"Summer"},{"$f":"IF($E147=DataInput!$B146,DataInput!G146,NA())","v":"Non-Coincident"},{"$f":"IF($E147=DataInput!$B146,DataInput!H146,NA())","v":2022},{"$f":"IF($E147=DataInput!$B146,DataInput!I146,NA())","v":"POE50"},{"$f":"IF($E147=DataInput!$B146,DataInput!J146,NA())","v":"NA"},{"$f":"IF($E147=DataInput!$B146,DataInput!K146,NA())","v":"NA"},null,null,"VIC Air Liquid",null,null,null,null,false,null,null,{"$error":"#N/A"},{"$error":"#N/A"},{"$error":"#N/A"},{"$error":"#N/A"},{"$error":"#N/A"},{"$error":"#N/A"},{"$error":"#N/A"},{"$error":"#N/A"},{"$error":"#N/A"},{"$error":"#N/A"}]
[null,{"$f":"IF(DataInput!B147=$B$8,IF($B$9=$B$10,TRUE,IF(DataInput!E147=$B$9,TRUE,FALSE)))","v":true},null,null,{"$f":"IF(B148=TRUE,DataInput!B147,NA())","v":"VIC"},{"$f":"IF($E148=DataInput!$B147,DataInput!C147,NA())","v":"ATSWAL"},{"$f":"IF($E148=DataInput!$B147,DataInput!D147,NA())","v":"Air Liquid"},{"$f":"IF($E148=DataInput!$B147,DataInput!E147,NA())","v":"Direct Connect"},{"$f":"IF($E148=DataInput!$B147,DataInput!F147,NA())","v":"Summer"},{"$f":"IF($E148=DataInput!$B147,DataInput!G147,NA())","v":"Non-Coincident"},{"$f":"IF($E148=DataInput!$B147,DataInput!H147,NA())","v":2023},{"$f":"IF($E148=DataInput!$B147,DataInput!I147,NA())","v":"POE50"},{"$f":"IF($E148=DataInput!$B147,DataInput!J147,NA())","v":"NA"},{"$f":"IF($E148=DataInput!$B147,DataInput!K147,NA())","v":"NA"},null,null,"VIC Air Liquid",null,null,null,null,false,null,null,{"$error":"#N/A"},{"$error":"#N/A"},{"$error":"#N/A"},{"$error":"#N/A"},{"$error":"#N/A"},{"$error":"#N/A"},{"$error":"#N/A"},{"$error":"#N/A"},{"$error":"#N/A"},{"$error":"#N/A"}]
[null,{"$f":"IF(DataInput!B148=$B$8,IF($B$9=$B$10,TRUE,IF(DataInput!E148=$B$9,TRUE,FALSE)))","v":true},null,null,{"$f":"IF(B149=TRUE,DataInput!B148,NA())","v":"VIC"},{"$f":"IF($E149=DataInput!$B148,DataInput!C148,NA())","v":"ATSWAL"},{"$f":"IF($E149=DataInput!$B148,DataInput!D148,NA())","v":"Air Liquid"},{"$f":"IF($E149=DataInput!$B148,DataInput!E148,NA())","v":"Direct Connect"},{"$f":"IF($E149=DataInput!$B148,DataInput!F148,NA())","v":"Summer"},{"$f":"IF($E149=DataInput!$B148,DataInput!G148,NA())","v":"Non-Coincident"},{"$f":"IF($E149=DataInput!$B148,DataInput!H148,NA())","v":2024},{"$f":"IF($E149=DataInput!$B148,DataInput!I148,NA())","v":"POE50"},{"$f":"IF($E149=DataInput!$B148,DataInput!J148,NA())","v":"NA"},{"$f":"IF($E149=DataInput!$B148,DataInput!K148,NA())","v":"NA"},null,null,"VIC Air Liquid",null,null,null,null,false,null,null,{"$error":"#N/A"},{"$error":"#N/A"},{"$error":"#N/A"},{"$error":"#N/A"},{"$error":"#N/A"},{"$error":"#N/A"},{"$error":"#N/A"},{"$error":"#N/A"},{"$error":"#N/A"},{"$error":"#N/A"}]
[null,{"$f":"IF(DataInput!B149=$B$8,IF($B$9=$B$10,TRUE,IF(DataInput!E149=$B$9,TRUE,FALSE)))","v":true},null,null,{"$f":"IF(B150=TRUE,DataInput!B149,NA())","v":"VIC"},{"$f":"IF($E150=DataInput!$B149,DataInput!C149,NA())","v":"ATSWAL"},{"$f":"IF($E150=DataInput!$B149,DataInput!D149,NA())","v":"Air Liquid"},{"$f":"IF($E150=DataInput!$B149,DataInput!E149,NA())","v":"Direct Connect"},{"$f":"IF($E150=DataInput!$B149,DataInput!F149,NA())","v":"Summer"},{"$f":"IF($E150=DataInput!$B149,DataInput!G149,NA())","v":"Non-Coincident"},{"$f":"IF($E150=DataInput!$B149,DataInput!H149,NA())","v":2025},{"$f":"IF($E150=DataInput!$B149,DataInput!I149,NA())","v":"POE50"},{"$f":"IF($E150=DataInput!$B149,DataInput!J149,NA())","v":"NA"},{"$f":"IF($E150=DataInput!$B149,DataInput!K149,NA())","v":"NA"},null,null,"VIC Air Liquid",null,null,null,null,false,null,null,{"$error":"#N/A"},{"$error":"#N/A"},{"$error":"#N/A"},{"$error":"#N/A"},{"$error":"#N/A"},{"$error":"#N/A"},{"$error":"#N/A"},{"$error":"#N/A"},{"$error":"#N/A"},{"$error":"#N/A"}]
[null,{"$f":"IF(DataInput!B150=$B$8,IF($B$9=$B$10,TRUE,IF(DataInput!E150=$B$9,TRUE,FALSE)))","v":true},null,null,{"$f":"IF(B151=TRUE,DataInput!B150,NA())","v":"VIC"},{"$f":"IF($E151=DataInput!$B150,DataInput!C150,NA())","v":"ATSWAL"},{"$f":"IF($E151=DataInput!$B150,DataInput!D150,NA())","v":"Air Liquid"},{"$f":"IF($E151=DataInput!$B150,DataInput!E150,NA())","v":"Direct Connect"},{"$f":"IF($E151=DataInput!$B150,DataInput!F150,NA())","v":"Summer"},{"$f":"IF($E151=DataInput!$B150,DataInput!G150,NA())","v":"Non-Coincident"},{"$f":"IF($E151=DataInput!$B150,DataInput!H150,NA())","v":2026},{"$f":"IF($E151=DataInput!$B150,DataInput!I150,NA())","v":"POE50"},{"$f":"IF($E151=DataInput!$B150,DataInput!J150,NA())","v":"NA"},{"$f":"IF($E151=DataInput!$B150,DataInput!K150,NA())","v":"NA"},null,null,"VIC Air Liquid",null,null,null,null,false,null,null,{"$error":"#N/A"},{"$error":"#N/A"},{"$error":"#N/A"},{"$error":"#N/A"},{"$error":"#N/A"},{"$error":"#N/A"},{"$error":"#N/A"},{"$error":"#N/A"},{"$error":"#N/A"},{"$error":"#N/A"}]
[null,{"$f":"IF(DataInput!B151=$B$8,IF($B$9=$B$10,TRUE,IF(DataInput!E151=$B$9,TRUE,FALSE)))","v":true},null,null,{"$f":"IF(B152=TRUE,DataInput!B151,NA())","v":"VIC"},{"$f":"IF($E152=DataInput!$B151,DataInput!C151,NA())","v":"ATSWAL"},{"$f":"IF($E152=DataInput!$B151,DataInput!D151,NA())","v":"Air Liquid"},{"$f":"IF($E152=DataInput!$B151,DataInput!E151,NA())","v":"Direct Connect"},{"$f":"IF($E152=DataInput!$B151,DataInput!F151,NA())","v":"Winter"},{"$f":"IF($E152=DataInput!$B151,DataInput!G151,NA())","v":"Non-Coincident"},{"$f":"IF($E152=DataInput!$B151,DataInput!H151,NA())","v":2016},{"$f":"IF($E152=DataInput!$B151,DataInput!I151,NA())","v":"POE10"},{"$f":"IF($E152=DataInput!$B151,DataInput!J151,NA())","v":"NA"},{"$f":"IF($E152=DataInput!$B151,DataInput!K151,NA())","v":"NA"},null,null,"VIC Air Liquid",null,null,null,null,false,null,null,{"$error":"#N/A"},{"$error":"#N/A"},{"$error":"#N/A"},{"$error":"#N/A"},{"$error":"#N/A"},{"$error":"#N/A"},{"$error":"#N/A"},{"$error":"#N/A"},{"$error":"#N/A"},{"$error":"#N/A"}]
[null,{"$f":"IF(DataInput!B152=$B$8,IF($B$9=$B$10,TRUE,IF(DataInput!E152=$B$9,TRUE,FALSE)))","v":true},null,null,{"$f":"IF(B153=TRUE,DataInput!B152,NA())","v":"VIC"},{"$f":"IF($E153=DataInput!$B152,DataInput!C152,NA())","v":"ATSWAL"},{"$f":"IF($E153=DataInput!$B152,DataInput!D152,NA())","v":"Air Liquid"},{"$f":"IF($E153=DataInput!$B152,DataInput!E152,NA())","v":"Direct Connect"},{"$f":"IF($E153=DataInput!$B152,DataInput!F152,NA())","v":"Winter"},{"$f":"IF($E153=DataInput!$B152,DataInput!G152,NA())","v":"Non-Coincident"},{"$f":"IF($E153=DataInput!$B152,DataInput!H152,NA())","v":2017},{"$f":"IF($E153=DataInput!$B152,DataInput!I152,NA())","v":"POE10"},{"$f":"IF($E153=DataInput!$B152,DataInput!J152,NA())","v":"NA"},{"$f":"IF($E153=DataInput!$B152,DataInput!K152,NA())","v":"NA"},null,null,"VIC Air Liquid",null,null,null,null,false,null,null,{"$error":"#N/A"},{"$error":"#N/A"},{"$error":"#N/A"},{"$error":"#N/A"},{"$error":"#N/A"},{"$error":"#N/A"},{"$error":"#N/A"},{"$error":"#N/A"},{"$error":"#N/A"},{"$error":"#N/A"}]
[null,{"$f":"IF(DataInput!B153=$B$8,IF($B$9=$B$10,TRUE,IF(DataInput!E153=$B$9,TRUE,FALSE)))","v":true},null,null,{"$f":"IF(B154=TRUE,DataInput!B153,NA())","v":"VIC"},{"$f":"IF($E154=DataInput!$B153,DataInput!C153,NA())","v":"ATSWAL"},{"$f":"IF($E154=DataInput!$B153,DataInput!D153,NA())","v":"Air Liquid"},{"$f":"IF($E154=DataInput!$B153,DataInput!E153,NA())","v":"Direct Connect"},{"$f":"IF($E154=DataInput!$B153,DataInput!F153,NA())","v":"Winter"},{"$f":"IF($E154=DataInput!$B153,DataInput!G153,NA())","v":"Non-Coincident"},{"$f":"IF($E154=DataInput!$B153,DataInput!H153,NA())","v":2018},{"$f":"IF($E154=DataInput!$B153,DataInput!I153,NA())","v":"POE10"},{"$f":"IF($E154=DataInput!$B153,DataInput!J153,NA())","v":"NA"},{"$f":"IF($E154=DataInput!$B153,DataInput!K153,NA())","v":"NA"},null,null,"VIC Air Liquid",null,null,null,null,false,null,null,{"$error":"#N/A"},{"$error":"#N/A"},{"$error":"#N/A"},{"$error":"#N/A"},{"$error":"#N/A"},{"$error":"#N/A"},{"$error":"#N/A"},{"$error":"#N/A"},{"$error":"#N/A"},{"$error":"#N/A"}]
[null,{"$f":"IF(DataInput!B154=$B$8,IF($B$9=$B$10,TRUE,IF(DataInput!E154=$B$9,TRUE,FALSE)))","v":true},null,null,{"$f":"IF(B155=TRUE,DataInput!B154,NA())","v":"VIC"},{"$f":"IF($E155=DataInput!$B154,DataInput!C154,NA())","v":"ATSWAL"},{"$f":"IF($E155=DataInput!$B154,DataInput!D154,NA())","v":"Air Liquid"},{"$f":"IF($E155=DataInput!$B154,DataInput!E154,NA())","v":"Direct Connect"},{"$f":"IF($E155=DataInput!$B154,DataInput!F154,NA())","v":"Winter"},{"$f":"IF($E155=DataInput!$B154,DataInput!G154,NA())","v":"Non-Coincident"},{"$f":"IF($E155=DataInput!$B154,DataInput!H154,NA())","v":2019},{"$f":"IF($E155=DataInput!$B154,DataInput!I154,NA())","v":"POE10"},{"$f":"IF($E155=DataInput!$B154,DataInput!J154,NA())","v":"NA"},{"$f":"IF($E155=DataInput!$B154,DataInput!K154,NA())","v":"NA"},null,null,"VIC Air Liquid",null,null,null,null,false,null,null,{"$error":"#N/A"},{"$error":"#N/A"},{"$error":"#N/A"},{"$error":"#N/A"},{"$error":"#N/A"},{"$error":"#N/A"},{"$error":"#N/A"},{"$error":"#N/A"},{"$error":"#N/A"},{"$error":"#N/A"}]
[null,{"$f":"IF(DataInput!B155=$B$8,IF($B$9=$B$10,TRUE,IF(DataInput!E155=$B$9,TRUE,FALSE)))","v":true},null,null,{"$f":"IF(B156=TRUE,DataInput!B155,NA())","v":"VIC"},{"$f":"IF($E156=DataInput!$B155,DataInput!C155,NA())","v":"ATSWAL"},{"$f":"IF($E156=DataInput!$B155,DataInput!D155,NA())","v":"Air Liquid"},{"$f":"IF($E156=DataInput!$B155,DataInput!E155,NA())","v":"Direct Connect"},{"$f":"IF($E156=DataInput!$B155,DataInput!F155,NA())","v":"Winter"},{"$f":"IF($E156=DataInput!$B155,DataInput!G155,NA())","v":"Non-Coincident"},{"$f":"IF($E156=DataInput!$B155,DataInput!H155,NA())","v":2020},{"$f":"IF($E156=DataInput!$B155,DataInput!I155,NA())","v":"POE10"},{"$f":"IF($E156=DataInput!$B155,DataInput!J155,NA())","v":"NA"},{"$f":"IF($E156=DataInput!$B155,DataInput!K155,NA())","v":"NA"},null,null,"VIC Air Liquid",null,null,null,null,false,null,null,{"$error":"#N/A"},{"$error":"#N/A"},{"$error":"#N/A"},{"$error":"#N/A"},{"$error":"#N/A"},{"$error":"#N/A"},{"$error":"#N/A"},{"$error":"#N/A"},{"$error":"#N/A"},{"$error":"#N/A"}]
[null,{"$f":"IF(DataInput!B156=$B$8,IF($B$9=$B$10,TRUE,IF(DataInput!E156=$B$9,TRUE,FALSE)))","v":true},null,null,{"$f":"IF(B157=TRUE,DataInput!B156,NA())","v":"VIC"},{"$f":"IF($E157=DataInput!$B156,DataInput!C156,NA())","v":"ATSWAL"},{"$f":"IF($E157=DataInput!$B156,DataInput!D156,NA())","v":"Air Liquid"},{"$f":"IF($E157=DataInput!$B156,DataInput!E156,NA())","v":"Direct Connect"},{"$f":"IF($E157=DataInput!$B156,DataInput!F156,NA())","v":"Winter"},{"$f":"IF($E157=DataInput!$B156,DataInput!G156,NA())","v":"Non-Coincident"},{"$f":"IF($E157=DataInput!$B156,DataInput!H156,NA())","v":2021},{"$f":"IF($E157=DataInput!$B156,DataInput!I156,NA())","v":"POE10"},{"$f":"IF($E157=DataInput!$B156,DataInput!J156,NA())","v":"NA"},{"$f":"IF($E157=DataInput!$B156,DataInput!K156,NA())","v":"NA"},null,null,"VIC Air Liquid",null,null,null,null,false,null,null,{"$error":"#N/A"},{"$error":"#N/A"},{"$error":"#N/A"},{"$error":"#N/A"},{"$error":"#N/A"},{"$error":"#N/A"},{"$error":"#N/A"},{"$error":"#N/A"},{"$error":"#N/A"},{"$error":"#N/A"}]
[null,{"$f":"IF(DataInput!B157=$B$8,IF($B$9=$B$10,TRUE,IF(DataInput!E157=$B$9,TRUE,FALSE)))","v":true},null,null,{"$f":"IF(B158=TRUE,DataInput!B157,NA())","v":"VIC"},{"$f":"IF($E158=DataInput!$B157,DataInput!C157,NA())","v":"ATSWAL"},{"$f":"IF($E158=DataInput!$B157,DataInput!D157,NA())","v":"Air Liquid"},{"$f":"IF($E158=DataInput!$B157,DataInput!E157,NA())","v":"Direct Connect"},{"$f":"IF($E158=DataInput!$B157,DataInput!F157,NA())","v":"Winter"},{"$f":"IF($E158=DataInput!$B157,DataInput!G157,NA())","v":"Non-Coincident"},{"$f":"IF($E158=DataInput!$B157,DataInput!H157,NA())","v":2022},{"$f":"IF($E158=DataInput!$B157,DataInput!I157,NA())","v":"POE10"},{"$f":"IF($E158=DataInput!$B157,DataInput!J157,NA())","v":"NA"},{"$f":"IF($E158=DataInput!$B157,DataInput!K157,NA())","v":"NA"},null,null,"VIC Air Liquid",null,null,null,null,false,null,null,{"$error":"#N/A"},{"$error":"#N/A"},{"$error":"#N/A"},{"$error":"#N/A"},{"$error":"#N/A"},{"$error":"#N/A"},{"$error":"#N/A"},{"$error":"#N/A"},{"$error":"#N/A"},{"$error":"#N/A"}]
[null,{"$f":"IF(DataInput!B158=$B$8,IF($B$9=$B$10,TRUE,IF(DataInput!E158=$B$9,TRUE,FALSE)))","v":true},null,null,{"$f":"IF(B159=TRUE,DataInput!B158,NA())","v":"VIC"},{"$f":"IF($E159=DataInput!$B158,DataInput!C158,NA())","v":"ATSWAL"},{"$f":"IF($E159=DataInput!$B158,DataInput!D158,NA())","v":"Air Liquid"},{"$f":"IF($E159=DataInput!$B158,DataInput!E158,NA())","v":"Direct Connect"},{"$f":"IF($E159=DataInput!$B158,DataInput!F158,NA())","v":"Winter"},{"$f":"IF($E159=DataInput!$B158,DataInput!G158,NA())","v":"Non-Coincident"},{"$f":"IF($E159=DataInput!$B158,DataInput!H158,NA())","v":2023},{"$f":"IF($E159=DataInput!$B158,DataInput!I158,NA())","v":"POE10"},{"$f":"IF($E159=DataInput!$B158,DataInput!J158,NA())","v":"NA"},{"$f":"IF($E159=DataInput!$B158,DataInput!K158,NA())","v":"NA"},null,null,"VIC Air Liquid",null,null,null,null,false,null,null,{"$error":"#N/A"},{"$error":"#N/A"},{"$error":"#N/A"},{"$error":"#N/A"},{"$error":"#N/A"},{"$error":"#N/A"},{"$error":"#N/A"},{"$error":"#N/A"},{"$error":"#N/A"},{"$error":"#N/A"}]
[null,{"$f":"IF(DataInput!B159=$B$8,IF($B$9=$B$10,TRUE,IF(DataInput!E159=$B$9,TRUE,FALSE)))","v":true},null,null,{"$f":"IF(B160=TRUE,DataInput!B159,NA())","v":"VIC"},{"$f":"IF($E160=DataInput!$B159,DataInput!C159,NA())","v":"ATSWAL"},{"$f":"IF($E160=DataInput!$B159,DataInput!D159,NA())","v":"Air Liquid"},{"$f":"IF($E160=DataInput!$B159,DataInput!E159,NA())","v":"Direct Connect"},{"$f":"IF($E160=DataInput!$B159,DataInput!F159,NA())","v":"Winter"},{"$f":"IF($E160=DataInput!$B159,DataInput!G159,NA())","v":"Non-Coincident"},{"$f":"IF($E160=DataInput!$B159,DataInput!H159,NA())","v":2024},{"$f":"IF($E160=DataInput!$B159,DataInput!I159,NA())","v":"POE10"},{"$f":"IF($E160=DataInput!$B159,DataInput!J159,NA())","v":"NA"},{"$f":"IF($E160=DataInput!$B159,DataInput!K159,NA())","v":"NA"},null,null,"VIC Air Liquid",null,null,null,null,false,null,null,{"$error":"#N/A"},{"$error":"#N/A"},{"$error":"#N/A"},{"$error":"#N/A"},{"$error":"#N/A"},{"$error":"#N/A"},{"$error":"#N/A"},{"$error":"#N/A"},{"$error":"#N/A"},{"$error":"#N/A"}]
[null,{"$f":"IF(DataInput!B160=$B$8,IF($B$9=$B$10,TRUE,IF(DataInput!E160=$B$9,TRUE,FALSE)))","v":true},null,null,{"$f":"IF(B161=TRUE,DataInput!B160,NA())","v":"VIC"},{"$f":"IF($E161=DataInput!$B160,DataInput!C160,NA())","v":"ATSWAL"},{"$f":"IF($E161=DataInput!$B160,DataInput!D160,NA())","v":"Air Liquid"},{"$f":"IF($E161=DataInput!$B160,DataInput!E160,NA())","v":"Direct Connect"},{"$f":"IF($E161=DataInput!$B160,DataInput!F160,NA())","v":"Winter"},{"$f":"IF($E161=DataInput!$B160,DataInput!G160,NA())","v":"Non-Coincident"},{"$f":"IF($E161=DataInput!$B160,DataInput!H160,NA())","v":2025},{"$f":"IF($E161=DataInput!$B160,DataInput!I160,NA())","v":"POE10"},{"$f":"IF($E161=DataInput!$B160,DataInput!J160,NA())","v":"NA"},{"$f":"IF($E161=DataInput!$B160,DataInput!K160,NA())","v":"NA"},null,null,"VIC Air Liquid",null,null,null,null,false,null,null,{"$error":"#N/A"},{"$error":"#N/A"},{"$error":"#N/A"},{"$error":"#N/A"},{"$error":"#N/A"},{"$error":"#N/A"},{"$error":"#N/A"},{"$error":"#N/A"},{"$error":"#N/A"},{"$error":"#N/A"}]
[null,{"$f":"IF(DataInput!B161=$B$8,IF($B$9=$B$10,TRUE,IF(DataInput!E161=$B$9,TRUE,FALSE)))","v":true},null,null,{"$f":"IF(B162=TRUE,DataInput!B161,NA())","v":"VIC"},{"$f":"IF($E162=DataInput!$B161,DataInput!C161,NA())","v":"ATSWAL"},{"$f":"IF($E162=DataInput!$B161,DataInput!D161,NA())","v":"Air Liquid"},{"$f":"IF($E162=DataInput!$B161,DataInput!E161,NA())","v":"Direct Connect"},{"$f":"IF($E162=DataInput!$B161,DataInput!F161,NA())","v":"Winter"},{"$f":"IF($E162=DataInput!$B161,DataInput!G161,NA())","v":"Non-Coincident"},{"$f":"IF($E162=DataInput!$B161,DataInput!H161,NA())","v":2016},{"$f":"IF($E162=DataInput!$B161,DataInput!I161,NA())","v":"POE50"},{"$f":"IF($E162=DataInput!$B161,DataInput!J161,NA())","v":"NA"},{"$f":"IF($E162=DataInput!$B161,DataInput!K161,NA())","v":"NA"},null,null,"VIC Air Liquid",null,null,null,null,false,null,null,{"$error":"#N/A"},{"$error":"#N/A"},{"$error":"#N/A"},{"$error":"#N/A"},{"$error":"#N/A"},{"$error":"#N/A"},{"$error":"#N/A"},{"$error":"#N/A"},{"$error":"#N/A"},{"$error":"#N/A"}]
[null,{"$f":"IF(DataInput!B162=$B$8,IF($B$9=$B$10,TRUE,IF(DataInput!E162=$B$9,TRUE,FALSE)))","v":true},null,null,{"$f":"IF(B163=TRUE,DataInput!B162,NA())","v":"VIC"},{"$f":"IF($E163=DataInput!$B162,DataInput!C162,NA())","v":"ATSWAL"},{"$f":"IF($E163=DataInput!$B162,DataInput!D162,NA())","v":"Air Liquid"},{"$f":"IF($E163=DataInput!$B162,DataInput!E162,NA())","v":"Direct Connect"},{"$f":"IF($E163=DataInput!$B162,DataInput!F162,NA())","v":"Winter"},{"$f":"IF($E163=DataInput!$B162,DataInput!G162,NA())","v":"Non-Coincident"},{"$f":"IF($E163=DataInput!$B162,DataInput!H162,NA())","v":2017},{"$f":"IF($E163=DataInput!$B162,DataInput!I162,NA())","v":"POE50"},{"$f":"IF($E163=DataInput!$B162,DataInput!J162,NA())","v":"NA"},{"$f":"IF($E163=DataInput!$B162,DataInput!K162,NA())","v":"NA"},null,null,"VIC Air Liquid",null,null,null,null,false,null,null,{"$error":"#N/A"},{"$f":"IF($V163=TRUE,F163,NA())","v":{"$error":"#N/A"}},{"$f":"IF($V163=TRUE,G163,NA())","v":{"$error":"#N/A"}},{"$f":"IF($V163=TRUE,H163,NA())","v":{"$error":"#N/A"}},{"$f":"IF($V163=TRUE,I163,NA())","v":{"$error":"#N/A"}},{"$f":"IF($V163=TRUE,J163,NA())","v":{"$error":"#N/A"}},{"$f":"IF($V163=TRUE,K163,NA())","v":{"$error":"#N/A"}},{"$f":"IF($V163=TRUE,L163,NA())","v":{"$error":"#N/A"}},{"$f":"IF($V163=TRUE,M163,NA())","v":{"$error":"#N/A"}},{"$f":"IF($V163=TRUE,N163,NA())","v":{"$error":"#N/A"}}]
[null,{"$f":"IF(DataInput!B163=$B$8,IF($B$9=$B$10,TRUE,IF(DataInput!E163=$B$9,TRUE,FALSE)))","v":true},null,null,{"$f":"IF(B164=TRUE,DataInput!B163,NA())","v":"VIC"},{"$f":"IF($E164=DataInput!$B163,DataInput!C163,NA())","v":"ATSWAL"},{"$f":"IF($E164=DataInput!$B163,DataInput!D163,NA())","v":"Air Liquid"},{"$f":"IF($E164=DataInput!$B163,DataInput!E163,NA())","v":"Direct Connect"},{"$f":"IF($E164=DataInput!$B163,DataInput!F163,NA())","v":"Winter"},{"$f":"IF($E164=DataInput!$B163,DataInput!G163,NA())","v":"Non-Coincident"},{"$f":"IF($E164=DataInput!$B163,DataInput!H163,NA())","v":2018},{"$f":"IF($E164=DataInput!$B163,DataInput!I163,NA())","v":"POE50"},{"$f":"IF($E164=DataInput!$B163,DataInput!J163,NA())","v":"NA"},{"$f":"IF($E164=DataInput!$B163,DataInput!K163,NA())","v":"NA"},null,null,"VIC Air Liquid",null,null,null,null,false,null,null,{"$error":"#N/A"},{"$error":"#N/A"},{"$error":"#N/A"},{"$error":"#N/A"},{"$error":"#N/A"},{"$error":"#N/A"},{"$error":"#N/A"},{"$error":"#N/A"},{"$error":"#N/A"},{"$error":"#N/A"}]
[null,{"$f":"IF(DataInput!B164=$B$8,IF($B$9=$B$10,TRUE,IF(DataInput!E164=$B$9,TRUE,FALSE)))","v":true},null,null,{"$f":"IF(B165=TRUE,DataInput!B164,NA())","v":"VIC"},{"$f":"IF($E165=DataInput!$B164,DataInput!C164,NA())","v":"ATSWAL"},{"$f":"IF($E165=DataInput!$B164,DataInput!D164,NA())","v":"Air Liquid"},{"$f":"IF($E165=DataInput!$B164,DataInput!E164,NA())","v":"Direct Connect"},{"$f":"IF($E165=DataInput!$B164,DataInput!F164,NA())","v":"Winter"},{"$f":"IF($E165=DataInput!$B164,DataInput!G164,NA())","v":"Non-Coincident"},{"$f":"IF($E165=DataInput!$B164,DataInput!H164,NA())","v":2019},{"$f":"IF($E165=DataInput!$B164,DataInput!I164,NA())","v":"POE50"},{"$f":"IF($E165=DataInput!$B164,DataInput!J164,NA())","v":"NA"},{"$f":"IF($E165=DataInput!$B164,DataInput!K164,NA())","v":"NA"},null,null,"VIC Air Liquid",null,null,null,null,false,null,null,{"$error":"#N/A"},{"$error":"#N/A"},{"$error":"#N/A"},{"$error":"#N/A"},{"$error":"#N/A"},{"$error":"#N/A"},{"$error":"#N/A"},{"$error":"#N/A"},{"$error":"#N/A"},{"$error":"#N/A"}]
[null,{"$f":"IF(DataInput!B165=$B$8,IF($B$9=$B$10,TRUE,IF(DataInput!E165=$B$9,TRUE,FALSE)))","v":true},null,null,{"$f":"IF(B166=TRUE,DataInput!B165,NA())","v":"VIC"},{"$f":"IF($E166=DataInput!$B165,DataInput!C165,NA())","v":"ATSWAL"},{"$f":"IF($E166=DataInput!$B165,DataInput!D165,NA())","v":"Air Liquid"},{"$f":"IF($E166=DataInput!$B165,DataInput!E165,NA())","v":"Direct Connect"},{"$f":"IF($E166=DataInput!$B165,DataInput!F165,NA())","v":"Winter"},{"$f":"IF($E166=DataInput!$B165,DataInput!G165,NA())","v":"Non-Coincident"},{"$f":"IF($E166=DataInput!$B165,DataInput!H165,NA())","v":2020},{"$f":"IF($E166=DataInput!$B165,DataInput!I165,NA())","v":"POE50"},{"$f":"IF($E166=DataInput!$B165,DataInput!J165,NA())","v":"NA"},{"$f":"IF($E166=DataInput!$B165,DataInput!K165,NA())","v":"NA"},null,null,"VIC Air Liquid",null,null,null,null,false,null,null,{"$error":"#N/A"},{"$error":"#N/A"},{"$error":"#N/A"},{"$error":"#N/A"},{"$error":"#N/A"},{"$error":"#N/A"},{"$error":"#N/A"},{"$error":"#N/A"},{"$error":"#N/A"},{"$error":"#N/A"}]
[null,{"$f":"IF(DataInput!B166=$B$8,IF($B$9=$B$10,TRUE,IF(DataInput!E166=$B$9,TRUE,FALSE)))","v":true},null,null,{"$f":"IF(B167=TRUE,DataInput!B166,NA())","v":"VIC"},{"$f":"IF($E167=DataInput!$B166,DataInput!C166,NA())","v":"ATSWAL"},{"$f":"IF($E167=DataInput!$B166,DataInput!D166,NA())","v":"Air Liquid"},{"$f":"IF($E167=DataInput!$B166,DataInput!E166,NA())","v":"Direct Connect"},{"$f":"IF($E167=DataInput!$B166,DataInput!F166,NA())","v":"Winter"},{"$f":"IF($E167=DataInput!$B166,DataInput!G166,NA())","v":"Non-Coincident"},{"$f":"IF($E167=DataInput!$B166,DataInput!H166,NA())","v":2021},{"$f":"IF($E167=DataInput!$B166,DataInput!I166,NA())","v":"POE50"},{"$f":"IF($E167=DataInput!$B166,DataInput!J166,NA())","v":"NA"},{"$f":"IF($E167=DataInput!$B166,DataInput!K166,NA())","v":"NA"},null,null,"VIC Air Liquid",null,null,null,null,false,null,null,{"$error":"#N/A"},{"$error":"#N/A"},{"$error":"#N/A"},{"$error":"#N/A"},{"$error":"#N/A"},{"$error":"#N/A"},{"$error":"#N/A"},{"$error":"#N/A"},{"$error":"#N/A"},{"$error":"#N/A"}]
[null,{"$f":"IF(DataInput!B167=$B$8,IF($B$9=$B$10,TRUE,IF(DataInput!E167=$B$9,TRUE,FALSE)))","v":true},null,null,{"$f":"IF(B168=TRUE,DataInput!B167,NA())","v":"VIC"},{"$f":"IF($E168=DataInput!$B167,DataInput!C167,NA())","v":"ATSWAL"},{"$f":"IF($E168=DataInput!$B167,DataInput!D167,NA())","v":"Air Liquid"},{"$f":"IF($E168=DataInput!$B167,DataInput!E167,NA())","v":"Direct Connect"},{"$f":"IF($E168=DataInput!$B167,DataInput!F167,NA())","v":"Winter"},{"$f":"IF($E168=DataInput!$B167,DataInput!G167,NA())","v":"Non-Coincident"},{"$f":"IF($E168=DataInput!$B167,DataInput!H167,NA())","v":2022},{"$f":"IF($E168=DataInput!$B167,DataInput!I167,NA())","v":"POE50"},{"$f":"IF($E168=DataInput!$B167,DataInput!J167,NA())","v":"NA"},{"$f":"IF($E168=DataInput!$B167,DataInput!K167,NA())","v":"NA"},null,null,"VIC Air Liquid",null,null,null,null,false,null,null,{"$error":"#N/A"},{"$error":"#N/A"},{"$error":"#N/A"},{"$error":"#N/A"},{"$error":"#N/A"},{"$error":"#N/A"},{"$error":"#N/A"},{"$error":"#N/A"},{"$error":"#N/A"},{"$error":"#N/A"}]
[null,{"$f":"IF(DataInput!B168=$B$8,IF($B$9=$B$10,TRUE,IF(DataInput!E168=$B$9,TRUE,FALSE)))","v":true},null,null,{"$f":"IF(B169=TRUE,DataInput!B168,NA())","v":"VIC"},{"$f":"IF($E169=DataInput!$B168,DataInput!C168,NA())","v":"ATSWAL"},{"$f":"IF($E169=DataInput!$B168,DataInput!D168,NA())","v":"Air Liquid"},{"$f":"IF($E169=DataInput!$B168,DataInput!E168,NA())","v":"Direct Connect"},{"$f":"IF($E169=DataInput!$B168,DataInput!F168,NA())","v":"Winter"},{"$f":"IF($E169=DataInput!$B168,DataInput!G168,NA())","v":"Non-Coincident"},{"$f":"IF($E169=DataInput!$B168,DataInput!H168,NA())","v":2023},{"$f":"IF($E169=DataInput!$B168,DataInput!I168,NA())","v":"POE50"},{"$f":"IF($E169=DataInput!$B168,DataInput!J168,NA())","v":"NA"},{"$f":"IF($E169=DataInput!$B168,DataInput!K168,NA())","v":"NA"},null,null,"VIC Air Liquid",null,null,null,null,false,null,null,{"$error":"#N/A"},{"$error":"#N/A"},{"$error":"#N/A"},{"$error":"#N/A"},{"$error":"#N/A"},{"$error":"#N/A"},{"$error":"#N/A"},{"$error":"#N/A"},{"$error":"#N/A"},{"$error":"#N/A"}]
[null,{"$f":"IF(DataInput!B169=$B$8,IF($B$9=$B$10,TRUE,IF(DataInput!E169=$B$9,TRUE,FALSE)))","v":true},null,null,{"$f":"IF(B170=TRUE,DataInput!B169,NA())","v":"VIC"},{"$f":"IF($E170=DataInput!$B169,DataInput!C169,NA())","v":"ATSWAL"},{"$f":"IF($E170=DataInput!$B169,DataInput!D169,NA())","v":"Air Liquid"},{"$f":"IF($E170=DataInput!$B169,DataInput!E169,NA())","v":"Direct Connect"},{"$f":"IF($E170=DataInput!$B169,DataInput!F169,NA())","v":"Winter"},{"$f":"IF($E170=DataInput!$B169,DataInput!G169,NA())","v":"Non-Coincident"},{"$f":"IF($E170=DataInput!$B169,DataInput!H169,NA())","v":2024},{"$f":"IF($E170=DataInput!$B169,DataInput!I169,NA())","v":"POE50"},{"$f":"IF($E170=DataInput!$B169,DataInput!J169,NA())","v":"NA"},{"$f":"IF($E170=DataInput!$B169,DataInput!K169,NA())","v":"NA"},null,null,"VIC Air Liquid",null,null,null,null,false,null,null,{"$error":"#N/A"},{"$error":"#N/A"},{"$error":"#N/A"},{"$error":"#N/A"},{"$error":"#N/A"},{"$error":"#N/A"},{"$error":"#N/A"},{"$error":"#N/A"},{"$error":"#N/A"},{"$error":"#N/A"}]
[null,{"$f":"IF(DataInput!B170=$B$8,IF($B$9=$B$10,TRUE,IF(DataInput!E170=$B$9,TRUE,FALSE)))","v":true},null,null,{"$f":"IF(B171=TRUE,DataInput!B170,NA())","v":"VIC"},{"$f":"IF($E171=DataInput!$B170,DataInput!C170,NA())","v":"ATSWAL"},{"$f":"IF($E171=DataInput!$B170,DataInput!D170,NA())","v":"Air Liquid"},{"$f":"IF($E171=DataInput!$B170,DataInput!E170,NA())","v":"Direct Connect"},{"$f":"IF($E171=DataInput!$B170,DataInput!F170,NA())","v":"Winter"},{"$f":"IF($E171=DataInput!$B170,DataInput!G170,NA())","v":"Non-Coincident"},{"$f":"IF($E171=DataInput!$B170,DataInput!H170,NA())","v":2025},{"$f":"IF($E171=DataInput!$B170,DataInput!I170,NA())","v":"POE50"},{"$f":"IF($E171=DataInput!$B170,DataInput!J170,NA())","v":"NA"},{"$f":"IF($E171=DataInput!$B170,DataInput!K170,NA())","v":"NA"},null,null,"VIC Air Liquid",null,null,null,null,false,null,null,{"$error":"#N/A"},{"$error":"#N/A"},{"$error":"#N/A"},{"$error":"#N/A"},{"$error":"#N/A"},{"$error":"#N/A"},{"$error":"#N/A"},{"$error":"#N/A"},{"$error":"#N/A"},{"$error":"#N/A"}]
[null,{"$f":"IF(DataInput!B171=$B$8,IF($B$9=$B$10,TRUE,IF(DataInput!E171=$B$9,TRUE,FALSE)))","v":true},null,null,{"$f":"IF(B172=TRUE,DataInput!B171,NA())","v":"VIC"},{"$f":"IF($E172=DataInput!$B171,DataInput!C171,NA())","v":"ATSWP"},{"$f":"IF($E172=DataInput!$B171,DataInput!D171,NA())","v":"Altona West (Powercor) 66 kV"},{"$f":"IF($E172=DataInput!$B171,DataInput!E171,NA())","v":"Powercor"},{"$f":"IF($E172=DataInput!$B171,DataInput!F171,NA())","v":"Summer"},{"$f":"IF($E172=DataInput!$B171,DataInput!G171,NA())","v":"Non-Coincident"},{"$f":"IF($E172=DataInput!$B171,DataInput!H171,NA())","v":2017},{"$f":"IF($E172=DataInput!$B171,DataInput!I171,NA())","v":"POE10"},{"$f":"IF($E172=DataInput!$B171,DataInput!J171,NA())","v":231.35592336999801},{"$f":"IF($E172=DataInput!$B171,DataInput!K171,NA())","v":1},null,null,"VIC Altona West (Powercor) 66 kV",null,null,null,null,false,null,null,{"$error":"#N/A"},{"$error":"#N/A"},{"$error":"#N/A"},{"$error":"#N/A"},{"$error":"#N/A"},{"$error":"#N/A"},{"$error":"#N/A"},{"$error":"#N/A"},{"$error":"#N/A"},{"$error":"#N/A"}]
[null,{"$f":"IF(DataInput!B172=$B$8,IF($B$9=$B$10,TRUE,IF(DataInput!E172=$B$9,TRUE,FALSE)))","v":true},null,null,{"$f":"IF(B173=TRUE,DataInput!B172,NA())","v":"VIC"},{"$f":"IF($E173=DataInput!$B172,DataInput!C172,NA())","v":"ATSWP"},{"$f":"IF($E173=DataInput!$B172,DataInput!D172,NA())","v":"Altona West (Powercor) 66 kV"},{"$f":"IF($E173=DataInput!$B172,DataInput!E172,NA())","v":"Powercor"},{"$f":"IF($E173=DataInput!$B172,DataInput!F172,NA())","v":"Summer"},{"$f":"IF($E173=DataInput!$B172,DataInput!G172,NA())","v":"Non-Coincident"},{"$f":"IF($E173=DataInput!$B172,DataInput!H172,NA())","v":2018},{"$f":"IF($E173=DataInput!$B172,DataInput!I172,NA())","v":"POE10"},{"$f":"IF($E173=DataInput!$B172,DataInput!J172,NA())","v":209.280451315129},{"$f":"IF($E173=DataInput!$B172,DataInput!K172,NA())","v":0.99335149740484696},null,null,"VIC Altona West (Powercor) 66 kV",null,null,null,null,false,null,null,{"$error":"#N/A"},{"$error":"#N/A"},{"$error":"#N/A"},{"$error":"#N/A"},{"$error":"#N/A"},{"$error":"#N/A"},{"$error":"#N/A"},{"$error":"#N/A"},{"$error":"#N/A"},{"$error":"#N/A"}]
[null,{"$f":"IF(DataInput!B173=$B$8,IF($B$9=$B$10,TRUE,IF(DataInput!E173=$B$9,TRUE,FALSE)))","v":true},null,null,{"$f":"IF(B174=TRUE,DataInput!B173,NA())","v":"VIC"},{"$f":"IF($E174=DataInput!$B173,DataInput!C173,NA())","v":"ATSWP"},{"$f":"IF($E174=DataInput!$B173,DataInput!D173,NA())","v":"Altona West (Powercor) 66 kV"},{"$f":"IF($E174=DataInput!$B173,DataInput!E173,NA())","v":"Powercor"},{"$f":"IF($E174=DataInput!$B173,DataInput!F173,NA())","v":"Summer"},{"$f":"IF($E174=DataInput!$B173,DataInput!G173,NA())","v":"Non-Coincident"},{"$f":"IF($E174=DataInput!$B173,DataInput!H173,NA())","v":2019},{"$f":"IF($E174=DataInput!$B173,DataInput!I173,NA())","v":"POE10"},{"$f":"IF($E174=DataInput!$B173,DataInput!J173,NA())","v":213.31591584301401},{"$f":"IF($E174=DataInput!$B173,DataInput!K173,NA())","v":0.99918802999327905},null,null,"VIC Altona West (Powercor) 66 kV",null,null,null,null,false,null,null,{"$error":"#N/A"},{"$error":"#N/A"},{"$error":"#N/A"},{"$error":"#N/A"},{"$error":"#N/A"},{"$error":"#N/A"},{"$error":"#N/A"},{"$error":"#N/A"},{"$error":"#N/A"},{"$error":"#N/A"}]
[null,{"$f":"IF(DataInput!B174=$B$8,IF($B$9=$B$10,TRUE,IF(DataInput!E174=$B$9,TRUE,FALSE)))","v":true},null,null,{"$f":"IF(B175=TRUE,DataInput!B174,NA())","v":"VIC"},{"$f":"IF($E175=DataInput!$B174,DataInput!C174,NA())","v":"ATSWP"},{"$f":"IF($E175=DataInput!$B174,DataInput!D174,NA())","v":"Altona West (Powercor) 66 kV"},{"$f":"IF($E175=DataInput!$B174,DataInput!E174,NA())","v":"Powercor"},{"$f":"IF($E175=DataInput!$B174,DataInput!F174,NA())","v":"Summer"},{"$f":"IF($E175=DataInput!$B174,DataInput!G174,NA())","v":"Non-Coincident"},{"$f":"IF($E175=DataInput!$B174,DataInput!H174,NA())","v":2020},{"$f":"IF($E175=DataInput!$B174,DataInput!I174,NA())","v":"POE10"},{"$f":"IF($E175=DataInput!$B174,DataInput!J174,NA())","v":217.100963279799},{"$f":"IF($E175=DataInput!$B174,DataInput!K174,NA())","v":1},null,null,"VIC Altona West (Powercor) 66 kV",null,null,null,null,false,null,null,{"$error":"#N/A"},{"$error":"#N/A"},{"$error":"#N/A"},{"$error":"#N/A"},{"$error":"#N/A"},{"$error":"#N/A"},{"$error":"#N/A"},{"$error":"#N/A"},{"$error":"#N/A"},{"$error":"#N/A"}]
[null,{"$f":"IF(DataInput!B175=$B$8,IF($B$9=$B$10,TRUE,IF(DataInput!E175=$B$9,TRUE,FALSE)))","v":true},null,null,{"$f":"IF(B176=TRUE,DataInput!B175,NA())","v":"VIC"},{"$f":"IF($E176=DataInput!$B175,DataInput!C175,NA())","v":"ATSWP"},{"$f":"IF($E176=DataInput!$B175,DataInput!D175,NA())","v":"Altona West (Powercor) 66 kV"},{"$f":"IF($E176=DataInput!$B175,DataInput!E175,NA())","v":"Powercor"},{"$f":"IF($E176=DataInput!$B175,DataInput!F175,NA())","v":"Summer"},{"$f":"IF($E176=DataInput!$B175,DataInput!G175,NA())","v":"Non-Coincident"},{"$f":"IF($E176=DataInput!$B175,DataInput!H175,NA())","v":2021},{"$f":"IF($E176=DataInput!$B175,DataInput!I175,NA())","v":"POE10"},{"$f":"IF($E176=DataInput!$B175,DataInput!J175,NA())","v":223.217448496191},{"$f":"IF($E176=DataInput!$B175,DataInput!K175,NA())","v":1},null,null,"VIC Altona West (Powercor) 66 kV",null,null,null,null,false,null,null,{"$error":"#N/A"},{"$error":"#N/A"},{"$error":"#N/A"},{"$error":"#N/A"},{"$error":"#N/A"},{"$error":"#N/A"},{"$error":"#N/A"},{"$error":"#N/A"},{"$error":"#N/A"},{"$error":"#N/A"}]
[null,{"$f":"IF(DataInput!B176=$B$8,IF($B$9=$B$10,TRUE,IF(DataInput!E176=$B$9,TRUE,FALSE)))","v":true},null,null,{"$f":"IF(B177=TRUE,DataInput!B176,NA())","v":"VIC"},{"$f":"IF($E177=DataInput!$B176,DataInput!C176,NA())","v":"ATSWP"},{"$f":"IF($E177=DataInput!$B176,DataInput!D176,NA())","v":"Altona West (Powercor) 66 kV"},{"$f":"IF($E177=DataInput!$B176,DataInput!E176,NA())","v":"Powercor"},{"$f":"IF($E177=DataInput!$B176,DataInput!F176,NA())","v":"Summer"},{"$f":"IF($E177=DataInput!$B176,DataInput!G176,NA())","v":"Non-Coincident"},{"$f":"IF($E177=DataInput!$B176,DataInput!H176,NA())","v":2022},{"$f":"IF($E177=DataInput!$B176,DataInput!I176,NA())","v":"POE10"},{"$f":"IF($E177=DataInput!$B176,DataInput!J176,NA())","v":226.262784956237},{"$f":"IF($E177=DataInput!$B176,DataInput!K176,NA())","v":1},null,null,"VIC Altona West (Powercor) 66 kV",null,null,null,null,false,null,null,{"$error":"#N/A"},{"$error":"#N/A"},{"$error":"#N/A"},{"$error":"#N/A"},{"$error":"#N/A"},{"$error":"#N/A"},{"$error":"#N/A"},{"$error":"#N/A"},{"$error":"#N/A"},{"$error":"#N/A"}]
[null,{"$f":"IF(DataInput!B177=$B$8,IF($B$9=$B$10,TRUE,IF(DataInput!E177=$B$9,TRUE,FALSE)))","v":true},null,null,{"$f":"IF(B178=TRUE,DataInput!B177,NA())","v":"VIC"},{"$f":"IF($E178=DataInput!$B177,DataInput!C177,NA())","v":"ATSWP"},{"$f":"IF($E178=DataInput!$B177,DataInput!D177,NA())","v":"Altona West (Powercor) 66 kV"},{"$f":"IF($E178=DataInput!$B177,DataInput!E177,NA())","v":"Powercor"},{"$f":"IF($E178=DataInput!$B177,DataInput!F177,NA())","v":"Summer"},{"$f":"IF($E178=DataInput!$B177,DataInput!G177,NA())","v":"Non-Coincident"},{"$f":"IF($E178=DataInput!$B177,DataInput!H177,NA())","v":2023},{"$f":"IF($E178=DataInput!$B177,DataInput!I177,NA())","v":"POE10"},{"$f":"IF($E178=DataInput!$B177,DataInput!J177,NA())","v":230.27909532795701},{"$f":"IF($E178=DataInput!$B177,DataInput!K177,NA())","v":1},null,null,"VIC Altona West (Powercor) 66 kV",null,null,null,null,false,null,null,{"$error":"#N/A"},{"$error":"#N/A"},{"$error":"#N/A"},{"$error":"#N/A"},{"$error":"#N/A"},{"$error":"#N/A"},{"$error":"#N/A"},{"$error":"#N/A"},{"$error":"#N/A"},{"$error":"#N/A"}]
[null,{"$f":"IF(DataInput!B178=$B$8,IF($B$9=$B$10,TRUE,IF(DataInput!E178=$B$9,TRUE,FALSE)))","v":true},null,null,{"$f":"IF(B179=TRUE,DataInput!B178,NA())","v":"VIC"},{"$f":"IF($E179=DataInput!$B178,DataInput!C178,NA())","v":"ATSWP"},{"$f":"IF($E179=DataInput!$B178,DataInput!D178,NA())","v":"Altona West (Powercor) 66 kV"},{"$f":"IF($E179=DataInput!$B178,DataInput!E178,NA())","v":"Powercor"},{"$f":"IF($E179=DataInput!$B178,DataInput!F178,NA())","v":"Summer"},{"$f":"IF($E179=DataInput!$B178,DataInput!G178,NA())","v":"Non-Coincident"},{"$f":"IF($E179=DataInput!$B178,DataInput!H178,NA())","v":2024},{"$f":"IF($E179=DataInput!$B178,DataInput!I178,NA())","v":"POE10"},{"$f":"IF($E179=DataInput!$B178,DataInput!J178,NA())","v":234.93549884051399},{"$f":"IF($E179=DataInput!$B178,DataInput!K178,NA())","v":1},null,null,"VIC Altona West (Powercor) 66 kV",null,null,null,null,false,null,null,{"$error":"#N/A"},{"$f":"IF($V179=TRUE,F179,NA())","v":{"$error":"#N/A"}},{"$f":"IF($V179=TRUE,G179,NA())","v":{"$error":"#N/A"}},{"$f":"IF($V179=TRUE,H179,NA())","v":{"$error":"#N/A"}},{"$f":"IF($V179=TRUE,I179,NA())","v":{"$error":"#N/A"}},{"$f":"IF($V179=TRUE,J179,NA())","v":{"$error":"#N/A"}},{"$f":"IF($V179=TRUE,K179,NA())","v":{"$error":"#N/A"}},{"$f":"IF($V179=TRUE,L179,NA())","v":{"$error":"#N/A"}},{"$f":"IF($V179=TRUE,M179,NA())","v":{"$error":"#N/A"}},{"$f":"IF($V179=TRUE,N179,NA())","v":{"$error":"#N/A"}}]
[null,{"$f":"IF(DataInput!B179=$B$8,IF($B$9=$B$10,TRUE,IF(DataInput!E179=$B$9,TRUE,FALSE)))","v":true},null,null,{"$f":"IF(B180=TRUE,DataInput!B179,NA())","v":"VIC"},{"$f":"IF($E180=DataInput!$B179,DataInput!C179,NA())","v":"ATSWP"},{"$f":"IF($E180=DataInput!$B179,DataInput!D179,NA())","v":"Altona West (Powercor) 66 kV"},{"$f":"IF($E180=DataInput!$B179,DataInput!E179,NA())","v":"Powercor"},{"$f":"IF($E180=DataInput!$B179,DataInput!F179,NA())","v":"Summer"},{"$f":"IF($E180=DataInput!$B179,DataInput!G179,NA())","v":"Non-Coincident"},{"$f":"IF($E180=DataInput!$B179,DataInput!H179,NA())","v":2025},{"$f":"IF($E180=DataInput!$B179,DataInput!I179,NA())","v":"POE10"},{"$f":"IF($E180=DataInput!$B179,DataInput!J179,NA())","v":239.059699390925},{"$f":"IF($E180=DataInput!$B179,DataInput!K179,NA())","v":1},null,null,"VIC Altona West (Powercor) 66 kV",null,null,null,null,false,null,null,{"$error":"#N/A"},{"$error":"#N/A"},{"$error":"#N/A"},{"$error":"#N/A"},{"$error":"#N/A"},{"$error":"#N/A"},{"$error":"#N/A"},{"$error":"#N/A"},{"$error":"#N/A"},{"$error":"#N/A"}]
[null,{"$f":"IF(DataInput!B180=$B$8,IF($B$9=$B$10,TRUE,IF(DataInput!E180=$B$9,TRUE,FALSE)))","v":true},null,null,{"$f":"IF(B181=TRUE,DataInput!B180,NA())","v":"VIC"},{"$f":"IF($E181=DataInput!$B180,DataInput!C180,NA())","v":"ATSWP"},{"$f":"IF($E181=DataInput!$B180,DataInput!D180,NA())","v":"Altona West (Powercor) 66 kV"},{"$f":"IF($E181=DataInput!$B180,DataInput!E180,NA())","v":"Powercor"},{"$f":"IF($E181=DataInput!$B180,DataInput!F180,NA())","v":"Summer"},{"$f":"IF($E181=DataInput!$B180,DataInput!G180,NA())","v":"Non-Coincident"},{"$f":"IF($E181=DataInput!$B180,DataInput!H180,NA())","v":2026},{"$f":"IF($E181=DataInput!$B180,DataInput!I180,NA())","v":"POE10"},{"$f":"IF($E181=DataInput!$B180,DataInput!J180,NA())","v":244.33444657342301},{"$f":"IF($E181=DataInput!$B180,DataInput!K180,NA())","v":1},null,null,"VIC Altona West (Powercor) 66 kV",null,null,null,null,false,null,null,{"$error":"#N/A"},{"$error":"#N/A"},{"$error":"#N/A"},{"$error":"#N/A"},{"$error":"#N/A"},{"$error":"#N/A"},{"$error":"#N/A"},{"$error":"#N/A"},{"$error":"#N/A"},{"$error":"#N/A"}]
[null,{"$f":"IF(DataInput!B181=$B$8,IF($B$9=$B$10,TRUE,IF(DataInput!E181=$B$9,TRUE,FALSE)))","v":true},null,null,{"$f":"IF(B182=TRUE,DataInput!B181,NA())","v":"VIC"},{"$f":"IF($E182=DataInput!$B181,DataInput!C181,NA())","v":"ATSWP"},{"$f":"IF($E182=DataInput!$B181,DataInput!D181,NA())","v":"Altona West (Powercor) 66 kV"},{"$f":"IF($E182=DataInput!$B181,DataInput!E181,NA())","v":"Powercor"},{"$f":"IF($E182=DataInput!$B181,DataInput!F181,NA())","v":"Summer"},{"$f":"IF($E182=DataInput!$B181,DataInput!G181,NA())","v":"Non-Coincident"},{"$f":"IF($E182=DataInput!$B181,DataInput!H181,NA())","v":2017},{"$f":"IF($E182=DataInput!$B181,DataInput!I181,NA())","v":"POE50"},{"$f":"IF($E182=DataInput!$B181,DataInput!J181,NA())","v":204.60288144024901},{"$f":"IF($E182=DataInput!$B181,DataInput!K181,NA())","v":1},null,null,"VIC Altona West (Powercor) 66 kV",null,null,null,null,false,null,null,{"$error":"#N/A"},{"$error":"#N/A"},{"$error":"#N/A"},{"$error":"#N/A"},{"$error":"#N/A"},{"$error":"#N/A"},{"$error":"#N/A"},{"$error":"#N/A"},{"$error":"#N/A"},{"$error":"#N/A"}]
[null,{"$f":"IF(DataInput!B182=$B$8,IF($B$9=$B$10,TRUE,IF(DataInput!E182=$B$9,TRUE,FALSE)))","v":true},null,null,{"$f":"IF(B183=TRUE,DataInput!B182,NA())","v":"VIC"},{"$f":"IF($E183=DataInput!$B182,DataInput!C182,NA())","v":"ATSWP"},{"$f":"IF($E183=DataInput!$B182,DataInput!D182,NA())","v":"Altona West (Powercor) 66 kV"},{"$f":"IF($E183=DataInput!$B182,DataInput!E182,NA())","v":"Powercor"},{"$f":"IF($E183=DataInput!$B182,DataInput!F182,NA())","v":"Summer"},{"$f":"IF($E183=DataInput!$B182,DataInput!G182,NA())","v":"Non-Coincident"},{"$f":"IF($E183=DataInput!$B182,DataInput!H182,NA())","v":2018},{"$f":"IF($E183=DataInput!$B182,DataInput!I182,NA())","v":"POE50"},{"$f":"IF($E183=DataInput!$B182,DataInput!J182,NA())","v":186.141328268666},{"$f":"IF($E183=DataInput!$B182,DataInput!K182,NA())","v":1},null,null,"VIC Altona West (Powercor) 66 kV",null,null,null,null,false,null,null,{"$error":"#N/A"},{"$error":"#N/A"},{"$error":"#N/A"},{"$error":"#N/A"},{"$error":"#N/A"},{"$error":"#N/A"},{"$error":"#N/A"},{"$error":"#N/A"},{"$error":"#N/A"},{"$error":"#N/A"}]
[null,{"$f":"IF(DataInput!B183=$B$8,IF($B$9=$B$10,TRUE,IF(DataInput!E183=$B$9,TRUE,FALSE)))","v":true},null,null,{"$f":"IF(B184=TRUE,DataInput!B183,NA())","v":"VIC"},{"$f":"IF($E184=DataInput!$B183,DataInput!C183,NA())","v":"ATSWP"},{"$f":"IF($E184=DataInput!$B183,DataInput!D183,NA())","v":"Altona West (Powercor) 66 kV"},{"$f":"IF($E184=DataInput!$B183,DataInput!E183,NA())","v":"Powercor"},{"$f":"IF($E184=DataInput!$B183,DataInput!F183,NA())","v":"Summer"},{"$f":"IF($E184=DataInput!$B183,DataInput!G183,NA())","v":"Non-Coincident"},{"$f":"IF($E184=DataInput!$B183,DataInput!H183,NA())","v":2019},{"$f":"IF($E184=DataInput!$B183,DataInput!I183,NA())","v":"POE50"},{"$f":"IF($E184=DataInput!$B183,DataInput!J183,NA())","v":190.264393299868},{"$f":"IF($E184=DataInput!$B183,DataInput!K183,NA())","v":1},null,null,"VIC Altona West (Powercor) 66 kV",null,null,null,null,false,null,null,{"$error":"#N/A"},{"$error":"#N/A"},{"$error":"#N/A"},{"$error":"#N/A"},{"$error":"#N/A"},{"$error":"#N/A"},{"$error":"#N/A"},{"$error":"#N/A"},{"$error":"#N/A"},{"$error":"#N/A"}]
[null,{"$f":"IF(DataInput!B184=$B$8,IF($B$9=$B$10,TRUE,IF(DataInput!E184=$B$9,TRUE,FALSE)))","v":true},null,null,{"$f":"IF(B185=TRUE,DataInput!B184,NA())","v":"VIC"},{"$f":"IF($E185=DataInput!$B184,DataInput!C184,NA())","v":"ATSWP"},{"$f":"IF($E185=DataInput!$B184,DataInput!D184,NA())","v":"Altona West (Powercor) 66 kV"},{"$f":"IF($E185=DataInput!$B184,DataInput!E184,NA())","v":"Powercor"},{"$f":"IF($E185=DataInput!$B184,DataInput!F184,NA())","v":"Summer"},{"$f":"IF($E185=DataInput!$B184,DataInput!G184,NA())","v":"Non-Coincident"},{"$f":"IF($E185=DataInput!$B184,DataInput!H184,NA())","v":2020},{"$f":"IF($E185=DataInput!$B184,DataInput!I184,NA())","v":"POE50"},{"$f":"IF($E185=DataInput!$B184,DataInput!J184,NA())","v":192.751503100912},{"$f":"IF($E185=DataInput!$B184,DataInput!K184,NA())","v":1},null,null,"VIC Altona West (Powercor) 66 kV",null,null,null,null,false,null,null,{"$error":"#N/A"},{"$error":"#N/A"},{"$error":"#N/A"},{"$error":"#N/A"},{"$error":"#N/A"},{"$error":"#N/A"},{"$error":"#N/A"},{"$error":"#N/A"},{"$error":"#N/A"},{"$error":"#N/A"}]
[null,{"$f":"IF(DataInput!B185=$B$8,IF($B$9=$B$10,TRUE,IF(DataInput!E185=$B$9,TRUE,FALSE)))","v":true},null,null,{"$f":"IF(B186=TRUE,DataInput!B185,NA())","v":"VIC"},{"$f":"IF($E186=DataInput!$B185,DataInput!C185,NA())","v":"ATSWP"},{"$f":"IF($E186=DataInput!$B185,DataInput!D185,NA())","v":"Altona West (Powercor) 66 kV"},{"$f":"IF($E186=DataInput!$B185,DataInput!E185,NA())","v":"Powercor"},{"$f":"IF($E186=DataInput!$B185,DataInput!F185,NA())","v":"Summer"},{"$f":"IF($E186=DataInput!$B185,DataInput!G185,NA())","v":"Non-Coincident"},{"$f":"IF($E186=DataInput!$B185,DataInput!H185,NA())","v":2021},{"$f":"IF($E186=DataInput!$B185,DataInput!I185,NA())","v":"POE50"},{"$f":"IF($E186=DataInput!$B185,DataInput!J185,NA())","v":199.28290788270101},{"$f":"IF($E186=DataInput!$B185,DataInput!K185,NA())","v":1},null,null,"VIC Altona West (Powercor) 66 kV",null,null,null,null,false,null,null,{"$error":"#N/A"},{"$error":"#N/A"},{"$error":"#N/A"},{"$error":"#N/A"},{"$error":"#N/A"},{"$error":"#N/A"},{"$error":"#N/A"},{"$error":"#N/A"},{"$error":"#N/A"},{"$error":"#N/A"}]
[null,{"$f":"IF(DataInput!B186=$B$8,IF($B$9=$B$10,TRUE,IF(DataInput!E186=$B$9,TRUE,FALSE)))","v":true},null,null,{"$f":"IF(B187=TRUE,DataInput!B186,NA())","v":"VIC"},{"$f":"IF($E187=DataInput!$B186,DataInput!C186,NA())","v":"ATSWP"},{"$f":"IF($E187=DataInput!$B186,DataInput!D186,NA())","v":"Altona West (Powercor) 66 kV"},{"$f":"IF($E187=DataInput!$B186,DataInput!E186,NA())","v":"Powercor"},{"$f":"IF($E187=DataInput!$B186,DataInput!F186,NA())","v":"Summer"},{"$f":"IF($E187=DataInput!$B186,DataInput!G186,NA())","v":"Non-Coincident"},{"$f":"IF($E187=DataInput!$B186,DataInput!H186,NA())","v":2022},{"$f":"IF($E187=DataInput!$B186,DataInput!I186,NA())","v":"POE50"},{"$f":"IF($E187=DataInput!$B186,DataInput!J186,NA())","v":200.21708266841199},{"$f":"IF($E187=DataInput!$B186,DataInput!K186,NA())","v":1},null,null,"VIC Altona West (Powercor) 66 kV",null,null,null,null,false,null,null,{"$error":"#N/A"},{"$error":"#N/A"},{"$error":"#N/A"},{"$error":"#N/A"},{"$error":"#N/A"},{"$error":"#N/A"},{"$error":"#N/A"},{"$error":"#N/A"},{"$error":"#N/A"},{"$error":"#N/A"}]
[null,{"$f":"IF(DataInput!B187=$B$8,IF($B$9=$B$10,TRUE,IF(DataInput!E187=$B$9,TRUE,FALSE)))","v":true},null,null,{"$f":"IF(B188=TRUE,DataInput!B187,NA())","v":"VIC"},{"$f":"IF($E188=DataInput!$B187,DataInput!C187,NA())","v":"ATSWP"},{"$f":"IF($E188=DataInput!$B187,DataInput!D187,NA())","v":"Altona West (Powercor) 66 kV"},{"$f":"IF($E188=DataInput!$B187,DataInput!E187,NA())","v":"Powercor"},{"$f":"IF($E188=DataInput!$B187,DataInput!F187,NA())","v":"Summer"},{"$f":"IF($E188=DataInput!$B187,DataInput!G187,NA())","v":"Non-Coincident"},{"$f":"IF($E188=DataInput!$B187,DataInput!H187,NA())","v":2023},{"$f":"IF($E188=DataInput!$B187,DataInput!I187,NA())","v":"POE50"},{"$f":"IF($E188=DataInput!$B187,DataInput!J187,NA())","v":206.07369954923701},{"$f":"IF($E188=DataInput!$B187,DataInput!K187,NA())","v":1},null,null,"VIC Altona West (Powercor) 66 kV",null,null,null,null,false,null,null,{"$error":"#N/A"},{"$error":"#N/A"},{"$error":"#N/A"},{"$error":"#N/A"},{"$error":"#N/A"},{"$error":"#N/A"},{"$error":"#N/A"},{"$error":"#N/A"},{"$error":"#N/A"},{"$error":"#N/A"}]
[null,{"$f":"IF(DataInput!B188=$B$8,IF($B$9=$B$10,TRUE,IF(DataInput!E188=$B$9,TRUE,FALSE)))","v":true},null,null,{"$f":"IF(B189=TRUE,DataInput!B188,NA())","v":"VIC"},{"$f":"IF($E189=DataInput!$B188,DataInput!C188,NA())","v":"ATSWP"},{"$f":"IF($E189=DataInput!$B188,DataInput!D188,NA())","v":"Altona West (Powercor) 66 kV"},{"$f":"IF($E189=DataInput!$B188,DataInput!E188,NA())","v":"Powercor"},{"$f":"IF($E189=DataInput!$B188,DataInput!F188,NA())","v":"Summer"},{"$f":"IF($E189=DataInput!$B188,DataInput!G188,NA())","v":"Non-Coincident"},{"$f":"IF($E189=DataInput!$B188,DataInput!H188,NA())","v":2024},{"$f":"IF($E189=DataInput!$B188,DataInput!I188,NA())","v":"POE50"},{"$f":"IF($E189=DataInput!$B188,DataInput!J188,NA())","v":211.63554789552501},{"$f":"IF($E189=DataInput!$B188,DataInput!K188,NA())","v":1},null,null,"VIC Altona West (Powercor) 66 kV",null,null,null,null,false,null,null,{"$error":"#N/A"},{"$error":"#N/A"},{"$error":"#N/A"},{"$error":"#N/A"},{"$error":"#N/A"},{"$error":"#N/A"},{"$error":"#N/A"},{"$error":"#N/A"},{"$error":"#N/A"},{"$error":"#N/A"}]
[null,{"$f":"IF(DataInput!B189=$B$8,IF($B$9=$B$10,TRUE,IF(DataInput!E189=$B$9,TRUE,FALSE)))","v":true},null,null,{"$f":"IF(B190=TRUE,DataInput!B189,NA())","v":"VIC"},{"$f":"IF($E190=DataInput!$B189,DataInput!C189,NA())","v":"ATSWP"},{"$f":"IF($E190=DataInput!$B189,DataInput!D189,NA())","v":"Altona West (Powercor) 66 kV"},{"$f":"IF($E190=DataInput!$B189,DataInput!E189,NA())","v":"Powercor"},{"$f":"IF($E190=DataInput!$B189,DataInput!F189,NA())","v":"Summer"},{"$f":"IF($E190=DataInput!$B189,DataInput!G189,NA())","v":"Non-Coincident"},{"$f":"IF($E190=DataInput!$B189,DataInput!H189,NA())","v":2025},{"$f":"IF($E190=DataInput!$B189,DataInput!I189,NA())","v":"POE50"},{"$f":"IF($E190=DataInput!$B189,DataInput!J189,NA())","v":214.083777015518},{"$f":"IF($E190=DataInput!$B189,DataInput!K189,NA())","v":1},null,null,"VIC Altona West (Powercor) 66 kV",null,null,null,null,false,null,null,{"$error":"#N/A"},{"$error":"#N/A"},{"$error":"#N/A"},{"$error":"#N/A"},{"$error":"#N/A"},{"$error":"#N/A"},{"$error":"#N/A"},{"$error":"#N/A"},{"$error":"#N/A"},{"$error":"#N/A"}]
[null,{"$f":"IF(DataInput!B190=$B$8,IF($B$9=$B$10,TRUE,IF(DataInput!E190=$B$9,TRUE,FALSE)))","v":true},null,null,{"$f":"IF(B191=TRUE,DataInput!B190,NA())","v":"VIC"},{"$f":"IF($E191=DataInput!$B190,DataInput!C190,NA())","v":"ATSWP"},{"$f":"IF($E191=DataInput!$B190,DataInput!D190,NA())","v":"Altona West (Powercor) 66 kV"},{"$f":"IF($E191=DataInput!$B190,DataInput!E190,NA())","v":"Powercor"},{"$f":"IF($E191=DataInput!$B190,DataInput!F190,NA())","v":"Summer"},{"$f":"IF($E191=DataInput!$B190,DataInput!G190,NA())","v":"Non-Coincident"},{"$f":"IF($E191=DataInput!$B190,DataInput!H190,NA())","v":2026},{"$f":"IF($E191=DataInput!$B190,DataInput!I190,NA())","v":"POE50"},{"$f":"IF($E191=DataInput!$B190,DataInput!J190,NA())","v":218.43705110985999},{"$f":"IF($E191=DataInput!$B190,DataInput!K190,NA())","v":1},null,null,"VIC Altona West (Powercor) 66 kV",null,null,null,null,false,null,null,{"$error":"#N/A"},{"$error":"#N/A"},{"$error":"#N/A"},{"$error":"#N/A"},{"$error":"#N/A"},{"$error":"#N/A"},{"$error":"#N/A"},{"$error":"#N/A"},{"$error":"#N/A"},{"$error":"#N/A"}]
[null,{"$f":"IF(DataInput!B191=$B$8,IF($B$9=$B$10,TRUE,IF(DataInput!E191=$B$9,TRUE,FALSE)))","v":true},null,null,{"$f":"IF(B192=TRUE,DataInput!B191,NA())","v":"VIC"},{"$f":"IF($E192=DataInput!$B191,DataInput!C191,NA())","v":"ATSWP"},{"$f":"IF($E192=DataInput!$B191,DataInput!D191,NA())","v":"Altona West (Powercor) 66 kV"},{"$f":"IF($E192=DataInput!$B191,DataInput!E191,NA())","v":"Powercor"},{"$f":"IF($E192=DataInput!$B191,DataInput!F191,NA())","v":"Winter"},{"$f":"IF($E192=DataInput!$B191,DataInput!G191,NA())","v":"Non-Coincident"},{"$f":"IF($E192=DataInput!$B191,DataInput!H191,NA())","v":2016},{"$f":"IF($E192=DataInput!$B191,DataInput!I191,NA())","v":"POE10"},{"$f":"IF($E192=DataInput!$B191,DataInput!J191,NA())","v":170.01278030495999},{"$f":"IF($E192=DataInput!$B191,DataInput!K191,NA())","v":1},null,null,"VIC Altona West (Powercor) 66 kV",null,null,null,null,false,null,null,{"$error":"#N/A"},{"$error":"#N/A"},{"$error":"#N/A"},{"$error":"#N/A"},{"$error":"#N/A"},{"$error":"#N/A"},{"$error":"#N/A"},{"$error":"#N/A"},{"$error":"#N/A"},{"$error":"#N/A"}]
[null,{"$f":"IF(DataInput!B192=$B$8,IF($B$9=$B$10,TRUE,IF(DataInput!E192=$B$9,TRUE,FALSE)))","v":true},null,null,{"$f":"IF(B193=TRUE,DataInput!B192,NA())","v":"VIC"},{"$f":"IF($E193=DataInput!$B192,DataInput!C192,NA())","v":"ATSWP"},{"$f":"IF($E193=DataInput!$B192,DataInput!D192,NA())","v":"Altona West (Powercor) 66 kV"},{"$f":"IF($E193=DataInput!$B192,DataInput!E192,NA())","v":"Powercor"},{"$f":"IF($E193=DataInput!$B192,DataInput!F192,NA())","v":"Winter"},{"$f":"IF($E193=DataInput!$B192,DataInput!G192,NA())","v":"Non-Coincident"},{"$f":"IF($E193=DataInput!$B192,DataInput!H192,NA())","v":2017},{"$f":"IF($E193=DataInput!$B192,DataInput!I192,NA())","v":"POE10"},{"$f":"IF($E193=DataInput!$B192,DataInput!J192,NA())","v":177.09335870896501},{"$f":"IF($E193=DataInput!$B192,DataInput!K192,NA())","v":1},null,null,"VIC Altona West (Powercor) 66 kV",null,null,null,null,false,null,null,{"$error":"#N/A"},{"$error":"#N/A"},{"$error":"#N/A"},{"$error":"#N/A"},{"$error":"#N/A"},{"$error":"#N/A"},{"$error":"#N/A"},{"$error":"#N/A"},{"$error":"#N/A"},{"$error":"#N/A"}]
[null,{"$f":"IF(DataInput!B193=$B$8,IF($B$9=$B$10,TRUE,IF(DataInput!E193=$B$9,TRUE,FALSE)))","v":true},null,null,{"$f":"IF(B194=TRUE,DataInput!B193,NA())","v":"VIC"},{"$f":"IF($E194=DataInput!$B193,DataInput!C193,NA())","v":"ATSWP"},{"$f":"IF($E194=DataInput!$B193,DataInput!D193,NA())","v":"Altona West (Powercor) 66 kV"},{"$f":"IF($E194=DataInput!$B193,DataInput!E193,NA())","v":"Powercor"},{"$f":"IF($E194=DataInput!$B193,DataInput!F193,NA())","v":"Winter"},{"$f":"IF($E194=DataInput!$B193,DataInput!G193,NA())","v":"Non-Coincident"},{"$f":"IF($E194=DataInput!$B193,DataInput!H193,NA())","v":2018},{"$f":"IF($E194=DataInput!$B193,DataInput!I193,NA())","v":"POE10"},{"$f":"IF($E194=DataInput!$B193,DataInput!J193,NA())","v":163.17362119248099},{"$f":"IF($E194=DataInput!$B193,DataInput!K193,NA())","v":1},null,null,"VIC Altona West (Powercor) 66 kV",null,null,null,null,false,null,null,{"$error":"#N/A"},{"$error":"#N/A"},{"$error":"#N/A"},{"$error":"#N/A"},{"$error":"#N/A"},{"$error":"#N/A"},{"$error":"#N/A"},{"$error":"#N/A"},{"$error":"#N/A"},{"$error":"#N/A"}]
[null,{"$f":"IF(DataInput!B194=$B$8,IF($B$9=$B$10,TRUE,IF(DataInput!E194=$B$9,TRUE,FALSE)))","v":true},null,null,{"$f":"IF(B195=TRUE,DataInput!B194,NA())","v":"VIC"},{"$f":"IF($E195=DataInput!$B194,DataInput!C194,NA())","v":"ATSWP"},{"$f":"IF($E195=DataInput!$B194,DataInput!D194,NA())","v":"Altona West (Powercor) 66 kV"},{"$f":"IF($E195=DataInput!$B194,DataInput!E194,NA())","v":"Powercor"},{"$f":"IF($E195=DataInput!$B194,DataInput!F194,NA())","v":"Winter"},{"$f":"IF($E195=DataInput!$B194,DataInput!G194,NA())","v":"Non-Coincident"},{"$f":"IF($E195=DataInput!$B194,DataInput!H194,NA())","v":2019},{"$f":"IF($E195=DataInput!$B194,DataInput!I194,NA())","v":"POE10"},{"$f":"IF($E195=DataInput!$B194,DataInput!J194,NA())","v":168.99664119955199},{"$f":"IF($E195=DataInput!$B194,DataInput!K194,NA())","v":1},null,null,"VIC Altona West (Powercor) 66 kV",null,null,null,null,false,null,null,{"$error":"#N/A"},{"$error":"#N/A"},{"$error":"#N/A"},{"$error":"#N/A"},{"$error":"#N/A"},{"$error":"#N/A"},{"$error":"#N/A"},{"$error":"#N/A"},{"$error":"#N/A"},{"$error":"#N/A"}]
[null,{"$f":"IF(DataInput!B195=$B$8,IF($B$9=$B$10,TRUE,IF(DataInput!E195=$B$9,TRUE,FALSE)))","v":true},null,null,{"$f":"IF(B196=TRUE,DataInput!B195,NA())","v":"VIC"},{"$f":"IF($E196=DataInput!$B195,DataInput!C195,NA())","v":"ATSWP"},{"$f":"IF($E196=DataInput!$B195,DataInput!D195,NA())","v":"Altona West (Powercor) 66 kV"},{"$f":"IF($E196=DataInput!$B195,DataInput!E195,NA())","v":"Powercor"},{"$f":"IF($E196=DataInput!$B195,DataInput!F195,NA())","v":"Winter"},{"$f":"IF($E196=DataInput!$B195,DataInput!G195,NA())","v":"Non-Coincident"},{"$f":"IF($E196=DataInput!$B195,DataInput!H195,NA())","v":2020},{"$f":"IF($E196=DataInput!$B195,DataInput!I195,NA())","v":"POE10"},{"$f":"IF($E196=DataInput!$B195,DataInput!J195,NA())","v":175.16846199600201},{"$f":"IF($E196=DataInput!$B195,DataInput!K195,NA())","v":1},null,null,"VIC Altona West (Powercor) 66 kV",null,null,null,null,false,null,null,{"$error":"#N/A"},{"$error":"#N/A"},{"$error":"#N/A"},{"$error":"#N/A"},{"$error":"#N/A"},{"$error":"#N/A"},{"$error":"#N/A"},{"$error":"#N/A"},{"$error":"#N/A"},{"$error":"#N/A"}]
[null,{"$f":"IF(DataInput!B196=$B$8,IF($B$9=$B$10,TRUE,IF(DataInput!E196=$B$9,TRUE,FALSE)))","v":true},null,null,{"$f":"IF(B197=TRUE,DataInput!B196,NA())","v":"VIC"},{"$f":"IF($E197=DataInput!$B196,DataInput!C196,NA())","v":"ATSWP"},{"$f":"IF($E197=DataInput!$B196,DataInput!D196,NA())","v":"Altona West (Powercor) 66 kV"},{"$f":"IF($E197=DataInput!$B196,DataInput!E196,NA())","v":"Powercor"},{"$f":"IF($E197=DataInput!$B196,DataInput!F196,NA())","v":"Winter"},{"$f":"IF($E197=DataInput!$B196,DataInput!G196,NA())","v":"Non-Coincident"},{"$f":"IF($E197=DataInput!$B196,DataInput!H196,NA())","v":2021},{"$f":"IF($E197=DataInput!$B196,DataInput!I196,NA())","v":"POE10"},{"$f":"IF($E197=DataInput!$B196,DataInput!J196,NA())","v":180.869321498994},{"$f":"IF($E197=DataInput!$B196,DataInput!K196,NA())","v":1},null,null,"VIC Altona West (Powercor) 66 kV",null,null,null,null,false,null,null,{"$error":"#N/A"},{"$error":"#N/A"},{"$error":"#N/A"},{"$error":"#N/A"},{"$error":"#N/A"},{"$error":"#N/A"},{"$error":"#N/A"},{"$error":"#N/A"},{"$error":"#N/A"},{"$error":"#N/A"}]
[null,{"$f":"IF(DataInput!B197=$B$8,IF($B$9=$B$10,TRUE,IF(DataInput!E197=$B$9,TRUE,FALSE)))","v":true},null,null,{"$f":"IF(B198=TRUE,DataInput!B197,NA())","v":"VIC"},{"$f":"IF($E198=DataInput!$B197,DataInput!C197,NA())","v":"ATSWP"},{"$f":"IF($E198=DataInput!$B197,DataInput!D197,NA())","v":"Altona West (Powercor) 66 kV"},{"$f":"IF($E198=DataInput!$B197,DataInput!E197,NA())","v":"Powercor"},{"$f":"IF($E198=DataInput!$B197,DataInput!F197,NA())","v":"Winter"},{"$f":"IF($E198=DataInput!$B197,DataInput!G197,NA())","v":"Non-Coincident"},{"$f":"IF($E198=DataInput!$B197,DataInput!H197,NA())","v":2022},{"$f":"IF($E198=DataInput!$B197,DataInput!I197,NA())","v":"POE10"},{"$f":"IF($E198=DataInput!$B197,DataInput!J197,NA())","v":186.81892735650499},{"$f":"IF($E198=DataInput!$B197,DataInput!K197,NA())","v":1},null,null,"VIC Altona West (Powercor) 66 kV",null,null,null,null,false,null,null,{"$error":"#N/A"},{"$error":"#N/A"},{"$error":"#N/A"},{"$error":"#N/A"},{"$error":"#N/A"},{"$error":"#N/A"},{"$error":"#N/A"},{"$error":"#N/A"},{"$error":"#N/A"},{"$error":"#N/A"}]
[null,{"$f":"IF(DataInput!B198=$B$8,IF($B$9=$B$10,TRUE,IF(DataInput!E198=$B$9,TRUE,FALSE)))","v":true},null,null,{"$f":"IF(B199=TRUE,DataInput!B198,NA())","v":"VIC"},{"$f":"IF($E199=DataInput!$B198,DataInput!C198,NA())","v":"ATSWP"},{"$f":"IF($E199=DataInput!$B198,DataInput!D198,NA())","v":"Altona West (Powercor) 66 kV"},{"$f":"IF($E199=DataInput!$B198,DataInput!E198,NA())","v":"Powercor"},{"$f":"IF($E199=DataInput!$B198,DataInput!F198,NA())","v":"Winter"},{"$f":"IF($E199=DataInput!$B198,DataInput!G198,NA())","v":"Non-Coincident"},{"$f":"IF($E199=DataInput!$B198,DataInput!H198,NA())","v":2023},{"$f":"IF($E199=DataInput!$B198,DataInput!I198,NA())","v":"POE10"},{"$f":"IF($E199=DataInput!$B198,DataInput!J198,NA())","v":193.431515665788},{"$f":"IF($E199=DataInput!$B198,DataInput!K198,NA())","v":1},null,null,"VIC Altona West (Powercor) 66 kV",null,null,null,null,false,null,null,{"$error":"#N/A"},{"$error":"#N/A"},{"$error":"#N/A"},{"$error":"#N/A"},{"$error":"#N/A"},{"$error":"#N/A"},{"$error":"#N/A"},{"$error":"#N/A"},{"$error":"#N/A"},{"$error":"#N/A"}]
[null,{"$f":"IF(DataInput!B199=$B$8,IF($B$9=$B$10,TRUE,IF(DataInput!E199=$B$9,TRUE,FALSE)))","v":true},null,null,{"$f":"IF(B200=TRUE,DataInput!B199,NA())","v":"VIC"},{"$f":"IF($E200=DataInput!$B199,DataInput!C199,NA())","v":"ATSWP"},{"$f":"IF($E200=DataInput!$B199,DataInput!D199,NA())","v":"Altona West (Powercor) 66 kV"},{"$f":"IF($E200=DataInput!$B199,DataInput!E199,NA())","v":"Powercor"},{"$f":"IF($E200=DataInput!$B199,DataInput!F199,NA())","v":"Winter"},{"$f":"IF($E200=DataInput!$B199,DataInput!G199,NA())","v":"Non-Coincident"},{"$f":"IF($E200=DataInput!$B199,DataInput!H199,NA())","v":2024},{"$f":"IF($E200=DataInput!$B199,DataInput!I199,NA())","v":"POE10"},{"$f":"IF($E200=DataInput!$B199,DataInput!J199,NA())","v":198.91370198466299},{"$f":"IF($E200=DataInput!$B199,DataInput!K199,NA())","v":1},null,null,"VIC Altona West (Powercor) 66 kV",null,null,null,null,false,null,null,{"$error":"#N/A"},{"$error":"#N/A"},{"$error":"#N/A"},{"$error":"#N/A"},{"$error":"#N/A"},{"$error":"#N/A"},{"$error":"#N/A"},{"$error":"#N/A"},{"$error":"#N/A"},{"$error":"#N/A"}]
[null,{"$f":"IF(DataInput!B200=$B$8,IF($B$9=$B$10,TRUE,IF(DataInput!E200=$B$9,TRUE,FALSE)))","v":true},null,null,{"$f":"IF(B201=TRUE,DataInput!B200,NA())","v":"VIC"},{"$f":"IF($E201=DataInput!$B200,DataInput!C200,NA())","v":"ATSWP"},{"$f":"IF($E201=DataInput!$B200,DataInput!D200,NA())","v":"Altona West (Powercor) 66 kV"},{"$f":"IF($E201=DataInput!$B200,DataInput!E200,NA())","v":"Powercor"},{"$f":"IF($E201=DataInput!$B200,DataInput!F200,NA())","v":"Winter"},{"$f":"IF($E201=DataInput!$B200,DataInput!G200,NA())","v":"Non-Coincident"},{"$f":"IF($E201=DataInput!$B200,DataInput!H200,NA())","v":2025},{"$f":"IF($E201=DataInput!$B200,DataInput!I200,NA())","v":"POE10"},{"$f":"IF($E201=DataInput!$B200,DataInput!J200,NA())","v":203.99176949531599},{"$f":"IF($E201=DataInput!$B200,DataInput!K200,NA())","v":1},null,null,"VIC Altona West (Powercor) 66 kV",null,null,null,null,false,null,null,{"$error":"#N/A"},{"$error":"#N/A"},{"$error":"#N/A"},{"$error":"#N/A"},{"$error":"#N/A"},{"$error":"#N/A"},{"$error":"#N/A"},{"$error":"#N/A"},{"$error":"#N/A"},{"$error":"#N/A"}]
[null,{"$f":"IF(DataInput!B201=$B$8,IF($B$9=$B$10,TRUE,IF(DataInput!E201=$B$9,TRUE,FALSE)))","v":true},null,null,{"$f":"IF(B202=TRUE,DataInput!B201,NA())","v":"VIC"},{"$f":"IF($E202=DataInput!$B201,DataInput!C201,NA())","v":"ATSWP"},{"$f":"IF($E202=DataInput!$B201,DataInput!D201,NA())","v":"Altona West (Powercor) 66 kV"},{"$f":"IF($E202=DataInput!$B201,DataInput!E201,NA())","v":"Powercor"},{"$f":"IF($E202=DataInput!$B201,DataInput!F201,NA())","v":"Winter"},{"$f":"IF($E202=DataInput!$B201,DataInput!G201,NA())","v":"Non-Coincident"},{"$f":"IF($E202=DataInput!$B201,DataInput!H201,NA())","v":2016},{"$f":"IF($E202=DataInput!$B201,DataInput!I201,NA())","v":"POE50"},{"$f":"IF($E202=DataInput!$B201,DataInput!J201,NA())","v":166.85011900233201},{"$f":"IF($E202=DataInput!$B201,DataInput!K201,NA())","v":1},null,null,"VIC Altona West (Powercor) 66 kV",null,null,null,null,false,null,null,{"$error":"#N/A"},{"$error":"#N/A"},{"$error":"#N/A"},{"$error":"#N/A"},{"$error":"#N/A"},{"$error":"#N/A"},{"$error":"#N/A"},{"$error":"#N/A"},{"$error":"#N/A"},{"$error":"#N/A"}]
[null,{"$f":"IF(DataInput!B202=$B$8,IF($B$9=$B$10,TRUE,IF(DataInput!E202=$B$9,TRUE,FALSE)))","v":true},null,null,{"$f":"IF(B203=TRUE,DataInput!B202,NA())","v":"VIC"},{"$f":"IF($E203=DataInput!$B202,DataInput!C202,NA())","v":"ATSWP"},{"$f":"IF($E203=DataInput!$B202,DataInput!D202,NA())","v":"Altona West (Powercor) 66 kV"},{"$f":"IF($E203=DataInput!$B202,DataInput!E202,NA())","v":"Powercor"},{"$f":"IF($E203=DataInput!$B202,DataInput!F202,NA())","v":"Winter"},{"$f":"IF($E203=DataInput!$B202,DataInput!G202,NA())","v":"Non-Coincident"},{"$f":"IF($E203=DataInput!$B202,DataInput!H202,NA())","v":2017},{"$f":"IF($E203=DataInput!$B202,DataInput!I202,NA())","v":"POE50"},{"$f":"IF($E203=DataInput!$B202,DataInput!J202,NA())","v":173.70330206505099},{"$f":"IF($E203=DataInput!$B202,DataInput!K202,NA())","v":1},null,null,"VIC Altona West (Powercor) 66 kV",null,null,null,null,false,null,null,{"$error":"#N/A"},{"$error":"#N/A"},{"$error":"#N/A"},{"$error":"#N/A"},{"$error":"#N/A"},{"$error":"#N/A"},{"$error":"#N/A"},{"$error":"#N/A"},{"$error":"#N/A"},{"$error":"#N/A"}]
[null,{"$f":"IF(DataInput!B203=$B$8,IF($B$9=$B$10,TRUE,IF(DataInput!E203=$B$9,TRUE,FALSE)))","v":true},null,null,{"$f":"IF(B204=TRUE,DataInput!B203,NA())","v":"VIC"},{"$f":"IF($E204=DataInput!$B203,DataInput!C203,NA())","v":"ATSWP"},{"$f":"IF($E204=DataInput!$B203,DataInput!D203,NA())","v":"Altona West (Powercor) 66 kV"},{"$f":"IF($E204=DataInput!$B203,DataInput!E203,NA())","v":"Powercor"},{"$f":"IF($E204=DataInput!$B203,DataInput!F203,NA())","v":"Winter"},{"$f":"IF($E204=DataInput!$B203,DataInput!G203,NA())","v":"Non-Coincident"},{"$f":"IF($E204=DataInput!$B203,DataInput!H203,NA())","v":2018},{"$f":"IF($E204=DataInput!$B203,DataInput!I203,NA())","v":"POE50"},{"$f":"IF($E204=DataInput!$B203,DataInput!J203,NA())","v":159.88732839231301},{"$f":"IF($E204=DataInput!$B203,DataInput!K203,NA())","v":1},null,null,{"$f":"IF(OR(ISERROR(E204),ISERROR(G204)),\"  \",E204&\" \"&G204)","v":"VIC Altona West (Powercor) 66 kV"},null,null,null,null,{"$f":"IF(ISERROR(G204),FALSE,IF($V$9=G204,TRUE,FALSE))","v":false},null,null,{"$f":"IF($V204=TRUE,E204,NA())","v":{"$error":"#N/A"}},{"$error":"#N/A"},{"$error":"#N/A"},{"$error":"#N/A"},{"$error":"#N/A"},{"$error":"#N/A"},{"$error":"#N/A"},{"$error":"#N/A"},{"$error":"#N/A"},{"$error":"#N/A"}]
[null,{"$f":"IF(DataInput!B204=$B$8,IF($B$9=$B$10,TRUE,IF(DataInput!E204=$B$9,TRUE,FALSE)))","v":true},null,null,{"$f":"IF(B205=TRUE,DataInput!B204,NA())","v":"VIC"},{"$f":"IF($E205=DataInput!$B204,DataInput!C204,NA())","v":"ATSWP"},{"$f":"IF($E205=DataInput!$B204,DataInput!D204,NA())","v":"Altona West (Powercor) 66 kV"},{"$f":"IF($E205=DataInput!$B204,DataInput!E204,NA())","v":"Powercor"},{"$f":"IF($E205=DataInput!$B204,DataInput!F204,NA())","v":"Winter"},{"$f":"IF($E205=DataInput!$B204,DataInput!G204,NA())","v":"Non-Coincident"},{"$f":"IF($E205=DataInput!$B204,DataInput!H204,NA())","v":2019},{"$f":"IF($E205=DataInput!$B204,DataInput!I204,NA())","v":"POE50"},{"$f":"IF($E205=DataInput!$B204,DataInput!J204,NA())","v":165.282511136914},{"$f":"IF($E205=DataInput!$B204,DataInput!K204,NA())","v":1},null,null,"VIC Altona West (Powercor) 66 kV",null,null,null,null,false,null,null,{"$error":"#N/A"},{"$error":"#N/A"},{"$error":"#N/A"},{"$error":"#N/A"},{"$error":"#N/A"},{"$error":"#N/A"},{"$error":"#N/A"},{"$error":"#N/A"},{"$error":"#N/A"},{"$error":"#N/A"}]
[null,{"$f":"IF(DataInput!B205=$B$8,IF($B$9=$B$10,TRUE,IF(DataInput!E205=$B$9,TRUE,FALSE)))","v":true},null,null,{"$f":"IF(B206=TRUE,DataInput!B205,NA())","v":"VIC"},{"$f":"IF($E206=DataInput!$B205,DataInput!C205,NA())","v":"ATSWP"},{"$f":"IF($E206=DataInput!$B205,DataInput!D205,NA())","v":"Altona West (Powercor) 66 kV"},{"$f":"IF($E206=DataInput!$B205,DataInput!E205,NA())","v":"Powercor"},{"$f":"IF($E206=DataInput!$B205,DataInput!F205,NA())","v":"Winter"},{"$f":"IF($E206=DataInput!$B205,DataInput!G205,NA())","v":"Non-Coincident"},{"$f":"IF($E206=DataInput!$B205,DataInput!H205,NA())","v":2020},{"$f":"IF($E206=DataInput!$B205,DataInput!I205,NA())","v":"POE50"},{"$f":"IF($E206=DataInput!$B205,DataInput!J205,NA())","v":171.115819912354},{"$f":"IF($E206=DataInput!$B205,DataInput!K205,NA())","v":1},null,null,"VIC Altona West (Powercor) 66 kV",null,null,null,null,false,null,null,{"$error":"#N/A"},{"$error":"#N/A"},{"$error":"#N/A"},{"$error":"#N/A"},{"$error":"#N/A"},{"$error":"#N/A"},{"$error":"#N/A"},{"$error":"#N/A"},{"$error":"#N/A"},{"$error":"#N/A"}]
[null,{"$f":"IF(DataInput!B206=$B$8,IF($B$9=$B$10,TRUE,IF(DataInput!E206=$B$9,TRUE,FALSE)))","v":true},null,null,{"$f":"IF(B207=TRUE,DataInput!B206,NA())","v":"VIC"},{"$f":"IF($E207=DataInput!$B206,DataInput!C206,NA())","v":"ATSWP"},{"$f":"IF($E207=DataInput!$B206,DataInput!D206,NA())","v":"Altona West (Powercor) 66 kV"},{"$f":"IF($E207=DataInput!$B206,DataInput!E206,NA())","v":"Powercor"},{"$f":"IF($E207=DataInput!$B206,DataInput!F206,NA())","v":"Winter"},{"$f":"IF($E207=DataInput!$B206,DataInput!G206,NA())","v":"Non-Coincident"},{"$f":"IF($E207=DataInput!$B206,DataInput!H206,NA())","v":2021},{"$f":"IF($E207=DataInput!$B206,DataInput!I206,NA())","v":"POE50"},{"$f":"IF($E207=DataInput!$B206,DataInput!J206,NA())","v":176.71232470534301},{"$f":"IF($E207=DataInput!$B206,DataInput!K206,NA())","v":1},null,null,"VIC Altona West (Powercor) 66 kV",null,null,null,null,false,null,null,{"$error":"#N/A"},{"$error":"#N/A"},{"$error":"#N/A"},{"$error":"#N/A"},{"$error":"#N/A"},{"$error":"#N/A"},{"$error":"#N/A"},{"$error":"#N/A"},{"$error":"#N/A"},{"$error":"#N/A"}]
[null,{"$f":"IF(DataInput!B207=$B$8,IF($B$9=$B$10,TRUE,IF(DataInput!E207=$B$9,TRUE,FALSE)))","v":true},null,null,{"$f":"IF(B208=TRUE,DataInput!B207,NA())","v":"VIC"},{"$f":"IF($E208=DataInput!$B207,DataInput!C207,NA())","v":"ATSWP"},{"$f":"IF($E208=DataInput!$B207,DataInput!D207,NA())","v":"Altona West (Powercor) 66 kV"},{"$f":"IF($E208=DataInput!$B207,DataInput!E207,NA())","v":"Powercor"},{"$f":"IF($E208=DataInput!$B207,DataInput!F207,NA())","v":"Winter"},{"$f":"IF($E208=DataInput!$B207,DataInput!G207,NA())","v":"Non-Coincident"},{"$f":"IF($E208=DataInput!$B207,DataInput!H207,NA())","v":2022},{"$f":"IF($E208=DataInput!$B207,DataInput!I207,NA())","v":"POE50"},{"$f":"IF($E208=DataInput!$B207,DataInput!J207,NA())","v":182.37700388715101},{"$f":"IF($E208=DataInput!$B207,DataInput!K207,NA())","v":1},null,null,"VIC Altona West (Powercor) 66 kV",null,null,null,null,false,null,null,{"$error":"#N/A"},{"$error":"#N/A"},{"$error":"#N/A"},{"$error":"#N/A"},{"$error":"#N/A"},{"$error":"#N/A"},{"$error":"#N/A"},{"$error":"#N/A"},{"$error":"#N/A"},{"$error":"#N/A"}]
[null,{"$f":"IF(DataInput!B208=$B$8,IF($B$9=$B$10,TRUE,IF(DataInput!E208=$B$9,TRUE,FALSE)))","v":true},null,null,{"$f":"IF(B209=TRUE,DataInput!B208,NA())","v":"VIC"},{"$f":"IF($E209=DataInput!$B208,DataInput!C208,NA())","v":"ATSWP"},{"$f":"IF($E209=DataInput!$B208,DataInput!D208,NA())","v":"Altona West (Powercor) 66 kV"},{"$f":"IF($E209=DataInput!$B208,DataInput!E208,NA())","v":"Powercor"},{"$f":"IF($E209=DataInput!$B208,DataInput!F208,NA())","v":"Winter"},{"$f":"IF($E209=DataInput!$B208,DataInput!G208,NA())","v":"Non-Coincident"},{"$f":"IF($E209=DataInput!$B208,DataInput!H208,NA())","v":2023},{"$f":"IF($E209=DataInput!$B208,DataInput!I208,NA())","v":"POE50"},{"$f":"IF($E209=DataInput!$B208,DataInput!J208,NA())","v":188.72192998432601},{"$f":"IF($E209=DataInput!$B208,DataInput!K208,NA())","v":1},null,null,"VIC Altona West (Powercor) 66 kV",null,null,null,null,false,null,null,{"$error":"#N/A"},{"$error":"#N/A"},{"$error":"#N/A"},{"$error":"#N/A"},{"$error":"#N/A"},{"$error":"#N/A"},{"$error":"#N/A"},{"$error":"#N/A"},{"$error":"#N/A"},{"$error":"#N/A"}]
[null,{"$f":"IF(DataInput!B209=$B$8,IF($B$9=$B$10,TRUE,IF(DataInput!E209=$B$9,TRUE,FALSE)))","v":true},null,null,{"$f":"IF(B210=TRUE,DataInput!B209,NA())","v":"VIC"},{"$f":"IF($E210=DataInput!$B209,DataInput!C209,NA())","v":"ATSWP"},{"$f":"IF($E210=DataInput!$B209,DataInput!D209,NA())","v":"Altona West (Powercor) 66 kV"},{"$f":"IF($E210=DataInput!$B209,DataInput!E209,NA())","v":"Powercor"},{"$f":"IF($E210=DataInput!$B209,DataInput!F209,NA())","v":"Winter"},{"$f":"IF($E210=DataInput!$B209,DataInput!G209,NA())","v":"Non-Coincident"},{"$f":"IF($E210=DataInput!$B209,DataInput!H209,NA())","v":2024},{"$f":"IF($E210=DataInput!$B209,DataInput!I209,NA())","v":"POE50"},{"$f":"IF($E210=DataInput!$B209,DataInput!J209,NA())","v":193.975303066165},{"$f":"IF($E210=DataInput!$B209,DataInput!K209,NA())","v":1},null,null,"VIC Altona West (Powercor) 66 kV",null,null,null,null,false,null,null,{"$error":"#N/A"},{"$error":"#N/A"},{"$error":"#N/A"},{"$error":"#N/A"},{"$error":"#N/A"},{"$error":"#N/A"},{"$error":"#N/A"},{"$error":"#N/A"},{"$error":"#N/A"},{"$error":"#N/A"}]
[null,{"$f":"IF(DataInput!B210=$B$8,IF($B$9=$B$10,TRUE,IF(DataInput!E210=$B$9,TRUE,FALSE)))","v":true},null,null,{"$f":"IF(B211=TRUE,DataInput!B210,NA())","v":"VIC"},{"$f":"IF($E211=DataInput!$B210,DataInput!C210,NA())","v":"ATSWP"},{"$f":"IF($E211=DataInput!$B210,DataInput!D210,NA())","v":"Altona West (Powercor) 66 kV"},{"$f":"IF($E211=DataInput!$B210,DataInput!E210,NA())","v":"Powercor"},{"$f":"IF($E211=DataInput!$B210,DataInput!F210,NA())","v":"Winter"},{"$f":"IF($E211=DataInput!$B210,DataInput!G210,NA())","v":"Non-Coincident"},{"$f":"IF($E211=DataInput!$B210,DataInput!H210,NA())","v":2025},{"$f":"IF($E211=DataInput!$B210,DataInput!I210,NA())","v":"POE50"},{"$f":"IF($E211=DataInput!$B210,DataInput!J210,NA())","v":199.05342640969599},{"$f":"IF($E211=DataInput!$B210,DataInput!K210,NA())","v":1},null,null,"VIC Altona West (Powercor) 66 kV",null,null,null,null,false,null,null,{"$error":"#N/A"},{"$error":"#N/A"},{"$error":"#N/A"},{"$error":"#N/A"},{"$error":"#N/A"},{"$error":"#N/A"},{"$error":"#N/A"},{"$error":"#N/A"},{"$error":"#N/A"},{"$error":"#N/A"}]
[null,{"$f":"IF(DataInput!B211=$B$8,IF($B$9=$B$10,TRUE,IF(DataInput!E211=$B$9,TRUE,FALSE)))","v":true},null,null,{"$f":"IF(B212=TRUE,DataInput!B211,NA())","v":"VIC"},{"$f":"IF($E212=DataInput!$B211,DataInput!C211,NA())","v":"BATS66"},{"$f":"IF($E212=DataInput!$B211,DataInput!D211,NA())","v":"Ballarat (Powercor) 66 kV"},{"$f":"IF($E212=DataInput!$B211,DataInput!E211,NA())","v":"Powercor"},{"$f":"IF($E212=DataInput!$B211,DataInput!F211,NA())","v":"Summer"},{"$f":"IF($E212=DataInput!$B211,DataInput!G211,NA())","v":"Non-Coincident"},{"$f":"IF($E212=DataInput!$B211,DataInput!H211,NA())","v":2017},{"$f":"IF($E212=DataInput!$B211,DataInput!I211,NA())","v":"POE10"},{"$f":"IF($E212=DataInput!$B211,DataInput!J211,NA())","v":177.785008962094},{"$f":"IF($E212=DataInput!$B211,DataInput!K211,NA())","v":0.97075605929980302},null,null,"VIC Ballarat (Powercor) 66 kV",null,null,null,null,false,null,null,{"$error":"#N/A"},{"$error":"#N/A"},{"$error":"#N/A"},{"$error":"#N/A"},{"$error":"#N/A"},{"$error":"#N/A"},{"$error":"#N/A"},{"$error":"#N/A"},{"$error":"#N/A"},{"$error":"#N/A"}]
[null,{"$f":"IF(DataInput!B212=$B$8,IF($B$9=$B$10,TRUE,IF(DataInput!E212=$B$9,TRUE,FALSE)))","v":true},null,null,{"$f":"IF(B213=TRUE,DataInput!B212,NA())","v":"VIC"},{"$f":"IF($E213=DataInput!$B212,DataInput!C212,NA())","v":"BATS66"},{"$f":"IF($E213=DataInput!$B212,DataInput!D212,NA())","v":"Ballarat (Powercor) 66 kV"},{"$f":"IF($E213=DataInput!$B212,DataInput!E212,NA())","v":"Powercor"},{"$f":"IF($E213=DataInput!$B212,DataInput!F212,NA())","v":"Summer"},{"$f":"IF($E213=DataInput!$B212,DataInput!G212,NA())","v":"Non-Coincident"},{"$f":"IF($E213=DataInput!$B212,DataInput!H212,NA())","v":2018},{"$f":"IF($E213=DataInput!$B212,DataInput!I212,NA())","v":"POE10"},{"$f":"IF($E213=DataInput!$B212,DataInput!J212,NA())","v":177.175089348217},{"$f":"IF($E213=DataInput!$B212,DataInput!K212,NA())","v":0.95433673522300799},null,null,"VIC Ballarat (Powercor) 66 kV",null,null,null,null,false,null,null,{"$error":"#N/A"},{"$error":"#N/A"},{"$error":"#N/A"},{"$error":"#N/A"},{"$error":"#N/A"},{"$error":"#N/A"},{"$error":"#N/A"},{"$error":"#N/A"},{"$error":"#N/A"},{"$error":"#N/A"}]
[null,{"$f":"IF(DataInput!B213=$B$8,IF($B$9=$B$10,TRUE,IF(DataInput!E213=$B$9,TRUE,FALSE)))","v":true},null,null,{"$f":"IF(B214=TRUE,DataInput!B213,NA())","v":"VIC"},{"$f":"IF($E214=DataInput!$B213,DataInput!C213,NA())","v":"BATS66"},{"$f":"IF($E214=DataInput!$B213,DataInput!D213,NA())","v":"Ballarat (Powercor) 66 kV"},{"$f":"IF($E214=DataInput!$B213,DataInput!E213,NA())","v":"Powercor"},{"$f":"IF($E214=DataInput!$B213,DataInput!F213,NA())","v":"Summer"},{"$f":"IF($E214=DataInput!$B213,DataInput!G213,NA())","v":"Non-Coincident"},{"$f":"IF($E214=DataInput!$B213,DataInput!H213,NA())","v":2019},{"$f":"IF($E214=DataInput!$B213,DataInput!I213,NA())","v":"POE10"},{"$f":"IF($E214=DataInput!$B213,DataInput!J213,NA())","v":176.45630998888799},{"$f":"IF($E214=DataInput!$B213,DataInput!K213,NA())","v":0.95994403281104101},null,null,"VIC Ballarat (Powercor) 66 kV",null,null,null,null,false,null,null,{"$error":"#N/A"},{"$error":"#N/A"},{"$error":"#N/A"},{"$error":"#N/A"},{"$error":"#N/A"},{"$error":"#N/A"},{"$error":"#N/A"},{"$error":"#N/A"},{"$error":"#N/A"},{"$error":"#N/A"}]
[null,{"$f":"IF(DataInput!B214=$B$8,IF($B$9=$B$10,TRUE,IF(DataInput!E214=$B$9,TRUE,FALSE)))","v":true},null,null,{"$f":"IF(B215=TRUE,DataInput!B214,NA())","v":"VIC"},{"$f":"IF($E215=DataInput!$B214,DataInput!C214,NA())","v":"BATS66"},{"$f":"IF($E215=DataInput!$B214,DataInput!D214,NA())","v":"Ballarat (Powercor) 66 kV"},{"$f":"IF($E215=DataInput!$B214,DataInput!E214,NA())","v":"Powercor"},{"$f":"IF($E215=DataInput!$B214,DataInput!F214,NA())","v":"Summer"},{"$f":"IF($E215=DataInput!$B214,DataInput!G214,NA())","v":"Non-Coincident"},{"$f":"IF($E215=DataInput!$B214,DataInput!H214,NA())","v":2020},{"$f":"IF($E215=DataInput!$B214,DataInput!I214,NA())","v":"POE10"},{"$f":"IF($E215=DataInput!$B214,DataInput!J214,NA())","v":174.92246179191699},{"$f":"IF($E215=DataInput!$B214,DataInput!K214,NA())","v":0.96487848175036695},null,null,"VIC Ballarat (Powercor) 66 kV",null,null,null,null,false,null,null,{"$error":"#N/A"},{"$error":"#N/A"},{"$error":"#N/A"},{"$error":"#N/A"},{"$error":"#N/A"},{"$error":"#N/A"},{"$error":"#N/A"},{"$error":"#N/A"},{"$error":"#N/A"},{"$error":"#N/A"}]
[null,{"$f":"IF(DataInput!B215=$B$8,IF($B$9=$B$10,TRUE,IF(DataInput!E215=$B$9,TRUE,FALSE)))","v":true},null,null,{"$f":"IF(B216=TRUE,DataInput!B215,NA())","v":"VIC"},{"$f":"IF($E216=DataInput!$B215,DataInput!C215,NA())","v":"BATS66"},{"$f":"IF($E216=DataInput!$B215,DataInput!D215,NA())","v":"Ballarat (Powercor) 66 kV"},{"$f":"IF($E216=DataInput!$B215,DataInput!E215,NA())","v":"Powercor"},{"$f":"IF($E216=DataInput!$B215,DataInput!F215,NA())","v":"Summer"},{"$f":"IF($E216=DataInput!$B215,DataInput!G215,NA())","v":"Non-Coincident"},{"$f":"IF($E216=DataInput!$B215,DataInput!H215,NA())","v":2021},{"$f":"IF($E216=DataInput!$B215,DataInput!I215,NA())","v":"POE10"},{"$f":"IF($E216=DataInput!$B215,DataInput!J215,NA())","v":174.55191184008001},{"$f":"IF($E216=DataInput!$B215,DataInput!K215,NA())","v":0.97228809736446697},null,null,"VIC Ballarat (Powercor) 66 kV",null,null,null,null,false,null,null,{"$error":"#N/A"},{"$error":"#N/A"},{"$error":"#N/A"},{"$error":"#N/A"},{"$error":"#N/A"},{"$error":"#N/A"},{"$error":"#N/A"},{"$error":"#N/A"},{"$error":"#N/A"},{"$error":"#N/A"}]
[null,{"$f":"IF(DataInput!B216=$B$8,IF($B$9=$B$10,TRUE,IF(DataInput!E216=$B$9,TRUE,FALSE)))","v":true},null,null,{"$f":"IF(B217=TRUE,DataInput!B216,NA())","v":"VIC"},{"$f":"IF($E217=DataInput!$B216,DataInput!C216,NA())","v":"BATS66"},{"$f":"IF($E217=DataInput!$B216,DataInput!D216,NA())","v":"Ballarat (Powercor) 66 kV"},{"$f":"IF($E217=DataInput!$B216,DataInput!E216,NA())","v":"Powercor"},{"$f":"IF($E217=DataInput!$B216,DataInput!F216,NA())","v":"Summer"},{"$f":"IF($E217=DataInput!$B216,DataInput!G216,NA())","v":"Non-Coincident"},{"$f":"IF($E217=DataInput!$B216,DataInput!H216,NA())","v":2022},{"$f":"IF($E217=DataInput!$B216,DataInput!I216,NA())","v":"POE10"},{"$f":"IF($E217=DataInput!$B216,DataInput!J216,NA())","v":172.934713578687},{"$f":"IF($E217=DataInput!$B216,DataInput!K216,NA())","v":0.97239032482370802},null,null,"VIC Ballarat (Powercor) 66 kV",null,null,null,null,false,null,null,{"$error":"#N/A"},{"$error":"#N/A"},{"$error":"#N/A"},{"$error":"#N/A"},{"$error":"#N/A"},{"$error":"#N/A"},{"$error":"#N/A"},{"$error":"#N/A"},{"$error":"#N/A"},{"$error":"#N/A"}]
[null,{"$f":"IF(DataInput!B217=$B$8,IF($B$9=$B$10,TRUE,IF(DataInput!E217=$B$9,TRUE,FALSE)))","v":true},null,null,{"$f":"IF(B218=TRUE,DataInput!B217,NA())","v":"VIC"},{"$f":"IF($E218=DataInput!$B217,DataInput!C217,NA())","v":"BATS66"},{"$f":"IF($E218=DataInput!$B217,DataInput!D217,NA())","v":"Ballarat (Powercor) 66 kV"},{"$f":"IF($E218=DataInput!$B217,DataInput!E217,NA())","v":"Powercor"},{"$f":"IF($E218=DataInput!$B217,DataInput!F217,NA())","v":"Summer"},{"$f":"IF($E218=DataInput!$B217,DataInput!G217,NA())","v":"Non-Coincident"},{"$f":"IF($E218=DataInput!$B217,DataInput!H217,NA())","v":2023},{"$f":"IF($E218=DataInput!$B217,DataInput!I217,NA())","v":"POE10"},{"$f":"IF($E218=DataInput!$B217,DataInput!J217,NA())","v":171.90919970409601},{"$f":"IF($E218=DataInput!$B217,DataInput!K217,NA())","v":0.97255623918240497},null,null,"VIC Ballarat (Powercor) 66 kV",null,null,null,null,false,null,null,{"$error":"#N/A"},{"$error":"#N/A"},{"$error":"#N/A"},{"$error":"#N/A"},{"$error":"#N/A"},{"$error":"#N/A"},{"$error":"#N/A"},{"$error":"#N/A"},{"$error":"#N/A"},{"$error":"#N/A"}]
[null,{"$f":"IF(DataInput!B218=$B$8,IF($B$9=$B$10,TRUE,IF(DataInput!E218=$B$9,TRUE,FALSE)))","v":true},null,null,{"$f":"IF(B219=TRUE,DataInput!B218,NA())","v":"VIC"},{"$f":"IF($E219=DataInput!$B218,DataInput!C218,NA())","v":"BATS66"},{"$f":"IF($E219=DataInput!$B218,DataInput!D218,NA())","v":"Ballarat (Powercor) 66 kV"},{"$f":"IF($E219=DataInput!$B218,DataInput!E218,NA())","v":"Powercor"},{"$f":"IF($E219=DataInput!$B218,DataInput!F218,NA())","v":"Summer"},{"$f":"IF($E219=DataInput!$B218,DataInput!G218,NA())","v":"Non-Coincident"},{"$f":"IF($E219=DataInput!$B218,DataInput!H218,NA())","v":2024},{"$f":"IF($E219=DataInput!$B218,DataInput!I218,NA())","v":"POE10"},{"$f":"IF($E219=DataInput!$B218,DataInput!J218,NA())","v":170.97127036893201},{"$f":"IF($E219=DataInput!$B218,DataInput!K218,NA())","v":0.97264485770061804},null,null,"VIC Ballarat (Powercor) 66 kV",null,null,null,null,false,null,null,{"$error":"#N/A"},{"$error":"#N/A"},{"$error":"#N/A"},{"$error":"#N/A"},{"$error":"#N/A"},{"$error":"#N/A"},{"$error":"#N/A"},{"$error":"#N/A"},{"$error":"#N/A"},{"$error":"#N/A"}]
[null,{"$f":"IF(DataInput!B219=$B$8,IF($B$9=$B$10,TRUE,IF(DataInput!E219=$B$9,TRUE,FALSE)))","v":true},null,null,{"$f":"IF(B220=TRUE,DataInput!B219,NA())","v":"VIC"},{"$f":"IF($E220=DataInput!$B219,DataInput!C219,NA())","v":"BATS66"},{"$f":"IF($E220=DataInput!$B219,DataInput!D219,NA())","v":"Ballarat (Powercor) 66 kV"},{"$f":"IF($E220=DataInput!$B219,DataInput!E219,NA())","v":"Powercor"},{"$f":"IF($E220=DataInput!$B219,DataInput!F219,NA())","v":"Summer"},{"$f":"IF($E220=DataInput!$B219,DataInput!G219,NA())","v":"Non-Coincident"},{"$f":"IF($E220=DataInput!$B219,DataInput!H219,NA())","v":2025},{"$f":"IF($E220=DataInput!$B219,DataInput!I219,NA())","v":"POE10"},{"$f":"IF($E220=DataInput!$B219,DataInput!J219,NA())","v":168.77119131345401},{"$f":"IF($E220=DataInput!$B219,DataInput!K219,NA())","v":0.97273833286663702},null,null,"VIC Ballarat (Powercor) 66 kV",null,null,null,null,false,null,null,{"$error":"#N/A"},{"$error":"#N/A"},{"$error":"#N/A"},{"$error":"#N/A"},{"$error":"#N/A"},{"$error":"#N/A"},{"$error":"#N/A"},{"$error":"#N/A"},{"$error":"#N/A"},{"$error":"#N/A"}]
[null,{"$f":"IF(DataInput!B220=$B$8,IF($B$9=$B$10,TRUE,IF(DataInput!E220=$B$9,TRUE,FALSE)))","v":true},null,null,{"$f":"IF(B221=TRUE,DataInput!B220,NA())","v":"VIC"},{"$f":"IF($E221=DataInput!$B220,DataInput!C220,NA())","v":"BATS66"},{"$f":"IF($E221=DataInput!$B220,DataInput!D220,NA())","v":"Ballarat (Powercor) 66 kV"},{"$f":"IF($E221=DataInput!$B220,DataInput!E220,NA())","v":"Powercor"},{"$f":"IF($E221=DataInput!$B220,DataInput!F220,NA())","v":"Summer"},{"$f":"IF($E221=DataInput!$B220,DataInput!G220,NA())","v":"Non-Coincident"},{"$f":"IF($E221=DataInput!$B220,DataInput!H220,NA())","v":2026},{"$f":"IF($E221=DataInput!$B220,DataInput!I220,NA())","v":"POE10"},{"$f":"IF($E221=DataInput!$B220,DataInput!J220,NA())","v":167.26331521181399},{"$f":"IF($E221=DataInput!$B220,DataInput!K220,NA())","v":0.97283176264880999},null,null,"VIC Ballarat (Powercor) 66 kV",null,null,null,null,false,null,null,{"$error":"#N/A"},{"$error":"#N/A"},{"$error":"#N/A"},{"$error":"#N/A"},{"$error":"#N/A"},{"$error":"#N/A"},{"$error":"#N/A"},{"$error":"#N/A"},{"$error":"#N/A"},{"$error":"#N/A"}]
[null,{"$f":"IF(DataInput!B221=$B$8,IF($B$9=$B$10,TRUE,IF(DataInput!E221=$B$9,TRUE,FALSE)))","v":true},null,null,{"$f":"IF(B222=TRUE,DataInput!B221,NA())","v":"VIC"},{"$f":"IF($E222=DataInput!$B221,DataInput!C221,NA())","v":"BATS66"},{"$f":"IF($E222=DataInput!$B221,DataInput!D221,NA())","v":"Ballarat (Powercor) 66 kV"},{"$f":"IF($E222=DataInput!$B221,DataInput!E221,NA())","v":"Powercor"},{"$f":"IF($E222=DataInput!$B221,DataInput!F221,NA())","v":"Summer"},{"$f":"IF($E222=DataInput!$B221,DataInput!G221,NA())","v":"Non-Coincident"},{"$f":"IF($E222=DataInput!$B221,DataInput!H221,NA())","v":2017},{"$f":"IF($E222=DataInput!$B221,DataInput!I221,NA())","v":"POE50"},{"$f":"IF($E222=DataInput!$B221,DataInput!J221,NA())","v":160.25759097145499},{"$f":"IF($E222=DataInput!$B221,DataInput!K221,NA())","v":0.96834753882937497},null,null,"VIC Ballarat (Powercor) 66 kV",null,null,null,null,false,null,null,{"$error":"#N/A"},{"$error":"#N/A"},{"$error":"#N/A"},{"$error":"#N/A"},{"$error":"#N/A"},{"$error":"#N/A"},{"$error":"#N/A"},{"$error":"#N/A"},{"$error":"#N/A"},{"$error":"#N/A"}]
[null,{"$f":"IF(DataInput!B222=$B$8,IF($B$9=$B$10,TRUE,IF(DataInput!E222=$B$9,TRUE,FALSE)))","v":true},null,null,{"$f":"IF(B223=TRUE,DataInput!B222,NA())","v":"VIC"},{"$f":"IF($E223=DataInput!$B222,DataInput!C222,NA())","v":"BATS66"},{"$f":"IF($E223=DataInput!$B222,DataInput!D222,NA())","v":"Ballarat (Powercor) 66 kV"},{"$f":"IF($E223=DataInput!$B222,DataInput!E222,NA())","v":"Powercor"},{"$f":"IF($E223=DataInput!$B222,DataInput!F222,NA())","v":"Summer"},{"$f":"IF($E223=DataInput!$B222,DataInput!G222,NA())","v":"Non-Coincident"},{"$f":"IF($E223=DataInput!$B222,DataInput!H222,NA())","v":2018},{"$f":"IF($E223=DataInput!$B222,DataInput!I222,NA())","v":"POE50"},{"$f":"IF($E223=DataInput!$B222,DataInput!J222,NA())","v":160.25413109086},{"$f":"IF($E223=DataInput!$B222,DataInput!K222,NA())","v":0.96239950910316396},null,null,"VIC Ballarat (Powercor) 66 kV",null,null,null,null,false,null,null,{"$error":"#N/A"},{"$error":"#N/A"},{"$error":"#N/A"},{"$error":"#N/A"},{"$error":"#N/A"},{"$error":"#N/A"},{"$error":"#N/A"},{"$error":"#N/A"},{"$error":"#N/A"},{"$error":"#N/A"}]
[null,{"$f":"IF(DataInput!B223=$B$8,IF($B$9=$B$10,TRUE,IF(DataInput!E223=$B$9,TRUE,FALSE)))","v":true},null,null,{"$f":"IF(B224=TRUE,DataInput!B223,NA())","v":"VIC"},{"$f":"IF($E224=DataInput!$B223,DataInput!C223,NA())","v":"BATS66"},{"$f":"IF($E224=DataInput!$B223,DataInput!D223,NA())","v":"Ballarat (Powercor) 66 kV"},{"$f":"IF($E224=DataInput!$B223,DataInput!E223,NA())","v":"Powercor"},{"$f":"IF($E224=DataInput!$B223,DataInput!F223,NA())","v":"Summer"},{"$f":"IF($E224=DataInput!$B223,DataInput!G223,NA())","v":"Non-Coincident"},{"$f":"IF($E224=DataInput!$B223,DataInput!H223,NA())","v":2019},{"$f":"IF($E224=DataInput!$B223,DataInput!I223,NA())","v":"POE50"},{"$f":"IF($E224=DataInput!$B223,DataInput!J223,NA())","v":160.25357089849101},{"$f":"IF($E224=DataInput!$B223,DataInput!K223,NA())","v":0.96410407114464902},null,null,"VIC Ballarat (Powercor) 66 kV",null,null,null,null,false,null,null,{"$error":"#N/A"},{"$error":"#N/A"},{"$error":"#N/A"},{"$error":"#N/A"},{"$error":"#N/A"},{"$error":"#N/A"},{"$error":"#N/A"},{"$error":"#N/A"},{"$error":"#N/A"},{"$error":"#N/A"}]
[null,{"$f":"IF(DataInput!B224=$B$8,IF($B$9=$B$10,TRUE,IF(DataInput!E224=$B$9,TRUE,FALSE)))","v":true},null,null,{"$f":"IF(B225=TRUE,DataInput!B224,NA())","v":"VIC"},{"$f":"IF($E225=DataInput!$B224,DataInput!C224,NA())","v":"BATS66"},{"$f":"IF($E225=DataInput!$B224,DataInput!D224,NA())","v":"Ballarat (Powercor) 66 kV"},{"$f":"IF($E225=DataInput!$B224,DataInput!E224,NA())","v":"Powercor"},{"$f":"IF($E225=DataInput!$B224,DataInput!F224,NA())","v":"Summer"},{"$f":"IF($E225=DataInput!$B224,DataInput!G224,NA())","v":"Non-Coincident"},{"$f":"IF($E225=DataInput!$B224,DataInput!H224,NA())","v":2020},{"$f":"IF($E225=DataInput!$B224,DataInput!I224,NA())","v":"POE50"},{"$f":"IF($E225=DataInput!$B224,DataInput!J224,NA())","v":158.938936094014},{"$f":"IF($E225=DataInput!$B224,DataInput!K224,NA())","v":0.96501311729345896},null,null,"VIC Ballarat (Powercor) 66 kV",null,null,null,null,false,null,null,{"$error":"#N/A"},{"$error":"#N/A"},{"$error":"#N/A"},{"$error":"#N/A"},{"$error":"#N/A"},{"$error":"#N/A"},{"$error":"#N/A"},{"$error":"#N/A"},{"$error":"#N/A"},{"$error":"#N/A"}]
[null,{"$f":"IF(DataInput!B225=$B$8,IF($B$9=$B$10,TRUE,IF(DataInput!E225=$B$9,TRUE,FALSE)))","v":true},null,null,{"$f":"IF(B226=TRUE,DataInput!B225,NA())","v":"VIC"},{"$f":"IF($E226=DataInput!$B225,DataInput!C225,NA())","v":"BATS66"},{"$f":"IF($E226=DataInput!$B225,DataInput!D225,NA())","v":"Ballarat (Powercor) 66 kV"},{"$f":"IF($E226=DataInput!$B225,DataInput!E225,NA())","v":"Powercor"},{"$f":"IF($E226=DataInput!$B225,DataInput!F225,NA())","v":"Summer"},{"$f":"IF($E226=DataInput!$B225,DataInput!G225,NA())","v":"Non-Coincident"},{"$f":"IF($E226=DataInput!$B225,DataInput!H225,NA())","v":2021},{"$f":"IF($E226=DataInput!$B225,DataInput!I225,NA())","v":"POE50"},{"$f":"IF($E226=DataInput!$B225,DataInput!J225,NA())","v":160.153897562298},{"$f":"IF($E226=DataInput!$B225,DataInput!K225,NA())","v":0.96995479808427798},null,null,"VIC Ballarat (Powercor) 66 kV",null,null,null,null,false,null,null,{"$error":"#N/A"},{"$error":"#N/A"},{"$error":"#N/A"},{"$error":"#N/A"},{"$error":"#N/A"},{"$error":"#N/A"},{"$error":"#N/A"},{"$error":"#N/A"},{"$error":"#N/A"},{"$error":"#N/A"}]
[null,{"$f":"IF(DataInput!B226=$B$8,IF($B$9=$B$10,TRUE,IF(DataInput!E226=$B$9,TRUE,FALSE)))","v":true},null,null,{"$f":"IF(B227=TRUE,DataInput!B226,NA())","v":"VIC"},{"$f":"IF($E227=DataInput!$B226,DataInput!C226,NA())","v":"BATS66"},{"$f":"IF($E227=DataInput!$B226,DataInput!D226,NA())","v":"Ballarat (Powercor) 66 kV"},{"$f":"IF($E227=DataInput!$B226,DataInput!E226,NA())","v":"Powercor"},{"$f":"IF($E227=DataInput!$B226,DataInput!F226,NA())","v":"Summer"},{"$f":"IF($E227=DataInput!$B226,DataInput!G226,NA())","v":"Non-Coincident"},{"$f":"IF($E227=DataInput!$B226,DataInput!H226,NA())","v":2022},{"$f":"IF($E227=DataInput!$B226,DataInput!I226,NA())","v":"POE50"},{"$f":"IF($E227=DataInput!$B226,DataInput!J226,NA())","v":157.510427582185},{"$f":"IF($E227=DataInput!$B226,DataInput!K226,NA())","v":0.97007001263396198},null,null,"VIC Ballarat (Powercor) 66 kV",null,null,null,null,false,null,null,{"$error":"#N/A"},{"$error":"#N/A"},{"$error":"#N/A"},{"$error":"#N/A"},{"$error":"#N/A"},{"$error":"#N/A"},{"$error":"#N/A"},{"$error":"#N/A"},{"$error":"#N/A"},{"$error":"#N/A"}]
[null,{"$f":"IF(DataInput!B227=$B$8,IF($B$9=$B$10,TRUE,IF(DataInput!E227=$B$9,TRUE,FALSE)))","v":true},null,null,{"$f":"IF(B228=TRUE,DataInput!B227,NA())","v":"VIC"},{"$f":"IF($E228=DataInput!$B227,DataInput!C227,NA())","v":"BATS66"},{"$f":"IF($E228=DataInput!$B227,DataInput!D227,NA())","v":"Ballarat (Powercor) 66 kV"},{"$f":"IF($E228=DataInput!$B227,DataInput!E227,NA())","v":"Powercor"},{"$f":"IF($E228=DataInput!$B227,DataInput!F227,NA())","v":"Summer"},{"$f":"IF($E228=DataInput!$B227,DataInput!G227,NA())","v":"Non-Coincident"},{"$f":"IF($E228=DataInput!$B227,DataInput!H227,NA())","v":2023},{"$f":"IF($E228=DataInput!$B227,DataInput!I227,NA())","v":"POE50"},{"$f":"IF($E228=DataInput!$B227,DataInput!J227,NA())","v":157.73461737769699},{"$f":"IF($E228=DataInput!$B227,DataInput!K227,NA())","v":0.97026020947268099},null,null,"VIC Ballarat (Powercor) 66 kV",null,null,null,null,false,null,null,{"$error":"#N/A"},{"$error":"#N/A"},{"$error":"#N/A"},{"$error":"#N/A"},{"$error":"#N/A"},{"$error":"#N/A"},{"$error":"#N/A"},{"$error":"#N/A"},{"$error":"#N/A"},{"$error":"#N/A"}]
[null,{"$f":"IF(DataInput!B228=$B$8,IF($B$9=$B$10,TRUE,IF(DataInput!E228=$B$9,TRUE,FALSE)))","v":true},null,null,{"$f":"IF(B229=TRUE,DataInput!B228,NA())","v":"VIC"},{"$f":"IF($E229=DataInput!$B228,DataInput!C228,NA())","v":"BATS66"},{"$f":"IF($E229=DataInput!$B228,DataInput!D228,NA())","v":"Ballarat (Powercor) 66 kV"},{"$f":"IF($E229=DataInput!$B228,DataInput!E228,NA())","v":"Powercor"},{"$f":"IF($E229=DataInput!$B228,DataInput!F228,NA())","v":"Summer"},{"$f":"IF($E229=DataInput!$B228,DataInput!G228,NA())","v":"Non-Coincident"},{"$f":"IF($E229=DataInput!$B228,DataInput!H228,NA())","v":2024},{"$f":"IF($E229=DataInput!$B228,DataInput!I228,NA())","v":"POE50"},{"$f":"IF($E229=DataInput!$B228,DataInput!J228,NA())","v":157.29491522781601},{"$f":"IF($E229=DataInput!$B228,DataInput!K228,NA())","v":0.97036843721555499},null,null,"VIC Ballarat (Powercor) 66 kV",null,null,null,null,false,null,null,{"$error":"#N/A"},{"$error":"#N/A"},{"$error":"#N/A"},{"$error":"#N/A"},{"$error":"#N/A"},{"$error":"#N/A"},{"$error":"#N/A"},{"$error":"#N/A"},{"$error":"#N/A"},{"$error":"#N/A"}]
[null,{"$f":"IF(DataInput!B229=$B$8,IF($B$9=$B$10,TRUE,IF(DataInput!E229=$B$9,TRUE,FALSE)))","v":true},null,null,{"$f":"IF(B230=TRUE,DataInput!B229,NA())","v":"VIC"},{"$f":"IF($E230=DataInput!$B229,DataInput!C229,NA())","v":"BATS66"},{"$f":"IF($E230=DataInput!$B229,DataInput!D229,NA())","v":"Ballarat (Powercor) 66 kV"},{"$f":"IF($E230=DataInput!$B229,DataInput!E229,NA())","v":"Powercor"},{"$f":"IF($E230=DataInput!$B229,DataInput!F229,NA())","v":"Summer"},{"$f":"IF($E230=DataInput!$B229,DataInput!G229,NA())","v":"Non-Coincident"},{"$f":"IF($E230=DataInput!$B229,DataInput!H229,NA())","v":2025},{"$f":"IF($E230=DataInput!$B229,DataInput!I229,NA())","v":"POE50"},{"$f":"IF($E230=DataInput!$B229,DataInput!J229,NA())","v":154.493447000739},{"$f":"IF($E230=DataInput!$B229,DataInput!K229,NA())","v":0.97047442345097101},null,null,"VIC Ballarat (Powercor) 66 kV",null,null,null,null,false,null,null,{"$error":"#N/A"},{"$error":"#N/A"},{"$error":"#N/A"},{"$error":"#N/A"},{"$error":"#N/A"},{"$error":"#N/A"},{"$error":"#N/A"},{"$error":"#N/A"},{"$error":"#N/A"},{"$error":"#N/A"}]
[null,{"$f":"IF(DataInput!B230=$B$8,IF($B$9=$B$10,TRUE,IF(DataInput!E230=$B$9,TRUE,FALSE)))","v":true},null,null,{"$f":"IF(B231=TRUE,DataInput!B230,NA())","v":"VIC"},{"$f":"IF($E231=DataInput!$B230,DataInput!C230,NA())","v":"BATS66"},{"$f":"IF($E231=DataInput!$B230,DataInput!D230,NA())","v":"Ballarat (Powercor) 66 kV"},{"$f":"IF($E231=DataInput!$B230,DataInput!E230,NA())","v":"Powercor"},{"$f":"IF($E231=DataInput!$B230,DataInput!F230,NA())","v":"Summer"},{"$f":"IF($E231=DataInput!$B230,DataInput!G230,NA())","v":"Non-Coincident"},{"$f":"IF($E231=DataInput!$B230,DataInput!H230,NA())","v":2026},{"$f":"IF($E231=DataInput!$B230,DataInput!I230,NA())","v":"POE50"},{"$f":"IF($E231=DataInput!$B230,DataInput!J230,NA())","v":153.28438933423701},{"$f":"IF($E231=DataInput!$B230,DataInput!K230,NA())","v":0.97058476939469795},null,null,"VIC Ballarat (Powercor) 66 kV",null,null,null,null,false,null,null,{"$error":"#N/A"},{"$error":"#N/A"},{"$error":"#N/A"},{"$error":"#N/A"},{"$error":"#N/A"},{"$error":"#N/A"},{"$error":"#N/A"},{"$error":"#N/A"},{"$error":"#N/A"},{"$error":"#N/A"}]
[null,{"$f":"IF(DataInput!B231=$B$8,IF($B$9=$B$10,TRUE,IF(DataInput!E231=$B$9,TRUE,FALSE)))","v":true},null,null,{"$f":"IF(B232=TRUE,DataInput!B231,NA())","v":"VIC"},{"$f":"IF($E232=DataInput!$B231,DataInput!C231,NA())","v":"BATS66"},{"$f":"IF($E232=DataInput!$B231,DataInput!D231,NA())","v":"Ballarat (Powercor) 66 kV"},{"$f":"IF($E232=DataInput!$B231,DataInput!E231,NA())","v":"Powercor"},{"$f":"IF($E232=DataInput!$B231,DataInput!F231,NA())","v":"Winter"},{"$f":"IF($E232=DataInput!$B231,DataInput!G231,NA())","v":"Non-Coincident"},{"$f":"IF($E232=DataInput!$B231,DataInput!H231,NA())","v":2016},{"$f":"IF($E232=DataInput!$B231,DataInput!I231,NA())","v":"POE10"},{"$f":"IF($E232=DataInput!$B231,DataInput!J231,NA())","v":164.680405215717},{"$f":"IF($E232=DataInput!$B231,DataInput!K231,NA())","v":0.94669764530306399},null,null,"VIC Ballarat (Powercor) 66 kV",null,null,null,null,false,null,null,{"$error":"#N/A"},{"$error":"#N/A"},{"$error":"#N/A"},{"$error":"#N/A"},{"$error":"#N/A"},{"$error":"#N/A"},{"$error":"#N/A"},{"$error":"#N/A"},{"$error":"#N/A"},{"$error":"#N/A"}]
[null,{"$f":"IF(DataInput!B232=$B$8,IF($B$9=$B$10,TRUE,IF(DataInput!E232=$B$9,TRUE,FALSE)))","v":true},null,null,{"$f":"IF(B233=TRUE,DataInput!B232,NA())","v":"VIC"},{"$f":"IF($E233=DataInput!$B232,DataInput!C232,NA())","v":"BATS66"},{"$f":"IF($E233=DataInput!$B232,DataInput!D232,NA())","v":"Ballarat (Powercor) 66 kV"},{"$f":"IF($E233=DataInput!$B232,DataInput!E232,NA())","v":"Powercor"},{"$f":"IF($E233=DataInput!$B232,DataInput!F232,NA())","v":"Winter"},{"$f":"IF($E233=DataInput!$B232,DataInput!G232,NA())","v":"Non-Coincident"},{"$f":"IF($E233=DataInput!$B232,DataInput!H232,NA())","v":2017},{"$f":"IF($E233=DataInput!$B232,DataInput!I232,NA())","v":"POE10"},{"$f":"IF($E233=DataInput!$B232,DataInput!J232,NA())","v":165.29190816863601},{"$f":"IF($E233=DataInput!$B232,DataInput!K232,NA())","v":0.95630605521384404},null,null,"VIC Ballarat (Powercor) 66 kV",null,null,null,null,false,null,null,{"$error":"#N/A"},{"$error":"#N/A"},{"$error":"#N/A"},{"$error":"#N/A"},{"$error":"#N/A"},{"$error":"#N/A"},{"$error":"#N/A"},{"$error":"#N/A"},{"$error":"#N/A"},{"$error":"#N/A"}]
[null,{"$f":"IF(DataInput!B233=$B$8,IF($B$9=$B$10,TRUE,IF(DataInput!E233=$B$9,TRUE,FALSE)))","v":true},null,null,{"$f":"IF(B234=TRUE,DataInput!B233,NA())","v":"VIC"},{"$f":"IF($E234=DataInput!$B233,DataInput!C233,NA())","v":"BATS66"},{"$f":"IF($E234=DataInput!$B233,DataInput!D233,NA())","v":"Ballarat (Powercor) 66 kV"},{"$f":"IF($E234=DataInput!$B233,DataInput!E233,NA())","v":"Powercor"},{"$f":"IF($E234=DataInput!$B233,DataInput!F233,NA())","v":"Winter"},{"$f":"IF($E234=DataInput!$B233,DataInput!G233,NA())","v":"Non-Coincident"},{"$f":"IF($E234=DataInput!$B233,DataInput!H233,NA())","v":2018},{"$f":"IF($E234=DataInput!$B233,DataInput!I233,NA())","v":"POE10"},{"$f":"IF($E234=DataInput!$B233,DataInput!J233,NA())","v":165.911059424424},{"$f":"IF($E234=DataInput!$B233,DataInput!K233,NA())","v":0.95421871291147997},null,null,"VIC Ballarat (Powercor) 66 kV",null,null,null,null,false,null,null,{"$error":"#N/A"},{"$error":"#N/A"},{"$error":"#N/A"},{"$error":"#N/A"},{"$error":"#N/A"},{"$error":"#N/A"},{"$error":"#N/A"},{"$error":"#N/A"},{"$error":"#N/A"},{"$error":"#N/A"}]
[null,{"$f":"IF(DataInput!B234=$B$8,IF($B$9=$B$10,TRUE,IF(DataInput!E234=$B$9,TRUE,FALSE)))","v":true},null,null,{"$f":"IF(B235=TRUE,DataInput!B234,NA())","v":"VIC"},{"$f":"IF($E235=DataInput!$B234,DataInput!C234,NA())","v":"BATS66"},{"$f":"IF($E235=DataInput!$B234,DataInput!D234,NA())","v":"Ballarat (Powercor) 66 kV"},{"$f":"IF($E235=DataInput!$B234,DataInput!E234,NA())","v":"Powercor"},{"$f":"IF($E235=DataInput!$B234,DataInput!F234,NA())","v":"Winter"},{"$f":"IF($E235=DataInput!$B234,DataInput!G234,NA())","v":"Non-Coincident"},{"$f":"IF($E235=DataInput!$B234,DataInput!H234,NA())","v":2019},{"$f":"IF($E235=DataInput!$B234,DataInput!I234,NA())","v":"POE10"},{"$f":"IF($E235=DataInput!$B234,DataInput!J234,NA())","v":167.455627797782},{"$f":"IF($E235=DataInput!$B234,DataInput!K234,NA())","v":0.95303431585137299},null,null,"VIC Ballarat (Powercor) 66 kV",null,null,null,null,false,null,null,{"$error":"#N/A"},{"$error":"#N/A"},{"$error":"#N/A"},{"$error":"#N/A"},{"$error":"#N/A"},{"$error":"#N/A"},{"$error":"#N/A"},{"$error":"#N/A"},{"$error":"#N/A"},{"$error":"#N/A"}]
[null,{"$f":"IF(DataInput!B235=$B$8,IF($B$9=$B$10,TRUE,IF(DataInput!E235=$B$9,TRUE,FALSE)))","v":true},null,null,{"$f":"IF(B236=TRUE,DataInput!B235,NA())","v":"VIC"},{"$f":"IF($E236=DataInput!$B235,DataInput!C235,NA())","v":"BATS66"},{"$f":"IF($E236=DataInput!$B235,DataInput!D235,NA())","v":"Ballarat (Powercor) 66 kV"},{"$f":"IF($E236=DataInput!$B235,DataInput!E235,NA())","v":"Powercor"},{"$f":"IF($E236=DataInput!$B235,DataInput!F235,NA())","v":"Winter"},{"$f":"IF($E236=DataInput!$B235,DataInput!G235,NA())","v":"Non-Coincident"},{"$f":"IF($E236=DataInput!$B235,DataInput!H235,NA())","v":2020},{"$f":"IF($E236=DataInput!$B235,DataInput!I235,NA())","v":"POE10"},{"$f":"IF($E236=DataInput!$B235,DataInput!J235,NA())","v":169.71831346696601},{"$f":"IF($E236=DataInput!$B235,DataInput!K235,NA())","v":0.94845537823858095},null,null,"VIC Ballarat (Powercor) 66 kV",null,null,null,null,false,null,null,{"$error":"#N/A"},{"$error":"#N/A"},{"$error":"#N/A"},{"$error":"#N/A"},{"$error":"#N/A"},{"$error":"#N/A"},{"$error":"#N/A"},{"$error":"#N/A"},{"$error":"#N/A"},{"$error":"#N/A"}]
[null,{"$f":"IF(DataInput!B236=$B$8,IF($B$9=$B$10,TRUE,IF(DataInput!E236=$B$9,TRUE,FALSE)))","v":true},null,null,{"$f":"IF(B237=TRUE,DataInput!B236,NA())","v":"VIC"},{"$f":"IF($E237=DataInput!$B236,DataInput!C236,NA())","v":"BATS66"},{"$f":"IF($E237=DataInput!$B236,DataInput!D236,NA())","v":"Ballarat (Powercor) 66 kV"},{"$f":"IF($E237=DataInput!$B236,DataInput!E236,NA())","v":"Powercor"},{"$f":"IF($E237=DataInput!$B236,DataInput!F236,NA())","v":"Winter"},{"$f":"IF($E237=DataInput!$B236,DataInput!G236,NA())","v":"Non-Coincident"},{"$f":"IF($E237=DataInput!$B236,DataInput!H236,NA())","v":2021},{"$f":"IF($E237=DataInput!$B236,DataInput!I236,NA())","v":"POE10"},{"$f":"IF($E237=DataInput!$B236,DataInput!J236,NA())","v":170.463345026241},{"$f":"IF($E237=DataInput!$B236,DataInput!K236,NA())","v":0.94852515336083199},null,null,"VIC Ballarat (Powercor) 66 kV",null,null,null,null,false,null,null,{"$error":"#N/A"},{"$error":"#N/A"},{"$error":"#N/A"},{"$error":"#N/A"},{"$error":"#N/A"},{"$error":"#N/A"},{"$error":"#N/A"},{"$error":"#N/A"},{"$error":"#N/A"},{"$error":"#N/A"}]
[null,{"$f":"IF(DataInput!B237=$B$8,IF($B$9=$B$10,TRUE,IF(DataInput!E237=$B$9,TRUE,FALSE)))","v":true},null,null,{"$f":"IF(B238=TRUE,DataInput!B237,NA())","v":"VIC"},{"$f":"IF($E238=DataInput!$B237,DataInput!C237,NA())","v":"BATS66"},{"$f":"IF($E238=DataInput!$B237,DataInput!D237,NA())","v":"Ballarat (Powercor) 66 kV"},{"$f":"IF($E238=DataInput!$B237,DataInput!E237,NA())","v":"Powercor"},{"$f":"IF($E238=DataInput!$B237,DataInput!F237,NA())","v":"Winter"},{"$f":"IF($E238=DataInput!$B237,DataInput!G237,NA())","v":"Non-Coincident"},{"$f":"IF($E238=DataInput!$B237,DataInput!H237,NA())","v":2022},{"$f":"IF($E238=DataInput!$B237,DataInput!I237,NA())","v":"POE10"},{"$f":"IF($E238=DataInput!$B237,DataInput!J237,NA())","v":171.207282985695},{"$f":"IF($E238=DataInput!$B237,DataInput!K237,NA())","v":0.94858954076322299},null,null,"VIC Ballarat (Powercor) 66 kV",null,null,null,null,false,null,null,{"$error":"#N/A"},{"$error":"#N/A"},{"$error":"#N/A"},{"$error":"#N/A"},{"$error":"#N/A"},{"$error":"#N/A"},{"$error":"#N/A"},{"$error":"#N/A"},{"$error":"#N/A"},{"$error":"#N/A"}]
[null,{"$f":"IF(DataInput!B238=$B$8,IF($B$9=$B$10,TRUE,IF(DataInput!E238=$B$9,TRUE,FALSE)))","v":true},null,null,{"$f":"IF(B239=TRUE,DataInput!B238,NA())","v":"VIC"},{"$f":"IF($E239=DataInput!$B238,DataInput!C238,NA())","v":"BATS66"},{"$f":"IF($E239=DataInput!$B238,DataInput!D238,NA())","v":"Ballarat (Powercor) 66 kV"},{"$f":"IF($E239=DataInput!$B238,DataInput!E238,NA())","v":"Powercor"},{"$f":"IF($E239=DataInput!$B238,DataInput!F238,NA())","v":"Winter"},{"$f":"IF($E239=DataInput!$B238,DataInput!G238,NA())","v":"Non-Coincident"},{"$f":"IF($E239=DataInput!$B238,DataInput!H238,NA())","v":2023},{"$f":"IF($E239=DataInput!$B238,DataInput!I238,NA())","v":"POE10"},{"$f":"IF($E239=DataInput!$B238,DataInput!J238,NA())","v":172.27254543799901},{"$f":"IF($E239=DataInput!$B238,DataInput!K238,NA())","v":0.94880315240471402},null,null,"VIC Ballarat (Powercor) 66 kV",null,null,null,null,false,null,null,{"$error":"#N/A"},{"$error":"#N/A"},{"$error":"#N/A"},{"$error":"#N/A"},{"$error":"#N/A"},{"$error":"#N/A"},{"$error":"#N/A"},{"$error":"#N/A"},{"$error":"#N/A"},{"$error":"#N/A"}]
[null,{"$f":"IF(DataInput!B239=$B$8,IF($B$9=$B$10,TRUE,IF(DataInput!E239=$B$9,TRUE,FALSE)))","v":true},null,null,{"$f":"IF(B240=TRUE,DataInput!B239,NA())","v":"VIC"},{"$f":"IF($E240=DataInput!$B239,DataInput!C239,NA())","v":"BATS66"},{"$f":"IF($E240=DataInput!$B239,DataInput!D239,NA())","v":"Ballarat (Powercor) 66 kV"},{"$f":"IF($E240=DataInput!$B239,DataInput!E239,NA())","v":"Powercor"},{"$f":"IF($E240=DataInput!$B239,DataInput!F239,NA())","v":"Winter"},{"$f":"IF($E240=DataInput!$B239,DataInput!G239,NA())","v":"Non-Coincident"},{"$f":"IF($E240=DataInput!$B239,DataInput!H239,NA())","v":2024},{"$f":"IF($E240=DataInput!$B239,DataInput!I239,NA())","v":"POE10"},{"$f":"IF($E240=DataInput!$B239,DataInput!J239,NA())","v":172.11644325027299},{"$f":"IF($E240=DataInput!$B239,DataInput!K239,NA())","v":0.94885344610337297},null,null,"VIC Ballarat (Powercor) 66 kV",null,null,null,null,false,null,null,{"$error":"#N/A"},{"$error":"#N/A"},{"$error":"#N/A"},{"$error":"#N/A"},{"$error":"#N/A"},{"$error":"#N/A"},{"$error":"#N/A"},{"$error":"#N/A"},{"$error":"#N/A"},{"$error":"#N/A"}]
[null,{"$f":"IF(DataInput!B240=$B$8,IF($B$9=$B$10,TRUE,IF(DataInput!E240=$B$9,TRUE,FALSE)))","v":true},null,null,{"$f":"IF(B241=TRUE,DataInput!B240,NA())","v":"VIC"},{"$f":"IF($E241=DataInput!$B240,DataInput!C240,NA())","v":"BATS66"},{"$f":"IF($E241=DataInput!$B240,DataInput!D240,NA())","v":"Ballarat (Powercor) 66 kV"},{"$f":"IF($E241=DataInput!$B240,DataInput!E240,NA())","v":"Powercor"},{"$f":"IF($E241=DataInput!$B240,DataInput!F240,NA())","v":"Winter"},{"$f":"IF($E241=DataInput!$B240,DataInput!G240,NA())","v":"Non-Coincident"},{"$f":"IF($E241=DataInput!$B240,DataInput!H240,NA())","v":2025},{"$f":"IF($E241=DataInput!$B240,DataInput!I240,NA())","v":"POE10"},{"$f":"IF($E241=DataInput!$B240,DataInput!J240,NA())","v":171.410536883997},{"$f":"IF($E241=DataInput!$B240,DataInput!K240,NA())","v":0.94889866655238497},null,null,"VIC Ballarat (Powercor) 66 kV",null,null,null,null,false,null,null,{"$error":"#N/A"},{"$error":"#N/A"},{"$error":"#N/A"},{"$error":"#N/A"},{"$error":"#N/A"},{"$error":"#N/A"},{"$error":"#N/A"},{"$error":"#N/A"},{"$error":"#N/A"},{"$error":"#N/A"}]
[null,{"$f":"IF(DataInput!B241=$B$8,IF($B$9=$B$10,TRUE,IF(DataInput!E241=$B$9,TRUE,FALSE)))","v":true},null,null,{"$f":"IF(B242=TRUE,DataInput!B241,NA())","v":"VIC"},{"$f":"IF($E242=DataInput!$B241,DataInput!C241,NA())","v":"BATS66"},{"$f":"IF($E242=DataInput!$B241,DataInput!D241,NA())","v":"Ballarat (Powercor) 66 kV"},{"$f":"IF($E242=DataInput!$B241,DataInput!E241,NA())","v":"Powercor"},{"$f":"IF($E242=DataInput!$B241,DataInput!F241,NA())","v":"Winter"},{"$f":"IF($E242=DataInput!$B241,DataInput!G241,NA())","v":"Non-Coincident"},{"$f":"IF($E242=DataInput!$B241,DataInput!H241,NA())","v":2016},{"$f":"IF($E242=DataInput!$B241,DataInput!I241,NA())","v":"POE50"},{"$f":"IF($E242=DataInput!$B241,DataInput!J241,NA())","v":157.38707554370001},{"$f":"IF($E242=DataInput!$B241,DataInput!K241,NA())","v":0.95165129607625398},null,null,"VIC Ballarat (Powercor) 66 kV",null,null,null,null,false,null,null,{"$error":"#N/A"},{"$error":"#N/A"},{"$error":"#N/A"},{"$error":"#N/A"},{"$error":"#N/A"},{"$error":"#N/A"},{"$error":"#N/A"},{"$error":"#N/A"},{"$error":"#N/A"},{"$error":"#N/A"}]
[null,{"$f":"IF(DataInput!B242=$B$8,IF($B$9=$B$10,TRUE,IF(DataInput!E242=$B$9,TRUE,FALSE)))","v":true},null,null,{"$f":"IF(B243=TRUE,DataInput!B242,NA())","v":"VIC"},{"$f":"IF($E243=DataInput!$B242,DataInput!C242,NA())","v":"BATS66"},{"$f":"IF($E243=DataInput!$B242,DataInput!D242,NA())","v":"Ballarat (Powercor) 66 kV"},{"$f":"IF($E243=DataInput!$B242,DataInput!E242,NA())","v":"Powercor"},{"$f":"IF($E243=DataInput!$B242,DataInput!F242,NA())","v":"Winter"},{"$f":"IF($E243=DataInput!$B242,DataInput!G242,NA())","v":"Non-Coincident"},{"$f":"IF($E243=DataInput!$B242,DataInput!H242,NA())","v":2017},{"$f":"IF($E243=DataInput!$B242,DataInput!I242,NA())","v":"POE50"},{"$f":"IF($E243=DataInput!$B242,DataInput!J242,NA())","v":157.85911088190301},{"$f":"IF($E243=DataInput!$B242,DataInput!K242,NA())","v":0.96073069729128102},null,null,"VIC Ballarat (Powercor) 66 kV",null,null,null,null,false,null,null,{"$error":"#N/A"},{"$f":"IF($V243=TRUE,F243,NA())","v":{"$error":"#N/A"}},{"$f":"IF($V243=TRUE,G243,NA())","v":{"$error":"#N/A"}},{"$f":"IF($V243=TRUE,H243,NA())","v":{"$error":"#N/A"}},{"$f":"IF($V243=TRUE,I243,NA())","v":{"$error":"#N/A"}},{"$f":"IF($V243=TRUE,J243,NA())","v":{"$error":"#N/A"}},{"$f":"IF($V243=TRUE,K243,NA())","v":{"$error":"#N/A"}},{"$f":"IF($V243=TRUE,L243,NA())","v":{"$error":"#N/A"}},{"$f":"IF($V243=TRUE,M243,NA())","v":{"$error":"#N/A"}},{"$f":"IF($V243=TRUE,N243,NA())","v":{"$error":"#N/A"}}]
[null,{"$f":"IF(DataInput!B243=$B$8,IF($B$9=$B$10,TRUE,IF(DataInput!E243=$B$9,TRUE,FALSE)))","v":true},null,null,{"$f":"IF(B244=TRUE,DataInput!B243,NA())","v":"VIC"},{"$f":"IF($E244=DataInput!$B243,DataInput!C243,NA())","v":"BATS66"},{"$f":"IF($E244=DataInput!$B243,DataInput!D243,NA())","v":"Ballarat (Powercor) 66 kV"},{"$f":"IF($E244=DataInput!$B243,DataInput!E243,NA())","v":"Powercor"},{"$f":"IF($E244=DataInput!$B243,DataInput!F243,NA())","v":"Winter"},{"$f":"IF($E244=DataInput!$B243,DataInput!G243,NA())","v":"Non-Coincident"},{"$f":"IF($E244=DataInput!$B243,DataInput!H243,NA())","v":2018},{"$f":"IF($E244=DataInput!$B243,DataInput!I243,NA())","v":"POE50"},{"$f":"IF($E244=DataInput!$B243,DataInput!J243,NA())","v":158.25315351870501},{"$f":"IF($E244=DataInput!$B243,DataInput!K243,NA())","v":0.958209753466851},null,null,"VIC Ballarat (Powercor) 66 kV",null,null,null,null,false,null,null,{"$error":"#N/A"},{"$error":"#N/A"},{"$error":"#N/A"},{"$error":"#N/A"},{"$error":"#N/A"},{"$error":"#N/A"},{"$error":"#N/A"},{"$error":"#N/A"},{"$error":"#N/A"},{"$error":"#N/A"}]
[null,{"$f":"IF(DataInput!B244=$B$8,IF($B$9=$B$10,TRUE,IF(DataInput!E244=$B$9,TRUE,FALSE)))","v":true},null,null,{"$f":"IF(B245=TRUE,DataInput!B244,NA())","v":"VIC"},{"$f":"IF($E245=DataInput!$B244,DataInput!C244,NA())","v":"BATS66"},{"$f":"IF($E245=DataInput!$B244,DataInput!D244,NA())","v":"Ballarat (Powercor) 66 kV"},{"$f":"IF($E245=DataInput!$B244,DataInput!E244,NA())","v":"Powercor"},{"$f":"IF($E245=DataInput!$B244,DataInput!F244,NA())","v":"Winter"},{"$f":"IF($E245=DataInput!$B244,DataInput!G244,NA())","v":"Non-Coincident"},{"$f":"IF($E245=DataInput!$B244,DataInput!H244,NA())","v":2019},{"$f":"IF($E245=DataInput!$B244,DataInput!I244,NA())","v":"POE50"},{"$f":"IF($E245=DataInput!$B244,DataInput!J244,NA())","v":159.33961669434399},{"$f":"IF($E245=DataInput!$B244,DataInput!K244,NA())","v":0.95698575833441102},null,null,"VIC Ballarat (Powercor) 66 kV",null,null,null,null,false,null,null,{"$error":"#N/A"},{"$error":"#N/A"},{"$error":"#N/A"},{"$error":"#N/A"},{"$error":"#N/A"},{"$error":"#N/A"},{"$error":"#N/A"},{"$error":"#N/A"},{"$error":"#N/A"},{"$error":"#N/A"}]
[null,{"$f":"IF(DataInput!B245=$B$8,IF($B$9=$B$10,TRUE,IF(DataInput!E245=$B$9,TRUE,FALSE)))","v":true},null,null,{"$f":"IF(B246=TRUE,DataInput!B245,NA())","v":"VIC"},{"$f":"IF($E246=DataInput!$B245,DataInput!C245,NA())","v":"BATS66"},{"$f":"IF($E246=DataInput!$B245,DataInput!D245,NA())","v":"Ballarat (Powercor) 66 kV"},{"$f":"IF($E246=DataInput!$B245,DataInput!E245,NA())","v":"Powercor"},{"$f":"IF($E246=DataInput!$B245,DataInput!F245,NA())","v":"Winter"},{"$f":"IF($E246=DataInput!$B245,DataInput!G245,NA())","v":"Non-Coincident"},{"$f":"IF($E246=DataInput!$B245,DataInput!H245,NA())","v":2020},{"$f":"IF($E246=DataInput!$B245,DataInput!I245,NA())","v":"POE50"},{"$f":"IF($E246=DataInput!$B245,DataInput!J245,NA())","v":161.06340417732699},{"$f":"IF($E246=DataInput!$B245,DataInput!K245,NA())","v":0.95331680055086399},null,null,"VIC Ballarat (Powercor) 66 kV",null,null,null,null,false,null,null,{"$error":"#N/A"},{"$error":"#N/A"},{"$error":"#N/A"},{"$error":"#N/A"},{"$error":"#N/A"},{"$error":"#N/A"},{"$error":"#N/A"},{"$error":"#N/A"},{"$error":"#N/A"},{"$error":"#N/A"}]
[null,{"$f":"IF(DataInput!B246=$B$8,IF($B$9=$B$10,TRUE,IF(DataInput!E246=$B$9,TRUE,FALSE)))","v":true},null,null,{"$f":"IF(B247=TRUE,DataInput!B246,NA())","v":"VIC"},{"$f":"IF($E247=DataInput!$B246,DataInput!C246,NA())","v":"BATS66"},{"$f":"IF($E247=DataInput!$B246,DataInput!D246,NA())","v":"Ballarat (Powercor) 66 kV"},{"$f":"IF($E247=DataInput!$B246,DataInput!E246,NA())","v":"Powercor"},{"$f":"IF($E247=DataInput!$B246,DataInput!F246,NA())","v":"Winter"},{"$f":"IF($E247=DataInput!$B246,DataInput!G246,NA())","v":"Non-Coincident"},{"$f":"IF($E247=DataInput!$B246,DataInput!H246,NA())","v":2021},{"$f":"IF($E247=DataInput!$B246,DataInput!I246,NA())","v":"POE50"},{"$f":"IF($E247=DataInput!$B246,DataInput!J246,NA())","v":161.73127983507399},{"$f":"IF($E247=DataInput!$B246,DataInput!K246,NA())","v":0.95336139444111601},null,null,"VIC Ballarat (Powercor) 66 kV",null,null,null,null,false,null,null,{"$error":"#N/A"},{"$error":"#N/A"},{"$error":"#N/A"},{"$error":"#N/A"},{"$error":"#N/A"},{"$error":"#N/A"},{"$error":"#N/A"},{"$error":"#N/A"},{"$error":"#N/A"},{"$error":"#N/A"}]
[null,{"$f":"IF(DataInput!B247=$B$8,IF($B$9=$B$10,TRUE,IF(DataInput!E247=$B$9,TRUE,FALSE)))","v":true},null,null,{"$f":"IF(B248=TRUE,DataInput!B247,NA())","v":"VIC"},{"$f":"IF($E248=DataInput!$B247,DataInput!C247,NA())","v":"BATS66"},{"$f":"IF($E248=DataInput!$B247,DataInput!D247,NA())","v":"Ballarat (Powercor) 66 kV"},{"$f":"IF($E248=DataInput!$B247,DataInput!E247,NA())","v":"Powercor"},{"$f":"IF($E248=DataInput!$B247,DataInput!F247,NA())","v":"Winter"},{"$f":"IF($E248=DataInput!$B247,DataInput!G247,NA())","v":"Non-Coincident"},{"$f":"IF($E248=DataInput!$B247,DataInput!H247,NA())","v":2022},{"$f":"IF($E248=DataInput!$B247,DataInput!I247,NA())","v":"POE50"},{"$f":"IF($E248=DataInput!$B247,DataInput!J247,NA())","v":162.252403069449},{"$f":"IF($E248=DataInput!$B247,DataInput!K247,NA())","v":0.95340038393812798},null,null,"VIC Ballarat (Powercor) 66 kV",null,null,null,null,false,null,null,{"$error":"#N/A"},{"$error":"#N/A"},{"$error":"#N/A"},{"$error":"#N/A"},{"$error":"#N/A"},{"$error":"#N/A"},{"$error":"#N/A"},{"$error":"#N/A"},{"$error":"#N/A"},{"$error":"#N/A"}]
[null,{"$f":"IF(DataInput!B248=$B$8,IF($B$9=$B$10,TRUE,IF(DataInput!E248=$B$9,TRUE,FALSE)))","v":true},null,null,{"$f":"IF(B249=TRUE,DataInput!B248,NA())","v":"VIC"},{"$f":"IF($E249=DataInput!$B248,DataInput!C248,NA())","v":"BATS66"},{"$f":"IF($E249=DataInput!$B248,DataInput!D248,NA())","v":"Ballarat (Powercor) 66 kV"},{"$f":"IF($E249=DataInput!$B248,DataInput!E248,NA())","v":"Powercor"},{"$f":"IF($E249=DataInput!$B248,DataInput!F248,NA())","v":"Winter"},{"$f":"IF($E249=DataInput!$B248,DataInput!G248,NA())","v":"Non-Coincident"},{"$f":"IF($E249=DataInput!$B248,DataInput!H248,NA())","v":2023},{"$f":"IF($E249=DataInput!$B248,DataInput!I248,NA())","v":"POE50"},{"$f":"IF($E249=DataInput!$B248,DataInput!J248,NA())","v":163.124110861182},{"$f":"IF($E249=DataInput!$B248,DataInput!K248,NA())","v":0.95359133850042999},null,null,"VIC Ballarat (Powercor) 66 kV",null,null,null,null,false,null,null,{"$error":"#N/A"},{"$error":"#N/A"},{"$error":"#N/A"},{"$error":"#N/A"},{"$error":"#N/A"},{"$error":"#N/A"},{"$error":"#N/A"},{"$error":"#N/A"},{"$error":"#N/A"},{"$error":"#N/A"}]
[null,{"$f":"IF(DataInput!B249=$B$8,IF($B$9=$B$10,TRUE,IF(DataInput!E249=$B$9,TRUE,FALSE)))","v":true},null,null,{"$f":"IF(B250=TRUE,DataInput!B249,NA())","v":"VIC"},{"$f":"IF($E250=DataInput!$B249,DataInput!C249,NA())","v":"BATS66"},{"$f":"IF($E250=DataInput!$B249,DataInput!D249,NA())","v":"Ballarat (Powercor) 66 kV"},{"$f":"IF($E250=DataInput!$B249,DataInput!E249,NA())","v":"Powercor"},{"$f":"IF($E250=DataInput!$B249,DataInput!F249,NA())","v":"Winter"},{"$f":"IF($E250=DataInput!$B249,DataInput!G249,NA())","v":"Non-Coincident"},{"$f":"IF($E250=DataInput!$B249,DataInput!H249,NA())","v":2024},{"$f":"IF($E250=DataInput!$B249,DataInput!I249,NA())","v":"POE50"},{"$f":"IF($E250=DataInput!$B249,DataInput!J249,NA())","v":162.864820031763},{"$f":"IF($E250=DataInput!$B249,DataInput!K249,NA())","v":0.95361588498865502},null,null,"VIC Ballarat (Powercor) 66 kV",null,null,null,null,false,null,null,{"$error":"#N/A"},{"$error":"#N/A"},{"$error":"#N/A"},{"$error":"#N/A"},{"$error":"#N/A"},{"$error":"#N/A"},{"$error":"#N/A"},{"$error":"#N/A"},{"$error":"#N/A"},{"$error":"#N/A"}]
[null,{"$f":"IF(DataInput!B250=$B$8,IF($B$9=$B$10,TRUE,IF(DataInput!E250=$B$9,TRUE,FALSE)))","v":true},null,null,{"$f":"IF(B251=TRUE,DataInput!B250,NA())","v":"VIC"},{"$f":"IF($E251=DataInput!$B250,DataInput!C250,NA())","v":"BATS66"},{"$f":"IF($E251=DataInput!$B250,DataInput!D250,NA())","v":"Ballarat (Powercor) 66 kV"},{"$f":"IF($E251=DataInput!$B250,DataInput!E250,NA())","v":"Powercor"},{"$f":"IF($E251=DataInput!$B250,DataInput!F250,NA())","v":"Winter"},{"$f":"IF($E251=DataInput!$B250,DataInput!G250,NA())","v":"Non-Coincident"},{"$f":"IF($E251=DataInput!$B250,DataInput!H250,NA())","v":2025},{"$f":"IF($E251=DataInput!$B250,DataInput!I250,NA())","v":"POE50"},{"$f":"IF($E251=DataInput!$B250,DataInput!J250,NA())","v":162.278267796314},{"$f":"IF($E251=DataInput!$B250,DataInput!K250,NA())","v":0.95363565138942197},null,null,"VIC Ballarat (Powercor) 66 kV",null,null,null,null,false,null,null,{"$error":"#N/A"},{"$error":"#N/A"},{"$error":"#N/A"},{"$error":"#N/A"},{"$error":"#N/A"},{"$error":"#N/A"},{"$error":"#N/A"},{"$error":"#N/A"},{"$error":"#N/A"},{"$error":"#N/A"}]
[null,{"$f":"IF(DataInput!B251=$B$8,IF($B$9=$B$10,TRUE,IF(DataInput!E251=$B$9,TRUE,FALSE)))","v":true},null,null,{"$f":"IF(B252=TRUE,DataInput!B251,NA())","v":"VIC"},{"$f":"IF($E252=DataInput!$B251,DataInput!C251,NA())","v":"BETS22"},{"$f":"IF($E252=DataInput!$B251,DataInput!D251,NA())","v":"Bendigo (Powercor) 22 kV"},{"$f":"IF($E252=DataInput!$B251,DataInput!E251,NA())","v":"Powercor"},{"$f":"IF($E252=DataInput!$B251,DataInput!F251,NA())","v":"Summer"},{"$f":"IF($E252=DataInput!$B251,DataInput!G251,NA())","v":"Non-Coincident"},{"$f":"IF($E252=DataInput!$B251,DataInput!H251,NA())","v":2017},{"$f":"IF($E252=DataInput!$B251,DataInput!I251,NA())","v":"POE10"},{"$f":"IF($E252=DataInput!$B251,DataInput!J251,NA())","v":71.025495668033201},{"$f":"IF($E252=DataInput!$B251,DataInput!K251,NA())","v":0.99244433703808399},null,null,"VIC Bendigo (Powercor) 22 kV",null,null,null,null,false,null,null,{"$error":"#N/A"},{"$error":"#N/A"},{"$error":"#N/A"},{"$error":"#N/A"},{"$error":"#N/A"},{"$error":"#N/A"},{"$error":"#N/A"},{"$error":"#N/A"},{"$error":"#N/A"},{"$error":"#N/A"}]
[null,{"$f":"IF(DataInput!B252=$B$8,IF($B$9=$B$10,TRUE,IF(DataInput!E252=$B$9,TRUE,FALSE)))","v":true},null,null,{"$f":"IF(B253=TRUE,DataInput!B252,NA())","v":"VIC"},{"$f":"IF($E253=DataInput!$B252,DataInput!C252,NA())","v":"BETS22"},{"$f":"IF($E253=DataInput!$B252,DataInput!D252,NA())","v":"Bendigo (Powercor) 22 kV"},{"$f":"IF($E253=DataInput!$B252,DataInput!E252,NA())","v":"Powercor"},{"$f":"IF($E253=DataInput!$B252,DataInput!F252,NA())","v":"Summer"},{"$f":"IF($E253=DataInput!$B252,DataInput!G252,NA())","v":"Non-Coincident"},{"$f":"IF($E253=DataInput!$B252,DataInput!H252,NA())","v":2018},{"$f":"IF($E253=DataInput!$B252,DataInput!I252,NA())","v":"POE10"},{"$f":"IF($E253=DataInput!$B252,DataInput!J252,NA())","v":71.346075362974403},{"$f":"IF($E253=DataInput!$B252,DataInput!K252,NA())","v":0.97565817841264901},null,null,"VIC Bendigo (Powercor) 22 kV",null,null,null,null,false,null,null,{"$error":"#N/A"},{"$error":"#N/A"},{"$error":"#N/A"},{"$error":"#N/A"},{"$error":"#N/A"},{"$error":"#N/A"},{"$error":"#N/A"},{"$error":"#N/A"},{"$error":"#N/A"},{"$error":"#N/A"}]
[null,{"$f":"IF(DataInput!B253=$B$8,IF($B$9=$B$10,TRUE,IF(DataInput!E253=$B$9,TRUE,FALSE)))","v":true},null,null,{"$f":"IF(B254=TRUE,DataInput!B253,NA())","v":"VIC"},{"$f":"IF($E254=DataInput!$B253,DataInput!C253,NA())","v":"BETS22"},{"$f":"IF($E254=DataInput!$B253,DataInput!D253,NA())","v":"Bendigo (Powercor) 22 kV"},{"$f":"IF($E254=DataInput!$B253,DataInput!E253,NA())","v":"Powercor"},{"$f":"IF($E254=DataInput!$B253,DataInput!F253,NA())","v":"Summer"},{"$f":"IF($E254=DataInput!$B253,DataInput!G253,NA())","v":"Non-Coincident"},{"$f":"IF($E254=DataInput!$B253,DataInput!H253,NA())","v":2019},{"$f":"IF($E254=DataInput!$B253,DataInput!I253,NA())","v":"POE10"},{"$f":"IF($E254=DataInput!$B253,DataInput!J253,NA())","v":71.733937359067298},{"$f":"IF($E254=DataInput!$B253,DataInput!K253,NA())","v":0.98139075219781302},null,null,"VIC Bendigo (Powercor) 22 kV",null,null,null,null,false,null,null,{"$error":"#N/A"},{"$error":"#N/A"},{"$error":"#N/A"},{"$error":"#N/A"},{"$error":"#N/A"},{"$error":"#N/A"},{"$error":"#N/A"},{"$error":"#N/A"},{"$error":"#N/A"},{"$error":"#N/A"}]
[null,{"$f":"IF(DataInput!B254=$B$8,IF($B$9=$B$10,TRUE,IF(DataInput!E254=$B$9,TRUE,FALSE)))","v":true},null,null,{"$f":"IF(B255=TRUE,DataInput!B254,NA())","v":"VIC"},{"$f":"IF($E255=DataInput!$B254,DataInput!C254,NA())","v":"BETS22"},{"$f":"IF($E255=DataInput!$B254,DataInput!D254,NA())","v":"Bendigo (Powercor) 22 kV"},{"$f":"IF($E255=DataInput!$B254,DataInput!E254,NA())","v":"Powercor"},{"$f":"IF($E255=DataInput!$B254,DataInput!F254,NA())","v":"Summer"},{"$f":"IF($E255=DataInput!$B254,DataInput!G254,NA())","v":"Non-Coincident"},{"$f":"IF($E255=DataInput!$B254,DataInput!H254,NA())","v":2020},{"$f":"IF($E255=DataInput!$B254,DataInput!I254,NA())","v":"POE10"},{"$f":"IF($E255=DataInput!$B254,DataInput!J254,NA())","v":71.752781380162403},{"$f":"IF($E255=DataInput!$B254,DataInput!K254,NA())","v":0.98643544479521905},null,null,"VIC Bendigo (Powercor) 22 kV",null,null,null,null,false,null,null,{"$error":"#N/A"},{"$error":"#N/A"},{"$error":"#N/A"},{"$error":"#N/A"},{"$error":"#N/A"},{"$error":"#N/A"},{"$error":"#N/A"},{"$error":"#N/A"},{"$error":"#N/A"},{"$error":"#N/A"}]
[null,{"$f":"IF(DataInput!B255=$B$8,IF($B$9=$B$10,TRUE,IF(DataInput!E255=$B$9,TRUE,FALSE)))","v":true},null,null,{"$f":"IF(B256=TRUE,DataInput!B255,NA())","v":"VIC"},{"$f":"IF($E256=DataInput!$B255,DataInput!C255,NA())","v":"BETS22"},{"$f":"IF($E256=DataInput!$B255,DataInput!D255,NA())","v":"Bendigo (Powercor) 22 kV"},{"$f":"IF($E256=DataInput!$B255,DataInput!E255,NA())","v":"Powercor"},{"$f":"IF($E256=DataInput!$B255,DataInput!F255,NA())","v":"Summer"},{"$f":"IF($E256=DataInput!$B255,DataInput!G255,NA())","v":"Non-Coincident"},{"$f":"IF($E256=DataInput!$B255,DataInput!H255,NA())","v":2021},{"$f":"IF($E256=DataInput!$B255,DataInput!I255,NA())","v":"POE10"},{"$f":"IF($E256=DataInput!$B255,DataInput!J255,NA())","v":72.3097874969218},{"$f":"IF($E256=DataInput!$B255,DataInput!K255,NA())","v":0.99401060333829006},null,null,"VIC Bendigo (Powercor) 22 kV",null,null,null,null,false,null,null,{"$error":"#N/A"},{"$error":"#N/A"},{"$error":"#N/A"},{"$error":"#N/A"},{"$error":"#N/A"},{"$error":"#N/A"},{"$error":"#N/A"},{"$error":"#N/A"},{"$error":"#N/A"},{"$error":"#N/A"}]
[null,{"$f":"IF(DataInput!B256=$B$8,IF($B$9=$B$10,TRUE,IF(DataInput!E256=$B$9,TRUE,FALSE)))","v":true},null,null,{"$f":"IF(B257=TRUE,DataInput!B256,NA())","v":"VIC"},{"$f":"IF($E257=DataInput!$B256,DataInput!C256,NA())","v":"BETS22"},{"$f":"IF($E257=DataInput!$B256,DataInput!D256,NA())","v":"Bendigo (Powercor) 22 kV"},{"$f":"IF($E257=DataInput!$B256,DataInput!E256,NA())","v":"Powercor"},{"$f":"IF($E257=DataInput!$B256,DataInput!F256,NA())","v":"Summer"},{"$f":"IF($E257=DataInput!$B256,DataInput!G256,NA())","v":"Non-Coincident"},{"$f":"IF($E257=DataInput!$B256,DataInput!H256,NA())","v":2022},{"$f":"IF($E257=DataInput!$B256,DataInput!I256,NA())","v":"POE10"},{"$f":"IF($E257=DataInput!$B256,DataInput!J256,NA())","v":72.434730677351496},{"$f":"IF($E257=DataInput!$B256,DataInput!K256,NA())","v":0.99411511472613201},null,null,"VIC Bendigo (Powercor) 22 kV",null,null,null,null,false,null,null,{"$error":"#N/A"},{"$error":"#N/A"},{"$error":"#N/A"},{"$error":"#N/A"},{"$error":"#N/A"},{"$error":"#N/A"},{"$error":"#N/A"},{"$error":"#N/A"},{"$error":"#N/A"},{"$error":"#N/A"}]
[null,{"$f":"IF(DataInput!B257=$B$8,IF($B$9=$B$10,TRUE,IF(DataInput!E257=$B$9,TRUE,FALSE)))","v":true},null,null,{"$f":"IF(B258=TRUE,DataInput!B257,NA())","v":"VIC"},{"$f":"IF($E258=DataInput!$B257,DataInput!C257,NA())","v":"BETS22"},{"$f":"IF($E258=DataInput!$B257,DataInput!D257,NA())","v":"Bendigo (Powercor) 22 kV"},{"$f":"IF($E258=DataInput!$B257,DataInput!E257,NA())","v":"Powercor"},{"$f":"IF($E258=DataInput!$B257,DataInput!F257,NA())","v":"Summer"},{"$f":"IF($E258=DataInput!$B257,DataInput!G257,NA())","v":"Non-Coincident"},{"$f":"IF($E258=DataInput!$B257,DataInput!H257,NA())","v":2023},{"$f":"IF($E258=DataInput!$B257,DataInput!I257,NA())","v":"POE10"},{"$f":"IF($E258=DataInput!$B257,DataInput!J257,NA())","v":72.8994737348727},{"$f":"IF($E258=DataInput!$B257,DataInput!K257,NA())","v":0.994284735882904},null,null,"VIC Bendigo (Powercor) 22 kV",null,null,null,null,false,null,null,{"$error":"#N/A"},{"$error":"#N/A"},{"$error":"#N/A"},{"$error":"#N/A"},{"$error":"#N/A"},{"$error":"#N/A"},{"$error":"#N/A"},{"$error":"#N/A"},{"$error":"#N/A"},{"$error":"#N/A"}]
[null,{"$f":"IF(DataInput!B258=$B$8,IF($B$9=$B$10,TRUE,IF(DataInput!E258=$B$9,TRUE,FALSE)))","v":true},null,null,{"$f":"IF(B259=TRUE,DataInput!B258,NA())","v":"VIC"},{"$f":"IF($E259=DataInput!$B258,DataInput!C258,NA())","v":"BETS22"},{"$f":"IF($E259=DataInput!$B258,DataInput!D258,NA())","v":"Bendigo (Powercor) 22 kV"},{"$f":"IF($E259=DataInput!$B258,DataInput!E258,NA())","v":"Powercor"},{"$f":"IF($E259=DataInput!$B258,DataInput!F258,NA())","v":"Summer"},{"$f":"IF($E259=DataInput!$B258,DataInput!G258,NA())","v":"Non-Coincident"},{"$f":"IF($E259=DataInput!$B258,DataInput!H258,NA())","v":2024},{"$f":"IF($E259=DataInput!$B258,DataInput!I258,NA())","v":"POE10"},{"$f":"IF($E259=DataInput!$B258,DataInput!J258,NA())","v":73.631754050316204},{"$f":"IF($E259=DataInput!$B258,DataInput!K258,NA())","v":0.99437533428372205},null,null,"VIC Bendigo (Powercor) 22 kV",null,null,null,null,false,null,null,{"$error":"#N/A"},{"$error":"#N/A"},{"$error":"#N/A"},{"$error":"#N/A"},{"$error":"#N/A"},{"$error":"#N/A"},{"$error":"#N/A"},{"$error":"#N/A"},{"$error":"#N/A"},{"$error":"#N/A"}]
[null,{"$f":"IF(DataInput!B259=$B$8,IF($B$9=$B$10,TRUE,IF(DataInput!E259=$B$9,TRUE,FALSE)))","v":true},null,null,{"$f":"IF(B260=TRUE,DataInput!B259,NA())","v":"VIC"},{"$f":"IF($E260=DataInput!$B259,DataInput!C259,NA())","v":"BETS22"},{"$f":"IF($E260=DataInput!$B259,DataInput!D259,NA())","v":"Bendigo (Powercor) 22 kV"},{"$f":"IF($E260=DataInput!$B259,DataInput!E259,NA())","v":"Powercor"},{"$f":"IF($E260=DataInput!$B259,DataInput!F259,NA())","v":"Summer"},{"$f":"IF($E260=DataInput!$B259,DataInput!G259,NA())","v":"Non-Coincident"},{"$f":"IF($E260=DataInput!$B259,DataInput!H259,NA())","v":2025},{"$f":"IF($E260=DataInput!$B259,DataInput!I259,NA())","v":"POE10"},{"$f":"IF($E260=DataInput!$B259,DataInput!J259,NA())","v":74.187107477665407},{"$f":"IF($E260=DataInput!$B259,DataInput!K259,NA())","v":0.99447089783779996},null,null,"VIC Bendigo (Powercor) 22 kV",null,null,null,null,false,null,null,{"$error":"#N/A"},{"$error":"#N/A"},{"$error":"#N/A"},{"$error":"#N/A"},{"$error":"#N/A"},{"$error":"#N/A"},{"$error":"#N/A"},{"$error":"#N/A"},{"$error":"#N/A"},{"$error":"#N/A"}]
[null,{"$f":"IF(DataInput!B260=$B$8,IF($B$9=$B$10,TRUE,IF(DataInput!E260=$B$9,TRUE,FALSE)))","v":true},null,null,{"$f":"IF(B261=TRUE,DataInput!B260,NA())","v":"VIC"},{"$f":"IF($E261=DataInput!$B260,DataInput!C260,NA())","v":"BETS22"},{"$f":"IF($E261=DataInput!$B260,DataInput!D260,NA())","v":"Bendigo (Powercor) 22 kV"},{"$f":"IF($E261=DataInput!$B260,DataInput!E260,NA())","v":"Powercor"},{"$f":"IF($E261=DataInput!$B260,DataInput!F260,NA())","v":"Summer"},{"$f":"IF($E261=DataInput!$B260,DataInput!G260,NA())","v":"Non-Coincident"},{"$f":"IF($E261=DataInput!$B260,DataInput!H260,NA())","v":2026},{"$f":"IF($E261=DataInput!$B260,DataInput!I260,NA())","v":"POE10"},{"$f":"IF($E261=DataInput!$B260,DataInput!J260,NA())","v":75.346507007471601},{"$f":"IF($E261=DataInput!$B260,DataInput!K260,NA())","v":0.99456641499408305},null,null,"VIC Bendigo (Powercor) 22 kV",null,null,null,null,false,null,null,{"$error":"#N/A"},{"$error":"#N/A"},{"$error":"#N/A"},{"$error":"#N/A"},{"$error":"#N/A"},{"$error":"#N/A"},{"$error":"#N/A"},{"$error":"#N/A"},{"$error":"#N/A"},{"$error":"#N/A"}]
[null,{"$f":"IF(DataInput!B261=$B$8,IF($B$9=$B$10,TRUE,IF(DataInput!E261=$B$9,TRUE,FALSE)))","v":true},null,null,{"$f":"IF(B262=TRUE,DataInput!B261,NA())","v":"VIC"},{"$f":"IF($E262=DataInput!$B261,DataInput!C261,NA())","v":"BETS22"},{"$f":"IF($E262=DataInput!$B261,DataInput!D261,NA())","v":"Bendigo (Powercor) 22 kV"},{"$f":"IF($E262=DataInput!$B261,DataInput!E261,NA())","v":"Powercor"},{"$f":"IF($E262=DataInput!$B261,DataInput!F261,NA())","v":"Summer"},{"$f":"IF($E262=DataInput!$B261,DataInput!G261,NA())","v":"Non-Coincident"},{"$f":"IF($E262=DataInput!$B261,DataInput!H261,NA())","v":2017},{"$f":"IF($E262=DataInput!$B261,DataInput!I261,NA())","v":"POE50"},{"$f":"IF($E262=DataInput!$B261,DataInput!J261,NA())","v":65.136277426582296},{"$f":"IF($E262=DataInput!$B261,DataInput!K261,NA())","v":0.98998200628195099},null,null,"VIC Bendigo (Powercor) 22 kV",null,null,null,null,false,null,null,{"$error":"#N/A"},{"$error":"#N/A"},{"$error":"#N/A"},{"$error":"#N/A"},{"$error":"#N/A"},{"$error":"#N/A"},{"$error":"#N/A"},{"$error":"#N/A"},{"$error":"#N/A"},{"$error":"#N/A"}]
[null,{"$f":"IF(DataInput!B262=$B$8,IF($B$9=$B$10,TRUE,IF(DataInput!E262=$B$9,TRUE,FALSE)))","v":true},null,null,{"$f":"IF(B263=TRUE,DataInput!B262,NA())","v":"VIC"},{"$f":"IF($E263=DataInput!$B262,DataInput!C262,NA())","v":"BETS22"},{"$f":"IF($E263=DataInput!$B262,DataInput!D262,NA())","v":"Bendigo (Powercor) 22 kV"},{"$f":"IF($E263=DataInput!$B262,DataInput!E262,NA())","v":"Powercor"},{"$f":"IF($E263=DataInput!$B262,DataInput!F262,NA())","v":"Summer"},{"$f":"IF($E263=DataInput!$B262,DataInput!G262,NA())","v":"Non-Coincident"},{"$f":"IF($E263=DataInput!$B262,DataInput!H262,NA())","v":2018},{"$f":"IF($E263=DataInput!$B262,DataInput!I262,NA())","v":"POE50"},{"$f":"IF($E263=DataInput!$B262,DataInput!J262,NA())","v":65.715177763864304},{"$f":"IF($E263=DataInput!$B262,DataInput!K262,NA())","v":0.98390108784547903},null,null,"VIC Bendigo (Powercor) 22 kV",null,null,null,null,false,null,null,{"$error":"#N/A"},{"$error":"#N/A"},{"$error":"#N/A"},{"$error":"#N/A"},{"$error":"#N/A"},{"$error":"#N/A"},{"$error":"#N/A"},{"$error":"#N/A"},{"$error":"#N/A"},{"$error":"#N/A"}]
[null,{"$f":"IF(DataInput!B263=$B$8,IF($B$9=$B$10,TRUE,IF(DataInput!E263=$B$9,TRUE,FALSE)))","v":true},null,null,{"$f":"IF(B264=TRUE,DataInput!B263,NA())","v":"VIC"},{"$f":"IF($E264=DataInput!$B263,DataInput!C263,NA())","v":"BETS22"},{"$f":"IF($E264=DataInput!$B263,DataInput!D263,NA())","v":"Bendigo (Powercor) 22 kV"},{"$f":"IF($E264=DataInput!$B263,DataInput!E263,NA())","v":"Powercor"},{"$f":"IF($E264=DataInput!$B263,DataInput!F263,NA())","v":"Summer"},{"$f":"IF($E264=DataInput!$B263,DataInput!G263,NA())","v":"Non-Coincident"},{"$f":"IF($E264=DataInput!$B263,DataInput!H263,NA())","v":2019},{"$f":"IF($E264=DataInput!$B263,DataInput!I263,NA())","v":"POE50"},{"$f":"IF($E264=DataInput!$B263,DataInput!J263,NA())","v":66.226754476227896},{"$f":"IF($E264=DataInput!$B263,DataInput!K263,NA())","v":0.98564373259025895},null,null,"VIC Bendigo (Powercor) 22 kV",null,null,null,null,false,null,null,{"$error":"#N/A"},{"$error":"#N/A"},{"$error":"#N/A"},{"$error":"#N/A"},{"$error":"#N/A"},{"$error":"#N/A"},{"$error":"#N/A"},{"$error":"#N/A"},{"$error":"#N/A"},{"$error":"#N/A"}]
[null,{"$f":"IF(DataInput!B264=$B$8,IF($B$9=$B$10,TRUE,IF(DataInput!E264=$B$9,TRUE,FALSE)))","v":true},null,null,{"$f":"IF(B265=TRUE,DataInput!B264,NA())","v":"VIC"},{"$f":"IF($E265=DataInput!$B264,DataInput!C264,NA())","v":"BETS22"},{"$f":"IF($E265=DataInput!$B264,DataInput!D264,NA())","v":"Bendigo (Powercor) 22 kV"},{"$f":"IF($E265=DataInput!$B264,DataInput!E264,NA())","v":"Powercor"},{"$f":"IF($E265=DataInput!$B264,DataInput!F264,NA())","v":"Summer"},{"$f":"IF($E265=DataInput!$B264,DataInput!G264,NA())","v":"Non-Coincident"},{"$f":"IF($E265=DataInput!$B264,DataInput!H264,NA())","v":2020},{"$f":"IF($E265=DataInput!$B264,DataInput!I264,NA())","v":"POE50"},{"$f":"IF($E265=DataInput!$B264,DataInput!J264,NA())","v":66.244108887120504},{"$f":"IF($E265=DataInput!$B264,DataInput!K264,NA())","v":0.98657308831650004},null,null,"VIC Bendigo (Powercor) 22 kV",null,null,null,null,false,null,null,{"$error":"#N/A"},{"$error":"#N/A"},{"$error":"#N/A"},{"$error":"#N/A"},{"$error":"#N/A"},{"$error":"#N/A"},{"$error":"#N/A"},{"$error":"#N/A"},{"$error":"#N/A"},{"$error":"#N/A"}]
[null,{"$f":"IF(DataInput!B265=$B$8,IF($B$9=$B$10,TRUE,IF(DataInput!E265=$B$9,TRUE,FALSE)))","v":true},null,null,{"$f":"IF(B266=TRUE,DataInput!B265,NA())","v":"VIC"},{"$f":"IF($E266=DataInput!$B265,DataInput!C265,NA())","v":"BETS22"},{"$f":"IF($E266=DataInput!$B265,DataInput!D265,NA())","v":"Bendigo (Powercor) 22 kV"},{"$f":"IF($E266=DataInput!$B265,DataInput!E265,NA())","v":"Powercor"},{"$f":"IF($E266=DataInput!$B265,DataInput!F265,NA())","v":"Summer"},{"$f":"IF($E266=DataInput!$B265,DataInput!G265,NA())","v":"Non-Coincident"},{"$f":"IF($E266=DataInput!$B265,DataInput!H265,NA())","v":2021},{"$f":"IF($E266=DataInput!$B265,DataInput!I265,NA())","v":"POE50"},{"$f":"IF($E266=DataInput!$B265,DataInput!J265,NA())","v":67.378751281816207},{"$f":"IF($E266=DataInput!$B265,DataInput!K265,NA())","v":0.99162517433678798},null,null,"VIC Bendigo (Powercor) 22 kV",null,null,null,null,false,null,null,{"$error":"#N/A"},{"$error":"#N/A"},{"$error":"#N/A"},{"$error":"#N/A"},{"$error":"#N/A"},{"$error":"#N/A"},{"$error":"#N/A"},{"$error":"#N/A"},{"$error":"#N/A"},{"$error":"#N/A"}]
[null,{"$f":"IF(DataInput!B266=$B$8,IF($B$9=$B$10,TRUE,IF(DataInput!E266=$B$9,TRUE,FALSE)))","v":true},null,null,{"$f":"IF(B267=TRUE,DataInput!B266,NA())","v":"VIC"},{"$f":"IF($E267=DataInput!$B266,DataInput!C266,NA())","v":"BETS22"},{"$f":"IF($E267=DataInput!$B266,DataInput!D266,NA())","v":"Bendigo (Powercor) 22 kV"},{"$f":"IF($E267=DataInput!$B266,DataInput!E266,NA())","v":"Powercor"},{"$f":"IF($E267=DataInput!$B266,DataInput!F266,NA())","v":"Summer"},{"$f":"IF($E267=DataInput!$B266,DataInput!G266,NA())","v":"Non-Coincident"},{"$f":"IF($E267=DataInput!$B266,DataInput!H266,NA())","v":2022},{"$f":"IF($E267=DataInput!$B266,DataInput!I266,NA())","v":"POE50"},{"$f":"IF($E267=DataInput!$B266,DataInput!J266,NA())","v":66.972170692462697},{"$f":"IF($E267=DataInput!$B266,DataInput!K266,NA())","v":0.99174296296790898},null,null,"VIC Bendigo (Powercor) 22 kV",null,null,null,null,false,null,null,{"$error":"#N/A"},{"$error":"#N/A"},{"$error":"#N/A"},{"$error":"#N/A"},{"$error":"#N/A"},{"$error":"#N/A"},{"$error":"#N/A"},{"$error":"#N/A"},{"$error":"#N/A"},{"$error":"#N/A"}]
[null,{"$f":"IF(DataInput!B267=$B$8,IF($B$9=$B$10,TRUE,IF(DataInput!E267=$B$9,TRUE,FALSE)))","v":true},null,null,{"$f":"IF(B268=TRUE,DataInput!B267,NA())","v":"VIC"},{"$f":"IF($E268=DataInput!$B267,DataInput!C267,NA())","v":"BETS22"},{"$f":"IF($E268=DataInput!$B267,DataInput!D267,NA())","v":"Bendigo (Powercor) 22 kV"},{"$f":"IF($E268=DataInput!$B267,DataInput!E267,NA())","v":"Powercor"},{"$f":"IF($E268=DataInput!$B267,DataInput!F267,NA())","v":"Summer"},{"$f":"IF($E268=DataInput!$B267,DataInput!G267,NA())","v":"Non-Coincident"},{"$f":"IF($E268=DataInput!$B267,DataInput!H267,NA())","v":2023},{"$f":"IF($E268=DataInput!$B267,DataInput!I267,NA())","v":"POE50"},{"$f":"IF($E268=DataInput!$B267,DataInput!J267,NA())","v":67.9919478049448},{"$f":"IF($E268=DataInput!$B267,DataInput!K267,NA())","v":0.99193740911501305},null,null,{"$f":"IF(OR(ISERROR(E268),ISERROR(G268)),\"  \",E268&\" \"&G268)","v":"VIC Bendigo (Powercor) 22 kV"},null,null,null,null,{"$f":"IF(ISERROR(G268),FALSE,IF($V$9=G268,TRUE,FALSE))","v":false},null,null,{"$f":"IF($V268=TRUE,E268,NA())","v":{"$error":"#N/A"}},{"$error":"#N/A"},{"$error":"#N/A"},{"$error":"#N/A"},{"$error":"#N/A"},{"$error":"#N/A"},{"$error":"#N/A"},{"$error":"#N/A"},{"$error":"#N/A"},{"$error":"#N/A"}]
[null,{"$f":"IF(DataInput!B268=$B$8,IF($B$9=$B$10,TRUE,IF(DataInput!E268=$B$9,TRUE,FALSE)))","v":true},null,null,{"$f":"IF(B269=TRUE,DataInput!B268,NA())","v":"VIC"},{"$f":"IF($E269=DataInput!$B268,DataInput!C268,NA())","v":"BETS22"},{"$f":"IF($E269=DataInput!$B268,DataInput!D268,NA())","v":"Bendigo (Powercor) 22 kV"},{"$f":"IF($E269=DataInput!$B268,DataInput!E268,NA())","v":"Powercor"},{"$f":"IF($E269=DataInput!$B268,DataInput!F268,NA())","v":"Summer"},{"$f":"IF($E269=DataInput!$B268,DataInput!G268,NA())","v":"Non-Coincident"},{"$f":"IF($E269=DataInput!$B268,DataInput!H268,NA())","v":2024},{"$f":"IF($E269=DataInput!$B268,DataInput!I268,NA())","v":"POE50"},{"$f":"IF($E269=DataInput!$B268,DataInput!J268,NA())","v":69.150975350413503},{"$f":"IF($E269=DataInput!$B268,DataInput!K268,NA())","v":0.99204805484263703},null,null,"VIC Bendigo (Powercor) 22 kV",null,null,null,null,false,null,null,{"$error":"#N/A"},{"$error":"#N/A"},{"$error":"#N/A"},{"$error":"#N/A"},{"$error":"#N/A"},{"$error":"#N/A"},{"$error":"#N/A"},{"$error":"#N/A"},{"$error":"#N/A"},{"$error":"#N/A"}]
[null,{"$f":"IF(DataInput!B269=$B$8,IF($B$9=$B$10,TRUE,IF(DataInput!E269=$B$9,TRUE,FALSE)))","v":true},null,null,{"$f":"IF(B270=TRUE,DataInput!B269,NA())","v":"VIC"},{"$f":"IF($E270=DataInput!$B269,DataInput!C269,NA())","v":"BETS22"},{"$f":"IF($E270=DataInput!$B269,DataInput!D269,NA())","v":"Bendigo (Powercor) 22 kV"},{"$f":"IF($E270=DataInput!$B269,DataInput!E269,NA())","v":"Powercor"},{"$f":"IF($E270=DataInput!$B269,DataInput!F269,NA())","v":"Summer"},{"$f":"IF($E270=DataInput!$B269,DataInput!G269,NA())","v":"Non-Coincident"},{"$f":"IF($E270=DataInput!$B269,DataInput!H269,NA())","v":2025},{"$f":"IF($E270=DataInput!$B269,DataInput!I269,NA())","v":"POE50"},{"$f":"IF($E270=DataInput!$B269,DataInput!J269,NA())","v":69.521899259480804},{"$f":"IF($E270=DataInput!$B269,DataInput!K269,NA())","v":0.99215640898386004},null,null,"VIC Bendigo (Powercor) 22 kV",null,null,null,null,false,null,null,{"$error":"#N/A"},{"$error":"#N/A"},{"$error":"#N/A"},{"$error":"#N/A"},{"$error":"#N/A"},{"$error":"#N/A"},{"$error":"#N/A"},{"$error":"#N/A"},{"$error":"#N/A"},{"$error":"#N/A"}]
[null,{"$f":"IF(DataInput!B270=$B$8,IF($B$9=$B$10,TRUE,IF(DataInput!E270=$B$9,TRUE,FALSE)))","v":true},null,null,{"$f":"IF(B271=TRUE,DataInput!B270,NA())","v":"VIC"},{"$f":"IF($E271=DataInput!$B270,DataInput!C270,NA())","v":"BETS22"},{"$f":"IF($E271=DataInput!$B270,DataInput!D270,NA())","v":"Bendigo (Powercor) 22 kV"},{"$f":"IF($E271=DataInput!$B270,DataInput!E270,NA())","v":"Powercor"},{"$f":"IF($E271=DataInput!$B270,DataInput!F270,NA())","v":"Summer"},{"$f":"IF($E271=DataInput!$B270,DataInput!G270,NA())","v":"Non-Coincident"},{"$f":"IF($E271=DataInput!$B270,DataInput!H270,NA())","v":2026},{"$f":"IF($E271=DataInput!$B270,DataInput!I270,NA())","v":"POE50"},{"$f":"IF($E271=DataInput!$B270,DataInput!J270,NA())","v":70.545643629260695},{"$f":"IF($E271=DataInput!$B270,DataInput!K270,NA())","v":0.99226922023640596},null,null,"VIC Bendigo (Powercor) 22 kV",null,null,null,null,false,null,null,{"$error":"#N/A"},{"$error":"#N/A"},{"$error":"#N/A"},{"$error":"#N/A"},{"$error":"#N/A"},{"$error":"#N/A"},{"$error":"#N/A"},{"$error":"#N/A"},{"$error":"#N/A"},{"$error":"#N/A"}]
[null,{"$f":"IF(DataInput!B271=$B$8,IF($B$9=$B$10,TRUE,IF(DataInput!E271=$B$9,TRUE,FALSE)))","v":true},null,null,{"$f":"IF(B272=TRUE,DataInput!B271,NA())","v":"VIC"},{"$f":"IF($E272=DataInput!$B271,DataInput!C271,NA())","v":"BETS22"},{"$f":"IF($E272=DataInput!$B271,DataInput!D271,NA())","v":"Bendigo (Powercor) 22 kV"},{"$f":"IF($E272=DataInput!$B271,DataInput!E271,NA())","v":"Powercor"},{"$f":"IF($E272=DataInput!$B271,DataInput!F271,NA())","v":"Winter"},{"$f":"IF($E272=DataInput!$B271,DataInput!G271,NA())","v":"Non-Coincident"},{"$f":"IF($E272=DataInput!$B271,DataInput!H271,NA())","v":2016},{"$f":"IF($E272=DataInput!$B271,DataInput!I271,NA())","v":"POE10"},{"$f":"IF($E272=DataInput!$B271,DataInput!J271,NA())","v":57.211529234524697},{"$f":"IF($E272=DataInput!$B271,DataInput!K271,NA())","v":1},null,null,"VIC Bendigo (Powercor) 22 kV",null,null,null,null,false,null,null,{"$error":"#N/A"},{"$error":"#N/A"},{"$error":"#N/A"},{"$error":"#N/A"},{"$error":"#N/A"},{"$error":"#N/A"},{"$error":"#N/A"},{"$error":"#N/A"},{"$error":"#N/A"},{"$error":"#N/A"}]
[null,{"$f":"IF(DataInput!B272=$B$8,IF($B$9=$B$10,TRUE,IF(DataInput!E272=$B$9,TRUE,FALSE)))","v":true},null,null,{"$f":"IF(B273=TRUE,DataInput!B272,NA())","v":"VIC"},{"$f":"IF($E273=DataInput!$B272,DataInput!C272,NA())","v":"BETS22"},{"$f":"IF($E273=DataInput!$B272,DataInput!D272,NA())","v":"Bendigo (Powercor) 22 kV"},{"$f":"IF($E273=DataInput!$B272,DataInput!E272,NA())","v":"Powercor"},{"$f":"IF($E273=DataInput!$B272,DataInput!F272,NA())","v":"Winter"},{"$f":"IF($E273=DataInput!$B272,DataInput!G272,NA())","v":"Non-Coincident"},{"$f":"IF($E273=DataInput!$B272,DataInput!H272,NA())","v":2017},{"$f":"IF($E273=DataInput!$B272,DataInput!I272,NA())","v":"POE10"},{"$f":"IF($E273=DataInput!$B272,DataInput!J272,NA())","v":59.137496364421096},{"$f":"IF($E273=DataInput!$B272,DataInput!K272,NA())","v":1},null,null,"VIC Bendigo (Powercor) 22 kV",null,null,null,null,false,null,null,{"$error":"#N/A"},{"$error":"#N/A"},{"$error":"#N/A"},{"$error":"#N/A"},{"$error":"#N/A"},{"$error":"#N/A"},{"$error":"#N/A"},{"$error":"#N/A"},{"$error":"#N/A"},{"$error":"#N/A"}]
[null,{"$f":"IF(DataInput!B273=$B$8,IF($B$9=$B$10,TRUE,IF(DataInput!E273=$B$9,TRUE,FALSE)))","v":true},null,null,{"$f":"IF(B274=TRUE,DataInput!B273,NA())","v":"VIC"},{"$f":"IF($E274=DataInput!$B273,DataInput!C273,NA())","v":"BETS22"},{"$f":"IF($E274=DataInput!$B273,DataInput!D273,NA())","v":"Bendigo (Powercor) 22 kV"},{"$f":"IF($E274=DataInput!$B273,DataInput!E273,NA())","v":"Powercor"},{"$f":"IF($E274=DataInput!$B273,DataInput!F273,NA())","v":"Winter"},{"$f":"IF($E274=DataInput!$B273,DataInput!G273,NA())","v":"Non-Coincident"},{"$f":"IF($E274=DataInput!$B273,DataInput!H273,NA())","v":2018},{"$f":"IF($E274=DataInput!$B273,DataInput!I273,NA())","v":"POE10"},{"$f":"IF($E274=DataInput!$B273,DataInput!J273,NA())","v":60.424561767271598},{"$f":"IF($E274=DataInput!$B273,DataInput!K273,NA())","v":1},null,null,"VIC Bendigo (Powercor) 22 kV",null,null,null,null,false,null,null,{"$error":"#N/A"},{"$error":"#N/A"},{"$error":"#N/A"},{"$error":"#N/A"},{"$error":"#N/A"},{"$error":"#N/A"},{"$error":"#N/A"},{"$error":"#N/A"},{"$error":"#N/A"},{"$error":"#N/A"}]
[null,{"$f":"IF(DataInput!B274=$B$8,IF($B$9=$B$10,TRUE,IF(DataInput!E274=$B$9,TRUE,FALSE)))","v":true},null,null,{"$f":"IF(B275=TRUE,DataInput!B274,NA())","v":"VIC"},{"$f":"IF($E275=DataInput!$B274,DataInput!C274,NA())","v":"BETS22"},{"$f":"IF($E275=DataInput!$B274,DataInput!D274,NA())","v":"Bendigo (Powercor) 22 kV"},{"$f":"IF($E275=DataInput!$B274,DataInput!E274,NA())","v":"Powercor"},{"$f":"IF($E275=DataInput!$B274,DataInput!F274,NA())","v":"Winter"},{"$f":"IF($E275=DataInput!$B274,DataInput!G274,NA())","v":"Non-Coincident"},{"$f":"IF($E275=DataInput!$B274,DataInput!H274,NA())","v":2019},{"$f":"IF($E275=DataInput!$B274,DataInput!I274,NA())","v":"POE10"},{"$f":"IF($E275=DataInput!$B274,DataInput!J274,NA())","v":62.190321583165201},{"$f":"IF($E275=DataInput!$B274,DataInput!K274,NA())","v":1},null,null,"VIC Bendigo (Powercor) 22 kV",null,null,null,null,false,null,null,{"$error":"#N/A"},{"$error":"#N/A"},{"$error":"#N/A"},{"$error":"#N/A"},{"$error":"#N/A"},{"$error":"#N/A"},{"$error":"#N/A"},{"$error":"#N/A"},{"$error":"#N/A"},{"$error":"#N/A"}]
[null,{"$f":"IF(DataInput!B275=$B$8,IF($B$9=$B$10,TRUE,IF(DataInput!E275=$B$9,TRUE,FALSE)))","v":true},null,null,{"$f":"IF(B276=TRUE,DataInput!B275,NA())","v":"VIC"},{"$f":"IF($E276=DataInput!$B275,DataInput!C275,NA())","v":"BETS22"},{"$f":"IF($E276=DataInput!$B275,DataInput!D275,NA())","v":"Bendigo (Powercor) 22 kV"},{"$f":"IF($E276=DataInput!$B275,DataInput!E275,NA())","v":"Powercor"},{"$f":"IF($E276=DataInput!$B275,DataInput!F275,NA())","v":"Winter"},{"$f":"IF($E276=DataInput!$B275,DataInput!G275,NA())","v":"Non-Coincident"},{"$f":"IF($E276=DataInput!$B275,DataInput!H275,NA())","v":2020},{"$f":"IF($E276=DataInput!$B275,DataInput!I275,NA())","v":"POE10"},{"$f":"IF($E276=DataInput!$B275,DataInput!J275,NA())","v":64.101670374707794},{"$f":"IF($E276=DataInput!$B275,DataInput!K275,NA())","v":1},null,null,"VIC Bendigo (Powercor) 22 kV",null,null,null,null,false,null,null,{"$error":"#N/A"},{"$error":"#N/A"},{"$error":"#N/A"},{"$error":"#N/A"},{"$error":"#N/A"},{"$error":"#N/A"},{"$error":"#N/A"},{"$error":"#N/A"},{"$error":"#N/A"},{"$error":"#N/A"}]
[null,{"$f":"IF(DataInput!B276=$B$8,IF($B$9=$B$10,TRUE,IF(DataInput!E276=$B$9,TRUE,FALSE)))","v":true},null,null,{"$f":"IF(B277=TRUE,DataInput!B276,NA())","v":"VIC"},{"$f":"IF($E277=DataInput!$B276,DataInput!C276,NA())","v":"BETS22"},{"$f":"IF($E277=DataInput!$B276,DataInput!D276,NA())","v":"Bendigo (Powercor) 22 kV"},{"$f":"IF($E277=DataInput!$B276,DataInput!E276,NA())","v":"Powercor"},{"$f":"IF($E277=DataInput!$B276,DataInput!F276,NA())","v":"Winter"},{"$f":"IF($E277=DataInput!$B276,DataInput!G276,NA())","v":"Non-Coincident"},{"$f":"IF($E277=DataInput!$B276,DataInput!H276,NA())","v":2021},{"$f":"IF($E277=DataInput!$B276,DataInput!I276,NA())","v":"POE10"},{"$f":"IF($E277=DataInput!$B276,DataInput!J276,NA())","v":65.859786966877905},{"$f":"IF($E277=DataInput!$B276,DataInput!K276,NA())","v":1},null,null,"VIC Bendigo (Powercor) 22 kV",null,null,null,null,false,null,null,{"$error":"#N/A"},{"$error":"#N/A"},{"$error":"#N/A"},{"$error":"#N/A"},{"$error":"#N/A"},{"$error":"#N/A"},{"$error":"#N/A"},{"$error":"#N/A"},{"$error":"#N/A"},{"$error":"#N/A"}]
[null,{"$f":"IF(DataInput!B277=$B$8,IF($B$9=$B$10,TRUE,IF(DataInput!E277=$B$9,TRUE,FALSE)))","v":true},null,null,{"$f":"IF(B278=TRUE,DataInput!B277,NA())","v":"VIC"},{"$f":"IF($E278=DataInput!$B277,DataInput!C277,NA())","v":"BETS22"},{"$f":"IF($E278=DataInput!$B277,DataInput!D277,NA())","v":"Bendigo (Powercor) 22 kV"},{"$f":"IF($E278=DataInput!$B277,DataInput!E277,NA())","v":"Powercor"},{"$f":"IF($E278=DataInput!$B277,DataInput!F277,NA())","v":"Winter"},{"$f":"IF($E278=DataInput!$B277,DataInput!G277,NA())","v":"Non-Coincident"},{"$f":"IF($E278=DataInput!$B277,DataInput!H277,NA())","v":2022},{"$f":"IF($E278=DataInput!$B277,DataInput!I277,NA())","v":"POE10"},{"$f":"IF($E278=DataInput!$B277,DataInput!J277,NA())","v":67.7295729813153},{"$f":"IF($E278=DataInput!$B277,DataInput!K277,NA())","v":1},null,null,"VIC Bendigo (Powercor) 22 kV",null,null,null,null,false,null,null,{"$error":"#N/A"},{"$error":"#N/A"},{"$error":"#N/A"},{"$error":"#N/A"},{"$error":"#N/A"},{"$error":"#N/A"},{"$error":"#N/A"},{"$error":"#N/A"},{"$error":"#N/A"},{"$error":"#N/A"}]
[null,{"$f":"IF(DataInput!B278=$B$8,IF($B$9=$B$10,TRUE,IF(DataInput!E278=$B$9,TRUE,FALSE)))","v":true},null,null,{"$f":"IF(B279=TRUE,DataInput!B278,NA())","v":"VIC"},{"$f":"IF($E279=DataInput!$B278,DataInput!C278,NA())","v":"BETS22"},{"$f":"IF($E279=DataInput!$B278,DataInput!D278,NA())","v":"Bendigo (Powercor) 22 kV"},{"$f":"IF($E279=DataInput!$B278,DataInput!E278,NA())","v":"Powercor"},{"$f":"IF($E279=DataInput!$B278,DataInput!F278,NA())","v":"Winter"},{"$f":"IF($E279=DataInput!$B278,DataInput!G278,NA())","v":"Non-Coincident"},{"$f":"IF($E279=DataInput!$B278,DataInput!H278,NA())","v":2023},{"$f":"IF($E279=DataInput!$B278,DataInput!I278,NA())","v":"POE10"},{"$f":"IF($E279=DataInput!$B278,DataInput!J278,NA())","v":69.860958568763905},{"$f":"IF($E279=DataInput!$B278,DataInput!K278,NA())","v":1},null,null,"VIC Bendigo (Powercor) 22 kV",null,null,null,null,false,null,null,{"$error":"#N/A"},{"$error":"#N/A"},{"$error":"#N/A"},{"$error":"#N/A"},{"$error":"#N/A"},{"$error":"#N/A"},{"$error":"#N/A"},{"$error":"#N/A"},{"$error":"#N/A"},{"$error":"#N/A"}]
[null,{"$f":"IF(DataInput!B279=$B$8,IF($B$9=$B$10,TRUE,IF(DataInput!E279=$B$9,TRUE,FALSE)))","v":true},null,null,{"$f":"IF(B280=TRUE,DataInput!B279,NA())","v":"VIC"},{"$f":"IF($E280=DataInput!$B279,DataInput!C279,NA())","v":"BETS22"},{"$f":"IF($E280=DataInput!$B279,DataInput!D279,NA())","v":"Bendigo (Powercor) 22 kV"},{"$f":"IF($E280=DataInput!$B279,DataInput!E279,NA())","v":"Powercor"},{"$f":"IF($E280=DataInput!$B279,DataInput!F279,NA())","v":"Winter"},{"$f":"IF($E280=DataInput!$B279,DataInput!G279,NA())","v":"Non-Coincident"},{"$f":"IF($E280=DataInput!$B279,DataInput!H279,NA())","v":2024},{"$f":"IF($E280=DataInput!$B279,DataInput!I279,NA())","v":"POE10"},{"$f":"IF($E280=DataInput!$B279,DataInput!J279,NA())","v":71.607450391157002},{"$f":"IF($E280=DataInput!$B279,DataInput!K279,NA())","v":1},null,null,"VIC Bendigo (Powercor) 22 kV",null,null,null,null,false,null,null,{"$error":"#N/A"},{"$error":"#N/A"},{"$error":"#N/A"},{"$error":"#N/A"},{"$error":"#N/A"},{"$error":"#N/A"},{"$error":"#N/A"},{"$error":"#N/A"},{"$error":"#N/A"},{"$error":"#N/A"}]
[null,{"$f":"IF(DataInput!B280=$B$8,IF($B$9=$B$10,TRUE,IF(DataInput!E280=$B$9,TRUE,FALSE)))","v":true},null,null,{"$f":"IF(B281=TRUE,DataInput!B280,NA())","v":"VIC"},{"$f":"IF($E281=DataInput!$B280,DataInput!C280,NA())","v":"BETS22"},{"$f":"IF($E281=DataInput!$B280,DataInput!D280,NA())","v":"Bendigo (Powercor) 22 kV"},{"$f":"IF($E281=DataInput!$B280,DataInput!E280,NA())","v":"Powercor"},{"$f":"IF($E281=DataInput!$B280,DataInput!F280,NA())","v":"Winter"},{"$f":"IF($E281=DataInput!$B280,DataInput!G280,NA())","v":"Non-Coincident"},{"$f":"IF($E281=DataInput!$B280,DataInput!H280,NA())","v":2025},{"$f":"IF($E281=DataInput!$B280,DataInput!I280,NA())","v":"POE10"},{"$f":"IF($E281=DataInput!$B280,DataInput!J280,NA())","v":73.234895899227595},{"$f":"IF($E281=DataInput!$B280,DataInput!K280,NA())","v":1},null,null,"VIC Bendigo (Powercor) 22 kV",null,null,null,null,false,null,null,{"$error":"#N/A"},{"$error":"#N/A"},{"$error":"#N/A"},{"$error":"#N/A"},{"$error":"#N/A"},{"$error":"#N/A"},{"$error":"#N/A"},{"$error":"#N/A"},{"$error":"#N/A"},{"$error":"#N/A"}]
[null,{"$f":"IF(DataInput!B281=$B$8,IF($B$9=$B$10,TRUE,IF(DataInput!E281=$B$9,TRUE,FALSE)))","v":true},null,null,{"$f":"IF(B282=TRUE,DataInput!B281,NA())","v":"VIC"},{"$f":"IF($E282=DataInput!$B281,DataInput!C281,NA())","v":"BETS22"},{"$f":"IF($E282=DataInput!$B281,DataInput!D281,NA())","v":"Bendigo (Powercor) 22 kV"},{"$f":"IF($E282=DataInput!$B281,DataInput!E281,NA())","v":"Powercor"},{"$f":"IF($E282=DataInput!$B281,DataInput!F281,NA())","v":"Winter"},{"$f":"IF($E282=DataInput!$B281,DataInput!G281,NA())","v":"Non-Coincident"},{"$f":"IF($E282=DataInput!$B281,DataInput!H281,NA())","v":2016},{"$f":"IF($E282=DataInput!$B281,DataInput!I281,NA())","v":"POE50"},{"$f":"IF($E282=DataInput!$B281,DataInput!J281,NA())","v":55.430453698160498},{"$f":"IF($E282=DataInput!$B281,DataInput!K281,NA())","v":1},null,null,"VIC Bendigo (Powercor) 22 kV",null,null,null,null,false,null,null,{"$error":"#N/A"},{"$error":"#N/A"},{"$error":"#N/A"},{"$error":"#N/A"},{"$error":"#N/A"},{"$error":"#N/A"},{"$error":"#N/A"},{"$error":"#N/A"},{"$error":"#N/A"},{"$error":"#N/A"}]
[null,{"$f":"IF(DataInput!B282=$B$8,IF($B$9=$B$10,TRUE,IF(DataInput!E282=$B$9,TRUE,FALSE)))","v":true},null,null,{"$f":"IF(B283=TRUE,DataInput!B282,NA())","v":"VIC"},{"$f":"IF($E283=DataInput!$B282,DataInput!C282,NA())","v":"BETS22"},{"$f":"IF($E283=DataInput!$B282,DataInput!D282,NA())","v":"Bendigo (Powercor) 22 kV"},{"$f":"IF($E283=DataInput!$B282,DataInput!E282,NA())","v":"Powercor"},{"$f":"IF($E283=DataInput!$B282,DataInput!F282,NA())","v":"Winter"},{"$f":"IF($E283=DataInput!$B282,DataInput!G282,NA())","v":"Non-Coincident"},{"$f":"IF($E283=DataInput!$B282,DataInput!H282,NA())","v":2017},{"$f":"IF($E283=DataInput!$B282,DataInput!I282,NA())","v":"POE50"},{"$f":"IF($E283=DataInput!$B282,DataInput!J282,NA())","v":57.250733110777603},{"$f":"IF($E283=DataInput!$B282,DataInput!K282,NA())","v":1},null,null,"VIC Bendigo (Powercor) 22 kV",null,null,null,null,false,null,null,{"$error":"#N/A"},{"$error":"#N/A"},{"$error":"#N/A"},{"$error":"#N/A"},{"$error":"#N/A"},{"$error":"#N/A"},{"$error":"#N/A"},{"$error":"#N/A"},{"$error":"#N/A"},{"$error":"#N/A"}]
[null,{"$f":"IF(DataInput!B283=$B$8,IF($B$9=$B$10,TRUE,IF(DataInput!E283=$B$9,TRUE,FALSE)))","v":true},null,null,{"$f":"IF(B284=TRUE,DataInput!B283,NA())","v":"VIC"},{"$f":"IF($E284=DataInput!$B283,DataInput!C283,NA())","v":"BETS22"},{"$f":"IF($E284=DataInput!$B283,DataInput!D283,NA())","v":"Bendigo (Powercor) 22 kV"},{"$f":"IF($E284=DataInput!$B283,DataInput!E283,NA())","v":"Powercor"},{"$f":"IF($E284=DataInput!$B283,DataInput!F283,NA())","v":"Winter"},{"$f":"IF($E284=DataInput!$B283,DataInput!G283,NA())","v":"Non-Coincident"},{"$f":"IF($E284=DataInput!$B283,DataInput!H283,NA())","v":2018},{"$f":"IF($E284=DataInput!$B283,DataInput!I283,NA())","v":"POE50"},{"$f":"IF($E284=DataInput!$B283,DataInput!J283,NA())","v":58.423560658911398},{"$f":"IF($E284=DataInput!$B283,DataInput!K283,NA())","v":1},null,null,"VIC Bendigo (Powercor) 22 kV",null,null,null,null,false,null,null,{"$error":"#N/A"},{"$error":"#N/A"},{"$error":"#N/A"},{"$error":"#N/A"},{"$error":"#N/A"},{"$error":"#N/A"},{"$error":"#N/A"},{"$error":"#N/A"},{"$error":"#N/A"},{"$error":"#N/A"}]
[null,{"$f":"IF(DataInput!B284=$B$8,IF($B$9=$B$10,TRUE,IF(DataInput!E284=$B$9,TRUE,FALSE)))","v":true},null,null,{"$f":"IF(B285=TRUE,DataInput!B284,NA())","v":"VIC"},{"$f":"IF($E285=DataInput!$B284,DataInput!C284,NA())","v":"BETS22"},{"$f":"IF($E285=DataInput!$B284,DataInput!D284,NA())","v":"Bendigo (Powercor) 22 kV"},{"$f":"IF($E285=DataInput!$B284,DataInput!E284,NA())","v":"Powercor"},{"$f":"IF($E285=DataInput!$B284,DataInput!F284,NA())","v":"Winter"},{"$f":"IF($E285=DataInput!$B284,DataInput!G284,NA())","v":"Non-Coincident"},{"$f":"IF($E285=DataInput!$B284,DataInput!H284,NA())","v":2019},{"$f":"IF($E285=DataInput!$B284,DataInput!I284,NA())","v":"POE50"},{"$f":"IF($E285=DataInput!$B284,DataInput!J284,NA())","v":60.004720224153999},{"$f":"IF($E285=DataInput!$B284,DataInput!K284,NA())","v":1},null,null,"VIC Bendigo (Powercor) 22 kV",null,null,null,null,false,null,null,{"$error":"#N/A"},{"$error":"#N/A"},{"$error":"#N/A"},{"$error":"#N/A"},{"$error":"#N/A"},{"$error":"#N/A"},{"$error":"#N/A"},{"$error":"#N/A"},{"$error":"#N/A"},{"$error":"#N/A"}]
[null,{"$f":"IF(DataInput!B285=$B$8,IF($B$9=$B$10,TRUE,IF(DataInput!E285=$B$9,TRUE,FALSE)))","v":true},null,null,{"$f":"IF(B286=TRUE,DataInput!B285,NA())","v":"VIC"},{"$f":"IF($E286=DataInput!$B285,DataInput!C285,NA())","v":"BETS22"},{"$f":"IF($E286=DataInput!$B285,DataInput!D285,NA())","v":"Bendigo (Powercor) 22 kV"},{"$f":"IF($E286=DataInput!$B285,DataInput!E285,NA())","v":"Powercor"},{"$f":"IF($E286=DataInput!$B285,DataInput!F285,NA())","v":"Winter"},{"$f":"IF($E286=DataInput!$B285,DataInput!G285,NA())","v":"Non-Coincident"},{"$f":"IF($E286=DataInput!$B285,DataInput!H285,NA())","v":2020},{"$f":"IF($E286=DataInput!$B285,DataInput!I285,NA())","v":"POE50"},{"$f":"IF($E286=DataInput!$B285,DataInput!J285,NA())","v":61.762605392492901},{"$f":"IF($E286=DataInput!$B285,DataInput!K285,NA())","v":1},null,null,"VIC Bendigo (Powercor) 22 kV",null,null,null,null,false,null,null,{"$error":"#N/A"},{"$error":"#N/A"},{"$error":"#N/A"},{"$error":"#N/A"},{"$error":"#N/A"},{"$error":"#N/A"},{"$error":"#N/A"},{"$error":"#N/A"},{"$error":"#N/A"},{"$error":"#N/A"}]
[null,{"$f":"IF(DataInput!B286=$B$8,IF($B$9=$B$10,TRUE,IF(DataInput!E286=$B$9,TRUE,FALSE)))","v":true},null,null,{"$f":"IF(B287=TRUE,DataInput!B286,NA())","v":"VIC"},{"$f":"IF($E287=DataInput!$B286,DataInput!C286,NA())","v":"BETS22"},{"$f":"IF($E287=DataInput!$B286,DataInput!D286,NA())","v":"Bendigo (Powercor) 22 kV"},{"$f":"IF($E287=DataInput!$B286,DataInput!E286,NA())","v":"Powercor"},{"$f":"IF($E287=DataInput!$B286,DataInput!F286,NA())","v":"Winter"},{"$f":"IF($E287=DataInput!$B286,DataInput!G286,NA())","v":"Non-Coincident"},{"$f":"IF($E287=DataInput!$B286,DataInput!H286,NA())","v":2021},{"$f":"IF($E287=DataInput!$B286,DataInput!I286,NA())","v":"POE50"},{"$f":"IF($E287=DataInput!$B286,DataInput!J286,NA())","v":63.453708473031298},{"$f":"IF($E287=DataInput!$B286,DataInput!K286,NA())","v":1},null,null,"VIC Bendigo (Powercor) 22 kV",null,null,null,null,false,null,null,{"$error":"#N/A"},{"$error":"#N/A"},{"$error":"#N/A"},{"$error":"#N/A"},{"$error":"#N/A"},{"$error":"#N/A"},{"$error":"#N/A"},{"$error":"#N/A"},{"$error":"#N/A"},{"$error":"#N/A"}]
[null,{"$f":"IF(DataInput!B287=$B$8,IF($B$9=$B$10,TRUE,IF(DataInput!E287=$B$9,TRUE,FALSE)))","v":true},null,null,{"$f":"IF(B288=TRUE,DataInput!B287,NA())","v":"VIC"},{"$f":"IF($E288=DataInput!$B287,DataInput!C287,NA())","v":"BETS22"},{"$f":"IF($E288=DataInput!$B287,DataInput!D287,NA())","v":"Bendigo (Powercor) 22 kV"},{"$f":"IF($E288=DataInput!$B287,DataInput!E287,NA())","v":"Powercor"},{"$f":"IF($E288=DataInput!$B287,DataInput!F287,NA())","v":"Winter"},{"$f":"IF($E288=DataInput!$B287,DataInput!G287,NA())","v":"Non-Coincident"},{"$f":"IF($E288=DataInput!$B287,DataInput!H287,NA())","v":2022},{"$f":"IF($E288=DataInput!$B287,DataInput!I287,NA())","v":"POE50"},{"$f":"IF($E288=DataInput!$B287,DataInput!J287,NA())","v":65.189735950039406},{"$f":"IF($E288=DataInput!$B287,DataInput!K287,NA())","v":1},null,null,"VIC Bendigo (Powercor) 22 kV",null,null,null,null,false,null,null,{"$error":"#N/A"},{"$error":"#N/A"},{"$error":"#N/A"},{"$error":"#N/A"},{"$error":"#N/A"},{"$error":"#N/A"},{"$error":"#N/A"},{"$error":"#N/A"},{"$error":"#N/A"},{"$error":"#N/A"}]
[null,{"$f":"IF(DataInput!B288=$B$8,IF($B$9=$B$10,TRUE,IF(DataInput!E288=$B$9,TRUE,FALSE)))","v":true},null,null,{"$f":"IF(B289=TRUE,DataInput!B288,NA())","v":"VIC"},{"$f":"IF($E289=DataInput!$B288,DataInput!C288,NA())","v":"BETS22"},{"$f":"IF($E289=DataInput!$B288,DataInput!D288,NA())","v":"Bendigo (Powercor) 22 kV"},{"$f":"IF($E289=DataInput!$B288,DataInput!E288,NA())","v":"Powercor"},{"$f":"IF($E289=DataInput!$B288,DataInput!F288,NA())","v":"Winter"},{"$f":"IF($E289=DataInput!$B288,DataInput!G288,NA())","v":"Non-Coincident"},{"$f":"IF($E289=DataInput!$B288,DataInput!H288,NA())","v":2023},{"$f":"IF($E289=DataInput!$B288,DataInput!I288,NA())","v":"POE50"},{"$f":"IF($E289=DataInput!$B288,DataInput!J288,NA())","v":67.189618050361105},{"$f":"IF($E289=DataInput!$B288,DataInput!K288,NA())","v":1},null,null,"VIC Bendigo (Powercor) 22 kV",null,null,null,null,false,null,null,{"$error":"#N/A"},{"$error":"#N/A"},{"$error":"#N/A"},{"$error":"#N/A"},{"$error":"#N/A"},{"$error":"#N/A"},{"$error":"#N/A"},{"$error":"#N/A"},{"$error":"#N/A"},{"$error":"#N/A"}]
[null,{"$f":"IF(DataInput!B289=$B$8,IF($B$9=$B$10,TRUE,IF(DataInput!E289=$B$9,TRUE,FALSE)))","v":true},null,null,{"$f":"IF(B290=TRUE,DataInput!B289,NA())","v":"VIC"},{"$f":"IF($E290=DataInput!$B289,DataInput!C289,NA())","v":"BETS22"},{"$f":"IF($E290=DataInput!$B289,DataInput!D289,NA())","v":"Bendigo (Powercor) 22 kV"},{"$f":"IF($E290=DataInput!$B289,DataInput!E289,NA())","v":"Powercor"},{"$f":"IF($E290=DataInput!$B289,DataInput!F289,NA())","v":"Winter"},{"$f":"IF($E290=DataInput!$B289,DataInput!G289,NA())","v":"Non-Coincident"},{"$f":"IF($E290=DataInput!$B289,DataInput!H289,NA())","v":2024},{"$f":"IF($E290=DataInput!$B289,DataInput!I289,NA())","v":"POE50"},{"$f":"IF($E290=DataInput!$B289,DataInput!J289,NA())","v":68.823520835776606},{"$f":"IF($E290=DataInput!$B289,DataInput!K289,NA())","v":1},null,null,"VIC Bendigo (Powercor) 22 kV",null,null,null,null,false,null,null,{"$error":"#N/A"},{"$error":"#N/A"},{"$error":"#N/A"},{"$error":"#N/A"},{"$error":"#N/A"},{"$error":"#N/A"},{"$error":"#N/A"},{"$error":"#N/A"},{"$error":"#N/A"},{"$error":"#N/A"}]
[null,{"$f":"IF(DataInput!B290=$B$8,IF($B$9=$B$10,TRUE,IF(DataInput!E290=$B$9,TRUE,FALSE)))","v":true},null,null,{"$f":"IF(B291=TRUE,DataInput!B290,NA())","v":"VIC"},{"$f":"IF($E291=DataInput!$B290,DataInput!C290,NA())","v":"BETS22"},{"$f":"IF($E291=DataInput!$B290,DataInput!D290,NA())","v":"Bendigo (Powercor) 22 kV"},{"$f":"IF($E291=DataInput!$B290,DataInput!E290,NA())","v":"Powercor"},{"$f":"IF($E291=DataInput!$B290,DataInput!F290,NA())","v":"Winter"},{"$f":"IF($E291=DataInput!$B290,DataInput!G290,NA())","v":"Non-Coincident"},{"$f":"IF($E291=DataInput!$B290,DataInput!H290,NA())","v":2025},{"$f":"IF($E291=DataInput!$B290,DataInput!I290,NA())","v":"POE50"},{"$f":"IF($E291=DataInput!$B290,DataInput!J290,NA())","v":70.420618770866199},{"$f":"IF($E291=DataInput!$B290,DataInput!K290,NA())","v":1},null,null,"VIC Bendigo (Powercor) 22 kV",null,null,null,null,false,null,null,{"$error":"#N/A"},{"$error":"#N/A"},{"$error":"#N/A"},{"$error":"#N/A"},{"$error":"#N/A"},{"$error":"#N/A"},{"$error":"#N/A"},{"$error":"#N/A"},{"$error":"#N/A"},{"$error":"#N/A"}]
[null,{"$f":"IF(DataInput!B291=$B$8,IF($B$9=$B$10,TRUE,IF(DataInput!E291=$B$9,TRUE,FALSE)))","v":true},null,null,{"$f":"IF(B292=TRUE,DataInput!B291,NA())","v":"VIC"},{"$f":"IF($E292=DataInput!$B291,DataInput!C291,NA())","v":"BETS66"},{"$f":"IF($E292=DataInput!$B291,DataInput!D291,NA())","v":"Bendigo (Powercor) 66 kV"},{"$f":"IF($E292=DataInput!$B291,DataInput!E291,NA())","v":"Powercor"},{"$f":"IF($E292=DataInput!$B291,DataInput!F291,NA())","v":"Summer"},{"$f":"IF($E292=DataInput!$B291,DataInput!G291,NA())","v":"Non-Coincident"},{"$f":"IF($E292=DataInput!$B291,DataInput!H291,NA())","v":2017},{"$f":"IF($E292=DataInput!$B291,DataInput!I291,NA())","v":"POE10"},{"$f":"IF($E292=DataInput!$B291,DataInput!J291,NA())","v":180.437674229685},{"$f":"IF($E292=DataInput!$B291,DataInput!K291,NA())","v":0.999177072105082},null,null,"VIC Bendigo (Powercor) 66 kV",null,null,null,null,false,null,null,{"$error":"#N/A"},{"$error":"#N/A"},{"$error":"#N/A"},{"$error":"#N/A"},{"$error":"#N/A"},{"$error":"#N/A"},{"$error":"#N/A"},{"$error":"#N/A"},{"$error":"#N/A"},{"$error":"#N/A"}]
[null,{"$f":"IF(DataInput!B292=$B$8,IF($B$9=$B$10,TRUE,IF(DataInput!E292=$B$9,TRUE,FALSE)))","v":true},null,null,{"$f":"IF(B293=TRUE,DataInput!B292,NA())","v":"VIC"},{"$f":"IF($E293=DataInput!$B292,DataInput!C292,NA())","v":"BETS66"},{"$f":"IF($E293=DataInput!$B292,DataInput!D292,NA())","v":"Bendigo (Powercor) 66 kV"},{"$f":"IF($E293=DataInput!$B292,DataInput!E292,NA())","v":"Powercor"},{"$f":"IF($E293=DataInput!$B292,DataInput!F292,NA())","v":"Summer"},{"$f":"IF($E293=DataInput!$B292,DataInput!G292,NA())","v":"Non-Coincident"},{"$f":"IF($E293=DataInput!$B292,DataInput!H292,NA())","v":2018},{"$f":"IF($E293=DataInput!$B292,DataInput!I292,NA())","v":"POE10"},{"$f":"IF($E293=DataInput!$B292,DataInput!J292,NA())","v":178.337846973686},{"$f":"IF($E293=DataInput!$B292,DataInput!K292,NA())","v":0.98227703630326602},null,null,"VIC Bendigo (Powercor) 66 kV",null,null,null,null,false,null,null,{"$error":"#N/A"},{"$error":"#N/A"},{"$error":"#N/A"},{"$error":"#N/A"},{"$error":"#N/A"},{"$error":"#N/A"},{"$error":"#N/A"},{"$error":"#N/A"},{"$error":"#N/A"},{"$error":"#N/A"}]
[null,{"$f":"IF(DataInput!B293=$B$8,IF($B$9=$B$10,TRUE,IF(DataInput!E293=$B$9,TRUE,FALSE)))","v":true},null,null,{"$f":"IF(B294=TRUE,DataInput!B293,NA())","v":"VIC"},{"$f":"IF($E294=DataInput!$B293,DataInput!C293,NA())","v":"BETS66"},{"$f":"IF($E294=DataInput!$B293,DataInput!D293,NA())","v":"Bendigo (Powercor) 66 kV"},{"$f":"IF($E294=DataInput!$B293,DataInput!E293,NA())","v":"Powercor"},{"$f":"IF($E294=DataInput!$B293,DataInput!F293,NA())","v":"Summer"},{"$f":"IF($E294=DataInput!$B293,DataInput!G293,NA())","v":"Non-Coincident"},{"$f":"IF($E294=DataInput!$B293,DataInput!H293,NA())","v":2019},{"$f":"IF($E294=DataInput!$B293,DataInput!I293,NA())","v":"POE10"},{"$f":"IF($E294=DataInput!$B293,DataInput!J293,NA())","v":176.20900575527199},{"$f":"IF($E294=DataInput!$B293,DataInput!K293,NA())","v":0.98804849982673204},null,null,"VIC Bendigo (Powercor) 66 kV",null,null,null,null,false,null,null,{"$error":"#N/A"},{"$error":"#N/A"},{"$error":"#N/A"},{"$error":"#N/A"},{"$error":"#N/A"},{"$error":"#N/A"},{"$error":"#N/A"},{"$error":"#N/A"},{"$error":"#N/A"},{"$error":"#N/A"}]
[null,{"$f":"IF(DataInput!B294=$B$8,IF($B$9=$B$10,TRUE,IF(DataInput!E294=$B$9,TRUE,FALSE)))","v":true},null,null,{"$f":"IF(B295=TRUE,DataInput!B294,NA())","v":"VIC"},{"$f":"IF($E295=DataInput!$B294,DataInput!C294,NA())","v":"BETS66"},{"$f":"IF($E295=DataInput!$B294,DataInput!D294,NA())","v":"Bendigo (Powercor) 66 kV"},{"$f":"IF($E295=DataInput!$B294,DataInput!E294,NA())","v":"Powercor"},{"$f":"IF($E295=DataInput!$B294,DataInput!F294,NA())","v":"Summer"},{"$f":"IF($E295=DataInput!$B294,DataInput!G294,NA())","v":"Non-Coincident"},{"$f":"IF($E295=DataInput!$B294,DataInput!H294,NA())","v":2020},{"$f":"IF($E295=DataInput!$B294,DataInput!I294,NA())","v":"POE10"},{"$f":"IF($E295=DataInput!$B294,DataInput!J294,NA())","v":173.294668065661},{"$f":"IF($E295=DataInput!$B294,DataInput!K294,NA())","v":0.99312741558153395},null,null,"VIC Bendigo (Powercor) 66 kV",null,null,null,null,false,null,null,{"$error":"#N/A"},{"$error":"#N/A"},{"$error":"#N/A"},{"$error":"#N/A"},{"$error":"#N/A"},{"$error":"#N/A"},{"$error":"#N/A"},{"$error":"#N/A"},{"$error":"#N/A"},{"$error":"#N/A"}]
[null,{"$f":"IF(DataInput!B295=$B$8,IF($B$9=$B$10,TRUE,IF(DataInput!E295=$B$9,TRUE,FALSE)))","v":true},null,null,{"$f":"IF(B296=TRUE,DataInput!B295,NA())","v":"VIC"},{"$f":"IF($E296=DataInput!$B295,DataInput!C295,NA())","v":"BETS66"},{"$f":"IF($E296=DataInput!$B295,DataInput!D295,NA())","v":"Bendigo (Powercor) 66 kV"},{"$f":"IF($E296=DataInput!$B295,DataInput!E295,NA())","v":"Powercor"},{"$f":"IF($E296=DataInput!$B295,DataInput!F295,NA())","v":"Summer"},{"$f":"IF($E296=DataInput!$B295,DataInput!G295,NA())","v":"Non-Coincident"},{"$f":"IF($E296=DataInput!$B295,DataInput!H295,NA())","v":2021},{"$f":"IF($E296=DataInput!$B295,DataInput!I295,NA())","v":"POE10"},{"$f":"IF($E296=DataInput!$B295,DataInput!J295,NA())","v":171.91800314500901},{"$f":"IF($E296=DataInput!$B295,DataInput!K295,NA())","v":1},null,null,"VIC Bendigo (Powercor) 66 kV",null,null,null,null,false,null,null,{"$error":"#N/A"},{"$error":"#N/A"},{"$error":"#N/A"},{"$error":"#N/A"},{"$error":"#N/A"},{"$error":"#N/A"},{"$error":"#N/A"},{"$error":"#N/A"},{"$error":"#N/A"},{"$error":"#N/A"}]
[null,{"$f":"IF(DataInput!B296=$B$8,IF($B$9=$B$10,TRUE,IF(DataInput!E296=$B$9,TRUE,FALSE)))","v":true},null,null,{"$f":"IF(B297=TRUE,DataInput!B296,NA())","v":"VIC"},{"$f":"IF($E297=DataInput!$B296,DataInput!C296,NA())","v":"BETS66"},{"$f":"IF($E297=DataInput!$B296,DataInput!D296,NA())","v":"Bendigo (Powercor) 66 kV"},{"$f":"IF($E297=DataInput!$B296,DataInput!E296,NA())","v":"Powercor"},{"$f":"IF($E297=DataInput!$B296,DataInput!F296,NA())","v":"Summer"},{"$f":"IF($E297=DataInput!$B296,DataInput!G296,NA())","v":"Non-Coincident"},{"$f":"IF($E297=DataInput!$B296,DataInput!H296,NA())","v":2022},{"$f":"IF($E297=DataInput!$B296,DataInput!I296,NA())","v":"POE10"},{"$f":"IF($E297=DataInput!$B296,DataInput!J296,NA())","v":169.432814384355},{"$f":"IF($E297=DataInput!$B296,DataInput!K296,NA())","v":1},null,null,"VIC Bendigo (Powercor) 66 kV",null,null,null,null,false,null,null,{"$error":"#N/A"},{"$error":"#N/A"},{"$error":"#N/A"},{"$error":"#N/A"},{"$error":"#N/A"},{"$error":"#N/A"},{"$error":"#N/A"},{"$error":"#N/A"},{"$error":"#N/A"},{"$error":"#N/A"}]
[null,{"$f":"IF(DataInput!B297=$B$8,IF($B$9=$B$10,TRUE,IF(DataInput!E297=$B$9,TRUE,FALSE)))","v":true},null,null,{"$f":"IF(B298=TRUE,DataInput!B297,NA())","v":"VIC"},{"$f":"IF($E298=DataInput!$B297,DataInput!C297,NA())","v":"BETS66"},{"$f":"IF($E298=DataInput!$B297,DataInput!D297,NA())","v":"Bendigo (Powercor) 66 kV"},{"$f":"IF($E298=DataInput!$B297,DataInput!E297,NA())","v":"Powercor"},{"$f":"IF($E298=DataInput!$B297,DataInput!F297,NA())","v":"Summer"},{"$f":"IF($E298=DataInput!$B297,DataInput!G297,NA())","v":"Non-Coincident"},{"$f":"IF($E298=DataInput!$B297,DataInput!H297,NA())","v":2023},{"$f":"IF($E298=DataInput!$B297,DataInput!I297,NA())","v":"POE10"},{"$f":"IF($E298=DataInput!$B297,DataInput!J297,NA())","v":167.88200111223401},{"$f":"IF($E298=DataInput!$B297,DataInput!K297,NA())","v":1},null,null,"VIC Bendigo (Powercor) 66 kV",null,null,null,null,false,null,null,{"$error":"#N/A"},{"$error":"#N/A"},{"$error":"#N/A"},{"$error":"#N/A"},{"$error":"#N/A"},{"$error":"#N/A"},{"$error":"#N/A"},{"$error":"#N/A"},{"$error":"#N/A"},{"$error":"#N/A"}]
[null,{"$f":"IF(DataInput!B298=$B$8,IF($B$9=$B$10,TRUE,IF(DataInput!E298=$B$9,TRUE,FALSE)))","v":true},null,null,{"$f":"IF(B299=TRUE,DataInput!B298,NA())","v":"VIC"},{"$f":"IF($E299=DataInput!$B298,DataInput!C298,NA())","v":"BETS66"},{"$f":"IF($E299=DataInput!$B298,DataInput!D298,NA())","v":"Bendigo (Powercor) 66 kV"},{"$f":"IF($E299=DataInput!$B298,DataInput!E298,NA())","v":"Powercor"},{"$f":"IF($E299=DataInput!$B298,DataInput!F298,NA())","v":"Summer"},{"$f":"IF($E299=DataInput!$B298,DataInput!G298,NA())","v":"Non-Coincident"},{"$f":"IF($E299=DataInput!$B298,DataInput!H298,NA())","v":2024},{"$f":"IF($E299=DataInput!$B298,DataInput!I298,NA())","v":"POE10"},{"$f":"IF($E299=DataInput!$B298,DataInput!J298,NA())","v":166.72234905668},{"$f":"IF($E299=DataInput!$B298,DataInput!K298,NA())","v":1},null,null,"VIC Bendigo (Powercor) 66 kV",null,null,null,null,false,null,null,{"$error":"#N/A"},{"$error":"#N/A"},{"$error":"#N/A"},{"$error":"#N/A"},{"$error":"#N/A"},{"$error":"#N/A"},{"$error":"#N/A"},{"$error":"#N/A"},{"$error":"#N/A"},{"$error":"#N/A"}]
[null,{"$f":"IF(DataInput!B299=$B$8,IF($B$9=$B$10,TRUE,IF(DataInput!E299=$B$9,TRUE,FALSE)))","v":true},null,null,{"$f":"IF(B300=TRUE,DataInput!B299,NA())","v":"VIC"},{"$f":"IF($E300=DataInput!$B299,DataInput!C299,NA())","v":"BETS66"},{"$f":"IF($E300=DataInput!$B299,DataInput!D299,NA())","v":"Bendigo (Powercor) 66 kV"},{"$f":"IF($E300=DataInput!$B299,DataInput!E299,NA())","v":"Powercor"},{"$f":"IF($E300=DataInput!$B299,DataInput!F299,NA())","v":"Summer"},{"$f":"IF($E300=DataInput!$B299,DataInput!G299,NA())","v":"Non-Coincident"},{"$f":"IF($E300=DataInput!$B299,DataInput!H299,NA())","v":2025},{"$f":"IF($E300=DataInput!$B299,DataInput!I299,NA())","v":"POE10"},{"$f":"IF($E300=DataInput!$B299,DataInput!J299,NA())","v":164.52778831708301},{"$f":"IF($E300=DataInput!$B299,DataInput!K299,NA())","v":1},null,null,"VIC Bendigo (Powercor) 66 kV",null,null,null,null,false,null,null,{"$error":"#N/A"},{"$error":"#N/A"},{"$error":"#N/A"},{"$error":"#N/A"},{"$error":"#N/A"},{"$error":"#N/A"},{"$error":"#N/A"},{"$error":"#N/A"},{"$error":"#N/A"},{"$error":"#N/A"}]
[null,{"$f":"IF(DataInput!B300=$B$8,IF($B$9=$B$10,TRUE,IF(DataInput!E300=$B$9,TRUE,FALSE)))","v":true},null,null,{"$f":"IF(B301=TRUE,DataInput!B300,NA())","v":"VIC"},{"$f":"IF($E301=DataInput!$B300,DataInput!C300,NA())","v":"BETS66"},{"$f":"IF($E301=DataInput!$B300,DataInput!D300,NA())","v":"Bendigo (Powercor) 66 kV"},{"$f":"IF($E301=DataInput!$B300,DataInput!E300,NA())","v":"Powercor"},{"$f":"IF($E301=DataInput!$B300,DataInput!F300,NA())","v":"Summer"},{"$f":"IF($E301=DataInput!$B300,DataInput!G300,NA())","v":"Non-Coincident"},{"$f":"IF($E301=DataInput!$B300,DataInput!H300,NA())","v":2026},{"$f":"IF($E301=DataInput!$B300,DataInput!I300,NA())","v":"POE10"},{"$f":"IF($E301=DataInput!$B300,DataInput!J300,NA())","v":163.17770636370099},{"$f":"IF($E301=DataInput!$B300,DataInput!K300,NA())","v":1},null,null,"VIC Bendigo (Powercor) 66 kV",null,null,null,null,false,null,null,{"$error":"#N/A"},{"$error":"#N/A"},{"$error":"#N/A"},{"$error":"#N/A"},{"$error":"#N/A"},{"$error":"#N/A"},{"$error":"#N/A"},{"$error":"#N/A"},{"$error":"#N/A"},{"$error":"#N/A"}]
[null,{"$f":"IF(DataInput!B301=$B$8,IF($B$9=$B$10,TRUE,IF(DataInput!E301=$B$9,TRUE,FALSE)))","v":true},null,null,{"$f":"IF(B302=TRUE,DataInput!B301,NA())","v":"VIC"},{"$f":"IF($E302=DataInput!$B301,DataInput!C301,NA())","v":"BETS66"},{"$f":"IF($E302=DataInput!$B301,DataInput!D301,NA())","v":"Bendigo (Powercor) 66 kV"},{"$f":"IF($E302=DataInput!$B301,DataInput!E301,NA())","v":"Powercor"},{"$f":"IF($E302=DataInput!$B301,DataInput!F301,NA())","v":"Summer"},{"$f":"IF($E302=DataInput!$B301,DataInput!G301,NA())","v":"Non-Coincident"},{"$f":"IF($E302=DataInput!$B301,DataInput!H301,NA())","v":2017},{"$f":"IF($E302=DataInput!$B301,DataInput!I301,NA())","v":"POE50"},{"$f":"IF($E302=DataInput!$B301,DataInput!J301,NA())","v":163.84174895723501},{"$f":"IF($E302=DataInput!$B301,DataInput!K301,NA())","v":0.99669803691525005},null,null,"VIC Bendigo (Powercor) 66 kV",null,null,null,null,false,null,null,{"$error":"#N/A"},{"$error":"#N/A"},{"$error":"#N/A"},{"$error":"#N/A"},{"$error":"#N/A"},{"$error":"#N/A"},{"$error":"#N/A"},{"$error":"#N/A"},{"$error":"#N/A"},{"$error":"#N/A"}]
[null,{"$f":"IF(DataInput!B302=$B$8,IF($B$9=$B$10,TRUE,IF(DataInput!E302=$B$9,TRUE,FALSE)))","v":true},null,null,{"$f":"IF(B303=TRUE,DataInput!B302,NA())","v":"VIC"},{"$f":"IF($E303=DataInput!$B302,DataInput!C302,NA())","v":"BETS66"},{"$f":"IF($E303=DataInput!$B302,DataInput!D302,NA())","v":"Bendigo (Powercor) 66 kV"},{"$f":"IF($E303=DataInput!$B302,DataInput!E302,NA())","v":"Powercor"},{"$f":"IF($E303=DataInput!$B302,DataInput!F302,NA())","v":"Summer"},{"$f":"IF($E303=DataInput!$B302,DataInput!G302,NA())","v":"Non-Coincident"},{"$f":"IF($E303=DataInput!$B302,DataInput!H302,NA())","v":2018},{"$f":"IF($E303=DataInput!$B302,DataInput!I302,NA())","v":"POE50"},{"$f":"IF($E303=DataInput!$B302,DataInput!J302,NA())","v":162.586570312378},{"$f":"IF($E303=DataInput!$B302,DataInput!K302,NA())","v":0.99057586557292798},null,null,"VIC Bendigo (Powercor) 66 kV",null,null,null,null,false,null,null,{"$error":"#N/A"},{"$error":"#N/A"},{"$error":"#N/A"},{"$error":"#N/A"},{"$error":"#N/A"},{"$error":"#N/A"},{"$error":"#N/A"},{"$error":"#N/A"},{"$error":"#N/A"},{"$error":"#N/A"}]
[null,{"$f":"IF(DataInput!B303=$B$8,IF($B$9=$B$10,TRUE,IF(DataInput!E303=$B$9,TRUE,FALSE)))","v":true},null,null,{"$f":"IF(B304=TRUE,DataInput!B303,NA())","v":"VIC"},{"$f":"IF($E304=DataInput!$B303,DataInput!C303,NA())","v":"BETS66"},{"$f":"IF($E304=DataInput!$B303,DataInput!D303,NA())","v":"Bendigo (Powercor) 66 kV"},{"$f":"IF($E304=DataInput!$B303,DataInput!E303,NA())","v":"Powercor"},{"$f":"IF($E304=DataInput!$B303,DataInput!F303,NA())","v":"Summer"},{"$f":"IF($E304=DataInput!$B303,DataInput!G303,NA())","v":"Non-Coincident"},{"$f":"IF($E304=DataInput!$B303,DataInput!H303,NA())","v":2019},{"$f":"IF($E304=DataInput!$B303,DataInput!I303,NA())","v":"POE50"},{"$f":"IF($E304=DataInput!$B303,DataInput!J303,NA())","v":161.213322311453},{"$f":"IF($E304=DataInput!$B303,DataInput!K303,NA())","v":0.99233033240681101},null,null,"VIC Bendigo (Powercor) 66 kV",null,null,null,null,false,null,null,{"$error":"#N/A"},{"$error":"#N/A"},{"$error":"#N/A"},{"$error":"#N/A"},{"$error":"#N/A"},{"$error":"#N/A"},{"$error":"#N/A"},{"$error":"#N/A"},{"$error":"#N/A"},{"$error":"#N/A"}]
[null,{"$f":"IF(DataInput!B304=$B$8,IF($B$9=$B$10,TRUE,IF(DataInput!E304=$B$9,TRUE,FALSE)))","v":true},null,null,{"$f":"IF(B305=TRUE,DataInput!B304,NA())","v":"VIC"},{"$f":"IF($E305=DataInput!$B304,DataInput!C304,NA())","v":"BETS66"},{"$f":"IF($E305=DataInput!$B304,DataInput!D304,NA())","v":"Bendigo (Powercor) 66 kV"},{"$f":"IF($E305=DataInput!$B304,DataInput!E304,NA())","v":"Powercor"},{"$f":"IF($E305=DataInput!$B304,DataInput!F304,NA())","v":"Summer"},{"$f":"IF($E305=DataInput!$B304,DataInput!G304,NA())","v":"Non-Coincident"},{"$f":"IF($E305=DataInput!$B304,DataInput!H304,NA())","v":2020},{"$f":"IF($E305=DataInput!$B304,DataInput!I304,NA())","v":"POE50"},{"$f":"IF($E305=DataInput!$B304,DataInput!J304,NA())","v":158.74563470908001},{"$f":"IF($E305=DataInput!$B304,DataInput!K304,NA())","v":0.99326599287544803},null,null,"VIC Bendigo (Powercor) 66 kV",null,null,null,null,false,null,null,{"$error":"#N/A"},{"$error":"#N/A"},{"$error":"#N/A"},{"$error":"#N/A"},{"$error":"#N/A"},{"$error":"#N/A"},{"$error":"#N/A"},{"$error":"#N/A"},{"$error":"#N/A"},{"$error":"#N/A"}]
[null,{"$f":"IF(DataInput!B305=$B$8,IF($B$9=$B$10,TRUE,IF(DataInput!E305=$B$9,TRUE,FALSE)))","v":true},null,null,{"$f":"IF(B306=TRUE,DataInput!B305,NA())","v":"VIC"},{"$f":"IF($E306=DataInput!$B305,DataInput!C305,NA())","v":"BETS66"},{"$f":"IF($E306=DataInput!$B305,DataInput!D305,NA())","v":"Bendigo (Powercor) 66 kV"},{"$f":"IF($E306=DataInput!$B305,DataInput!E305,NA())","v":"Powercor"},{"$f":"IF($E306=DataInput!$B305,DataInput!F305,NA())","v":"Summer"},{"$f":"IF($E306=DataInput!$B305,DataInput!G305,NA())","v":"Non-Coincident"},{"$f":"IF($E306=DataInput!$B305,DataInput!H305,NA())","v":2021},{"$f":"IF($E306=DataInput!$B305,DataInput!I305,NA())","v":"POE50"},{"$f":"IF($E306=DataInput!$B305,DataInput!J305,NA())","v":159.03695723471901},{"$f":"IF($E306=DataInput!$B305,DataInput!K305,NA())","v":0.99835235221005802},null,null,"VIC Bendigo (Powercor) 66 kV",null,null,null,null,false,null,null,{"$error":"#N/A"},{"$error":"#N/A"},{"$error":"#N/A"},{"$error":"#N/A"},{"$error":"#N/A"},{"$error":"#N/A"},{"$error":"#N/A"},{"$error":"#N/A"},{"$error":"#N/A"},{"$error":"#N/A"}]
[null,{"$f":"IF(DataInput!B306=$B$8,IF($B$9=$B$10,TRUE,IF(DataInput!E306=$B$9,TRUE,FALSE)))","v":true},null,null,{"$f":"IF(B307=TRUE,DataInput!B306,NA())","v":"VIC"},{"$f":"IF($E307=DataInput!$B306,DataInput!C306,NA())","v":"BETS66"},{"$f":"IF($E307=DataInput!$B306,DataInput!D306,NA())","v":"Bendigo (Powercor) 66 kV"},{"$f":"IF($E307=DataInput!$B306,DataInput!E306,NA())","v":"Powercor"},{"$f":"IF($E307=DataInput!$B306,DataInput!F306,NA())","v":"Summer"},{"$f":"IF($E307=DataInput!$B306,DataInput!G306,NA())","v":"Non-Coincident"},{"$f":"IF($E307=DataInput!$B306,DataInput!H306,NA())","v":2022},{"$f":"IF($E307=DataInput!$B306,DataInput!I306,NA())","v":"POE50"},{"$f":"IF($E307=DataInput!$B306,DataInput!J306,NA())","v":155.78661130476601},{"$f":"IF($E307=DataInput!$B306,DataInput!K306,NA())","v":0.99847093991838498},null,null,"VIC Bendigo (Powercor) 66 kV",null,null,null,null,false,null,null,{"$error":"#N/A"},{"$f":"IF($V307=TRUE,F307,NA())","v":{"$error":"#N/A"}},{"$f":"IF($V307=TRUE,G307,NA())","v":{"$error":"#N/A"}},{"$f":"IF($V307=TRUE,H307,NA())","v":{"$error":"#N/A"}},{"$f":"IF($V307=TRUE,I307,NA())","v":{"$error":"#N/A"}},{"$f":"IF($V307=TRUE,J307,NA())","v":{"$error":"#N/A"}},{"$f":"IF($V307=TRUE,K307,NA())","v":{"$error":"#N/A"}},{"$f":"IF($V307=TRUE,L307,NA())","v":{"$error":"#N/A"}},{"$f":"IF($V307=TRUE,M307,NA())","v":{"$error":"#N/A"}},{"$f":"IF($V307=TRUE,N307,NA())","v":{"$error":"#N/A"}}]
[null,{"$f":"IF(DataInput!B307=$B$8,IF($B$9=$B$10,TRUE,IF(DataInput!E307=$B$9,TRUE,FALSE)))","v":true},null,null,{"$f":"IF(B308=TRUE,DataInput!B307,NA())","v":"VIC"},{"$f":"IF($E308=DataInput!$B307,DataInput!C307,NA())","v":"BETS66"},{"$f":"IF($E308=DataInput!$B307,DataInput!D307,NA())","v":"Bendigo (Powercor) 66 kV"},{"$f":"IF($E308=DataInput!$B307,DataInput!E307,NA())","v":"Powercor"},{"$f":"IF($E308=DataInput!$B307,DataInput!F307,NA())","v":"Summer"},{"$f":"IF($E308=DataInput!$B307,DataInput!G307,NA())","v":"Non-Coincident"},{"$f":"IF($E308=DataInput!$B307,DataInput!H307,NA())","v":2023},{"$f":"IF($E308=DataInput!$B307,DataInput!I307,NA())","v":"POE50"},{"$f":"IF($E308=DataInput!$B307,DataInput!J307,NA())","v":155.73557039155199},{"$f":"IF($E308=DataInput!$B307,DataInput!K307,NA())","v":0.99866670518671796},null,null,"VIC Bendigo (Powercor) 66 kV",null,null,null,null,false,null,null,{"$error":"#N/A"},{"$error":"#N/A"},{"$error":"#N/A"},{"$error":"#N/A"},{"$error":"#N/A"},{"$error":"#N/A"},{"$error":"#N/A"},{"$error":"#N/A"},{"$error":"#N/A"},{"$error":"#N/A"}]
[null,{"$f":"IF(DataInput!B308=$B$8,IF($B$9=$B$10,TRUE,IF(DataInput!E308=$B$9,TRUE,FALSE)))","v":true},null,null,{"$f":"IF(B309=TRUE,DataInput!B308,NA())","v":"VIC"},{"$f":"IF($E309=DataInput!$B308,DataInput!C308,NA())","v":"BETS66"},{"$f":"IF($E309=DataInput!$B308,DataInput!D308,NA())","v":"Bendigo (Powercor) 66 kV"},{"$f":"IF($E309=DataInput!$B308,DataInput!E308,NA())","v":"Powercor"},{"$f":"IF($E309=DataInput!$B308,DataInput!F308,NA())","v":"Summer"},{"$f":"IF($E309=DataInput!$B308,DataInput!G308,NA())","v":"Non-Coincident"},{"$f":"IF($E309=DataInput!$B308,DataInput!H308,NA())","v":2024},{"$f":"IF($E309=DataInput!$B308,DataInput!I308,NA())","v":"POE50"},{"$f":"IF($E309=DataInput!$B308,DataInput!J308,NA())","v":155.242277301755},{"$f":"IF($E309=DataInput!$B308,DataInput!K308,NA())","v":0.99877810153414204},null,null,"VIC Bendigo (Powercor) 66 kV",null,null,null,null,false,null,null,{"$error":"#N/A"},{"$error":"#N/A"},{"$error":"#N/A"},{"$error":"#N/A"},{"$error":"#N/A"},{"$error":"#N/A"},{"$error":"#N/A"},{"$error":"#N/A"},{"$error":"#N/A"},{"$error":"#N/A"}]
[null,{"$f":"IF(DataInput!B309=$B$8,IF($B$9=$B$10,TRUE,IF(DataInput!E309=$B$9,TRUE,FALSE)))","v":true},null,null,{"$f":"IF(B310=TRUE,DataInput!B309,NA())","v":"VIC"},{"$f":"IF($E310=DataInput!$B309,DataInput!C309,NA())","v":"BETS66"},{"$f":"IF($E310=DataInput!$B309,DataInput!D309,NA())","v":"Bendigo (Powercor) 66 kV"},{"$f":"IF($E310=DataInput!$B309,DataInput!E309,NA())","v":"Powercor"},{"$f":"IF($E310=DataInput!$B309,DataInput!F309,NA())","v":"Summer"},{"$f":"IF($E310=DataInput!$B309,DataInput!G309,NA())","v":"Non-Coincident"},{"$f":"IF($E310=DataInput!$B309,DataInput!H309,NA())","v":2025},{"$f":"IF($E310=DataInput!$B309,DataInput!I309,NA())","v":"POE50"},{"$f":"IF($E310=DataInput!$B309,DataInput!J309,NA())","v":152.514879117269},{"$f":"IF($E310=DataInput!$B309,DataInput!K309,NA())","v":0.99888719074905996},null,null,"VIC Bendigo (Powercor) 66 kV",null,null,null,null,false,null,null,{"$error":"#N/A"},{"$error":"#N/A"},{"$error":"#N/A"},{"$error":"#N/A"},{"$error":"#N/A"},{"$error":"#N/A"},{"$error":"#N/A"},{"$error":"#N/A"},{"$error":"#N/A"},{"$error":"#N/A"}]
[null,{"$f":"IF(DataInput!B310=$B$8,IF($B$9=$B$10,TRUE,IF(DataInput!E310=$B$9,TRUE,FALSE)))","v":true},null,null,{"$f":"IF(B311=TRUE,DataInput!B310,NA())","v":"VIC"},{"$f":"IF($E311=DataInput!$B310,DataInput!C310,NA())","v":"BETS66"},{"$f":"IF($E311=DataInput!$B310,DataInput!D310,NA())","v":"Bendigo (Powercor) 66 kV"},{"$f":"IF($E311=DataInput!$B310,DataInput!E310,NA())","v":"Powercor"},{"$f":"IF($E311=DataInput!$B310,DataInput!F310,NA())","v":"Summer"},{"$f":"IF($E311=DataInput!$B310,DataInput!G310,NA())","v":"Non-Coincident"},{"$f":"IF($E311=DataInput!$B310,DataInput!H310,NA())","v":2026},{"$f":"IF($E311=DataInput!$B310,DataInput!I310,NA())","v":"POE50"},{"$f":"IF($E311=DataInput!$B310,DataInput!J310,NA())","v":151.215807884062},{"$f":"IF($E311=DataInput!$B310,DataInput!K310,NA())","v":0.99900076731231202},null,null,"VIC Bendigo (Powercor) 66 kV",null,null,null,null,false,null,null,{"$error":"#N/A"},{"$error":"#N/A"},{"$error":"#N/A"},{"$error":"#N/A"},{"$error":"#N/A"},{"$error":"#N/A"},{"$error":"#N/A"},{"$error":"#N/A"},{"$error":"#N/A"},{"$error":"#N/A"}]
[null,{"$f":"IF(DataInput!B311=$B$8,IF($B$9=$B$10,TRUE,IF(DataInput!E311=$B$9,TRUE,FALSE)))","v":true},null,null,{"$f":"IF(B312=TRUE,DataInput!B311,NA())","v":"VIC"},{"$f":"IF($E312=DataInput!$B311,DataInput!C311,NA())","v":"BETS66"},{"$f":"IF($E312=DataInput!$B311,DataInput!D311,NA())","v":"Bendigo (Powercor) 66 kV"},{"$f":"IF($E312=DataInput!$B311,DataInput!E311,NA())","v":"Powercor"},{"$f":"IF($E312=DataInput!$B311,DataInput!F311,NA())","v":"Winter"},{"$f":"IF($E312=DataInput!$B311,DataInput!G311,NA())","v":"Non-Coincident"},{"$f":"IF($E312=DataInput!$B311,DataInput!H311,NA())","v":2016},{"$f":"IF($E312=DataInput!$B311,DataInput!I311,NA())","v":"POE10"},{"$f":"IF($E312=DataInput!$B311,DataInput!J311,NA())","v":125.731641076806},{"$f":"IF($E312=DataInput!$B311,DataInput!K311,NA())","v":1},null,null,"VIC Bendigo (Powercor) 66 kV",null,null,null,null,false,null,null,{"$error":"#N/A"},{"$error":"#N/A"},{"$error":"#N/A"},{"$error":"#N/A"},{"$error":"#N/A"},{"$error":"#N/A"},{"$error":"#N/A"},{"$error":"#N/A"},{"$error":"#N/A"},{"$error":"#N/A"}]
[null,{"$f":"IF(DataInput!B312=$B$8,IF($B$9=$B$10,TRUE,IF(DataInput!E312=$B$9,TRUE,FALSE)))","v":true},null,null,{"$f":"IF(B313=TRUE,DataInput!B312,NA())","v":"VIC"},{"$f":"IF($E313=DataInput!$B312,DataInput!C312,NA())","v":"BETS66"},{"$f":"IF($E313=DataInput!$B312,DataInput!D312,NA())","v":"Bendigo (Powercor) 66 kV"},{"$f":"IF($E313=DataInput!$B312,DataInput!E312,NA())","v":"Powercor"},{"$f":"IF($E313=DataInput!$B312,DataInput!F312,NA())","v":"Winter"},{"$f":"IF($E313=DataInput!$B312,DataInput!G312,NA())","v":"Non-Coincident"},{"$f":"IF($E313=DataInput!$B312,DataInput!H312,NA())","v":2017},{"$f":"IF($E313=DataInput!$B312,DataInput!I312,NA())","v":"POE10"},{"$f":"IF($E313=DataInput!$B312,DataInput!J312,NA())","v":131.55450268631699},{"$f":"IF($E313=DataInput!$B312,DataInput!K312,NA())","v":1},null,null,"VIC Bendigo (Powercor) 66 kV",null,null,null,null,false,null,null,{"$error":"#N/A"},{"$error":"#N/A"},{"$error":"#N/A"},{"$error":"#N/A"},{"$error":"#N/A"},{"$error":"#N/A"},{"$error":"#N/A"},{"$error":"#N/A"},{"$error":"#N/A"},{"$error":"#N/A"}]
[null,{"$f":"IF(DataInput!B313=$B$8,IF($B$9=$B$10,TRUE,IF(DataInput!E313=$B$9,TRUE,FALSE)))","v":true},null,null,{"$f":"IF(B314=TRUE,DataInput!B313,NA())","v":"VIC"},{"$f":"IF($E314=DataInput!$B313,DataInput!C313,NA())","v":"BETS66"},{"$f":"IF($E314=DataInput!$B313,DataInput!D313,NA())","v":"Bendigo (Powercor) 66 kV"},{"$f":"IF($E314=DataInput!$B313,DataInput!E313,NA())","v":"Powercor"},{"$f":"IF($E314=DataInput!$B313,DataInput!F313,NA())","v":"Winter"},{"$f":"IF($E314=DataInput!$B313,DataInput!G313,NA())","v":"Non-Coincident"},{"$f":"IF($E314=DataInput!$B313,DataInput!H313,NA())","v":2018},{"$f":"IF($E314=DataInput!$B313,DataInput!I313,NA())","v":"POE10"},{"$f":"IF($E314=DataInput!$B313,DataInput!J313,NA())","v":130.25363263247101},{"$f":"IF($E314=DataInput!$B313,DataInput!K313,NA())","v":1},null,null,"VIC Bendigo (Powercor) 66 kV",null,null,null,null,false,null,null,{"$error":"#N/A"},{"$error":"#N/A"},{"$error":"#N/A"},{"$error":"#N/A"},{"$error":"#N/A"},{"$error":"#N/A"},{"$error":"#N/A"},{"$error":"#N/A"},{"$error":"#N/A"},{"$error":"#N/A"}]
[null,{"$f":"IF(DataInput!B314=$B$8,IF($B$9=$B$10,TRUE,IF(DataInput!E314=$B$9,TRUE,FALSE)))","v":true},null,null,{"$f":"IF(B315=TRUE,DataInput!B314,NA())","v":"VIC"},{"$f":"IF($E315=DataInput!$B314,DataInput!C314,NA())","v":"BETS66"},{"$f":"IF($E315=DataInput!$B314,DataInput!D314,NA())","v":"Bendigo (Powercor) 66 kV"},{"$f":"IF($E315=DataInput!$B314,DataInput!E314,NA())","v":"Powercor"},{"$f":"IF($E315=DataInput!$B314,DataInput!F314,NA())","v":"Winter"},{"$f":"IF($E315=DataInput!$B314,DataInput!G314,NA())","v":"Non-Coincident"},{"$f":"IF($E315=DataInput!$B314,DataInput!H314,NA())","v":2019},{"$f":"IF($E315=DataInput!$B314,DataInput!I314,NA())","v":"POE10"},{"$f":"IF($E315=DataInput!$B314,DataInput!J314,NA())","v":129.92086677573599},{"$f":"IF($E315=DataInput!$B314,DataInput!K314,NA())","v":1},null,null,"VIC Bendigo (Powercor) 66 kV",null,null,null,null,false,null,null,{"$error":"#N/A"},{"$error":"#N/A"},{"$error":"#N/A"},{"$error":"#N/A"},{"$error":"#N/A"},{"$error":"#N/A"},{"$error":"#N/A"},{"$error":"#N/A"},{"$error":"#N/A"},{"$error":"#N/A"}]
[null,{"$f":"IF(DataInput!B315=$B$8,IF($B$9=$B$10,TRUE,IF(DataInput!E315=$B$9,TRUE,FALSE)))","v":true},null,null,{"$f":"IF(B316=TRUE,DataInput!B315,NA())","v":"VIC"},{"$f":"IF($E316=DataInput!$B315,DataInput!C315,NA())","v":"BETS66"},{"$f":"IF($E316=DataInput!$B315,DataInput!D315,NA())","v":"Bendigo (Powercor) 66 kV"},{"$f":"IF($E316=DataInput!$B315,DataInput!E315,NA())","v":"Powercor"},{"$f":"IF($E316=DataInput!$B315,DataInput!F315,NA())","v":"Winter"},{"$f":"IF($E316=DataInput!$B315,DataInput!G315,NA())","v":"Non-Coincident"},{"$f":"IF($E316=DataInput!$B315,DataInput!H315,NA())","v":2020},{"$f":"IF($E316=DataInput!$B315,DataInput!I315,NA())","v":"POE10"},{"$f":"IF($E316=DataInput!$B315,DataInput!J315,NA())","v":129.80135286608899},{"$f":"IF($E316=DataInput!$B315,DataInput!K315,NA())","v":1},null,null,"VIC Bendigo (Powercor) 66 kV",null,null,null,null,false,null,null,{"$error":"#N/A"},{"$error":"#N/A"},{"$error":"#N/A"},{"$error":"#N/A"},{"$error":"#N/A"},{"$error":"#N/A"},{"$error":"#N/A"},{"$error":"#N/A"},{"$error":"#N/A"},{"$error":"#N/A"}]
[null,{"$f":"IF(DataInput!B316=$B$8,IF($B$9=$B$10,TRUE,IF(DataInput!E316=$B$9,TRUE,FALSE)))","v":true},null,null,{"$f":"IF(B317=TRUE,DataInput!B316,NA())","v":"VIC"},{"$f":"IF($E317=DataInput!$B316,DataInput!C316,NA())","v":"BETS66"},{"$f":"IF($E317=DataInput!$B316,DataInput!D316,NA())","v":"Bendigo (Powercor) 66 kV"},{"$f":"IF($E317=DataInput!$B316,DataInput!E316,NA())","v":"Powercor"},{"$f":"IF($E317=DataInput!$B316,DataInput!F316,NA())","v":"Winter"},{"$f":"IF($E317=DataInput!$B316,DataInput!G316,NA())","v":"Non-Coincident"},{"$f":"IF($E317=DataInput!$B316,DataInput!H316,NA())","v":2021},{"$f":"IF($E317=DataInput!$B316,DataInput!I316,NA())","v":"POE10"},{"$f":"IF($E317=DataInput!$B316,DataInput!J316,NA())","v":129.294113670965},{"$f":"IF($E317=DataInput!$B316,DataInput!K316,NA())","v":1},null,null,"VIC Bendigo (Powercor) 66 kV",null,null,null,null,false,null,null,{"$error":"#N/A"},{"$error":"#N/A"},{"$error":"#N/A"},{"$error":"#N/A"},{"$error":"#N/A"},{"$error":"#N/A"},{"$error":"#N/A"},{"$error":"#N/A"},{"$error":"#N/A"},{"$error":"#N/A"}]
[null,{"$f":"IF(DataInput!B317=$B$8,IF($B$9=$B$10,TRUE,IF(DataInput!E317=$B$9,TRUE,FALSE)))","v":true},null,null,{"$f":"IF(B318=TRUE,DataInput!B317,NA())","v":"VIC"},{"$f":"IF($E318=DataInput!$B317,DataInput!C317,NA())","v":"BETS66"},{"$f":"IF($E318=DataInput!$B317,DataInput!D317,NA())","v":"Bendigo (Powercor) 66 kV"},{"$f":"IF($E318=DataInput!$B317,DataInput!E317,NA())","v":"Powercor"},{"$f":"IF($E318=DataInput!$B317,DataInput!F317,NA())","v":"Winter"},{"$f":"IF($E318=DataInput!$B317,DataInput!G317,NA())","v":"Non-Coincident"},{"$f":"IF($E318=DataInput!$B317,DataInput!H317,NA())","v":2022},{"$f":"IF($E318=DataInput!$B317,DataInput!I317,NA())","v":"POE10"},{"$f":"IF($E318=DataInput!$B317,DataInput!J317,NA())","v":128.94237354549099},{"$f":"IF($E318=DataInput!$B317,DataInput!K317,NA())","v":1},null,null,"VIC Bendigo (Powercor) 66 kV",null,null,null,null,false,null,null,{"$error":"#N/A"},{"$error":"#N/A"},{"$error":"#N/A"},{"$error":"#N/A"},{"$error":"#N/A"},{"$error":"#N/A"},{"$error":"#N/A"},{"$error":"#N/A"},{"$error":"#N/A"},{"$error":"#N/A"}]
[null,{"$f":"IF(DataInput!B318=$B$8,IF($B$9=$B$10,TRUE,IF(DataInput!E318=$B$9,TRUE,FALSE)))","v":true},null,null,{"$f":"IF(B319=TRUE,DataInput!B318,NA())","v":"VIC"},{"$f":"IF($E319=DataInput!$B318,DataInput!C318,NA())","v":"BETS66"},{"$f":"IF($E319=DataInput!$B318,DataInput!D318,NA())","v":"Bendigo (Powercor) 66 kV"},{"$f":"IF($E319=DataInput!$B318,DataInput!E318,NA())","v":"Powercor"},{"$f":"IF($E319=DataInput!$B318,DataInput!F318,NA())","v":"Winter"},{"$f":"IF($E319=DataInput!$B318,DataInput!G318,NA())","v":"Non-Coincident"},{"$f":"IF($E319=DataInput!$B318,DataInput!H318,NA())","v":2023},{"$f":"IF($E319=DataInput!$B318,DataInput!I318,NA())","v":"POE10"},{"$f":"IF($E319=DataInput!$B318,DataInput!J318,NA())","v":129.012743460027},{"$f":"IF($E319=DataInput!$B318,DataInput!K318,NA())","v":1},null,null,"VIC Bendigo (Powercor) 66 kV",null,null,null,null,false,null,null,{"$error":"#N/A"},{"$error":"#N/A"},{"$error":"#N/A"},{"$error":"#N/A"},{"$error":"#N/A"},{"$error":"#N/A"},{"$error":"#N/A"},{"$error":"#N/A"},{"$error":"#N/A"},{"$error":"#N/A"}]
[null,{"$f":"IF(DataInput!B319=$B$8,IF($B$9=$B$10,TRUE,IF(DataInput!E319=$B$9,TRUE,FALSE)))","v":true},null,null,{"$f":"IF(B320=TRUE,DataInput!B319,NA())","v":"VIC"},{"$f":"IF($E320=DataInput!$B319,DataInput!C319,NA())","v":"BETS66"},{"$f":"IF($E320=DataInput!$B319,DataInput!D319,NA())","v":"Bendigo (Powercor) 66 kV"},{"$f":"IF($E320=DataInput!$B319,DataInput!E319,NA())","v":"Powercor"},{"$f":"IF($E320=DataInput!$B319,DataInput!F319,NA())","v":"Winter"},{"$f":"IF($E320=DataInput!$B319,DataInput!G319,NA())","v":"Non-Coincident"},{"$f":"IF($E320=DataInput!$B319,DataInput!H319,NA())","v":2024},{"$f":"IF($E320=DataInput!$B319,DataInput!I319,NA())","v":"POE10"},{"$f":"IF($E320=DataInput!$B319,DataInput!J319,NA())","v":128.312013670478},{"$f":"IF($E320=DataInput!$B319,DataInput!K319,NA())","v":1},null,null,"VIC Bendigo (Powercor) 66 kV",null,null,null,null,false,null,null,{"$error":"#N/A"},{"$error":"#N/A"},{"$error":"#N/A"},{"$error":"#N/A"},{"$error":"#N/A"},{"$error":"#N/A"},{"$error":"#N/A"},{"$error":"#N/A"},{"$error":"#N/A"},{"$error":"#N/A"}]
[null,{"$f":"IF(DataInput!B320=$B$8,IF($B$9=$B$10,TRUE,IF(DataInput!E320=$B$9,TRUE,FALSE)))","v":true},null,null,{"$f":"IF(B321=TRUE,DataInput!B320,NA())","v":"VIC"},{"$f":"IF($E321=DataInput!$B320,DataInput!C320,NA())","v":"BETS66"},{"$f":"IF($E321=DataInput!$B320,DataInput!D320,NA())","v":"Bendigo (Powercor) 66 kV"},{"$f":"IF($E321=DataInput!$B320,DataInput!E320,NA())","v":"Powercor"},{"$f":"IF($E321=DataInput!$B320,DataInput!F320,NA())","v":"Winter"},{"$f":"IF($E321=DataInput!$B320,DataInput!G320,NA())","v":"Non-Coincident"},{"$f":"IF($E321=DataInput!$B320,DataInput!H320,NA())","v":2025},{"$f":"IF($E321=DataInput!$B320,DataInput!I320,NA())","v":"POE10"},{"$f":"IF($E321=DataInput!$B320,DataInput!J320,NA())","v":127.372170522487},{"$f":"IF($E321=DataInput!$B320,DataInput!K320,NA())","v":1},null,null,"VIC Bendigo (Powercor) 66 kV",null,null,null,null,false,null,null,{"$error":"#N/A"},{"$error":"#N/A"},{"$error":"#N/A"},{"$error":"#N/A"},{"$error":"#N/A"},{"$error":"#N/A"},{"$error":"#N/A"},{"$error":"#N/A"},{"$error":"#N/A"},{"$error":"#N/A"}]
[null,{"$f":"IF(DataInput!B321=$B$8,IF($B$9=$B$10,TRUE,IF(DataInput!E321=$B$9,TRUE,FALSE)))","v":true},null,null,{"$f":"IF(B322=TRUE,DataInput!B321,NA())","v":"VIC"},{"$f":"IF($E322=DataInput!$B321,DataInput!C321,NA())","v":"BETS66"},{"$f":"IF($E322=DataInput!$B321,DataInput!D321,NA())","v":"Bendigo (Powercor) 66 kV"},{"$f":"IF($E322=DataInput!$B321,DataInput!E321,NA())","v":"Powercor"},{"$f":"IF($E322=DataInput!$B321,DataInput!F321,NA())","v":"Winter"},{"$f":"IF($E322=DataInput!$B321,DataInput!G321,NA())","v":"Non-Coincident"},{"$f":"IF($E322=DataInput!$B321,DataInput!H321,NA())","v":2016},{"$f":"IF($E322=DataInput!$B321,DataInput!I321,NA())","v":"POE50"},{"$f":"IF($E322=DataInput!$B321,DataInput!J321,NA())","v":123.02574396410201},{"$f":"IF($E322=DataInput!$B321,DataInput!K321,NA())","v":1},null,null,"VIC Bendigo (Powercor) 66 kV",null,null,null,null,false,null,null,{"$error":"#N/A"},{"$error":"#N/A"},{"$error":"#N/A"},{"$error":"#N/A"},{"$error":"#N/A"},{"$error":"#N/A"},{"$error":"#N/A"},{"$error":"#N/A"},{"$error":"#N/A"},{"$error":"#N/A"}]
[null,{"$f":"IF(DataInput!B322=$B$8,IF($B$9=$B$10,TRUE,IF(DataInput!E322=$B$9,TRUE,FALSE)))","v":true},null,null,{"$f":"IF(B323=TRUE,DataInput!B322,NA())","v":"VIC"},{"$f":"IF($E323=DataInput!$B322,DataInput!C322,NA())","v":"BETS66"},{"$f":"IF($E323=DataInput!$B322,DataInput!D322,NA())","v":"Bendigo (Powercor) 66 kV"},{"$f":"IF($E323=DataInput!$B322,DataInput!E322,NA())","v":"Powercor"},{"$f":"IF($E323=DataInput!$B322,DataInput!F322,NA())","v":"Winter"},{"$f":"IF($E323=DataInput!$B322,DataInput!G322,NA())","v":"Non-Coincident"},{"$f":"IF($E323=DataInput!$B322,DataInput!H322,NA())","v":2017},{"$f":"IF($E323=DataInput!$B322,DataInput!I322,NA())","v":"POE50"},{"$f":"IF($E323=DataInput!$B322,DataInput!J322,NA())","v":128.85715145681499},{"$f":"IF($E323=DataInput!$B322,DataInput!K322,NA())","v":1},null,null,"VIC Bendigo (Powercor) 66 kV",null,null,null,null,false,null,null,{"$error":"#N/A"},{"$error":"#N/A"},{"$error":"#N/A"},{"$error":"#N/A"},{"$error":"#N/A"},{"$error":"#N/A"},{"$error":"#N/A"},{"$error":"#N/A"},{"$error":"#N/A"},{"$error":"#N/A"}]
[null,{"$f":"IF(DataInput!B323=$B$8,IF($B$9=$B$10,TRUE,IF(DataInput!E323=$B$9,TRUE,FALSE)))","v":true},null,null,{"$f":"IF(B324=TRUE,DataInput!B323,NA())","v":"VIC"},{"$f":"IF($E324=DataInput!$B323,DataInput!C323,NA())","v":"BETS66"},{"$f":"IF($E324=DataInput!$B323,DataInput!D323,NA())","v":"Bendigo (Powercor) 66 kV"},{"$f":"IF($E324=DataInput!$B323,DataInput!E323,NA())","v":"Powercor"},{"$f":"IF($E324=DataInput!$B323,DataInput!F323,NA())","v":"Winter"},{"$f":"IF($E324=DataInput!$B323,DataInput!G323,NA())","v":"Non-Coincident"},{"$f":"IF($E324=DataInput!$B323,DataInput!H323,NA())","v":2018},{"$f":"IF($E324=DataInput!$B323,DataInput!I323,NA())","v":"POE50"},{"$f":"IF($E324=DataInput!$B323,DataInput!J323,NA())","v":127.500006469624},{"$f":"IF($E324=DataInput!$B323,DataInput!K323,NA())","v":1},null,null,"VIC Bendigo (Powercor) 66 kV",null,null,null,null,false,null,null,{"$error":"#N/A"},{"$error":"#N/A"},{"$error":"#N/A"},{"$error":"#N/A"},{"$error":"#N/A"},{"$error":"#N/A"},{"$error":"#N/A"},{"$error":"#N/A"},{"$error":"#N/A"},{"$error":"#N/A"}]
[null,{"$f":"IF(DataInput!B324=$B$8,IF($B$9=$B$10,TRUE,IF(DataInput!E324=$B$9,TRUE,FALSE)))","v":true},null,null,{"$f":"IF(B325=TRUE,DataInput!B324,NA())","v":"VIC"},{"$f":"IF($E325=DataInput!$B324,DataInput!C324,NA())","v":"BETS66"},{"$f":"IF($E325=DataInput!$B324,DataInput!D324,NA())","v":"Bendigo (Powercor) 66 kV"},{"$f":"IF($E325=DataInput!$B324,DataInput!E324,NA())","v":"Powercor"},{"$f":"IF($E325=DataInput!$B324,DataInput!F324,NA())","v":"Winter"},{"$f":"IF($E325=DataInput!$B324,DataInput!G324,NA())","v":"Non-Coincident"},{"$f":"IF($E325=DataInput!$B324,DataInput!H324,NA())","v":2019},{"$f":"IF($E325=DataInput!$B324,DataInput!I324,NA())","v":"POE50"},{"$f":"IF($E325=DataInput!$B324,DataInput!J324,NA())","v":126.974357869004},{"$f":"IF($E325=DataInput!$B324,DataInput!K324,NA())","v":1},null,null,"VIC Bendigo (Powercor) 66 kV",null,null,null,null,false,null,null,{"$error":"#N/A"},{"$error":"#N/A"},{"$error":"#N/A"},{"$error":"#N/A"},{"$error":"#N/A"},{"$error":"#N/A"},{"$error":"#N/A"},{"$error":"#N/A"},{"$error":"#N/A"},{"$error":"#N/A"}]
[null,{"$f":"IF(DataInput!B325=$B$8,IF($B$9=$B$10,TRUE,IF(DataInput!E325=$B$9,TRUE,FALSE)))","v":true},null,null,{"$f":"IF(B326=TRUE,DataInput!B325,NA())","v":"VIC"},{"$f":"IF($E326=DataInput!$B325,DataInput!C325,NA())","v":"BETS66"},{"$f":"IF($E326=DataInput!$B325,DataInput!D325,NA())","v":"Bendigo (Powercor) 66 kV"},{"$f":"IF($E326=DataInput!$B325,DataInput!E325,NA())","v":"Powercor"},{"$f":"IF($E326=DataInput!$B325,DataInput!F325,NA())","v":"Winter"},{"$f":"IF($E326=DataInput!$B325,DataInput!G325,NA())","v":"Non-Coincident"},{"$f":"IF($E326=DataInput!$B325,DataInput!H325,NA())","v":2020},{"$f":"IF($E326=DataInput!$B325,DataInput!I325,NA())","v":"POE50"},{"$f":"IF($E326=DataInput!$B325,DataInput!J325,NA())","v":126.737328302347},{"$f":"IF($E326=DataInput!$B325,DataInput!K325,NA())","v":1},null,null,"VIC Bendigo (Powercor) 66 kV",null,null,null,null,false,null,null,{"$error":"#N/A"},{"$error":"#N/A"},{"$error":"#N/A"},{"$error":"#N/A"},{"$error":"#N/A"},{"$error":"#N/A"},{"$error":"#N/A"},{"$error":"#N/A"},{"$error":"#N/A"},{"$error":"#N/A"}]
[null,{"$f":"IF(DataInput!B326=$B$8,IF($B$9=$B$10,TRUE,IF(DataInput!E326=$B$9,TRUE,FALSE)))","v":true},null,null,{"$f":"IF(B327=TRUE,DataInput!B326,NA())","v":"VIC"},{"$f":"IF($E327=DataInput!$B326,DataInput!C326,NA())","v":"BETS66"},{"$f":"IF($E327=DataInput!$B326,DataInput!D326,NA())","v":"Bendigo (Powercor) 66 kV"},{"$f":"IF($E327=DataInput!$B326,DataInput!E326,NA())","v":"Powercor"},{"$f":"IF($E327=DataInput!$B326,DataInput!F326,NA())","v":"Winter"},{"$f":"IF($E327=DataInput!$B326,DataInput!G326,NA())","v":"Non-Coincident"},{"$f":"IF($E327=DataInput!$B326,DataInput!H326,NA())","v":2021},{"$f":"IF($E327=DataInput!$B326,DataInput!I326,NA())","v":"POE50"},{"$f":"IF($E327=DataInput!$B326,DataInput!J326,NA())","v":126.282740760642},{"$f":"IF($E327=DataInput!$B326,DataInput!K326,NA())","v":1},null,null,"VIC Bendigo (Powercor) 66 kV",null,null,null,null,false,null,null,{"$error":"#N/A"},{"$error":"#N/A"},{"$error":"#N/A"},{"$error":"#N/A"},{"$error":"#N/A"},{"$error":"#N/A"},{"$error":"#N/A"},{"$error":"#N/A"},{"$error":"#N/A"},{"$error":"#N/A"}]
[null,{"$f":"IF(DataInput!B327=$B$8,IF($B$9=$B$10,TRUE,IF(DataInput!E327=$B$9,TRUE,FALSE)))","v":true},null,null,{"$f":"IF(B328=TRUE,DataInput!B327,NA())","v":"VIC"},{"$f":"IF($E328=DataInput!$B327,DataInput!C327,NA())","v":"BETS66"},{"$f":"IF($E328=DataInput!$B327,DataInput!D327,NA())","v":"Bendigo (Powercor) 66 kV"},{"$f":"IF($E328=DataInput!$B327,DataInput!E327,NA())","v":"Powercor"},{"$f":"IF($E328=DataInput!$B327,DataInput!F327,NA())","v":"Winter"},{"$f":"IF($E328=DataInput!$B327,DataInput!G327,NA())","v":"Non-Coincident"},{"$f":"IF($E328=DataInput!$B327,DataInput!H327,NA())","v":2022},{"$f":"IF($E328=DataInput!$B327,DataInput!I327,NA())","v":"POE50"},{"$f":"IF($E328=DataInput!$B327,DataInput!J327,NA())","v":125.848771680162},{"$f":"IF($E328=DataInput!$B327,DataInput!K327,NA())","v":1},null,null,"VIC Bendigo (Powercor) 66 kV",null,null,null,null,false,null,null,{"$error":"#N/A"},{"$error":"#N/A"},{"$error":"#N/A"},{"$error":"#N/A"},{"$error":"#N/A"},{"$error":"#N/A"},{"$error":"#N/A"},{"$error":"#N/A"},{"$error":"#N/A"},{"$error":"#N/A"}]
[null,{"$f":"IF(DataInput!B328=$B$8,IF($B$9=$B$10,TRUE,IF(DataInput!E328=$B$9,TRUE,FALSE)))","v":true},null,null,{"$f":"IF(B329=TRUE,DataInput!B328,NA())","v":"VIC"},{"$f":"IF($E329=DataInput!$B328,DataInput!C328,NA())","v":"BETS66"},{"$f":"IF($E329=DataInput!$B328,DataInput!D328,NA())","v":"Bendigo (Powercor) 66 kV"},{"$f":"IF($E329=DataInput!$B328,DataInput!E328,NA())","v":"Powercor"},{"$f":"IF($E329=DataInput!$B328,DataInput!F328,NA())","v":"Winter"},{"$f":"IF($E329=DataInput!$B328,DataInput!G328,NA())","v":"Non-Coincident"},{"$f":"IF($E329=DataInput!$B328,DataInput!H328,NA())","v":2023},{"$f":"IF($E329=DataInput!$B328,DataInput!I328,NA())","v":"POE50"},{"$f":"IF($E329=DataInput!$B328,DataInput!J328,NA())","v":125.846383277797},{"$f":"IF($E329=DataInput!$B328,DataInput!K328,NA())","v":1},null,null,"VIC Bendigo (Powercor) 66 kV",null,null,null,null,false,null,null,{"$error":"#N/A"},{"$error":"#N/A"},{"$error":"#N/A"},{"$error":"#N/A"},{"$error":"#N/A"},{"$error":"#N/A"},{"$error":"#N/A"},{"$error":"#N/A"},{"$error":"#N/A"},{"$error":"#N/A"}]
[null,{"$f":"IF(DataInput!B329=$B$8,IF($B$9=$B$10,TRUE,IF(DataInput!E329=$B$9,TRUE,FALSE)))","v":true},null,null,{"$f":"IF(B330=TRUE,DataInput!B329,NA())","v":"VIC"},{"$f":"IF($E330=DataInput!$B329,DataInput!C329,NA())","v":"BETS66"},{"$f":"IF($E330=DataInput!$B329,DataInput!D329,NA())","v":"Bendigo (Powercor) 66 kV"},{"$f":"IF($E330=DataInput!$B329,DataInput!E329,NA())","v":"Powercor"},{"$f":"IF($E330=DataInput!$B329,DataInput!F329,NA())","v":"Winter"},{"$f":"IF($E330=DataInput!$B329,DataInput!G329,NA())","v":"Non-Coincident"},{"$f":"IF($E330=DataInput!$B329,DataInput!H329,NA())","v":2024},{"$f":"IF($E330=DataInput!$B329,DataInput!I329,NA())","v":"POE50"},{"$f":"IF($E330=DataInput!$B329,DataInput!J329,NA())","v":125.094663507083},{"$f":"IF($E330=DataInput!$B329,DataInput!K329,NA())","v":1},null,null,"VIC Bendigo (Powercor) 66 kV",null,null,null,null,false,null,null,{"$error":"#N/A"},{"$error":"#N/A"},{"$error":"#N/A"},{"$error":"#N/A"},{"$error":"#N/A"},{"$error":"#N/A"},{"$error":"#N/A"},{"$error":"#N/A"},{"$error":"#N/A"},{"$error":"#N/A"}]
[null,{"$f":"IF(DataInput!B330=$B$8,IF($B$9=$B$10,TRUE,IF(DataInput!E330=$B$9,TRUE,FALSE)))","v":true},null,null,{"$f":"IF(B331=TRUE,DataInput!B330,NA())","v":"VIC"},{"$f":"IF($E331=DataInput!$B330,DataInput!C330,NA())","v":"BETS66"},{"$f":"IF($E331=DataInput!$B330,DataInput!D330,NA())","v":"Bendigo (Powercor) 66 kV"},{"$f":"IF($E331=DataInput!$B330,DataInput!E330,NA())","v":"Powercor"},{"$f":"IF($E331=DataInput!$B330,DataInput!F330,NA())","v":"Winter"},{"$f":"IF($E331=DataInput!$B330,DataInput!G330,NA())","v":"Non-Coincident"},{"$f":"IF($E331=DataInput!$B330,DataInput!H330,NA())","v":2025},{"$f":"IF($E331=DataInput!$B330,DataInput!I330,NA())","v":"POE50"},{"$f":"IF($E331=DataInput!$B330,DataInput!J330,NA())","v":124.241266773522},{"$f":"IF($E331=DataInput!$B330,DataInput!K330,NA())","v":1},null,null,"VIC Bendigo (Powercor) 66 kV",null,null,null,null,false,null,null,{"$error":"#N/A"},{"$error":"#N/A"},{"$error":"#N/A"},{"$error":"#N/A"},{"$error":"#N/A"},{"$error":"#N/A"},{"$error":"#N/A"},{"$error":"#N/A"},{"$error":"#N/A"},{"$error":"#N/A"}]
[null,{"$f":"IF(DataInput!B331=$B$8,IF($B$9=$B$10,TRUE,IF(DataInput!E331=$B$9,TRUE,FALSE)))","v":true},null,null,{"$f":"IF(B332=TRUE,DataInput!B331,NA())","v":"VIC"},{"$f":"IF($E332=DataInput!$B331,DataInput!C331,NA())","v":"BLTS22J"},{"$f":"IF($E332=DataInput!$B331,DataInput!D331,NA())","v":"Brooklyn (Jemena) 22 kV"},{"$f":"IF($E332=DataInput!$B331,DataInput!E331,NA())","v":"Jemena"},{"$f":"IF($E332=DataInput!$B331,DataInput!F331,NA())","v":"Summer"},{"$f":"IF($E332=DataInput!$B331,DataInput!G331,NA())","v":"Non-Coincident"},{"$f":"IF($E332=DataInput!$B331,DataInput!H331,NA())","v":2017},{"$f":"IF($E332=DataInput!$B331,DataInput!I331,NA())","v":"POE10"},{"$f":"IF($E332=DataInput!$B331,DataInput!J331,NA())","v":1.9346681431424799},{"$f":"IF($E332=DataInput!$B331,DataInput!K331,NA())","v":0.50722383266924798},null,null,{"$f":"IF(OR(ISERROR(E332),ISERROR(G332)),\"  \",E332&\" \"&G332)","v":"VIC Brooklyn (Jemena) 22 kV"},null,null,null,null,{"$f":"IF(ISERROR(G332),FALSE,IF($V$9=G332,TRUE,FALSE))","v":false},null,null,{"$f":"IF($V332=TRUE,E332,NA())","v":{"$error":"#N/A"}},{"$error":"#N/A"},{"$error":"#N/A"},{"$error":"#N/A"},{"$error":"#N/A"},{"$error":"#N/A"},{"$error":"#N/A"},{"$error":"#N/A"},{"$error":"#N/A"},{"$error":"#N/A"}]
[null,{"$f":"IF(DataInput!B332=$B$8,IF($B$9=$B$10,TRUE,IF(DataInput!E332=$B$9,TRUE,FALSE)))","v":true},null,null,{"$f":"IF(B333=TRUE,DataInput!B332,NA())","v":"VIC"},{"$f":"IF($E333=DataInput!$B332,DataInput!C332,NA())","v":"BLTS22J"},{"$f":"IF($E333=DataInput!$B332,DataInput!D332,NA())","v":"Brooklyn (Jemena) 22 kV"},{"$f":"IF($E333=DataInput!$B332,DataInput!E332,NA())","v":"Jemena"},{"$f":"IF($E333=DataInput!$B332,DataInput!F332,NA())","v":"Summer"},{"$f":"IF($E333=DataInput!$B332,DataInput!G332,NA())","v":"Non-Coincident"},{"$f":"IF($E333=DataInput!$B332,DataInput!H332,NA())","v":2018},{"$f":"IF($E333=DataInput!$B332,DataInput!I332,NA())","v":"POE10"},{"$f":"IF($E333=DataInput!$B332,DataInput!J332,NA())","v":1.9346681431424799},{"$f":"IF($E333=DataInput!$B332,DataInput!K332,NA())","v":0.50722383266924798},null,null,"VIC Brooklyn (Jemena) 22 kV",null,null,null,null,false,null,null,{"$error":"#N/A"},{"$error":"#N/A"},{"$error":"#N/A"},{"$error":"#N/A"},{"$error":"#N/A"},{"$error":"#N/A"},{"$error":"#N/A"},{"$error":"#N/A"},{"$error":"#N/A"},{"$error":"#N/A"}]
[null,{"$f":"IF(DataInput!B333=$B$8,IF($B$9=$B$10,TRUE,IF(DataInput!E333=$B$9,TRUE,FALSE)))","v":true},null,null,{"$f":"IF(B334=TRUE,DataInput!B333,NA())","v":"VIC"},{"$f":"IF($E334=DataInput!$B333,DataInput!C333,NA())","v":"BLTS22J"},{"$f":"IF($E334=DataInput!$B333,DataInput!D333,NA())","v":"Brooklyn (Jemena) 22 kV"},{"$f":"IF($E334=DataInput!$B333,DataInput!E333,NA())","v":"Jemena"},{"$f":"IF($E334=DataInput!$B333,DataInput!F333,NA())","v":"Summer"},{"$f":"IF($E334=DataInput!$B333,DataInput!G333,NA())","v":"Non-Coincident"},{"$f":"IF($E334=DataInput!$B333,DataInput!H333,NA())","v":2019},{"$f":"IF($E334=DataInput!$B333,DataInput!I333,NA())","v":"POE10"},{"$f":"IF($E334=DataInput!$B333,DataInput!J333,NA())","v":1.9346681431424799},{"$f":"IF($E334=DataInput!$B333,DataInput!K333,NA())","v":0.50722383266924798},null,null,"VIC Brooklyn (Jemena) 22 kV",null,null,null,null,false,null,null,{"$error":"#N/A"},{"$error":"#N/A"},{"$error":"#N/A"},{"$error":"#N/A"},{"$error":"#N/A"},{"$error":"#N/A"},{"$error":"#N/A"},{"$error":"#N/A"},{"$error":"#N/A"},{"$error":"#N/A"}]
[null,{"$f":"IF(DataInput!B334=$B$8,IF($B$9=$B$10,TRUE,IF(DataInput!E334=$B$9,TRUE,FALSE)))","v":true},null,null,{"$f":"IF(B335=TRUE,DataInput!B334,NA())","v":"VIC"},{"$f":"IF($E335=DataInput!$B334,DataInput!C334,NA())","v":"BLTS22J"},{"$f":"IF($E335=DataInput!$B334,DataInput!D334,NA())","v":"Brooklyn (Jemena) 22 kV"},{"$f":"IF($E335=DataInput!$B334,DataInput!E334,NA())","v":"Jemena"},{"$f":"IF($E335=DataInput!$B334,DataInput!F334,NA())","v":"Summer"},{"$f":"IF($E335=DataInput!$B334,DataInput!G334,NA())","v":"Non-Coincident"},{"$f":"IF($E335=DataInput!$B334,DataInput!H334,NA())","v":2020},{"$f":"IF($E335=DataInput!$B334,DataInput!I334,NA())","v":"POE10"},{"$f":"IF($E335=DataInput!$B334,DataInput!J334,NA())","v":1.9346681431424799},{"$f":"IF($E335=DataInput!$B334,DataInput!K334,NA())","v":0.50722383266924798},null,null,"VIC Brooklyn (Jemena) 22 kV",null,null,null,null,false,null,null,{"$error":"#N/A"},{"$error":"#N/A"},{"$error":"#N/A"},{"$error":"#N/A"},{"$error":"#N/A"},{"$error":"#N/A"},{"$error":"#N/A"},{"$error":"#N/A"},{"$error":"#N/A"},{"$error":"#N/A"}]
[null,{"$f":"IF(DataInput!B335=$B$8,IF($B$9=$B$10,TRUE,IF(DataInput!E335=$B$9,TRUE,FALSE)))","v":true},null,null,{"$f":"IF(B336=TRUE,DataInput!B335,NA())","v":"VIC"},{"$f":"IF($E336=DataInput!$B335,DataInput!C335,NA())","v":"BLTS22J"},{"$f":"IF($E336=DataInput!$B335,DataInput!D335,NA())","v":"Brooklyn (Jemena) 22 kV"},{"$f":"IF($E336=DataInput!$B335,DataInput!E335,NA())","v":"Jemena"},{"$f":"IF($E336=DataInput!$B335,DataInput!F335,NA())","v":"Summer"},{"$f":"IF($E336=DataInput!$B335,DataInput!G335,NA())","v":"Non-Coincident"},{"$f":"IF($E336=DataInput!$B335,DataInput!H335,NA())","v":2021},{"$f":"IF($E336=DataInput!$B335,DataInput!I335,NA())","v":"POE10"},{"$f":"IF($E336=DataInput!$B335,DataInput!J335,NA())","v":1.9346681431424799},{"$f":"IF($E336=DataInput!$B335,DataInput!K335,NA())","v":0.50722383266924798},null,null,"VIC Brooklyn (Jemena) 22 kV",null,null,null,null,false,null,null,{"$error":"#N/A"},{"$error":"#N/A"},{"$error":"#N/A"},{"$error":"#N/A"},{"$error":"#N/A"},{"$error":"#N/A"},{"$error":"#N/A"},{"$error":"#N/A"},{"$error":"#N/A"},{"$error":"#N/A"}]
[null,{"$f":"IF(DataInput!B336=$B$8,IF($B$9=$B$10,TRUE,IF(DataInput!E336=$B$9,TRUE,FALSE)))","v":true},null,null,{"$f":"IF(B337=TRUE,DataInput!B336,NA())","v":"VIC"},{"$f":"IF($E337=DataInput!$B336,DataInput!C336,NA())","v":"BLTS22J"},{"$f":"IF($E337=DataInput!$B336,DataInput!D336,NA())","v":"Brooklyn (Jemena) 22 kV"},{"$f":"IF($E337=DataInput!$B336,DataInput!E336,NA())","v":"Jemena"},{"$f":"IF($E337=DataInput!$B336,DataInput!F336,NA())","v":"Summer"},{"$f":"IF($E337=DataInput!$B336,DataInput!G336,NA())","v":"Non-Coincident"},{"$f":"IF($E337=DataInput!$B336,DataInput!H336,NA())","v":2022},{"$f":"IF($E337=DataInput!$B336,DataInput!I336,NA())","v":"POE10"},{"$f":"IF($E337=DataInput!$B336,DataInput!J336,NA())","v":1.9346681431424799},{"$f":"IF($E337=DataInput!$B336,DataInput!K336,NA())","v":0.50722383266924798},null,null,"VIC Brooklyn (Jemena) 22 kV",null,null,null,null,false,null,null,{"$error":"#N/A"},{"$error":"#N/A"},{"$error":"#N/A"},{"$error":"#N/A"},{"$error":"#N/A"},{"$error":"#N/A"},{"$error":"#N/A"},{"$error":"#N/A"},{"$error":"#N/A"},{"$error":"#N/A"}]
[null,{"$f":"IF(DataInput!B337=$B$8,IF($B$9=$B$10,TRUE,IF(DataInput!E337=$B$9,TRUE,FALSE)))","v":true},null,null,{"$f":"IF(B338=TRUE,DataInput!B337,NA())","v":"VIC"},{"$f":"IF($E338=DataInput!$B337,DataInput!C337,NA())","v":"BLTS22J"},{"$f":"IF($E338=DataInput!$B337,DataInput!D337,NA())","v":"Brooklyn (Jemena) 22 kV"},{"$f":"IF($E338=DataInput!$B337,DataInput!E337,NA())","v":"Jemena"},{"$f":"IF($E338=DataInput!$B337,DataInput!F337,NA())","v":"Summer"},{"$f":"IF($E338=DataInput!$B337,DataInput!G337,NA())","v":"Non-Coincident"},{"$f":"IF($E338=DataInput!$B337,DataInput!H337,NA())","v":2023},{"$f":"IF($E338=DataInput!$B337,DataInput!I337,NA())","v":"POE10"},{"$f":"IF($E338=DataInput!$B337,DataInput!J337,NA())","v":1.9346681431424799},{"$f":"IF($E338=DataInput!$B337,DataInput!K337,NA())","v":0.50722383266924798},null,null,"VIC Brooklyn (Jemena) 22 kV",null,null,null,null,false,null,null,{"$error":"#N/A"},{"$error":"#N/A"},{"$error":"#N/A"},{"$error":"#N/A"},{"$error":"#N/A"},{"$error":"#N/A"},{"$error":"#N/A"},{"$error":"#N/A"},{"$error":"#N/A"},{"$error":"#N/A"}]
[null,{"$f":"IF(DataInput!B338=$B$8,IF($B$9=$B$10,TRUE,IF(DataInput!E338=$B$9,TRUE,FALSE)))","v":true},null,null,{"$f":"IF(B339=TRUE,DataInput!B338,NA())","v":"VIC"},{"$f":"IF($E339=DataInput!$B338,DataInput!C338,NA())","v":"BLTS22J"},{"$f":"IF($E339=DataInput!$B338,DataInput!D338,NA())","v":"Brooklyn (Jemena) 22 kV"},{"$f":"IF($E339=DataInput!$B338,DataInput!E338,NA())","v":"Jemena"},{"$f":"IF($E339=DataInput!$B338,DataInput!F338,NA())","v":"Summer"},{"$f":"IF($E339=DataInput!$B338,DataInput!G338,NA())","v":"Non-Coincident"},{"$f":"IF($E339=DataInput!$B338,DataInput!H338,NA())","v":2024},{"$f":"IF($E339=DataInput!$B338,DataInput!I338,NA())","v":"POE10"},{"$f":"IF($E339=DataInput!$B338,DataInput!J338,NA())","v":1.9346681431424799},{"$f":"IF($E339=DataInput!$B338,DataInput!K338,NA())","v":0.50722383266924798},null,null,"VIC Brooklyn (Jemena) 22 kV",null,null,null,null,false,null,null,{"$error":"#N/A"},{"$error":"#N/A"},{"$error":"#N/A"},{"$error":"#N/A"},{"$error":"#N/A"},{"$error":"#N/A"},{"$error":"#N/A"},{"$error":"#N/A"},{"$error":"#N/A"},{"$error":"#N/A"}]
[null,{"$f":"IF(DataInput!B339=$B$8,IF($B$9=$B$10,TRUE,IF(DataInput!E339=$B$9,TRUE,FALSE)))","v":true},null,null,{"$f":"IF(B340=TRUE,DataInput!B339,NA())","v":"VIC"},{"$f":"IF($E340=DataInput!$B339,DataInput!C339,NA())","v":"BLTS22J"},{"$f":"IF($E340=DataInput!$B339,DataInput!D339,NA())","v":"Brooklyn (Jemena) 22 kV"},{"$f":"IF($E340=DataInput!$B339,DataInput!E339,NA())","v":"Jemena"},{"$f":"IF($E340=DataInput!$B339,DataInput!F339,NA())","v":"Summer"},{"$f":"IF($E340=DataInput!$B339,DataInput!G339,NA())","v":"Non-Coincident"},{"$f":"IF($E340=DataInput!$B339,DataInput!H339,NA())","v":2025},{"$f":"IF($E340=DataInput!$B339,DataInput!I339,NA())","v":"POE10"},{"$f":"IF($E340=DataInput!$B339,DataInput!J339,NA())","v":1.9346681431424799},{"$f":"IF($E340=DataInput!$B339,DataInput!K339,NA())","v":0.50722383266924798},null,null,"VIC Brooklyn (Jemena) 22 kV",null,null,null,null,false,null,null,{"$error":"#N/A"},{"$error":"#N/A"},{"$error":"#N/A"},{"$error":"#N/A"},{"$error":"#N/A"},{"$error":"#N/A"},{"$error":"#N/A"},{"$error":"#N/A"},{"$error":"#N/A"},{"$error":"#N/A"}]
[null,{"$f":"IF(DataInput!B340=$B$8,IF($B$9=$B$10,TRUE,IF(DataInput!E340=$B$9,TRUE,FALSE)))","v":true},null,null,{"$f":"IF(B341=TRUE,DataInput!B340,NA())","v":"VIC"},{"$f":"IF($E341=DataInput!$B340,DataInput!C340,NA())","v":"BLTS22J"},{"$f":"IF($E341=DataInput!$B340,DataInput!D340,NA())","v":"Brooklyn (Jemena) 22 kV"},{"$f":"IF($E341=DataInput!$B340,DataInput!E340,NA())","v":"Jemena"},{"$f":"IF($E341=DataInput!$B340,DataInput!F340,NA())","v":"Summer"},{"$f":"IF($E341=DataInput!$B340,DataInput!G340,NA())","v":"Non-Coincident"},{"$f":"IF($E341=DataInput!$B340,DataInput!H340,NA())","v":2026},{"$f":"IF($E341=DataInput!$B340,DataInput!I340,NA())","v":"POE10"},{"$f":"IF($E341=DataInput!$B340,DataInput!J340,NA())","v":1.9346681431424799},{"$f":"IF($E341=DataInput!$B340,DataInput!K340,NA())","v":0.50722383266924798},null,null,"VIC Brooklyn (Jemena) 22 kV",null,null,null,null,false,null,null,{"$error":"#N/A"},{"$error":"#N/A"},{"$error":"#N/A"},{"$error":"#N/A"},{"$error":"#N/A"},{"$error":"#N/A"},{"$error":"#N/A"},{"$error":"#N/A"},{"$error":"#N/A"},{"$error":"#N/A"}]
[null,{"$f":"IF(DataInput!B341=$B$8,IF($B$9=$B$10,TRUE,IF(DataInput!E341=$B$9,TRUE,FALSE)))","v":true},null,null,{"$f":"IF(B342=TRUE,DataInput!B341,NA())","v":"VIC"},{"$f":"IF($E342=DataInput!$B341,DataInput!C341,NA())","v":"BLTS22J"},{"$f":"IF($E342=DataInput!$B341,DataInput!D341,NA())","v":"Brooklyn (Jemena) 22 kV"},{"$f":"IF($E342=DataInput!$B341,DataInput!E341,NA())","v":"Jemena"},{"$f":"IF($E342=DataInput!$B341,DataInput!F341,NA())","v":"Summer"},{"$f":"IF($E342=DataInput!$B341,DataInput!G341,NA())","v":"Non-Coincident"},{"$f":"IF($E342=DataInput!$B341,DataInput!H341,NA())","v":2017},{"$f":"IF($E342=DataInput!$B341,DataInput!I341,NA())","v":"POE50"},{"$f":"IF($E342=DataInput!$B341,DataInput!J341,NA())","v":1.8403513743889901},{"$f":"IF($E342=DataInput!$B341,DataInput!K341,NA())","v":0.50722383266924798},null,null,"VIC Brooklyn (Jemena) 22 kV",null,null,null,null,false,null,null,{"$error":"#N/A"},{"$error":"#N/A"},{"$error":"#N/A"},{"$error":"#N/A"},{"$error":"#N/A"},{"$error":"#N/A"},{"$error":"#N/A"},{"$error":"#N/A"},{"$error":"#N/A"},{"$error":"#N/A"}]
[null,{"$f":"IF(DataInput!B342=$B$8,IF($B$9=$B$10,TRUE,IF(DataInput!E342=$B$9,TRUE,FALSE)))","v":true},null,null,{"$f":"IF(B343=TRUE,DataInput!B342,NA())","v":"VIC"},{"$f":"IF($E343=DataInput!$B342,DataInput!C342,NA())","v":"BLTS22J"},{"$f":"IF($E343=DataInput!$B342,DataInput!D342,NA())","v":"Brooklyn (Jemena) 22 kV"},{"$f":"IF($E343=DataInput!$B342,DataInput!E342,NA())","v":"Jemena"},{"$f":"IF($E343=DataInput!$B342,DataInput!F342,NA())","v":"Summer"},{"$f":"IF($E343=DataInput!$B342,DataInput!G342,NA())","v":"Non-Coincident"},{"$f":"IF($E343=DataInput!$B342,DataInput!H342,NA())","v":2018},{"$f":"IF($E343=DataInput!$B342,DataInput!I342,NA())","v":"POE50"},{"$f":"IF($E343=DataInput!$B342,DataInput!J342,NA())","v":1.8403513743889901},{"$f":"IF($E343=DataInput!$B342,DataInput!K342,NA())","v":0.50722383266924798},null,null,"VIC Brooklyn (Jemena) 22 kV",null,null,null,null,false,null,null,{"$error":"#N/A"},{"$error":"#N/A"},{"$error":"#N/A"},{"$error":"#N/A"},{"$error":"#N/A"},{"$error":"#N/A"},{"$error":"#N/A"},{"$error":"#N/A"},{"$error":"#N/A"},{"$error":"#N/A"}]
[null,{"$f":"IF(DataInput!B343=$B$8,IF($B$9=$B$10,TRUE,IF(DataInput!E343=$B$9,TRUE,FALSE)))","v":true},null,null,{"$f":"IF(B344=TRUE,DataInput!B343,NA())","v":"VIC"},{"$f":"IF($E344=DataInput!$B343,DataInput!C343,NA())","v":"BLTS22J"},{"$f":"IF($E344=DataInput!$B343,DataInput!D343,NA())","v":"Brooklyn (Jemena) 22 kV"},{"$f":"IF($E344=DataInput!$B343,DataInput!E343,NA())","v":"Jemena"},{"$f":"IF($E344=DataInput!$B343,DataInput!F343,NA())","v":"Summer"},{"$f":"IF($E344=DataInput!$B343,DataInput!G343,NA())","v":"Non-Coincident"},{"$f":"IF($E344=DataInput!$B343,DataInput!H343,NA())","v":2019},{"$f":"IF($E344=DataInput!$B343,DataInput!I343,NA())","v":"POE50"},{"$f":"IF($E344=DataInput!$B343,DataInput!J343,NA())","v":1.8403513743889901},{"$f":"IF($E344=DataInput!$B343,DataInput!K343,NA())","v":0.50722383266924798},null,null,"VIC Brooklyn (Jemena) 22 kV",null,null,null,null,false,null,null,{"$error":"#N/A"},{"$error":"#N/A"},{"$error":"#N/A"},{"$error":"#N/A"},{"$error":"#N/A"},{"$error":"#N/A"},{"$error":"#N/A"},{"$error":"#N/A"},{"$error":"#N/A"},{"$error":"#N/A"}]
[null,{"$f":"IF(DataInput!B344=$B$8,IF($B$9=$B$10,TRUE,IF(DataInput!E344=$B$9,TRUE,FALSE)))","v":true},null,null,{"$f":"IF(B345=TRUE,DataInput!B344,NA())","v":"VIC"},{"$f":"IF($E345=DataInput!$B344,DataInput!C344,NA())","v":"BLTS22J"},{"$f":"IF($E345=DataInput!$B344,DataInput!D344,NA())","v":"Brooklyn (Jemena) 22 kV"},{"$f":"IF($E345=DataInput!$B344,DataInput!E344,NA())","v":"Jemena"},{"$f":"IF($E345=DataInput!$B344,DataInput!F344,NA())","v":"Summer"},{"$f":"IF($E345=DataInput!$B344,DataInput!G344,NA())","v":"Non-Coincident"},{"$f":"IF($E345=DataInput!$B344,DataInput!H344,NA())","v":2020},{"$f":"IF($E345=DataInput!$B344,DataInput!I344,NA())","v":"POE50"},{"$f":"IF($E345=DataInput!$B344,DataInput!J344,NA())","v":1.8403513743889901},{"$f":"IF($E345=DataInput!$B344,DataInput!K344,NA())","v":0.50722383266924798},null,null,"VIC Brooklyn (Jemena) 22 kV",null,null,null,null,false,null,null,{"$error":"#N/A"},{"$error":"#N/A"},{"$error":"#N/A"},{"$error":"#N/A"},{"$error":"#N/A"},{"$error":"#N/A"},{"$error":"#N/A"},{"$error":"#N/A"},{"$error":"#N/A"},{"$error":"#N/A"}]
[null,{"$f":"IF(DataInput!B345=$B$8,IF($B$9=$B$10,TRUE,IF(DataInput!E345=$B$9,TRUE,FALSE)))","v":true},null,null,{"$f":"IF(B346=TRUE,DataInput!B345,NA())","v":"VIC"},{"$f":"IF($E346=DataInput!$B345,DataInput!C345,NA())","v":"BLTS22J"},{"$f":"IF($E346=DataInput!$B345,DataInput!D345,NA())","v":"Brooklyn (Jemena) 22 kV"},{"$f":"IF($E346=DataInput!$B345,DataInput!E345,NA())","v":"Jemena"},{"$f":"IF($E346=DataInput!$B345,DataInput!F345,NA())","v":"Summer"},{"$f":"IF($E346=DataInput!$B345,DataInput!G345,NA())","v":"Non-Coincident"},{"$f":"IF($E346=DataInput!$B345,DataInput!H345,NA())","v":2021},{"$f":"IF($E346=DataInput!$B345,DataInput!I345,NA())","v":"POE50"},{"$f":"IF($E346=DataInput!$B345,DataInput!J345,NA())","v":1.8403513743889901},{"$f":"IF($E346=DataInput!$B345,DataInput!K345,NA())","v":0.50722383266924798},null,null,"VIC Brooklyn (Jemena) 22 kV",null,null,null,null,false,null,null,{"$error":"#N/A"},{"$error":"#N/A"},{"$error":"#N/A"},{"$error":"#N/A"},{"$error":"#N/A"},{"$error":"#N/A"},{"$error":"#N/A"},{"$error":"#N/A"},{"$error":"#N/A"},{"$error":"#N/A"}]
[null,{"$f":"IF(DataInput!B346=$B$8,IF($B$9=$B$10,TRUE,IF(DataInput!E346=$B$9,TRUE,FALSE)))","v":true},null,null,{"$f":"IF(B347=TRUE,DataInput!B346,NA())","v":"VIC"},{"$f":"IF($E347=DataInput!$B346,DataInput!C346,NA())","v":"BLTS22J"},{"$f":"IF($E347=DataInput!$B346,DataInput!D346,NA())","v":"Brooklyn (Jemena) 22 kV"},{"$f":"IF($E347=DataInput!$B346,DataInput!E346,NA())","v":"Jemena"},{"$f":"IF($E347=DataInput!$B346,DataInput!F346,NA())","v":"Summer"},{"$f":"IF($E347=DataInput!$B346,DataInput!G346,NA())","v":"Non-Coincident"},{"$f":"IF($E347=DataInput!$B346,DataInput!H346,NA())","v":2022},{"$f":"IF($E347=DataInput!$B346,DataInput!I346,NA())","v":"POE50"},{"$f":"IF($E347=DataInput!$B346,DataInput!J346,NA())","v":1.8403513743889901},{"$f":"IF($E347=DataInput!$B346,DataInput!K346,NA())","v":0.50722383266924798},null,null,"VIC Brooklyn (Jemena) 22 kV",null,null,null,null,false,null,null,{"$error":"#N/A"},{"$error":"#N/A"},{"$error":"#N/A"},{"$error":"#N/A"},{"$error":"#N/A"},{"$error":"#N/A"},{"$error":"#N/A"},{"$error":"#N/A"},{"$error":"#N/A"},{"$error":"#N/A"}]
[null,{"$f":"IF(DataInput!B347=$B$8,IF($B$9=$B$10,TRUE,IF(DataInput!E347=$B$9,TRUE,FALSE)))","v":true},null,null,{"$f":"IF(B348=TRUE,DataInput!B347,NA())","v":"VIC"},{"$f":"IF($E348=DataInput!$B347,DataInput!C347,NA())","v":"BLTS22J"},{"$f":"IF($E348=DataInput!$B347,DataInput!D347,NA())","v":"Brooklyn (Jemena) 22 kV"},{"$f":"IF($E348=DataInput!$B347,DataInput!E347,NA())","v":"Jemena"},{"$f":"IF($E348=DataInput!$B347,DataInput!F347,NA())","v":"Summer"},{"$f":"IF($E348=DataInput!$B347,DataInput!G347,NA())","v":"Non-Coincident"},{"$f":"IF($E348=DataInput!$B347,DataInput!H347,NA())","v":2023},{"$f":"IF($E348=DataInput!$B347,DataInput!I347,NA())","v":"POE50"},{"$f":"IF($E348=DataInput!$B347,DataInput!J347,NA())","v":1.8403513743889901},{"$f":"IF($E348=DataInput!$B347,DataInput!K347,NA())","v":0.50722383266924798},null,null,"VIC Brooklyn (Jemena) 22 kV",null,null,null,null,false,null,null,{"$error":"#N/A"},{"$error":"#N/A"},{"$error":"#N/A"},{"$error":"#N/A"},{"$error":"#N/A"},{"$error":"#N/A"},{"$error":"#N/A"},{"$error":"#N/A"},{"$error":"#N/A"},{"$error":"#N/A"}]
[null,{"$f":"IF(DataInput!B348=$B$8,IF($B$9=$B$10,TRUE,IF(DataInput!E348=$B$9,TRUE,FALSE)))","v":true},null,null,{"$f":"IF(B349=TRUE,DataInput!B348,NA())","v":"VIC"},{"$f":"IF($E349=DataInput!$B348,DataInput!C348,NA())","v":"BLTS22J"},{"$f":"IF($E349=DataInput!$B348,DataInput!D348,NA())","v":"Brooklyn (Jemena) 22 kV"},{"$f":"IF($E349=DataInput!$B348,DataInput!E348,NA())","v":"Jemena"},{"$f":"IF($E349=DataInput!$B348,DataInput!F348,NA())","v":"Summer"},{"$f":"IF($E349=DataInput!$B348,DataInput!G348,NA())","v":"Non-Coincident"},{"$f":"IF($E349=DataInput!$B348,DataInput!H348,NA())","v":2024},{"$f":"IF($E349=DataInput!$B348,DataInput!I348,NA())","v":"POE50"},{"$f":"IF($E349=DataInput!$B348,DataInput!J348,NA())","v":1.8403513743889901},{"$f":"IF($E349=DataInput!$B348,DataInput!K348,NA())","v":0.50722383266924798},null,null,"VIC Brooklyn (Jemena) 22 kV",null,null,null,null,false,null,null,{"$error":"#N/A"},{"$error":"#N/A"},{"$error":"#N/A"},{"$error":"#N/A"},{"$error":"#N/A"},{"$error":"#N/A"},{"$error":"#N/A"},{"$error":"#N/A"},{"$error":"#N/A"},{"$error":"#N/A"}]
[null,{"$f":"IF(DataInput!B349=$B$8,IF($B$9=$B$10,TRUE,IF(DataInput!E349=$B$9,TRUE,FALSE)))","v":true},null,null,{"$f":"IF(B350=TRUE,DataInput!B349,NA())","v":"VIC"},{"$f":"IF($E350=DataInput!$B349,DataInput!C349,NA())","v":"BLTS22J"},{"$f":"IF($E350=DataInput!$B349,DataInput!D349,NA())","v":"Brooklyn (Jemena) 22 kV"},{"$f":"IF($E350=DataInput!$B349,DataInput!E349,NA())","v":"Jemena"},{"$f":"IF($E350=DataInput!$B349,DataInput!F349,NA())","v":"Summer"},{"$f":"IF($E350=DataInput!$B349,DataInput!G349,NA())","v":"Non-Coincident"},{"$f":"IF($E350=DataInput!$B349,DataInput!H349,NA())","v":2025},{"$f":"IF($E350=DataInput!$B349,DataInput!I349,NA())","v":"POE50"},{"$f":"IF($E350=DataInput!$B349,DataInput!J349,NA())","v":1.8403513743889901},{"$f":"IF($E350=DataInput!$B349,DataInput!K349,NA())","v":0.50722383266924798},null,null,"VIC Brooklyn (Jemena) 22 kV",null,null,null,null,false,null,null,{"$error":"#N/A"},{"$error":"#N/A"},{"$error":"#N/A"},{"$error":"#N/A"},{"$error":"#N/A"},{"$error":"#N/A"},{"$error":"#N/A"},{"$error":"#N/A"},{"$error":"#N/A"},{"$error":"#N/A"}]
[null,{"$f":"IF(DataInput!B350=$B$8,IF($B$9=$B$10,TRUE,IF(DataInput!E350=$B$9,TRUE,FALSE)))","v":true},null,null,{"$f":"IF(B351=TRUE,DataInput!B350,NA())","v":"VIC"},{"$f":"IF($E351=DataInput!$B350,DataInput!C350,NA())","v":"BLTS22J"},{"$f":"IF($E351=DataInput!$B350,DataInput!D350,NA())","v":"Brooklyn (Jemena) 22 kV"},{"$f":"IF($E351=DataInput!$B350,DataInput!E350,NA())","v":"Jemena"},{"$f":"IF($E351=DataInput!$B350,DataInput!F350,NA())","v":"Summer"},{"$f":"IF($E351=DataInput!$B350,DataInput!G350,NA())","v":"Non-Coincident"},{"$f":"IF($E351=DataInput!$B350,DataInput!H350,NA())","v":2026},{"$f":"IF($E351=DataInput!$B350,DataInput!I350,NA())","v":"POE50"},{"$f":"IF($E351=DataInput!$B350,DataInput!J350,NA())","v":1.8403513743889901},{"$f":"IF($E351=DataInput!$B350,DataInput!K350,NA())","v":0.50722383266924798},null,null,"VIC Brooklyn (Jemena) 22 kV",null,null,null,null,false,null,null,{"$error":"#N/A"},{"$error":"#N/A"},{"$error":"#N/A"},{"$error":"#N/A"},{"$error":"#N/A"},{"$error":"#N/A"},{"$error":"#N/A"},{"$error":"#N/A"},{"$error":"#N/A"},{"$error":"#N/A"}]
[null,{"$f":"IF(DataInput!B351=$B$8,IF($B$9=$B$10,TRUE,IF(DataInput!E351=$B$9,TRUE,FALSE)))","v":true},null,null,{"$f":"IF(B352=TRUE,DataInput!B351,NA())","v":"VIC"},{"$f":"IF($E352=DataInput!$B351,DataInput!C351,NA())","v":"BLTS22J"},{"$f":"IF($E352=DataInput!$B351,DataInput!D351,NA())","v":"Brooklyn (Jemena) 22 kV"},{"$f":"IF($E352=DataInput!$B351,DataInput!E351,NA())","v":"Jemena"},{"$f":"IF($E352=DataInput!$B351,DataInput!F351,NA())","v":"Winter"},{"$f":"IF($E352=DataInput!$B351,DataInput!G351,NA())","v":"Non-Coincident"},{"$f":"IF($E352=DataInput!$B351,DataInput!H351,NA())","v":2016},{"$f":"IF($E352=DataInput!$B351,DataInput!I351,NA())","v":"POE10"},{"$f":"IF($E352=DataInput!$B351,DataInput!J351,NA())","v":1.9290071475086501},{"$f":"IF($E352=DataInput!$B351,DataInput!K351,NA())","v":0.60562490783612},null,null,"VIC Brooklyn (Jemena) 22 kV",null,null,null,null,false,null,null,{"$error":"#N/A"},{"$error":"#N/A"},{"$error":"#N/A"},{"$error":"#N/A"},{"$error":"#N/A"},{"$error":"#N/A"},{"$error":"#N/A"},{"$error":"#N/A"},{"$error":"#N/A"},{"$error":"#N/A"}]
[null,{"$f":"IF(DataInput!B352=$B$8,IF($B$9=$B$10,TRUE,IF(DataInput!E352=$B$9,TRUE,FALSE)))","v":true},null,null,{"$f":"IF(B353=TRUE,DataInput!B352,NA())","v":"VIC"},{"$f":"IF($E353=DataInput!$B352,DataInput!C352,NA())","v":"BLTS22J"},{"$f":"IF($E353=DataInput!$B352,DataInput!D352,NA())","v":"Brooklyn (Jemena) 22 kV"},{"$f":"IF($E353=DataInput!$B352,DataInput!E352,NA())","v":"Jemena"},{"$f":"IF($E353=DataInput!$B352,DataInput!F352,NA())","v":"Winter"},{"$f":"IF($E353=DataInput!$B352,DataInput!G352,NA())","v":"Non-Coincident"},{"$f":"IF($E353=DataInput!$B352,DataInput!H352,NA())","v":2017},{"$f":"IF($E353=DataInput!$B352,DataInput!I352,NA())","v":"POE10"},{"$f":"IF($E353=DataInput!$B352,DataInput!J352,NA())","v":1.9290071475086501},{"$f":"IF($E353=DataInput!$B352,DataInput!K352,NA())","v":0.60562490783612},null,null,"VIC Brooklyn (Jemena) 22 kV",null,null,null,null,false,null,null,{"$error":"#N/A"},{"$error":"#N/A"},{"$error":"#N/A"},{"$error":"#N/A"},{"$error":"#N/A"},{"$error":"#N/A"},{"$error":"#N/A"},{"$error":"#N/A"},{"$error":"#N/A"},{"$error":"#N/A"}]
[null,{"$f":"IF(DataInput!B353=$B$8,IF($B$9=$B$10,TRUE,IF(DataInput!E353=$B$9,TRUE,FALSE)))","v":true},null,null,{"$f":"IF(B354=TRUE,DataInput!B353,NA())","v":"VIC"},{"$f":"IF($E354=DataInput!$B353,DataInput!C353,NA())","v":"BLTS22J"},{"$f":"IF($E354=DataInput!$B353,DataInput!D353,NA())","v":"Brooklyn (Jemena) 22 kV"},{"$f":"IF($E354=DataInput!$B353,DataInput!E353,NA())","v":"Jemena"},{"$f":"IF($E354=DataInput!$B353,DataInput!F353,NA())","v":"Winter"},{"$f":"IF($E354=DataInput!$B353,DataInput!G353,NA())","v":"Non-Coincident"},{"$f":"IF($E354=DataInput!$B353,DataInput!H353,NA())","v":2018},{"$f":"IF($E354=DataInput!$B353,DataInput!I353,NA())","v":"POE10"},{"$f":"IF($E354=DataInput!$B353,DataInput!J353,NA())","v":1.9290071475086501},{"$f":"IF($E354=DataInput!$B353,DataInput!K353,NA())","v":0.60562490783612},null,null,"VIC Brooklyn (Jemena) 22 kV",null,null,null,null,false,null,null,{"$error":"#N/A"},{"$error":"#N/A"},{"$error":"#N/A"},{"$error":"#N/A"},{"$error":"#N/A"},{"$error":"#N/A"},{"$error":"#N/A"},{"$error":"#N/A"},{"$error":"#N/A"},{"$error":"#N/A"}]
[null,{"$f":"IF(DataInput!B354=$B$8,IF($B$9=$B$10,TRUE,IF(DataInput!E354=$B$9,TRUE,FALSE)))","v":true},null,null,{"$f":"IF(B355=TRUE,DataInput!B354,NA())","v":"VIC"},{"$f":"IF($E355=DataInput!$B354,DataInput!C354,NA())","v":"BLTS22J"},{"$f":"IF($E355=DataInput!$B354,DataInput!D354,NA())","v":"Brooklyn (Jemena) 22 kV"},{"$f":"IF($E355=DataInput!$B354,DataInput!E354,NA())","v":"Jemena"},{"$f":"IF($E355=DataInput!$B354,DataInput!F354,NA())","v":"Winter"},{"$f":"IF($E355=DataInput!$B354,DataInput!G354,NA())","v":"Non-Coincident"},{"$f":"IF($E355=DataInput!$B354,DataInput!H354,NA())","v":2019},{"$f":"IF($E355=DataInput!$B354,DataInput!I354,NA())","v":"POE10"},{"$f":"IF($E355=DataInput!$B354,DataInput!J354,NA())","v":1.9290071475086501},{"$f":"IF($E355=DataInput!$B354,DataInput!K354,NA())","v":0.60562490783612},null,null,"VIC Brooklyn (Jemena) 22 kV",null,null,null,null,false,null,null,{"$error":"#N/A"},{"$error":"#N/A"},{"$error":"#N/A"},{"$error":"#N/A"},{"$error":"#N/A"},{"$error":"#N/A"},{"$error":"#N/A"},{"$error":"#N/A"},{"$error":"#N/A"},{"$error":"#N/A"}]
[null,{"$f":"IF(DataInput!B355=$B$8,IF($B$9=$B$10,TRUE,IF(DataInput!E355=$B$9,TRUE,FALSE)))","v":true},null,null,{"$f":"IF(B356=TRUE,DataInput!B355,NA())","v":"VIC"},{"$f":"IF($E356=DataInput!$B355,DataInput!C355,NA())","v":"BLTS22J"},{"$f":"IF($E356=DataInput!$B355,DataInput!D355,NA())","v":"Brooklyn (Jemena) 22 kV"},{"$f":"IF($E356=DataInput!$B355,DataInput!E355,NA())","v":"Jemena"},{"$f":"IF($E356=DataInput!$B355,DataInput!F355,NA())","v":"Winter"},{"$f":"IF($E356=DataInput!$B355,DataInput!G355,NA())","v":"Non-Coincident"},{"$f":"IF($E356=DataInput!$B355,DataInput!H355,NA())","v":2020},{"$f":"IF($E356=DataInput!$B355,DataInput!I355,NA())","v":"POE10"},{"$f":"IF($E356=DataInput!$B355,DataInput!J355,NA())","v":1.9290071475086501},{"$f":"IF($E356=DataInput!$B355,DataInput!K355,NA())","v":0.60562490783612},null,null,"VIC Brooklyn (Jemena) 22 kV",null,null,null,null,false,null,null,{"$error":"#N/A"},{"$error":"#N/A"},{"$error":"#N/A"},{"$error":"#N/A"},{"$error":"#N/A"},{"$error":"#N/A"},{"$error":"#N/A"},{"$error":"#N/A"},{"$error":"#N/A"},{"$error":"#N/A"}]
[null,{"$f":"IF(DataInput!B356=$B$8,IF($B$9=$B$10,TRUE,IF(DataInput!E356=$B$9,TRUE,FALSE)))","v":true},null,null,{"$f":"IF(B357=TRUE,DataInput!B356,NA())","v":"VIC"},{"$f":"IF($E357=DataInput!$B356,DataInput!C356,NA())","v":"BLTS22J"},{"$f":"IF($E357=DataInput!$B356,DataInput!D356,NA())","v":"Brooklyn (Jemena) 22 kV"},{"$f":"IF($E357=DataInput!$B356,DataInput!E356,NA())","v":"Jemena"},{"$f":"IF($E357=DataInput!$B356,DataInput!F356,NA())","v":"Winter"},{"$f":"IF($E357=DataInput!$B356,DataInput!G356,NA())","v":"Non-Coincident"},{"$f":"IF($E357=DataInput!$B356,DataInput!H356,NA())","v":2021},{"$f":"IF($E357=DataInput!$B356,DataInput!I356,NA())","v":"POE10"},{"$f":"IF($E357=DataInput!$B356,DataInput!J356,NA())","v":1.9290071475086501},{"$f":"IF($E357=DataInput!$B356,DataInput!K356,NA())","v":0.60562490783612},null,null,"VIC Brooklyn (Jemena) 22 kV",null,null,null,null,false,null,null,{"$error":"#N/A"},{"$error":"#N/A"},{"$error":"#N/A"},{"$error":"#N/A"},{"$error":"#N/A"},{"$error":"#N/A"},{"$error":"#N/A"},{"$error":"#N/A"},{"$error":"#N/A"},{"$error":"#N/A"}]
[null,{"$f":"IF(DataInput!B357=$B$8,IF($B$9=$B$10,TRUE,IF(DataInput!E357=$B$9,TRUE,FALSE)))","v":true},null,null,{"$f":"IF(B358=TRUE,DataInput!B357,NA())","v":"VIC"},{"$f":"IF($E358=DataInput!$B357,DataInput!C357,NA())","v":"BLTS22J"},{"$f":"IF($E358=DataInput!$B357,DataInput!D357,NA())","v":"Brooklyn (Jemena) 22 kV"},{"$f":"IF($E358=DataInput!$B357,DataInput!E357,NA())","v":"Jemena"},{"$f":"IF($E358=DataInput!$B357,DataInput!F357,NA())","v":"Winter"},{"$f":"IF($E358=DataInput!$B357,DataInput!G357,NA())","v":"Non-Coincident"},{"$f":"IF($E358=DataInput!$B357,DataInput!H357,NA())","v":2022},{"$f":"IF($E358=DataInput!$B357,DataInput!I357,NA())","v":"POE10"},{"$f":"IF($E358=DataInput!$B357,DataInput!J357,NA())","v":1.9290071475086501},{"$f":"IF($E358=DataInput!$B357,DataInput!K357,NA())","v":0.60562490783612},null,null,"VIC Brooklyn (Jemena) 22 kV",null,null,null,null,false,null,null,{"$error":"#N/A"},{"$error":"#N/A"},{"$error":"#N/A"},{"$error":"#N/A"},{"$error":"#N/A"},{"$error":"#N/A"},{"$error":"#N/A"},{"$error":"#N/A"},{"$error":"#N/A"},{"$error":"#N/A"}]
[null,{"$f":"IF(DataInput!B358=$B$8,IF($B$9=$B$10,TRUE,IF(DataInput!E358=$B$9,TRUE,FALSE)))","v":true},null,null,{"$f":"IF(B359=TRUE,DataInput!B358,NA())","v":"VIC"},{"$f":"IF($E359=DataInput!$B358,DataInput!C358,NA())","v":"BLTS22J"},{"$f":"IF($E359=DataInput!$B358,DataInput!D358,NA())","v":"Brooklyn (Jemena) 22 kV"},{"$f":"IF($E359=DataInput!$B358,DataInput!E358,NA())","v":"Jemena"},{"$f":"IF($E359=DataInput!$B358,DataInput!F358,NA())","v":"Winter"},{"$f":"IF($E359=DataInput!$B358,DataInput!G358,NA())","v":"Non-Coincident"},{"$f":"IF($E359=DataInput!$B358,DataInput!H358,NA())","v":2023},{"$f":"IF($E359=DataInput!$B358,DataInput!I358,NA())","v":"POE10"},{"$f":"IF($E359=DataInput!$B358,DataInput!J358,NA())","v":1.9290071475086501},{"$f":"IF($E359=DataInput!$B358,DataInput!K358,NA())","v":0.60562490783612},null,null,"VIC Brooklyn (Jemena) 22 kV",null,null,null,null,false,null,null,{"$error":"#N/A"},{"$error":"#N/A"},{"$error":"#N/A"},{"$error":"#N/A"},{"$error":"#N/A"},{"$error":"#N/A"},{"$error":"#N/A"},{"$error":"#N/A"},{"$error":"#N/A"},{"$error":"#N/A"}]
[null,{"$f":"IF(DataInput!B359=$B$8,IF($B$9=$B$10,TRUE,IF(DataInput!E359=$B$9,TRUE,FALSE)))","v":true},null,null,{"$f":"IF(B360=TRUE,DataInput!B359,NA())","v":"VIC"},{"$f":"IF($E360=DataInput!$B359,DataInput!C359,NA())","v":"BLTS22J"},{"$f":"IF($E360=DataInput!$B359,DataInput!D359,NA())","v":"Brooklyn (Jemena) 22 kV"},{"$f":"IF($E360=DataInput!$B359,DataInput!E359,NA())","v":"Jemena"},{"$f":"IF($E360=DataInput!$B359,DataInput!F359,NA())","v":"Winter"},{"$f":"IF($E360=DataInput!$B359,DataInput!G359,NA())","v":"Non-Coincident"},{"$f":"IF($E360=DataInput!$B359,DataInput!H359,NA())","v":2024},{"$f":"IF($E360=DataInput!$B359,DataInput!I359,NA())","v":"POE10"},{"$f":"IF($E360=DataInput!$B359,DataInput!J359,NA())","v":1.9290071475086501},{"$f":"IF($E360=DataInput!$B359,DataInput!K359,NA())","v":0.60562490783612},null,null,"VIC Brooklyn (Jemena) 22 kV",null,null,null,null,false,null,null,{"$error":"#N/A"},{"$error":"#N/A"},{"$error":"#N/A"},{"$error":"#N/A"},{"$error":"#N/A"},{"$error":"#N/A"},{"$error":"#N/A"},{"$error":"#N/A"},{"$error":"#N/A"},{"$error":"#N/A"}]
[null,{"$f":"IF(DataInput!B360=$B$8,IF($B$9=$B$10,TRUE,IF(DataInput!E360=$B$9,TRUE,FALSE)))","v":true},null,null,{"$f":"IF(B361=TRUE,DataInput!B360,NA())","v":"VIC"},{"$f":"IF($E361=DataInput!$B360,DataInput!C360,NA())","v":"BLTS22J"},{"$f":"IF($E361=DataInput!$B360,DataInput!D360,NA())","v":"Brooklyn (Jemena) 22 kV"},{"$f":"IF($E361=DataInput!$B360,DataInput!E360,NA())","v":"Jemena"},{"$f":"IF($E361=DataInput!$B360,DataInput!F360,NA())","v":"Winter"},{"$f":"IF($E361=DataInput!$B360,DataInput!G360,NA())","v":"Non-Coincident"},{"$f":"IF($E361=DataInput!$B360,DataInput!H360,NA())","v":2025},{"$f":"IF($E361=DataInput!$B360,DataInput!I360,NA())","v":"POE10"},{"$f":"IF($E361=DataInput!$B360,DataInput!J360,NA())","v":1.9290071475086501},{"$f":"IF($E361=DataInput!$B360,DataInput!K360,NA())","v":0.60562490783612},null,null,"VIC Brooklyn (Jemena) 22 kV",null,null,null,null,false,null,null,{"$error":"#N/A"},{"$error":"#N/A"},{"$error":"#N/A"},{"$error":"#N/A"},{"$error":"#N/A"},{"$error":"#N/A"},{"$error":"#N/A"},{"$error":"#N/A"},{"$error":"#N/A"},{"$error":"#N/A"}]
[null,{"$f":"IF(DataInput!B361=$B$8,IF($B$9=$B$10,TRUE,IF(DataInput!E361=$B$9,TRUE,FALSE)))","v":true},null,null,{"$f":"IF(B362=TRUE,DataInput!B361,NA())","v":"VIC"},{"$f":"IF($E362=DataInput!$B361,DataInput!C361,NA())","v":"BLTS22J"},{"$f":"IF($E362=DataInput!$B361,DataInput!D361,NA())","v":"Brooklyn (Jemena) 22 kV"},{"$f":"IF($E362=DataInput!$B361,DataInput!E361,NA())","v":"Jemena"},{"$f":"IF($E362=DataInput!$B361,DataInput!F361,NA())","v":"Winter"},{"$f":"IF($E362=DataInput!$B361,DataInput!G361,NA())","v":"Non-Coincident"},{"$f":"IF($E362=DataInput!$B361,DataInput!H361,NA())","v":2016},{"$f":"IF($E362=DataInput!$B361,DataInput!I361,NA())","v":"POE50"},{"$f":"IF($E362=DataInput!$B361,DataInput!J361,NA())","v":1.8236420651829599},{"$f":"IF($E362=DataInput!$B361,DataInput!K361,NA())","v":0.60562490783612},null,null,"VIC Brooklyn (Jemena) 22 kV",null,null,null,null,false,null,null,{"$error":"#N/A"},{"$error":"#N/A"},{"$error":"#N/A"},{"$error":"#N/A"},{"$error":"#N/A"},{"$error":"#N/A"},{"$error":"#N/A"},{"$error":"#N/A"},{"$error":"#N/A"},{"$error":"#N/A"}]
[null,{"$f":"IF(DataInput!B362=$B$8,IF($B$9=$B$10,TRUE,IF(DataInput!E362=$B$9,TRUE,FALSE)))","v":true},null,null,{"$f":"IF(B363=TRUE,DataInput!B362,NA())","v":"VIC"},{"$f":"IF($E363=DataInput!$B362,DataInput!C362,NA())","v":"BLTS22J"},{"$f":"IF($E363=DataInput!$B362,DataInput!D362,NA())","v":"Brooklyn (Jemena) 22 kV"},{"$f":"IF($E363=DataInput!$B362,DataInput!E362,NA())","v":"Jemena"},{"$f":"IF($E363=DataInput!$B362,DataInput!F362,NA())","v":"Winter"},{"$f":"IF($E363=DataInput!$B362,DataInput!G362,NA())","v":"Non-Coincident"},{"$f":"IF($E363=DataInput!$B362,DataInput!H362,NA())","v":2017},{"$f":"IF($E363=DataInput!$B362,DataInput!I362,NA())","v":"POE50"},{"$f":"IF($E363=DataInput!$B362,DataInput!J362,NA())","v":1.8236420651829599},{"$f":"IF($E363=DataInput!$B362,DataInput!K362,NA())","v":0.60562490783612},null,null,"VIC Brooklyn (Jemena) 22 kV",null,null,null,null,false,null,null,{"$error":"#N/A"},{"$error":"#N/A"},{"$error":"#N/A"},{"$error":"#N/A"},{"$error":"#N/A"},{"$error":"#N/A"},{"$error":"#N/A"},{"$error":"#N/A"},{"$error":"#N/A"},{"$error":"#N/A"}]
[null,{"$f":"IF(DataInput!B363=$B$8,IF($B$9=$B$10,TRUE,IF(DataInput!E363=$B$9,TRUE,FALSE)))","v":true},null,null,{"$f":"IF(B364=TRUE,DataInput!B363,NA())","v":"VIC"},{"$f":"IF($E364=DataInput!$B363,DataInput!C363,NA())","v":"BLTS22J"},{"$f":"IF($E364=DataInput!$B363,DataInput!D363,NA())","v":"Brooklyn (Jemena) 22 kV"},{"$f":"IF($E364=DataInput!$B363,DataInput!E363,NA())","v":"Jemena"},{"$f":"IF($E364=DataInput!$B363,DataInput!F363,NA())","v":"Winter"},{"$f":"IF($E364=DataInput!$B363,DataInput!G363,NA())","v":"Non-Coincident"},{"$f":"IF($E364=DataInput!$B363,DataInput!H363,NA())","v":2018},{"$f":"IF($E364=DataInput!$B363,DataInput!I363,NA())","v":"POE50"},{"$f":"IF($E364=DataInput!$B363,DataInput!J363,NA())","v":1.8236420651829599},{"$f":"IF($E364=DataInput!$B363,DataInput!K363,NA())","v":0.60562490783612},null,null,"VIC Brooklyn (Jemena) 22 kV",null,null,null,null,false,null,null,{"$error":"#N/A"},{"$error":"#N/A"},{"$error":"#N/A"},{"$error":"#N/A"},{"$error":"#N/A"},{"$error":"#N/A"},{"$error":"#N/A"},{"$error":"#N/A"},{"$error":"#N/A"},{"$error":"#N/A"}]
[null,{"$f":"IF(DataInput!B364=$B$8,IF($B$9=$B$10,TRUE,IF(DataInput!E364=$B$9,TRUE,FALSE)))","v":true},null,null,{"$f":"IF(B365=TRUE,DataInput!B364,NA())","v":"VIC"},{"$f":"IF($E365=DataInput!$B364,DataInput!C364,NA())","v":"BLTS22J"},{"$f":"IF($E365=DataInput!$B364,DataInput!D364,NA())","v":"Brooklyn (Jemena) 22 kV"},{"$f":"IF($E365=DataInput!$B364,DataInput!E364,NA())","v":"Jemena"},{"$f":"IF($E365=DataInput!$B364,DataInput!F364,NA())","v":"Winter"},{"$f":"IF($E365=DataInput!$B364,DataInput!G364,NA())","v":"Non-Coincident"},{"$f":"IF($E365=DataInput!$B364,DataInput!H364,NA())","v":2019},{"$f":"IF($E365=DataInput!$B364,DataInput!I364,NA())","v":"POE50"},{"$f":"IF($E365=DataInput!$B364,DataInput!J364,NA())","v":1.8236420651829599},{"$f":"IF($E365=DataInput!$B364,DataInput!K364,NA())","v":0.60562490783612},null,null,"VIC Brooklyn (Jemena) 22 kV",null,null,null,null,false,null,null,{"$error":"#N/A"},{"$error":"#N/A"},{"$error":"#N/A"},{"$error":"#N/A"},{"$error":"#N/A"},{"$error":"#N/A"},{"$error":"#N/A"},{"$error":"#N/A"},{"$error":"#N/A"},{"$error":"#N/A"}]
[null,{"$f":"IF(DataInput!B365=$B$8,IF($B$9=$B$10,TRUE,IF(DataInput!E365=$B$9,TRUE,FALSE)))","v":true},null,null,{"$f":"IF(B366=TRUE,DataInput!B365,NA())","v":"VIC"},{"$f":"IF($E366=DataInput!$B365,DataInput!C365,NA())","v":"BLTS22J"},{"$f":"IF($E366=DataInput!$B365,DataInput!D365,NA())","v":"Brooklyn (Jemena) 22 kV"},{"$f":"IF($E366=DataInput!$B365,DataInput!E365,NA())","v":"Jemena"},{"$f":"IF($E366=DataInput!$B365,DataInput!F365,NA())","v":"Winter"},{"$f":"IF($E366=DataInput!$B365,DataInput!G365,NA())","v":"Non-Coincident"},{"$f":"IF($E366=DataInput!$B365,DataInput!H365,NA())","v":2020},{"$f":"IF($E366=DataInput!$B365,DataInput!I365,NA())","v":"POE50"},{"$f":"IF($E366=DataInput!$B365,DataInput!J365,NA())","v":1.8236420651829599},{"$f":"IF($E366=DataInput!$B365,DataInput!K365,NA())","v":0.60562490783612},null,null,"VIC Brooklyn (Jemena) 22 kV",null,null,null,null,false,null,null,{"$error":"#N/A"},{"$error":"#N/A"},{"$error":"#N/A"},{"$error":"#N/A"},{"$error":"#N/A"},{"$error":"#N/A"},{"$error":"#N/A"},{"$error":"#N/A"},{"$error":"#N/A"},{"$error":"#N/A"}]
[null,{"$f":"IF(DataInput!B366=$B$8,IF($B$9=$B$10,TRUE,IF(DataInput!E366=$B$9,TRUE,FALSE)))","v":true},null,null,{"$f":"IF(B367=TRUE,DataInput!B366,NA())","v":"VIC"},{"$f":"IF($E367=DataInput!$B366,DataInput!C366,NA())","v":"BLTS22J"},{"$f":"IF($E367=DataInput!$B366,DataInput!D366,NA())","v":"Brooklyn (Jemena) 22 kV"},{"$f":"IF($E367=DataInput!$B366,DataInput!E366,NA())","v":"Jemena"},{"$f":"IF($E367=DataInput!$B366,DataInput!F366,NA())","v":"Winter"},{"$f":"IF($E367=DataInput!$B366,DataInput!G366,NA())","v":"Non-Coincident"},{"$f":"IF($E367=DataInput!$B366,DataInput!H366,NA())","v":2021},{"$f":"IF($E367=DataInput!$B366,DataInput!I366,NA())","v":"POE50"},{"$f":"IF($E367=DataInput!$B366,DataInput!J366,NA())","v":1.8236420651829599},{"$f":"IF($E367=DataInput!$B366,DataInput!K366,NA())","v":0.60562490783612},null,null,"VIC Brooklyn (Jemena) 22 kV",null,null,null,null,false,null,null,{"$error":"#N/A"},{"$error":"#N/A"},{"$error":"#N/A"},{"$error":"#N/A"},{"$error":"#N/A"},{"$error":"#N/A"},{"$error":"#N/A"},{"$error":"#N/A"},{"$error":"#N/A"},{"$error":"#N/A"}]
[null,{"$f":"IF(DataInput!B367=$B$8,IF($B$9=$B$10,TRUE,IF(DataInput!E367=$B$9,TRUE,FALSE)))","v":true},null,null,{"$f":"IF(B368=TRUE,DataInput!B367,NA())","v":"VIC"},{"$f":"IF($E368=DataInput!$B367,DataInput!C367,NA())","v":"BLTS22J"},{"$f":"IF($E368=DataInput!$B367,DataInput!D367,NA())","v":"Brooklyn (Jemena) 22 kV"},{"$f":"IF($E368=DataInput!$B367,DataInput!E367,NA())","v":"Jemena"},{"$f":"IF($E368=DataInput!$B367,DataInput!F367,NA())","v":"Winter"},{"$f":"IF($E368=DataInput!$B367,DataInput!G367,NA())","v":"Non-Coincident"},{"$f":"IF($E368=DataInput!$B367,DataInput!H367,NA())","v":2022},{"$f":"IF($E368=DataInput!$B367,DataInput!I367,NA())","v":"POE50"},{"$f":"IF($E368=DataInput!$B367,DataInput!J367,NA())","v":1.8236420651829599},{"$f":"IF($E368=DataInput!$B367,DataInput!K367,NA())","v":0.60562490783612},null,null,"VIC Brooklyn (Jemena) 22 kV",null,null,null,null,false,null,null,{"$error":"#N/A"},{"$error":"#N/A"},{"$error":"#N/A"},{"$error":"#N/A"},{"$error":"#N/A"},{"$error":"#N/A"},{"$error":"#N/A"},{"$error":"#N/A"},{"$error":"#N/A"},{"$error":"#N/A"}]
[null,{"$f":"IF(DataInput!B368=$B$8,IF($B$9=$B$10,TRUE,IF(DataInput!E368=$B$9,TRUE,FALSE)))","v":true},null,null,{"$f":"IF(B369=TRUE,DataInput!B368,NA())","v":"VIC"},{"$f":"IF($E369=DataInput!$B368,DataInput!C368,NA())","v":"BLTS22J"},{"$f":"IF($E369=DataInput!$B368,DataInput!D368,NA())","v":"Brooklyn (Jemena) 22 kV"},{"$f":"IF($E369=DataInput!$B368,DataInput!E368,NA())","v":"Jemena"},{"$f":"IF($E369=DataInput!$B368,DataInput!F368,NA())","v":"Winter"},{"$f":"IF($E369=DataInput!$B368,DataInput!G368,NA())","v":"Non-Coincident"},{"$f":"IF($E369=DataInput!$B368,DataInput!H368,NA())","v":2023},{"$f":"IF($E369=DataInput!$B368,DataInput!I368,NA())","v":"POE50"},{"$f":"IF($E369=DataInput!$B368,DataInput!J368,NA())","v":1.8236420651829599},{"$f":"IF($E369=DataInput!$B368,DataInput!K368,NA())","v":0.60562490783612},null,null,"VIC Brooklyn (Jemena) 22 kV",null,null,null,null,false,null,null,{"$error":"#N/A"},{"$error":"#N/A"},{"$error":"#N/A"},{"$error":"#N/A"},{"$error":"#N/A"},{"$error":"#N/A"},{"$error":"#N/A"},{"$error":"#N/A"},{"$error":"#N/A"},{"$error":"#N/A"}]
[null,{"$f":"IF(DataInput!B369=$B$8,IF($B$9=$B$10,TRUE,IF(DataInput!E369=$B$9,TRUE,FALSE)))","v":true},null,null,{"$f":"IF(B370=TRUE,DataInput!B369,NA())","v":"VIC"},{"$f":"IF($E370=DataInput!$B369,DataInput!C369,NA())","v":"BLTS22J"},{"$f":"IF($E370=DataInput!$B369,DataInput!D369,NA())","v":"Brooklyn (Jemena) 22 kV"},{"$f":"IF($E370=DataInput!$B369,DataInput!E369,NA())","v":"Jemena"},{"$f":"IF($E370=DataInput!$B369,DataInput!F369,NA())","v":"Winter"},{"$f":"IF($E370=DataInput!$B369,DataInput!G369,NA())","v":"Non-Coincident"},{"$f":"IF($E370=DataInput!$B369,DataInput!H369,NA())","v":2024},{"$f":"IF($E370=DataInput!$B369,DataInput!I369,NA())","v":"POE50"},{"$f":"IF($E370=DataInput!$B369,DataInput!J369,NA())","v":1.8236420651829599},{"$f":"IF($E370=DataInput!$B369,DataInput!K369,NA())","v":0.60562490783612},null,null,"VIC Brooklyn (Jemena) 22 kV",null,null,null,null,false,null,null,{"$error":"#N/A"},{"$error":"#N/A"},{"$error":"#N/A"},{"$error":"#N/A"},{"$error":"#N/A"},{"$error":"#N/A"},{"$error":"#N/A"},{"$error":"#N/A"},{"$error":"#N/A"},{"$error":"#N/A"}]
[null,{"$f":"IF(DataInput!B370=$B$8,IF($B$9=$B$10,TRUE,IF(DataInput!E370=$B$9,TRUE,FALSE)))","v":true},null,null,{"$f":"IF(B371=TRUE,DataInput!B370,NA())","v":"VIC"},{"$f":"IF($E371=DataInput!$B370,DataInput!C370,NA())","v":"BLTS22J"},{"$f":"IF($E371=DataInput!$B370,DataInput!D370,NA())","v":"Brooklyn (Jemena) 22 kV"},{"$f":"IF($E371=DataInput!$B370,DataInput!E370,NA())","v":"Jemena"},{"$f":"IF($E371=DataInput!$B370,DataInput!F370,NA())","v":"Winter"},{"$f":"IF($E371=DataInput!$B370,DataInput!G370,NA())","v":"Non-Coincident"},{"$f":"IF($E371=DataInput!$B370,DataInput!H370,NA())","v":2025},{"$f":"IF($E371=DataInput!$B370,DataInput!I370,NA())","v":"POE50"},{"$f":"IF($E371=DataInput!$B370,DataInput!J370,NA())","v":1.8236420651829599},{"$f":"IF($E371=DataInput!$B370,DataInput!K370,NA())","v":0.60562490783612},null,null,"VIC Brooklyn (Jemena) 22 kV",null,null,null,null,false,null,null,{"$error":"#N/A"},{"$f":"IF($V371=TRUE,F371,NA())","v":{"$error":"#N/A"}},{"$f":"IF($V371=TRUE,G371,NA())","v":{"$error":"#N/A"}},{"$f":"IF($V371=TRUE,H371,NA())","v":{"$error":"#N/A"}},{"$f":"IF($V371=TRUE,I371,NA())","v":{"$error":"#N/A"}},{"$f":"IF($V371=TRUE,J371,NA())","v":{"$error":"#N/A"}},{"$f":"IF($V371=TRUE,K371,NA())","v":{"$error":"#N/A"}},{"$f":"IF($V371=TRUE,L371,NA())","v":{"$error":"#N/A"}},{"$f":"IF($V371=TRUE,M371,NA())","v":{"$error":"#N/A"}},{"$f":"IF($V371=TRUE,N371,NA())","v":{"$error":"#N/A"}}]
[null,{"$f":"IF(DataInput!B371=$B$8,IF($B$9=$B$10,TRUE,IF(DataInput!E371=$B$9,TRUE,FALSE)))","v":true},null,null,{"$f":"IF(B372=TRUE,DataInput!B371,NA())","v":"VIC"},{"$f":"IF($E372=DataInput!$B371,DataInput!C371,NA())","v":"BLTS22P"},{"$f":"IF($E372=DataInput!$B371,DataInput!D371,NA())","v":"Brooklyn (Powercor) 22 kV"},{"$f":"IF($E372=DataInput!$B371,DataInput!E371,NA())","v":"Powercor"},{"$f":"IF($E372=DataInput!$B371,DataInput!F371,NA())","v":"Summer"},{"$f":"IF($E372=DataInput!$B371,DataInput!G371,NA())","v":"Non-Coincident"},{"$f":"IF($E372=DataInput!$B371,DataInput!H371,NA())","v":2017},{"$f":"IF($E372=DataInput!$B371,DataInput!I371,NA())","v":"POE10"},{"$f":"IF($E372=DataInput!$B371,DataInput!J371,NA())","v":58.973300244400498},{"$f":"IF($E372=DataInput!$B371,DataInput!K371,NA())","v":0.961691681583146},null,null,"VIC Brooklyn (Powercor) 22 kV",null,null,null,null,false,null,null,{"$error":"#N/A"},{"$error":"#N/A"},{"$error":"#N/A"},{"$error":"#N/A"},{"$error":"#N/A"},{"$error":"#N/A"},{"$error":"#N/A"},{"$error":"#N/A"},{"$error":"#N/A"},{"$error":"#N/A"}]
[null,{"$f":"IF(DataInput!B372=$B$8,IF($B$9=$B$10,TRUE,IF(DataInput!E372=$B$9,TRUE,FALSE)))","v":true},null,null,{"$f":"IF(B373=TRUE,DataInput!B372,NA())","v":"VIC"},{"$f":"IF($E373=DataInput!$B372,DataInput!C372,NA())","v":"BLTS22P"},{"$f":"IF($E373=DataInput!$B372,DataInput!D372,NA())","v":"Brooklyn (Powercor) 22 kV"},{"$f":"IF($E373=DataInput!$B372,DataInput!E372,NA())","v":"Powercor"},{"$f":"IF($E373=DataInput!$B372,DataInput!F372,NA())","v":"Summer"},{"$f":"IF($E373=DataInput!$B372,DataInput!G372,NA())","v":"Non-Coincident"},{"$f":"IF($E373=DataInput!$B372,DataInput!H372,NA())","v":2018},{"$f":"IF($E373=DataInput!$B372,DataInput!I372,NA())","v":"POE10"},{"$f":"IF($E373=DataInput!$B372,DataInput!J372,NA())","v":57.926734207651499},{"$f":"IF($E373=DataInput!$B372,DataInput!K372,NA())","v":0.94542567198104099},null,null,"VIC Brooklyn (Powercor) 22 kV",null,null,null,null,false,null,null,{"$error":"#N/A"},{"$error":"#N/A"},{"$error":"#N/A"},{"$error":"#N/A"},{"$error":"#N/A"},{"$error":"#N/A"},{"$error":"#N/A"},{"$error":"#N/A"},{"$error":"#N/A"},{"$error":"#N/A"}]
[null,{"$f":"IF(DataInput!B373=$B$8,IF($B$9=$B$10,TRUE,IF(DataInput!E373=$B$9,TRUE,FALSE)))","v":true},null,null,{"$f":"IF(B374=TRUE,DataInput!B373,NA())","v":"VIC"},{"$f":"IF($E374=DataInput!$B373,DataInput!C373,NA())","v":"BLTS22P"},{"$f":"IF($E374=DataInput!$B373,DataInput!D373,NA())","v":"Brooklyn (Powercor) 22 kV"},{"$f":"IF($E374=DataInput!$B373,DataInput!E373,NA())","v":"Powercor"},{"$f":"IF($E374=DataInput!$B373,DataInput!F373,NA())","v":"Summer"},{"$f":"IF($E374=DataInput!$B373,DataInput!G373,NA())","v":"Non-Coincident"},{"$f":"IF($E374=DataInput!$B373,DataInput!H373,NA())","v":2019},{"$f":"IF($E374=DataInput!$B373,DataInput!I373,NA())","v":"POE10"},{"$f":"IF($E374=DataInput!$B373,DataInput!J373,NA())","v":56.957700665515901},{"$f":"IF($E374=DataInput!$B373,DataInput!K373,NA())","v":0.95098061175701598},null,null,"VIC Brooklyn (Powercor) 22 kV",null,null,null,null,false,null,null,{"$error":"#N/A"},{"$error":"#N/A"},{"$error":"#N/A"},{"$error":"#N/A"},{"$error":"#N/A"},{"$error":"#N/A"},{"$error":"#N/A"},{"$error":"#N/A"},{"$error":"#N/A"},{"$error":"#N/A"}]
[null,{"$f":"IF(DataInput!B374=$B$8,IF($B$9=$B$10,TRUE,IF(DataInput!E374=$B$9,TRUE,FALSE)))","v":true},null,null,{"$f":"IF(B375=TRUE,DataInput!B374,NA())","v":"VIC"},{"$f":"IF($E375=DataInput!$B374,DataInput!C374,NA())","v":"BLTS22P"},{"$f":"IF($E375=DataInput!$B374,DataInput!D374,NA())","v":"Brooklyn (Powercor) 22 kV"},{"$f":"IF($E375=DataInput!$B374,DataInput!E374,NA())","v":"Powercor"},{"$f":"IF($E375=DataInput!$B374,DataInput!F374,NA())","v":"Summer"},{"$f":"IF($E375=DataInput!$B374,DataInput!G374,NA())","v":"Non-Coincident"},{"$f":"IF($E375=DataInput!$B374,DataInput!H374,NA())","v":2020},{"$f":"IF($E375=DataInput!$B374,DataInput!I374,NA())","v":"POE10"},{"$f":"IF($E375=DataInput!$B374,DataInput!J374,NA())","v":55.8218871578622},{"$f":"IF($E375=DataInput!$B374,DataInput!K374,NA())","v":0.95586898556904099},null,null,"VIC Brooklyn (Powercor) 22 kV",null,null,null,null,false,null,null,{"$error":"#N/A"},{"$error":"#N/A"},{"$error":"#N/A"},{"$error":"#N/A"},{"$error":"#N/A"},{"$error":"#N/A"},{"$error":"#N/A"},{"$error":"#N/A"},{"$error":"#N/A"},{"$error":"#N/A"}]
[null,{"$f":"IF(DataInput!B375=$B$8,IF($B$9=$B$10,TRUE,IF(DataInput!E375=$B$9,TRUE,FALSE)))","v":true},null,null,{"$f":"IF(B376=TRUE,DataInput!B375,NA())","v":"VIC"},{"$f":"IF($E376=DataInput!$B375,DataInput!C375,NA())","v":"BLTS22P"},{"$f":"IF($E376=DataInput!$B375,DataInput!D375,NA())","v":"Brooklyn (Powercor) 22 kV"},{"$f":"IF($E376=DataInput!$B375,DataInput!E375,NA())","v":"Powercor"},{"$f":"IF($E376=DataInput!$B375,DataInput!F375,NA())","v":"Summer"},{"$f":"IF($E376=DataInput!$B375,DataInput!G375,NA())","v":"Non-Coincident"},{"$f":"IF($E376=DataInput!$B375,DataInput!H375,NA())","v":2021},{"$f":"IF($E376=DataInput!$B375,DataInput!I375,NA())","v":"POE10"},{"$f":"IF($E376=DataInput!$B375,DataInput!J375,NA())","v":55.227955531678198},{"$f":"IF($E376=DataInput!$B375,DataInput!K375,NA())","v":0.96320941433231699},null,null,"VIC Brooklyn (Powercor) 22 kV",null,null,null,null,false,null,null,{"$error":"#N/A"},{"$error":"#N/A"},{"$error":"#N/A"},{"$error":"#N/A"},{"$error":"#N/A"},{"$error":"#N/A"},{"$error":"#N/A"},{"$error":"#N/A"},{"$error":"#N/A"},{"$error":"#N/A"}]
[null,{"$f":"IF(DataInput!B376=$B$8,IF($B$9=$B$10,TRUE,IF(DataInput!E376=$B$9,TRUE,FALSE)))","v":true},null,null,{"$f":"IF(B377=TRUE,DataInput!B376,NA())","v":"VIC"},{"$f":"IF($E377=DataInput!$B376,DataInput!C376,NA())","v":"BLTS22P"},{"$f":"IF($E377=DataInput!$B376,DataInput!D376,NA())","v":"Brooklyn (Powercor) 22 kV"},{"$f":"IF($E377=DataInput!$B376,DataInput!E376,NA())","v":"Powercor"},{"$f":"IF($E377=DataInput!$B376,DataInput!F376,NA())","v":"Summer"},{"$f":"IF($E377=DataInput!$B376,DataInput!G376,NA())","v":"Non-Coincident"},{"$f":"IF($E377=DataInput!$B376,DataInput!H376,NA())","v":2022},{"$f":"IF($E377=DataInput!$B376,DataInput!I376,NA())","v":"POE10"},{"$f":"IF($E377=DataInput!$B376,DataInput!J376,NA())","v":54.412309118635498},{"$f":"IF($E377=DataInput!$B376,DataInput!K376,NA())","v":0.96331068724865898},null,null,"VIC Brooklyn (Powercor) 22 kV",null,null,null,null,false,null,null,{"$error":"#N/A"},{"$error":"#N/A"},{"$error":"#N/A"},{"$error":"#N/A"},{"$error":"#N/A"},{"$error":"#N/A"},{"$error":"#N/A"},{"$error":"#N/A"},{"$error":"#N/A"},{"$error":"#N/A"}]
[null,{"$f":"IF(DataInput!B377=$B$8,IF($B$9=$B$10,TRUE,IF(DataInput!E377=$B$9,TRUE,FALSE)))","v":true},null,null,{"$f":"IF(B378=TRUE,DataInput!B377,NA())","v":"VIC"},{"$f":"IF($E378=DataInput!$B377,DataInput!C377,NA())","v":"BLTS22P"},{"$f":"IF($E378=DataInput!$B377,DataInput!D377,NA())","v":"Brooklyn (Powercor) 22 kV"},{"$f":"IF($E378=DataInput!$B377,DataInput!E377,NA())","v":"Powercor"},{"$f":"IF($E378=DataInput!$B377,DataInput!F377,NA())","v":"Summer"},{"$f":"IF($E378=DataInput!$B377,DataInput!G377,NA())","v":"Non-Coincident"},{"$f":"IF($E378=DataInput!$B377,DataInput!H377,NA())","v":2023},{"$f":"IF($E378=DataInput!$B377,DataInput!I377,NA())","v":"POE10"},{"$f":"IF($E378=DataInput!$B377,DataInput!J377,NA())","v":53.955530908853198},{"$f":"IF($E378=DataInput!$B377,DataInput!K377,NA())","v":0.963475052391771},null,null,"VIC Brooklyn (Powercor) 22 kV",null,null,null,null,false,null,null,{"$error":"#N/A"},{"$error":"#N/A"},{"$error":"#N/A"},{"$error":"#N/A"},{"$error":"#N/A"},{"$error":"#N/A"},{"$error":"#N/A"},{"$error":"#N/A"},{"$error":"#N/A"},{"$error":"#N/A"}]
[null,{"$f":"IF(DataInput!B378=$B$8,IF($B$9=$B$10,TRUE,IF(DataInput!E378=$B$9,TRUE,FALSE)))","v":true},null,null,{"$f":"IF(B379=TRUE,DataInput!B378,NA())","v":"VIC"},{"$f":"IF($E379=DataInput!$B378,DataInput!C378,NA())","v":"BLTS22P"},{"$f":"IF($E379=DataInput!$B378,DataInput!D378,NA())","v":"Brooklyn (Powercor) 22 kV"},{"$f":"IF($E379=DataInput!$B378,DataInput!E378,NA())","v":"Powercor"},{"$f":"IF($E379=DataInput!$B378,DataInput!F378,NA())","v":"Summer"},{"$f":"IF($E379=DataInput!$B378,DataInput!G378,NA())","v":"Non-Coincident"},{"$f":"IF($E379=DataInput!$B378,DataInput!H378,NA())","v":2024},{"$f":"IF($E379=DataInput!$B378,DataInput!I378,NA())","v":"POE10"},{"$f":"IF($E379=DataInput!$B378,DataInput!J378,NA())","v":53.695169392417498},{"$f":"IF($E379=DataInput!$B378,DataInput!K378,NA())","v":0.96356284343977205},null,null,"VIC Brooklyn (Powercor) 22 kV",null,null,null,null,false,null,null,{"$error":"#N/A"},{"$error":"#N/A"},{"$error":"#N/A"},{"$error":"#N/A"},{"$error":"#N/A"},{"$error":"#N/A"},{"$error":"#N/A"},{"$error":"#N/A"},{"$error":"#N/A"},{"$error":"#N/A"}]
[null,{"$f":"IF(DataInput!B379=$B$8,IF($B$9=$B$10,TRUE,IF(DataInput!E379=$B$9,TRUE,FALSE)))","v":true},null,null,{"$f":"IF(B380=TRUE,DataInput!B379,NA())","v":"VIC"},{"$f":"IF($E380=DataInput!$B379,DataInput!C379,NA())","v":"BLTS22P"},{"$f":"IF($E380=DataInput!$B379,DataInput!D379,NA())","v":"Brooklyn (Powercor) 22 kV"},{"$f":"IF($E380=DataInput!$B379,DataInput!E379,NA())","v":"Powercor"},{"$f":"IF($E380=DataInput!$B379,DataInput!F379,NA())","v":"Summer"},{"$f":"IF($E380=DataInput!$B379,DataInput!G379,NA())","v":"Non-Coincident"},{"$f":"IF($E380=DataInput!$B379,DataInput!H379,NA())","v":2025},{"$f":"IF($E380=DataInput!$B379,DataInput!I379,NA())","v":"POE10"},{"$f":"IF($E380=DataInput!$B379,DataInput!J379,NA())","v":53.204521439483202},{"$f":"IF($E380=DataInput!$B379,DataInput!K379,NA())","v":0.96365544578691598},null,null,"VIC Brooklyn (Powercor) 22 kV",null,null,null,null,false,null,null,{"$error":"#N/A"},{"$error":"#N/A"},{"$error":"#N/A"},{"$error":"#N/A"},{"$error":"#N/A"},{"$error":"#N/A"},{"$error":"#N/A"},{"$error":"#N/A"},{"$error":"#N/A"},{"$error":"#N/A"}]
[null,{"$f":"IF(DataInput!B380=$B$8,IF($B$9=$B$10,TRUE,IF(DataInput!E380=$B$9,TRUE,FALSE)))","v":true},null,null,{"$f":"IF(B381=TRUE,DataInput!B380,NA())","v":"VIC"},{"$f":"IF($E381=DataInput!$B380,DataInput!C380,NA())","v":"BLTS22P"},{"$f":"IF($E381=DataInput!$B380,DataInput!D380,NA())","v":"Brooklyn (Powercor) 22 kV"},{"$f":"IF($E381=DataInput!$B380,DataInput!E380,NA())","v":"Powercor"},{"$f":"IF($E381=DataInput!$B380,DataInput!F380,NA())","v":"Summer"},{"$f":"IF($E381=DataInput!$B380,DataInput!G380,NA())","v":"Non-Coincident"},{"$f":"IF($E381=DataInput!$B380,DataInput!H380,NA())","v":2026},{"$f":"IF($E381=DataInput!$B380,DataInput!I380,NA())","v":"POE10"},{"$f":"IF($E381=DataInput!$B380,DataInput!J380,NA())","v":53.086294610387597},{"$f":"IF($E381=DataInput!$B380,DataInput!K380,NA())","v":0.96374800317398202},null,null,"VIC Brooklyn (Powercor) 22 kV",null,null,null,null,false,null,null,{"$error":"#N/A"},{"$error":"#N/A"},{"$error":"#N/A"},{"$error":"#N/A"},{"$error":"#N/A"},{"$error":"#N/A"},{"$error":"#N/A"},{"$error":"#N/A"},{"$error":"#N/A"},{"$error":"#N/A"}]
[null,{"$f":"IF(DataInput!B381=$B$8,IF($B$9=$B$10,TRUE,IF(DataInput!E381=$B$9,TRUE,FALSE)))","v":true},null,null,{"$f":"IF(B382=TRUE,DataInput!B381,NA())","v":"VIC"},{"$f":"IF($E382=DataInput!$B381,DataInput!C381,NA())","v":"BLTS22P"},{"$f":"IF($E382=DataInput!$B381,DataInput!D381,NA())","v":"Brooklyn (Powercor) 22 kV"},{"$f":"IF($E382=DataInput!$B381,DataInput!E381,NA())","v":"Powercor"},{"$f":"IF($E382=DataInput!$B381,DataInput!F381,NA())","v":"Summer"},{"$f":"IF($E382=DataInput!$B381,DataInput!G381,NA())","v":"Non-Coincident"},{"$f":"IF($E382=DataInput!$B381,DataInput!H381,NA())","v":2017},{"$f":"IF($E382=DataInput!$B381,DataInput!I381,NA())","v":"POE50"},{"$f":"IF($E382=DataInput!$B381,DataInput!J381,NA())","v":56.136979880401},{"$f":"IF($E382=DataInput!$B381,DataInput!K381,NA())","v":0.95930565053122097},null,null,"VIC Brooklyn (Powercor) 22 kV",null,null,null,null,false,null,null,{"$error":"#N/A"},{"$error":"#N/A"},{"$error":"#N/A"},{"$error":"#N/A"},{"$error":"#N/A"},{"$error":"#N/A"},{"$error":"#N/A"},{"$error":"#N/A"},{"$error":"#N/A"},{"$error":"#N/A"}]
[null,{"$f":"IF(DataInput!B382=$B$8,IF($B$9=$B$10,TRUE,IF(DataInput!E382=$B$9,TRUE,FALSE)))","v":true},null,null,{"$f":"IF(B383=TRUE,DataInput!B382,NA())","v":"VIC"},{"$f":"IF($E383=DataInput!$B382,DataInput!C382,NA())","v":"BLTS22P"},{"$f":"IF($E383=DataInput!$B382,DataInput!D382,NA())","v":"Brooklyn (Powercor) 22 kV"},{"$f":"IF($E383=DataInput!$B382,DataInput!E382,NA())","v":"Powercor"},{"$f":"IF($E383=DataInput!$B382,DataInput!F382,NA())","v":"Summer"},{"$f":"IF($E383=DataInput!$B382,DataInput!G382,NA())","v":"Non-Coincident"},{"$f":"IF($E383=DataInput!$B382,DataInput!H382,NA())","v":2018},{"$f":"IF($E383=DataInput!$B382,DataInput!I382,NA())","v":"POE50"},{"$f":"IF($E383=DataInput!$B382,DataInput!J382,NA())","v":55.327171699789801},{"$f":"IF($E383=DataInput!$B382,DataInput!K382,NA())","v":0.95341316018340605},null,null,"VIC Brooklyn (Powercor) 22 kV",null,null,null,null,false,null,null,{"$error":"#N/A"},{"$error":"#N/A"},{"$error":"#N/A"},{"$error":"#N/A"},{"$error":"#N/A"},{"$error":"#N/A"},{"$error":"#N/A"},{"$error":"#N/A"},{"$error":"#N/A"},{"$error":"#N/A"}]
[null,{"$f":"IF(DataInput!B383=$B$8,IF($B$9=$B$10,TRUE,IF(DataInput!E383=$B$9,TRUE,FALSE)))","v":true},null,null,{"$f":"IF(B384=TRUE,DataInput!B383,NA())","v":"VIC"},{"$f":"IF($E384=DataInput!$B383,DataInput!C383,NA())","v":"BLTS22P"},{"$f":"IF($E384=DataInput!$B383,DataInput!D383,NA())","v":"Brooklyn (Powercor) 22 kV"},{"$f":"IF($E384=DataInput!$B383,DataInput!E383,NA())","v":"Powercor"},{"$f":"IF($E384=DataInput!$B383,DataInput!F383,NA())","v":"Summer"},{"$f":"IF($E384=DataInput!$B383,DataInput!G383,NA())","v":"Non-Coincident"},{"$f":"IF($E384=DataInput!$B383,DataInput!H383,NA())","v":2019},{"$f":"IF($E384=DataInput!$B383,DataInput!I383,NA())","v":"POE50"},{"$f":"IF($E384=DataInput!$B383,DataInput!J383,NA())","v":54.556792671165702},{"$f":"IF($E384=DataInput!$B383,DataInput!K383,NA())","v":0.95510180597689398},null,null,"VIC Brooklyn (Powercor) 22 kV",null,null,null,null,false,null,null,{"$error":"#N/A"},{"$error":"#N/A"},{"$error":"#N/A"},{"$error":"#N/A"},{"$error":"#N/A"},{"$error":"#N/A"},{"$error":"#N/A"},{"$error":"#N/A"},{"$error":"#N/A"},{"$error":"#N/A"}]
[null,{"$f":"IF(DataInput!B384=$B$8,IF($B$9=$B$10,TRUE,IF(DataInput!E384=$B$9,TRUE,FALSE)))","v":true},null,null,{"$f":"IF(B385=TRUE,DataInput!B384,NA())","v":"VIC"},{"$f":"IF($E385=DataInput!$B384,DataInput!C384,NA())","v":"BLTS22P"},{"$f":"IF($E385=DataInput!$B384,DataInput!D384,NA())","v":"Brooklyn (Powercor) 22 kV"},{"$f":"IF($E385=DataInput!$B384,DataInput!E384,NA())","v":"Powercor"},{"$f":"IF($E385=DataInput!$B384,DataInput!F384,NA())","v":"Summer"},{"$f":"IF($E385=DataInput!$B384,DataInput!G384,NA())","v":"Non-Coincident"},{"$f":"IF($E385=DataInput!$B384,DataInput!H384,NA())","v":2020},{"$f":"IF($E385=DataInput!$B384,DataInput!I384,NA())","v":"POE50"},{"$f":"IF($E385=DataInput!$B384,DataInput!J384,NA())","v":53.497299773553003},{"$f":"IF($E385=DataInput!$B384,DataInput!K384,NA())","v":0.95600236396065397},null,null,"VIC Brooklyn (Powercor) 22 kV",null,null,null,null,false,null,null,{"$error":"#N/A"},{"$error":"#N/A"},{"$error":"#N/A"},{"$error":"#N/A"},{"$error":"#N/A"},{"$error":"#N/A"},{"$error":"#N/A"},{"$error":"#N/A"},{"$error":"#N/A"},{"$error":"#N/A"}]
[null,{"$f":"IF(DataInput!B385=$B$8,IF($B$9=$B$10,TRUE,IF(DataInput!E385=$B$9,TRUE,FALSE)))","v":true},null,null,{"$f":"IF(B386=TRUE,DataInput!B385,NA())","v":"VIC"},{"$f":"IF($E386=DataInput!$B385,DataInput!C385,NA())","v":"BLTS22P"},{"$f":"IF($E386=DataInput!$B385,DataInput!D385,NA())","v":"Brooklyn (Powercor) 22 kV"},{"$f":"IF($E386=DataInput!$B385,DataInput!E385,NA())","v":"Powercor"},{"$f":"IF($E386=DataInput!$B385,DataInput!F385,NA())","v":"Summer"},{"$f":"IF($E386=DataInput!$B385,DataInput!G385,NA())","v":"Non-Coincident"},{"$f":"IF($E386=DataInput!$B385,DataInput!H385,NA())","v":2021},{"$f":"IF($E386=DataInput!$B385,DataInput!I385,NA())","v":"POE50"},{"$f":"IF($E386=DataInput!$B385,DataInput!J385,NA())","v":53.449436312062097},{"$f":"IF($E386=DataInput!$B385,DataInput!K385,NA())","v":0.96089790209718395},null,null,"VIC Brooklyn (Powercor) 22 kV",null,null,null,null,false,null,null,{"$error":"#N/A"},{"$error":"#N/A"},{"$error":"#N/A"},{"$error":"#N/A"},{"$error":"#N/A"},{"$error":"#N/A"},{"$error":"#N/A"},{"$error":"#N/A"},{"$error":"#N/A"},{"$error":"#N/A"}]
[null,{"$f":"IF(DataInput!B386=$B$8,IF($B$9=$B$10,TRUE,IF(DataInput!E386=$B$9,TRUE,FALSE)))","v":true},null,null,{"$f":"IF(B387=TRUE,DataInput!B386,NA())","v":"VIC"},{"$f":"IF($E387=DataInput!$B386,DataInput!C386,NA())","v":"BLTS22P"},{"$f":"IF($E387=DataInput!$B386,DataInput!D386,NA())","v":"Brooklyn (Powercor) 22 kV"},{"$f":"IF($E387=DataInput!$B386,DataInput!E386,NA())","v":"Powercor"},{"$f":"IF($E387=DataInput!$B386,DataInput!F386,NA())","v":"Summer"},{"$f":"IF($E387=DataInput!$B386,DataInput!G386,NA())","v":"Non-Coincident"},{"$f":"IF($E387=DataInput!$B386,DataInput!H386,NA())","v":2022},{"$f":"IF($E387=DataInput!$B386,DataInput!I386,NA())","v":"POE50"},{"$f":"IF($E387=DataInput!$B386,DataInput!J386,NA())","v":52.280382850093197},{"$f":"IF($E387=DataInput!$B386,DataInput!K386,NA())","v":0.96101204083777303},null,null,"VIC Brooklyn (Powercor) 22 kV",null,null,null,null,false,null,null,{"$error":"#N/A"},{"$error":"#N/A"},{"$error":"#N/A"},{"$error":"#N/A"},{"$error":"#N/A"},{"$error":"#N/A"},{"$error":"#N/A"},{"$error":"#N/A"},{"$error":"#N/A"},{"$error":"#N/A"}]
[null,{"$f":"IF(DataInput!B387=$B$8,IF($B$9=$B$10,TRUE,IF(DataInput!E387=$B$9,TRUE,FALSE)))","v":true},null,null,{"$f":"IF(B388=TRUE,DataInput!B387,NA())","v":"VIC"},{"$f":"IF($E388=DataInput!$B387,DataInput!C387,NA())","v":"BLTS22P"},{"$f":"IF($E388=DataInput!$B387,DataInput!D387,NA())","v":"Brooklyn (Powercor) 22 kV"},{"$f":"IF($E388=DataInput!$B387,DataInput!E387,NA())","v":"Powercor"},{"$f":"IF($E388=DataInput!$B387,DataInput!F387,NA())","v":"Summer"},{"$f":"IF($E388=DataInput!$B387,DataInput!G387,NA())","v":"Non-Coincident"},{"$f":"IF($E388=DataInput!$B387,DataInput!H387,NA())","v":2023},{"$f":"IF($E388=DataInput!$B387,DataInput!I387,NA())","v":"POE50"},{"$f":"IF($E388=DataInput!$B387,DataInput!J387,NA())","v":52.232494471346897},{"$f":"IF($E388=DataInput!$B387,DataInput!K387,NA())","v":0.96120046172467599},null,null,"VIC Brooklyn (Powercor) 22 kV",null,null,null,null,false,null,null,{"$error":"#N/A"},{"$error":"#N/A"},{"$error":"#N/A"},{"$error":"#N/A"},{"$error":"#N/A"},{"$error":"#N/A"},{"$error":"#N/A"},{"$error":"#N/A"},{"$error":"#N/A"},{"$error":"#N/A"}]
[null,{"$f":"IF(DataInput!B388=$B$8,IF($B$9=$B$10,TRUE,IF(DataInput!E388=$B$9,TRUE,FALSE)))","v":true},null,null,{"$f":"IF(B389=TRUE,DataInput!B388,NA())","v":"VIC"},{"$f":"IF($E389=DataInput!$B388,DataInput!C388,NA())","v":"BLTS22P"},{"$f":"IF($E389=DataInput!$B388,DataInput!D388,NA())","v":"Brooklyn (Powercor) 22 kV"},{"$f":"IF($E389=DataInput!$B388,DataInput!E388,NA())","v":"Powercor"},{"$f":"IF($E389=DataInput!$B388,DataInput!F388,NA())","v":"Summer"},{"$f":"IF($E389=DataInput!$B388,DataInput!G388,NA())","v":"Non-Coincident"},{"$f":"IF($E389=DataInput!$B388,DataInput!H388,NA())","v":2024},{"$f":"IF($E389=DataInput!$B388,DataInput!I388,NA())","v":"POE50"},{"$f":"IF($E389=DataInput!$B388,DataInput!J388,NA())","v":52.130285662184598},{"$f":"IF($E389=DataInput!$B388,DataInput!K388,NA())","v":0.96130767889735402},null,null,"VIC Brooklyn (Powercor) 22 kV",null,null,null,null,false,null,null,{"$error":"#N/A"},{"$error":"#N/A"},{"$error":"#N/A"},{"$error":"#N/A"},{"$error":"#N/A"},{"$error":"#N/A"},{"$error":"#N/A"},{"$error":"#N/A"},{"$error":"#N/A"},{"$error":"#N/A"}]
[null,{"$f":"IF(DataInput!B389=$B$8,IF($B$9=$B$10,TRUE,IF(DataInput!E389=$B$9,TRUE,FALSE)))","v":true},null,null,{"$f":"IF(B390=TRUE,DataInput!B389,NA())","v":"VIC"},{"$f":"IF($E390=DataInput!$B389,DataInput!C389,NA())","v":"BLTS22P"},{"$f":"IF($E390=DataInput!$B389,DataInput!D389,NA())","v":"Brooklyn (Powercor) 22 kV"},{"$f":"IF($E390=DataInput!$B389,DataInput!E389,NA())","v":"Powercor"},{"$f":"IF($E390=DataInput!$B389,DataInput!F389,NA())","v":"Summer"},{"$f":"IF($E390=DataInput!$B389,DataInput!G389,NA())","v":"Non-Coincident"},{"$f":"IF($E390=DataInput!$B389,DataInput!H389,NA())","v":2025},{"$f":"IF($E390=DataInput!$B389,DataInput!I389,NA())","v":"POE50"},{"$f":"IF($E390=DataInput!$B389,DataInput!J389,NA())","v":51.377452626345899},{"$f":"IF($E390=DataInput!$B389,DataInput!K389,NA())","v":0.96141267549251896},null,null,"VIC Brooklyn (Powercor) 22 kV",null,null,null,null,false,null,null,{"$error":"#N/A"},{"$error":"#N/A"},{"$error":"#N/A"},{"$error":"#N/A"},{"$error":"#N/A"},{"$error":"#N/A"},{"$error":"#N/A"},{"$error":"#N/A"},{"$error":"#N/A"},{"$error":"#N/A"}]
[null,{"$f":"IF(DataInput!B390=$B$8,IF($B$9=$B$10,TRUE,IF(DataInput!E390=$B$9,TRUE,FALSE)))","v":true},null,null,{"$f":"IF(B391=TRUE,DataInput!B390,NA())","v":"VIC"},{"$f":"IF($E391=DataInput!$B390,DataInput!C390,NA())","v":"BLTS22P"},{"$f":"IF($E391=DataInput!$B390,DataInput!D390,NA())","v":"Brooklyn (Powercor) 22 kV"},{"$f":"IF($E391=DataInput!$B390,DataInput!E390,NA())","v":"Powercor"},{"$f":"IF($E391=DataInput!$B390,DataInput!F390,NA())","v":"Summer"},{"$f":"IF($E391=DataInput!$B390,DataInput!G390,NA())","v":"Non-Coincident"},{"$f":"IF($E391=DataInput!$B390,DataInput!H390,NA())","v":2026},{"$f":"IF($E391=DataInput!$B390,DataInput!I390,NA())","v":"POE50"},{"$f":"IF($E391=DataInput!$B390,DataInput!J390,NA())","v":51.200759745353601},{"$f":"IF($E391=DataInput!$B390,DataInput!K390,NA())","v":0.96152199108747305},null,null,"VIC Brooklyn (Powercor) 22 kV",null,null,null,null,false,null,null,{"$error":"#N/A"},{"$error":"#N/A"},{"$error":"#N/A"},{"$error":"#N/A"},{"$error":"#N/A"},{"$error":"#N/A"},{"$error":"#N/A"},{"$error":"#N/A"},{"$error":"#N/A"},{"$error":"#N/A"}]
[null,{"$f":"IF(DataInput!B391=$B$8,IF($B$9=$B$10,TRUE,IF(DataInput!E391=$B$9,TRUE,FALSE)))","v":true},null,null,{"$f":"IF(B392=TRUE,DataInput!B391,NA())","v":"VIC"},{"$f":"IF($E392=DataInput!$B391,DataInput!C391,NA())","v":"BLTS22P"},{"$f":"IF($E392=DataInput!$B391,DataInput!D391,NA())","v":"Brooklyn (Powercor) 22 kV"},{"$f":"IF($E392=DataInput!$B391,DataInput!E391,NA())","v":"Powercor"},{"$f":"IF($E392=DataInput!$B391,DataInput!F391,NA())","v":"Winter"},{"$f":"IF($E392=DataInput!$B391,DataInput!G391,NA())","v":"Non-Coincident"},{"$f":"IF($E392=DataInput!$B391,DataInput!H391,NA())","v":2016},{"$f":"IF($E392=DataInput!$B391,DataInput!I391,NA())","v":"POE10"},{"$f":"IF($E392=DataInput!$B391,DataInput!J391,NA())","v":58.253136742702402},{"$f":"IF($E392=DataInput!$B391,DataInput!K391,NA())","v":0.92802316647856398},null,null,"VIC Brooklyn (Powercor) 22 kV",null,null,null,null,false,null,null,{"$error":"#N/A"},{"$error":"#N/A"},{"$error":"#N/A"},{"$error":"#N/A"},{"$error":"#N/A"},{"$error":"#N/A"},{"$error":"#N/A"},{"$error":"#N/A"},{"$error":"#N/A"},{"$error":"#N/A"}]
[null,{"$f":"IF(DataInput!B392=$B$8,IF($B$9=$B$10,TRUE,IF(DataInput!E392=$B$9,TRUE,FALSE)))","v":true},null,null,{"$f":"IF(B393=TRUE,DataInput!B392,NA())","v":"VIC"},{"$f":"IF($E393=DataInput!$B392,DataInput!C392,NA())","v":"BLTS22P"},{"$f":"IF($E393=DataInput!$B392,DataInput!D392,NA())","v":"Brooklyn (Powercor) 22 kV"},{"$f":"IF($E393=DataInput!$B392,DataInput!E392,NA())","v":"Powercor"},{"$f":"IF($E393=DataInput!$B392,DataInput!F392,NA())","v":"Winter"},{"$f":"IF($E393=DataInput!$B392,DataInput!G392,NA())","v":"Non-Coincident"},{"$f":"IF($E393=DataInput!$B392,DataInput!H392,NA())","v":2017},{"$f":"IF($E393=DataInput!$B392,DataInput!I392,NA())","v":"POE10"},{"$f":"IF($E393=DataInput!$B392,DataInput!J392,NA())","v":58.7373078862867},{"$f":"IF($E393=DataInput!$B392,DataInput!K392,NA())","v":0.93744204169650303},null,null,"VIC Brooklyn (Powercor) 22 kV",null,null,null,null,false,null,null,{"$error":"#N/A"},{"$error":"#N/A"},{"$error":"#N/A"},{"$error":"#N/A"},{"$error":"#N/A"},{"$error":"#N/A"},{"$error":"#N/A"},{"$error":"#N/A"},{"$error":"#N/A"},{"$error":"#N/A"}]
[null,{"$f":"IF(DataInput!B393=$B$8,IF($B$9=$B$10,TRUE,IF(DataInput!E393=$B$9,TRUE,FALSE)))","v":true},null,null,{"$f":"IF(B394=TRUE,DataInput!B393,NA())","v":"VIC"},{"$f":"IF($E394=DataInput!$B393,DataInput!C393,NA())","v":"BLTS22P"},{"$f":"IF($E394=DataInput!$B393,DataInput!D393,NA())","v":"Brooklyn (Powercor) 22 kV"},{"$f":"IF($E394=DataInput!$B393,DataInput!E393,NA())","v":"Powercor"},{"$f":"IF($E394=DataInput!$B393,DataInput!F393,NA())","v":"Winter"},{"$f":"IF($E394=DataInput!$B393,DataInput!G393,NA())","v":"Non-Coincident"},{"$f":"IF($E394=DataInput!$B393,DataInput!H393,NA())","v":2018},{"$f":"IF($E394=DataInput!$B393,DataInput!I393,NA())","v":"POE10"},{"$f":"IF($E394=DataInput!$B393,DataInput!J393,NA())","v":59.260998667827202},{"$f":"IF($E394=DataInput!$B393,DataInput!K393,NA())","v":0.93539587413437297},null,null,"VIC Brooklyn (Powercor) 22 kV",null,null,null,null,false,null,null,{"$error":"#N/A"},{"$error":"#N/A"},{"$error":"#N/A"},{"$error":"#N/A"},{"$error":"#N/A"},{"$error":"#N/A"},{"$error":"#N/A"},{"$error":"#N/A"},{"$error":"#N/A"},{"$error":"#N/A"}]
[null,{"$f":"IF(DataInput!B394=$B$8,IF($B$9=$B$10,TRUE,IF(DataInput!E394=$B$9,TRUE,FALSE)))","v":true},null,null,{"$f":"IF(B395=TRUE,DataInput!B394,NA())","v":"VIC"},{"$f":"IF($E395=DataInput!$B394,DataInput!C394,NA())","v":"BLTS22P"},{"$f":"IF($E395=DataInput!$B394,DataInput!D394,NA())","v":"Brooklyn (Powercor) 22 kV"},{"$f":"IF($E395=DataInput!$B394,DataInput!E394,NA())","v":"Powercor"},{"$f":"IF($E395=DataInput!$B394,DataInput!F394,NA())","v":"Winter"},{"$f":"IF($E395=DataInput!$B394,DataInput!G394,NA())","v":"Non-Coincident"},{"$f":"IF($E395=DataInput!$B394,DataInput!H394,NA())","v":2019},{"$f":"IF($E395=DataInput!$B394,DataInput!I394,NA())","v":"POE10"},{"$f":"IF($E395=DataInput!$B394,DataInput!J394,NA())","v":60.192628780545},{"$f":"IF($E395=DataInput!$B394,DataInput!K394,NA())","v":0.93423484039192894},null,null,"VIC Brooklyn (Powercor) 22 kV",null,null,null,null,false,null,null,{"$error":"#N/A"},{"$error":"#N/A"},{"$error":"#N/A"},{"$error":"#N/A"},{"$error":"#N/A"},{"$error":"#N/A"},{"$error":"#N/A"},{"$error":"#N/A"},{"$error":"#N/A"},{"$error":"#N/A"}]
[null,{"$f":"IF(DataInput!B395=$B$8,IF($B$9=$B$10,TRUE,IF(DataInput!E395=$B$9,TRUE,FALSE)))","v":true},null,null,{"$f":"IF(B396=TRUE,DataInput!B395,NA())","v":"VIC"},{"$f":"IF($E396=DataInput!$B395,DataInput!C395,NA())","v":"BLTS22P"},{"$f":"IF($E396=DataInput!$B395,DataInput!D395,NA())","v":"Brooklyn (Powercor) 22 kV"},{"$f":"IF($E396=DataInput!$B395,DataInput!E395,NA())","v":"Powercor"},{"$f":"IF($E396=DataInput!$B395,DataInput!F395,NA())","v":"Winter"},{"$f":"IF($E396=DataInput!$B395,DataInput!G395,NA())","v":"Non-Coincident"},{"$f":"IF($E396=DataInput!$B395,DataInput!H395,NA())","v":2020},{"$f":"IF($E396=DataInput!$B395,DataInput!I395,NA())","v":"POE10"},{"$f":"IF($E396=DataInput!$B395,DataInput!J395,NA())","v":61.438061046159902},{"$f":"IF($E396=DataInput!$B395,DataInput!K395,NA())","v":0.92974622652073902},null,null,{"$f":"IF(OR(ISERROR(E396),ISERROR(G396)),\"  \",E396&\" \"&G396)","v":"VIC Brooklyn (Powercor) 22 kV"},null,null,null,null,{"$f":"IF(ISERROR(G396),FALSE,IF($V$9=G396,TRUE,FALSE))","v":false},null,null,{"$f":"IF($V396=TRUE,E396,NA())","v":{"$error":"#N/A"}},{"$error":"#N/A"},{"$error":"#N/A"},{"$error":"#N/A"},{"$error":"#N/A"},{"$error":"#N/A"},{"$error":"#N/A"},{"$error":"#N/A"},{"$error":"#N/A"},{"$error":"#N/A"}]
[null,{"$f":"IF(DataInput!B396=$B$8,IF($B$9=$B$10,TRUE,IF(DataInput!E396=$B$9,TRUE,FALSE)))","v":true},null,null,{"$f":"IF(B397=TRUE,DataInput!B396,NA())","v":"VIC"},{"$f":"IF($E397=DataInput!$B396,DataInput!C396,NA())","v":"BLTS22P"},{"$f":"IF($E397=DataInput!$B396,DataInput!D396,NA())","v":"Brooklyn (Powercor) 22 kV"},{"$f":"IF($E397=DataInput!$B396,DataInput!E396,NA())","v":"Powercor"},{"$f":"IF($E397=DataInput!$B396,DataInput!F396,NA())","v":"Winter"},{"$f":"IF($E397=DataInput!$B396,DataInput!G396,NA())","v":"Non-Coincident"},{"$f":"IF($E397=DataInput!$B396,DataInput!H396,NA())","v":2021},{"$f":"IF($E397=DataInput!$B396,DataInput!I396,NA())","v":"POE10"},{"$f":"IF($E397=DataInput!$B396,DataInput!J396,NA())","v":62.196534152486102},{"$f":"IF($E397=DataInput!$B396,DataInput!K396,NA())","v":0.92981462526474601},null,null,"VIC Brooklyn (Powercor) 22 kV",null,null,null,null,false,null,null,{"$error":"#N/A"},{"$error":"#N/A"},{"$error":"#N/A"},{"$error":"#N/A"},{"$error":"#N/A"},{"$error":"#N/A"},{"$error":"#N/A"},{"$error":"#N/A"},{"$error":"#N/A"},{"$error":"#N/A"}]
[null,{"$f":"IF(DataInput!B397=$B$8,IF($B$9=$B$10,TRUE,IF(DataInput!E397=$B$9,TRUE,FALSE)))","v":true},null,null,{"$f":"IF(B398=TRUE,DataInput!B397,NA())","v":"VIC"},{"$f":"IF($E398=DataInput!$B397,DataInput!C397,NA())","v":"BLTS22P"},{"$f":"IF($E398=DataInput!$B397,DataInput!D397,NA())","v":"Brooklyn (Powercor) 22 kV"},{"$f":"IF($E398=DataInput!$B397,DataInput!E397,NA())","v":"Powercor"},{"$f":"IF($E398=DataInput!$B397,DataInput!F397,NA())","v":"Winter"},{"$f":"IF($E398=DataInput!$B397,DataInput!G397,NA())","v":"Non-Coincident"},{"$f":"IF($E398=DataInput!$B397,DataInput!H397,NA())","v":2022},{"$f":"IF($E398=DataInput!$B397,DataInput!I397,NA())","v":"POE10"},{"$f":"IF($E398=DataInput!$B397,DataInput!J397,NA())","v":63.019595217178797},{"$f":"IF($E398=DataInput!$B397,DataInput!K397,NA())","v":0.92987774256660505},null,null,"VIC Brooklyn (Powercor) 22 kV",null,null,null,null,false,null,null,{"$error":"#N/A"},{"$error":"#N/A"},{"$error":"#N/A"},{"$error":"#N/A"},{"$error":"#N/A"},{"$error":"#N/A"},{"$error":"#N/A"},{"$error":"#N/A"},{"$error":"#N/A"},{"$error":"#N/A"}]
[null,{"$f":"IF(DataInput!B398=$B$8,IF($B$9=$B$10,TRUE,IF(DataInput!E398=$B$9,TRUE,FALSE)))","v":true},null,null,{"$f":"IF(B399=TRUE,DataInput!B398,NA())","v":"VIC"},{"$f":"IF($E399=DataInput!$B398,DataInput!C398,NA())","v":"BLTS22P"},{"$f":"IF($E399=DataInput!$B398,DataInput!D398,NA())","v":"Brooklyn (Powercor) 22 kV"},{"$f":"IF($E399=DataInput!$B398,DataInput!E398,NA())","v":"Powercor"},{"$f":"IF($E399=DataInput!$B398,DataInput!F398,NA())","v":"Winter"},{"$f":"IF($E399=DataInput!$B398,DataInput!G398,NA())","v":"Non-Coincident"},{"$f":"IF($E399=DataInput!$B398,DataInput!H398,NA())","v":2023},{"$f":"IF($E399=DataInput!$B398,DataInput!I398,NA())","v":"POE10"},{"$f":"IF($E399=DataInput!$B398,DataInput!J398,NA())","v":64.030366350456205},{"$f":"IF($E399=DataInput!$B398,DataInput!K398,NA())","v":0.93008714052266495},null,null,"VIC Brooklyn (Powercor) 22 kV",null,null,null,null,false,null,null,{"$error":"#N/A"},{"$error":"#N/A"},{"$error":"#N/A"},{"$error":"#N/A"},{"$error":"#N/A"},{"$error":"#N/A"},{"$error":"#N/A"},{"$error":"#N/A"},{"$error":"#N/A"},{"$error":"#N/A"}]
[null,{"$f":"IF(DataInput!B399=$B$8,IF($B$9=$B$10,TRUE,IF(DataInput!E399=$B$9,TRUE,FALSE)))","v":true},null,null,{"$f":"IF(B400=TRUE,DataInput!B399,NA())","v":"VIC"},{"$f":"IF($E400=DataInput!$B399,DataInput!C399,NA())","v":"BLTS22P"},{"$f":"IF($E400=DataInput!$B399,DataInput!D399,NA())","v":"Brooklyn (Powercor) 22 kV"},{"$f":"IF($E400=DataInput!$B399,DataInput!E399,NA())","v":"Powercor"},{"$f":"IF($E400=DataInput!$B399,DataInput!F399,NA())","v":"Winter"},{"$f":"IF($E400=DataInput!$B399,DataInput!G399,NA())","v":"Non-Coincident"},{"$f":"IF($E400=DataInput!$B399,DataInput!H399,NA())","v":2024},{"$f":"IF($E400=DataInput!$B399,DataInput!I399,NA())","v":"POE10"},{"$f":"IF($E400=DataInput!$B399,DataInput!J399,NA())","v":64.656853577919193},{"$f":"IF($E400=DataInput!$B399,DataInput!K399,NA())","v":0.93013644213201696},null,null,"VIC Brooklyn (Powercor) 22 kV",null,null,null,null,false,null,null,{"$error":"#N/A"},{"$error":"#N/A"},{"$error":"#N/A"},{"$error":"#N/A"},{"$error":"#N/A"},{"$error":"#N/A"},{"$error":"#N/A"},{"$error":"#N/A"},{"$error":"#N/A"},{"$error":"#N/A"}]
[null,{"$f":"IF(DataInput!B400=$B$8,IF($B$9=$B$10,TRUE,IF(DataInput!E400=$B$9,TRUE,FALSE)))","v":true},null,null,{"$f":"IF(B401=TRUE,DataInput!B400,NA())","v":"VIC"},{"$f":"IF($E401=DataInput!$B400,DataInput!C400,NA())","v":"BLTS22P"},{"$f":"IF($E401=DataInput!$B400,DataInput!D400,NA())","v":"Brooklyn (Powercor) 22 kV"},{"$f":"IF($E401=DataInput!$B400,DataInput!E400,NA())","v":"Powercor"},{"$f":"IF($E401=DataInput!$B400,DataInput!F400,NA())","v":"Winter"},{"$f":"IF($E401=DataInput!$B400,DataInput!G400,NA())","v":"Non-Coincident"},{"$f":"IF($E401=DataInput!$B400,DataInput!H400,NA())","v":2025},{"$f":"IF($E401=DataInput!$B400,DataInput!I400,NA())","v":"POE10"},{"$f":"IF($E401=DataInput!$B400,DataInput!J400,NA())","v":65.146249243595193},{"$f":"IF($E401=DataInput!$B400,DataInput!K400,NA())","v":0.93018077056622195},null,null,"VIC Brooklyn (Powercor) 22 kV",null,null,null,null,false,null,null,{"$error":"#N/A"},{"$error":"#N/A"},{"$error":"#N/A"},{"$error":"#N/A"},{"$error":"#N/A"},{"$error":"#N/A"},{"$error":"#N/A"},{"$error":"#N/A"},{"$error":"#N/A"},{"$error":"#N/A"}]
[null,{"$f":"IF(DataInput!B401=$B$8,IF($B$9=$B$10,TRUE,IF(DataInput!E401=$B$9,TRUE,FALSE)))","v":true},null,null,{"$f":"IF(B402=TRUE,DataInput!B401,NA())","v":"VIC"},{"$f":"IF($E402=DataInput!$B401,DataInput!C401,NA())","v":"BLTS22P"},{"$f":"IF($E402=DataInput!$B401,DataInput!D401,NA())","v":"Brooklyn (Powercor) 22 kV"},{"$f":"IF($E402=DataInput!$B401,DataInput!E401,NA())","v":"Powercor"},{"$f":"IF($E402=DataInput!$B401,DataInput!F401,NA())","v":"Winter"},{"$f":"IF($E402=DataInput!$B401,DataInput!G401,NA())","v":"Non-Coincident"},{"$f":"IF($E402=DataInput!$B401,DataInput!H401,NA())","v":2016},{"$f":"IF($E402=DataInput!$B401,DataInput!I401,NA())","v":"POE50"},{"$f":"IF($E402=DataInput!$B401,DataInput!J401,NA())","v":56.648347018730497},{"$f":"IF($E402=DataInput!$B401,DataInput!K401,NA())","v":0.93287910194959101},null,null,"VIC Brooklyn (Powercor) 22 kV",null,null,null,null,false,null,null,{"$error":"#N/A"},{"$error":"#N/A"},{"$error":"#N/A"},{"$error":"#N/A"},{"$error":"#N/A"},{"$error":"#N/A"},{"$error":"#N/A"},{"$error":"#N/A"},{"$error":"#N/A"},{"$error":"#N/A"}]
[null,{"$f":"IF(DataInput!B402=$B$8,IF($B$9=$B$10,TRUE,IF(DataInput!E402=$B$9,TRUE,FALSE)))","v":true},null,null,{"$f":"IF(B403=TRUE,DataInput!B402,NA())","v":"VIC"},{"$f":"IF($E403=DataInput!$B402,DataInput!C402,NA())","v":"BLTS22P"},{"$f":"IF($E403=DataInput!$B402,DataInput!D402,NA())","v":"Brooklyn (Powercor) 22 kV"},{"$f":"IF($E403=DataInput!$B402,DataInput!E402,NA())","v":"Powercor"},{"$f":"IF($E403=DataInput!$B402,DataInput!F402,NA())","v":"Winter"},{"$f":"IF($E403=DataInput!$B402,DataInput!G402,NA())","v":"Non-Coincident"},{"$f":"IF($E403=DataInput!$B402,DataInput!H402,NA())","v":2017},{"$f":"IF($E403=DataInput!$B402,DataInput!I402,NA())","v":"POE50"},{"$f":"IF($E403=DataInput!$B402,DataInput!J402,NA())","v":57.1091005743192},{"$f":"IF($E403=DataInput!$B402,DataInput!K402,NA())","v":0.941779403653206},null,null,"VIC Brooklyn (Powercor) 22 kV",null,null,null,null,false,null,null,{"$error":"#N/A"},{"$error":"#N/A"},{"$error":"#N/A"},{"$error":"#N/A"},{"$error":"#N/A"},{"$error":"#N/A"},{"$error":"#N/A"},{"$error":"#N/A"},{"$error":"#N/A"},{"$error":"#N/A"}]
[null,{"$f":"IF(DataInput!B403=$B$8,IF($B$9=$B$10,TRUE,IF(DataInput!E403=$B$9,TRUE,FALSE)))","v":true},null,null,{"$f":"IF(B404=TRUE,DataInput!B403,NA())","v":"VIC"},{"$f":"IF($E404=DataInput!$B403,DataInput!C403,NA())","v":"BLTS22P"},{"$f":"IF($E404=DataInput!$B403,DataInput!D403,NA())","v":"Brooklyn (Powercor) 22 kV"},{"$f":"IF($E404=DataInput!$B403,DataInput!E403,NA())","v":"Powercor"},{"$f":"IF($E404=DataInput!$B403,DataInput!F403,NA())","v":"Winter"},{"$f":"IF($E404=DataInput!$B403,DataInput!G403,NA())","v":"Non-Coincident"},{"$f":"IF($E404=DataInput!$B403,DataInput!H403,NA())","v":2018},{"$f":"IF($E404=DataInput!$B403,DataInput!I403,NA())","v":"POE50"},{"$f":"IF($E404=DataInput!$B403,DataInput!J403,NA())","v":57.578904035966602},{"$f":"IF($E404=DataInput!$B403,DataInput!K403,NA())","v":0.93930818775648395},null,null,"VIC Brooklyn (Powercor) 22 kV",null,null,null,null,false,null,null,{"$error":"#N/A"},{"$error":"#N/A"},{"$error":"#N/A"},{"$error":"#N/A"},{"$error":"#N/A"},{"$error":"#N/A"},{"$error":"#N/A"},{"$error":"#N/A"},{"$error":"#N/A"},{"$error":"#N/A"}]
[null,{"$f":"IF(DataInput!B404=$B$8,IF($B$9=$B$10,TRUE,IF(DataInput!E404=$B$9,TRUE,FALSE)))","v":true},null,null,{"$f":"IF(B405=TRUE,DataInput!B404,NA())","v":"VIC"},{"$f":"IF($E405=DataInput!$B404,DataInput!C404,NA())","v":"BLTS22P"},{"$f":"IF($E405=DataInput!$B404,DataInput!D404,NA())","v":"Brooklyn (Powercor) 22 kV"},{"$f":"IF($E405=DataInput!$B404,DataInput!E404,NA())","v":"Powercor"},{"$f":"IF($E405=DataInput!$B404,DataInput!F404,NA())","v":"Winter"},{"$f":"IF($E405=DataInput!$B404,DataInput!G404,NA())","v":"Non-Coincident"},{"$f":"IF($E405=DataInput!$B404,DataInput!H404,NA())","v":2019},{"$f":"IF($E405=DataInput!$B404,DataInput!I404,NA())","v":"POE50"},{"$f":"IF($E405=DataInput!$B404,DataInput!J404,NA())","v":58.3651982575375},{"$f":"IF($E405=DataInput!$B404,DataInput!K404,NA())","v":0.93810833704998198},null,null,"VIC Brooklyn (Powercor) 22 kV",null,null,null,null,false,null,null,{"$error":"#N/A"},{"$error":"#N/A"},{"$error":"#N/A"},{"$error":"#N/A"},{"$error":"#N/A"},{"$error":"#N/A"},{"$error":"#N/A"},{"$error":"#N/A"},{"$error":"#N/A"},{"$error":"#N/A"}]
[null,{"$f":"IF(DataInput!B405=$B$8,IF($B$9=$B$10,TRUE,IF(DataInput!E405=$B$9,TRUE,FALSE)))","v":true},null,null,{"$f":"IF(B406=TRUE,DataInput!B405,NA())","v":"VIC"},{"$f":"IF($E406=DataInput!$B405,DataInput!C405,NA())","v":"BLTS22P"},{"$f":"IF($E406=DataInput!$B405,DataInput!D405,NA())","v":"Brooklyn (Powercor) 22 kV"},{"$f":"IF($E406=DataInput!$B405,DataInput!E405,NA())","v":"Powercor"},{"$f":"IF($E406=DataInput!$B405,DataInput!F405,NA())","v":"Winter"},{"$f":"IF($E406=DataInput!$B405,DataInput!G405,NA())","v":"Non-Coincident"},{"$f":"IF($E406=DataInput!$B405,DataInput!H405,NA())","v":2020},{"$f":"IF($E406=DataInput!$B405,DataInput!I405,NA())","v":"POE50"},{"$f":"IF($E406=DataInput!$B405,DataInput!J405,NA())","v":59.433192466986903},{"$f":"IF($E406=DataInput!$B405,DataInput!K405,NA())","v":0.93451175282179},null,null,"VIC Brooklyn (Powercor) 22 kV",null,null,null,null,false,null,null,{"$error":"#N/A"},{"$error":"#N/A"},{"$error":"#N/A"},{"$error":"#N/A"},{"$error":"#N/A"},{"$error":"#N/A"},{"$error":"#N/A"},{"$error":"#N/A"},{"$error":"#N/A"},{"$error":"#N/A"}]
[null,{"$f":"IF(DataInput!B406=$B$8,IF($B$9=$B$10,TRUE,IF(DataInput!E406=$B$9,TRUE,FALSE)))","v":true},null,null,{"$f":"IF(B407=TRUE,DataInput!B406,NA())","v":"VIC"},{"$f":"IF($E407=DataInput!$B406,DataInput!C406,NA())","v":"BLTS22P"},{"$f":"IF($E407=DataInput!$B406,DataInput!D406,NA())","v":"Brooklyn (Powercor) 22 kV"},{"$f":"IF($E407=DataInput!$B406,DataInput!E406,NA())","v":"Powercor"},{"$f":"IF($E407=DataInput!$B406,DataInput!F406,NA())","v":"Winter"},{"$f":"IF($E407=DataInput!$B406,DataInput!G406,NA())","v":"Non-Coincident"},{"$f":"IF($E407=DataInput!$B406,DataInput!H406,NA())","v":2021},{"$f":"IF($E407=DataInput!$B406,DataInput!I406,NA())","v":"POE50"},{"$f":"IF($E407=DataInput!$B406,DataInput!J406,NA())","v":60.167141523133402},{"$f":"IF($E407=DataInput!$B406,DataInput!K406,NA())","v":0.93455546705668002},null,null,"VIC Brooklyn (Powercor) 22 kV",null,null,null,null,false,null,null,{"$error":"#N/A"},{"$error":"#N/A"},{"$error":"#N/A"},{"$error":"#N/A"},{"$error":"#N/A"},{"$error":"#N/A"},{"$error":"#N/A"},{"$error":"#N/A"},{"$error":"#N/A"},{"$error":"#N/A"}]
[null,{"$f":"IF(DataInput!B407=$B$8,IF($B$9=$B$10,TRUE,IF(DataInput!E407=$B$9,TRUE,FALSE)))","v":true},null,null,{"$f":"IF(B408=TRUE,DataInput!B407,NA())","v":"VIC"},{"$f":"IF($E408=DataInput!$B407,DataInput!C407,NA())","v":"BLTS22P"},{"$f":"IF($E408=DataInput!$B407,DataInput!D407,NA())","v":"Brooklyn (Powercor) 22 kV"},{"$f":"IF($E408=DataInput!$B407,DataInput!E407,NA())","v":"Powercor"},{"$f":"IF($E408=DataInput!$B407,DataInput!F407,NA())","v":"Winter"},{"$f":"IF($E408=DataInput!$B407,DataInput!G407,NA())","v":"Non-Coincident"},{"$f":"IF($E408=DataInput!$B407,DataInput!H407,NA())","v":2022},{"$f":"IF($E408=DataInput!$B407,DataInput!I407,NA())","v":"POE50"},{"$f":"IF($E408=DataInput!$B407,DataInput!J407,NA())","v":60.905106294378299},{"$f":"IF($E408=DataInput!$B407,DataInput!K407,NA())","v":0.93459368745012406},null,null,"VIC Brooklyn (Powercor) 22 kV",null,null,null,null,false,null,null,{"$error":"#N/A"},{"$error":"#N/A"},{"$error":"#N/A"},{"$error":"#N/A"},{"$error":"#N/A"},{"$error":"#N/A"},{"$error":"#N/A"},{"$error":"#N/A"},{"$error":"#N/A"},{"$error":"#N/A"}]
[null,{"$f":"IF(DataInput!B408=$B$8,IF($B$9=$B$10,TRUE,IF(DataInput!E408=$B$9,TRUE,FALSE)))","v":true},null,null,{"$f":"IF(B409=TRUE,DataInput!B408,NA())","v":"VIC"},{"$f":"IF($E409=DataInput!$B408,DataInput!C408,NA())","v":"BLTS22P"},{"$f":"IF($E409=DataInput!$B408,DataInput!D408,NA())","v":"Brooklyn (Powercor) 22 kV"},{"$f":"IF($E409=DataInput!$B408,DataInput!E408,NA())","v":"Powercor"},{"$f":"IF($E409=DataInput!$B408,DataInput!F408,NA())","v":"Winter"},{"$f":"IF($E409=DataInput!$B408,DataInput!G408,NA())","v":"Non-Coincident"},{"$f":"IF($E409=DataInput!$B408,DataInput!H408,NA())","v":2023},{"$f":"IF($E409=DataInput!$B408,DataInput!I408,NA())","v":"POE50"},{"$f":"IF($E409=DataInput!$B408,DataInput!J408,NA())","v":61.837230786033601},{"$f":"IF($E409=DataInput!$B408,DataInput!K408,NA())","v":0.93478087525864995},null,null,"VIC Brooklyn (Powercor) 22 kV",null,null,null,null,false,null,null,{"$error":"#N/A"},{"$error":"#N/A"},{"$error":"#N/A"},{"$error":"#N/A"},{"$error":"#N/A"},{"$error":"#N/A"},{"$error":"#N/A"},{"$error":"#N/A"},{"$error":"#N/A"},{"$error":"#N/A"}]
[null,{"$f":"IF(DataInput!B409=$B$8,IF($B$9=$B$10,TRUE,IF(DataInput!E409=$B$9,TRUE,FALSE)))","v":true},null,null,{"$f":"IF(B410=TRUE,DataInput!B409,NA())","v":"VIC"},{"$f":"IF($E410=DataInput!$B409,DataInput!C409,NA())","v":"BLTS22P"},{"$f":"IF($E410=DataInput!$B409,DataInput!D409,NA())","v":"Brooklyn (Powercor) 22 kV"},{"$f":"IF($E410=DataInput!$B409,DataInput!E409,NA())","v":"Powercor"},{"$f":"IF($E410=DataInput!$B409,DataInput!F409,NA())","v":"Winter"},{"$f":"IF($E410=DataInput!$B409,DataInput!G409,NA())","v":"Non-Coincident"},{"$f":"IF($E410=DataInput!$B409,DataInput!H409,NA())","v":2024},{"$f":"IF($E410=DataInput!$B409,DataInput!I409,NA())","v":"POE50"},{"$f":"IF($E410=DataInput!$B409,DataInput!J409,NA())","v":62.403568984125997},{"$f":"IF($E410=DataInput!$B409,DataInput!K409,NA())","v":0.93480493754489502},null,null,"VIC Brooklyn (Powercor) 22 kV",null,null,null,null,false,null,null,{"$error":"#N/A"},{"$error":"#N/A"},{"$error":"#N/A"},{"$error":"#N/A"},{"$error":"#N/A"},{"$error":"#N/A"},{"$error":"#N/A"},{"$error":"#N/A"},{"$error":"#N/A"},{"$error":"#N/A"}]
[null,{"$f":"IF(DataInput!B410=$B$8,IF($B$9=$B$10,TRUE,IF(DataInput!E410=$B$9,TRUE,FALSE)))","v":true},null,null,{"$f":"IF(B411=TRUE,DataInput!B410,NA())","v":"VIC"},{"$f":"IF($E411=DataInput!$B410,DataInput!C410,NA())","v":"BLTS22P"},{"$f":"IF($E411=DataInput!$B410,DataInput!D410,NA())","v":"Brooklyn (Powercor) 22 kV"},{"$f":"IF($E411=DataInput!$B410,DataInput!E410,NA())","v":"Powercor"},{"$f":"IF($E411=DataInput!$B410,DataInput!F410,NA())","v":"Winter"},{"$f":"IF($E411=DataInput!$B410,DataInput!G410,NA())","v":"Non-Coincident"},{"$f":"IF($E411=DataInput!$B410,DataInput!H410,NA())","v":2025},{"$f":"IF($E411=DataInput!$B410,DataInput!I410,NA())","v":"POE50"},{"$f":"IF($E411=DataInput!$B410,DataInput!J410,NA())","v":62.908224619773499},{"$f":"IF($E411=DataInput!$B410,DataInput!K410,NA())","v":0.93482431403528898},null,null,"VIC Brooklyn (Powercor) 22 kV",null,null,null,null,false,null,null,{"$error":"#N/A"},{"$error":"#N/A"},{"$error":"#N/A"},{"$error":"#N/A"},{"$error":"#N/A"},{"$error":"#N/A"},{"$error":"#N/A"},{"$error":"#N/A"},{"$error":"#N/A"},{"$error":"#N/A"}]
[null,{"$f":"IF(DataInput!B411=$B$8,IF($B$9=$B$10,TRUE,IF(DataInput!E411=$B$9,TRUE,FALSE)))","v":true},null,null,{"$f":"IF(B412=TRUE,DataInput!B411,NA())","v":"VIC"},{"$f":"IF($E412=DataInput!$B411,DataInput!C411,NA())","v":"BLTSS"},{"$f":"IF($E412=DataInput!$B411,DataInput!D411,NA())","v":"Brooklyn (Powercor) 66 kV - Onesteel"},{"$f":"IF($E412=DataInput!$B411,DataInput!E411,NA())","v":"Powercor"},{"$f":"IF($E412=DataInput!$B411,DataInput!F411,NA())","v":"Summer"},{"$f":"IF($E412=DataInput!$B411,DataInput!G411,NA())","v":"Non-Coincident"},{"$f":"IF($E412=DataInput!$B411,DataInput!H411,NA())","v":2017},{"$f":"IF($E412=DataInput!$B411,DataInput!I411,NA())","v":"POE10"},{"$f":"IF($E412=DataInput!$B411,DataInput!J411,NA())","v":"NA"},{"$f":"IF($E412=DataInput!$B411,DataInput!K411,NA())","v":"NA"},null,null,"VIC Brooklyn (Powercor) 66 kV - Onesteel",null,null,null,null,false,null,null,{"$error":"#N/A"},{"$error":"#N/A"},{"$error":"#N/A"},{"$error":"#N/A"},{"$error":"#N/A"},{"$error":"#N/A"},{"$error":"#N/A"},{"$error":"#N/A"},{"$error":"#N/A"},{"$error":"#N/A"}]
[null,{"$f":"IF(DataInput!B412=$B$8,IF($B$9=$B$10,TRUE,IF(DataInput!E412=$B$9,TRUE,FALSE)))","v":true},null,null,{"$f":"IF(B413=TRUE,DataInput!B412,NA())","v":"VIC"},{"$f":"IF($E413=DataInput!$B412,DataInput!C412,NA())","v":"BLTSS"},{"$f":"IF($E413=DataInput!$B412,DataInput!D412,NA())","v":"Brooklyn (Powercor) 66 kV - Onesteel"},{"$f":"IF($E413=DataInput!$B412,DataInput!E412,NA())","v":"Powercor"},{"$f":"IF($E413=DataInput!$B412,DataInput!F412,NA())","v":"Summer"},{"$f":"IF($E413=DataInput!$B412,DataInput!G412,NA())","v":"Non-Coincident"},{"$f":"IF($E413=DataInput!$B412,DataInput!H412,NA())","v":2018},{"$f":"IF($E413=DataInput!$B412,DataInput!I412,NA())","v":"POE10"},{"$f":"IF($E413=DataInput!$B412,DataInput!J412,NA())","v":"NA"},{"$f":"IF($E413=DataInput!$B412,DataInput!K412,NA())","v":"NA"},null,null,"VIC Brooklyn (Powercor) 66 kV - Onesteel",null,null,null,null,false,null,null,{"$error":"#N/A"},{"$error":"#N/A"},{"$error":"#N/A"},{"$error":"#N/A"},{"$error":"#N/A"},{"$error":"#N/A"},{"$error":"#N/A"},{"$error":"#N/A"},{"$error":"#N/A"},{"$error":"#N/A"}]
[null,{"$f":"IF(DataInput!B413=$B$8,IF($B$9=$B$10,TRUE,IF(DataInput!E413=$B$9,TRUE,FALSE)))","v":true},null,null,{"$f":"IF(B414=TRUE,DataInput!B413,NA())","v":"VIC"},{"$f":"IF($E414=DataInput!$B413,DataInput!C413,NA())","v":"BLTSS"},{"$f":"IF($E414=DataInput!$B413,DataInput!D413,NA())","v":"Brooklyn (Powercor) 66 kV - Onesteel"},{"$f":"IF($E414=DataInput!$B413,DataInput!E413,NA())","v":"Powercor"},{"$f":"IF($E414=DataInput!$B413,DataInput!F413,NA())","v":"Summer"},{"$f":"IF($E414=DataInput!$B413,DataInput!G413,NA())","v":"Non-Coincident"},{"$f":"IF($E414=DataInput!$B413,DataInput!H413,NA())","v":2019},{"$f":"IF($E414=DataInput!$B413,DataInput!I413,NA())","v":"POE10"},{"$f":"IF($E414=DataInput!$B413,DataInput!J413,NA())","v":"NA"},{"$f":"IF($E414=DataInput!$B413,DataInput!K413,NA())","v":"NA"},null,null,"VIC Brooklyn (Powercor) 66 kV - Onesteel",null,null,null,null,false,null,null,{"$error":"#N/A"},{"$error":"#N/A"},{"$error":"#N/A"},{"$error":"#N/A"},{"$error":"#N/A"},{"$error":"#N/A"},{"$error":"#N/A"},{"$error":"#N/A"},{"$error":"#N/A"},{"$error":"#N/A"}]
[null,{"$f":"IF(DataInput!B414=$B$8,IF($B$9=$B$10,TRUE,IF(DataInput!E414=$B$9,TRUE,FALSE)))","v":true},null,null,{"$f":"IF(B415=TRUE,DataInput!B414,NA())","v":"VIC"},{"$f":"IF($E415=DataInput!$B414,DataInput!C414,NA())","v":"BLTSS"},{"$f":"IF($E415=DataInput!$B414,DataInput!D414,NA())","v":"Brooklyn (Powercor) 66 kV - Onesteel"},{"$f":"IF($E415=DataInput!$B414,DataInput!E414,NA())","v":"Powercor"},{"$f":"IF($E415=DataInput!$B414,DataInput!F414,NA())","v":"Summer"},{"$f":"IF($E415=DataInput!$B414,DataInput!G414,NA())","v":"Non-Coincident"},{"$f":"IF($E415=DataInput!$B414,DataInput!H414,NA())","v":2020},{"$f":"IF($E415=DataInput!$B414,DataInput!I414,NA())","v":"POE10"},{"$f":"IF($E415=DataInput!$B414,DataInput!J414,NA())","v":"NA"},{"$f":"IF($E415=DataInput!$B414,DataInput!K414,NA())","v":"NA"},null,null,"VIC Brooklyn (Powercor) 66 kV - Onesteel",null,null,null,null,false,null,null,{"$error":"#N/A"},{"$error":"#N/A"},{"$error":"#N/A"},{"$error":"#N/A"},{"$error":"#N/A"},{"$error":"#N/A"},{"$error":"#N/A"},{"$error":"#N/A"},{"$error":"#N/A"},{"$error":"#N/A"}]
[null,{"$f":"IF(DataInput!B415=$B$8,IF($B$9=$B$10,TRUE,IF(DataInput!E415=$B$9,TRUE,FALSE)))","v":true},null,null,{"$f":"IF(B416=TRUE,DataInput!B415,NA())","v":"VIC"},{"$f":"IF($E416=DataInput!$B415,DataInput!C415,NA())","v":"BLTSS"},{"$f":"IF($E416=DataInput!$B415,DataInput!D415,NA())","v":"Brooklyn (Powercor) 66 kV - Onesteel"},{"$f":"IF($E416=DataInput!$B415,DataInput!E415,NA())","v":"Powercor"},{"$f":"IF($E416=DataInput!$B415,DataInput!F415,NA())","v":"Summer"},{"$f":"IF($E416=DataInput!$B415,DataInput!G415,NA())","v":"Non-Coincident"},{"$f":"IF($E416=DataInput!$B415,DataInput!H415,NA())","v":2021},{"$f":"IF($E416=DataInput!$B415,DataInput!I415,NA())","v":"POE10"},{"$f":"IF($E416=DataInput!$B415,DataInput!J415,NA())","v":"NA"},{"$f":"IF($E416=DataInput!$B415,DataInput!K415,NA())","v":"NA"},null,null,"VIC Brooklyn (Powercor) 66 kV - Onesteel",null,null,null,null,false,null,null,{"$error":"#N/A"},{"$error":"#N/A"},{"$error":"#N/A"},{"$error":"#N/A"},{"$error":"#N/A"},{"$error":"#N/A"},{"$error":"#N/A"},{"$error":"#N/A"},{"$error":"#N/A"},{"$error":"#N/A"}]
[null,{"$f":"IF(DataInput!B416=$B$8,IF($B$9=$B$10,TRUE,IF(DataInput!E416=$B$9,TRUE,FALSE)))","v":true},null,null,{"$f":"IF(B417=TRUE,DataInput!B416,NA())","v":"VIC"},{"$f":"IF($E417=DataInput!$B416,DataInput!C416,NA())","v":"BLTSS"},{"$f":"IF($E417=DataInput!$B416,DataInput!D416,NA())","v":"Brooklyn (Powercor) 66 kV - Onesteel"},{"$f":"IF($E417=DataInput!$B416,DataInput!E416,NA())","v":"Powercor"},{"$f":"IF($E417=DataInput!$B416,DataInput!F416,NA())","v":"Summer"},{"$f":"IF($E417=DataInput!$B416,DataInput!G416,NA())","v":"Non-Coincident"},{"$f":"IF($E417=DataInput!$B416,DataInput!H416,NA())","v":2022},{"$f":"IF($E417=DataInput!$B416,DataInput!I416,NA())","v":"POE10"},{"$f":"IF($E417=DataInput!$B416,DataInput!J416,NA())","v":"NA"},{"$f":"IF($E417=DataInput!$B416,DataInput!K416,NA())","v":"NA"},null,null,"VIC Brooklyn (Powercor) 66 kV - Onesteel",null,null,null,null,false,null,null,{"$error":"#N/A"},{"$error":"#N/A"},{"$error":"#N/A"},{"$error":"#N/A"},{"$error":"#N/A"},{"$error":"#N/A"},{"$error":"#N/A"},{"$error":"#N/A"},{"$error":"#N/A"},{"$error":"#N/A"}]
[null,{"$f":"IF(DataInput!B417=$B$8,IF($B$9=$B$10,TRUE,IF(DataInput!E417=$B$9,TRUE,FALSE)))","v":true},null,null,{"$f":"IF(B418=TRUE,DataInput!B417,NA())","v":"VIC"},{"$f":"IF($E418=DataInput!$B417,DataInput!C417,NA())","v":"BLTSS"},{"$f":"IF($E418=DataInput!$B417,DataInput!D417,NA())","v":"Brooklyn (Powercor) 66 kV - Onesteel"},{"$f":"IF($E418=DataInput!$B417,DataInput!E417,NA())","v":"Powercor"},{"$f":"IF($E418=DataInput!$B417,DataInput!F417,NA())","v":"Summer"},{"$f":"IF($E418=DataInput!$B417,DataInput!G417,NA())","v":"Non-Coincident"},{"$f":"IF($E418=DataInput!$B417,DataInput!H417,NA())","v":2023},{"$f":"IF($E418=DataInput!$B417,DataInput!I417,NA())","v":"POE10"},{"$f":"IF($E418=DataInput!$B417,DataInput!J417,NA())","v":"NA"},{"$f":"IF($E418=DataInput!$B417,DataInput!K417,NA())","v":"NA"},null,null,"VIC Brooklyn (Powercor) 66 kV - Onesteel",null,null,null,null,false,null,null,{"$error":"#N/A"},{"$error":"#N/A"},{"$error":"#N/A"},{"$error":"#N/A"},{"$error":"#N/A"},{"$error":"#N/A"},{"$error":"#N/A"},{"$error":"#N/A"},{"$error":"#N/A"},{"$error":"#N/A"}]
[null,{"$f":"IF(DataInput!B418=$B$8,IF($B$9=$B$10,TRUE,IF(DataInput!E418=$B$9,TRUE,FALSE)))","v":true},null,null,{"$f":"IF(B419=TRUE,DataInput!B418,NA())","v":"VIC"},{"$f":"IF($E419=DataInput!$B418,DataInput!C418,NA())","v":"BLTSS"},{"$f":"IF($E419=DataInput!$B418,DataInput!D418,NA())","v":"Brooklyn (Powercor) 66 kV - Onesteel"},{"$f":"IF($E419=DataInput!$B418,DataInput!E418,NA())","v":"Powercor"},{"$f":"IF($E419=DataInput!$B418,DataInput!F418,NA())","v":"Summer"},{"$f":"IF($E419=DataInput!$B418,DataInput!G418,NA())","v":"Non-Coincident"},{"$f":"IF($E419=DataInput!$B418,DataInput!H418,NA())","v":2024},{"$f":"IF($E419=DataInput!$B418,DataInput!I418,NA())","v":"POE10"},{"$f":"IF($E419=DataInput!$B418,DataInput!J418,NA())","v":"NA"},{"$f":"IF($E419=DataInput!$B418,DataInput!K418,NA())","v":"NA"},null,null,"VIC Brooklyn (Powercor) 66 kV - Onesteel",null,null,null,null,false,null,null,{"$error":"#N/A"},{"$error":"#N/A"},{"$error":"#N/A"},{"$error":"#N/A"},{"$error":"#N/A"},{"$error":"#N/A"},{"$error":"#N/A"},{"$error":"#N/A"},{"$error":"#N/A"},{"$error":"#N/A"}]
[null,{"$f":"IF(DataInput!B419=$B$8,IF($B$9=$B$10,TRUE,IF(DataInput!E419=$B$9,TRUE,FALSE)))","v":true},null,null,{"$f":"IF(B420=TRUE,DataInput!B419,NA())","v":"VIC"},{"$f":"IF($E420=DataInput!$B419,DataInput!C419,NA())","v":"BLTSS"},{"$f":"IF($E420=DataInput!$B419,DataInput!D419,NA())","v":"Brooklyn (Powercor) 66 kV - Onesteel"},{"$f":"IF($E420=DataInput!$B419,DataInput!E419,NA())","v":"Powercor"},{"$f":"IF($E420=DataInput!$B419,DataInput!F419,NA())","v":"Summer"},{"$f":"IF($E420=DataInput!$B419,DataInput!G419,NA())","v":"Non-Coincident"},{"$f":"IF($E420=DataInput!$B419,DataInput!H419,NA())","v":2025},{"$f":"IF($E420=DataInput!$B419,DataInput!I419,NA())","v":"POE10"},{"$f":"IF($E420=DataInput!$B419,DataInput!J419,NA())","v":"NA"},{"$f":"IF($E420=DataInput!$B419,DataInput!K419,NA())","v":"NA"},null,null,"VIC Brooklyn (Powercor) 66 kV - Onesteel",null,null,null,null,false,null,null,{"$error":"#N/A"},{"$error":"#N/A"},{"$error":"#N/A"},{"$error":"#N/A"},{"$error":"#N/A"},{"$error":"#N/A"},{"$error":"#N/A"},{"$error":"#N/A"},{"$error":"#N/A"},{"$error":"#N/A"}]
[null,{"$f":"IF(DataInput!B420=$B$8,IF($B$9=$B$10,TRUE,IF(DataInput!E420=$B$9,TRUE,FALSE)))","v":true},null,null,{"$f":"IF(B421=TRUE,DataInput!B420,NA())","v":"VIC"},{"$f":"IF($E421=DataInput!$B420,DataInput!C420,NA())","v":"BLTSS"},{"$f":"IF($E421=DataInput!$B420,DataInput!D420,NA())","v":"Brooklyn (Powercor) 66 kV - Onesteel"},{"$f":"IF($E421=DataInput!$B420,DataInput!E420,NA())","v":"Powercor"},{"$f":"IF($E421=DataInput!$B420,DataInput!F420,NA())","v":"Summer"},{"$f":"IF($E421=DataInput!$B420,DataInput!G420,NA())","v":"Non-Coincident"},{"$f":"IF($E421=DataInput!$B420,DataInput!H420,NA())","v":2026},{"$f":"IF($E421=DataInput!$B420,DataInput!I420,NA())","v":"POE10"},{"$f":"IF($E421=DataInput!$B420,DataInput!J420,NA())","v":"NA"},{"$f":"IF($E421=DataInput!$B420,DataInput!K420,NA())","v":"NA"},null,null,"VIC Brooklyn (Powercor) 66 kV - Onesteel",null,null,null,null,false,null,null,{"$error":"#N/A"},{"$error":"#N/A"},{"$error":"#N/A"},{"$error":"#N/A"},{"$error":"#N/A"},{"$error":"#N/A"},{"$error":"#N/A"},{"$error":"#N/A"},{"$error":"#N/A"},{"$error":"#N/A"}]
[null,{"$f":"IF(DataInput!B421=$B$8,IF($B$9=$B$10,TRUE,IF(DataInput!E421=$B$9,TRUE,FALSE)))","v":true},null,null,{"$f":"IF(B422=TRUE,DataInput!B421,NA())","v":"VIC"},{"$f":"IF($E422=DataInput!$B421,DataInput!C421,NA())","v":"BLTSS"},{"$f":"IF($E422=DataInput!$B421,DataInput!D421,NA())","v":"Brooklyn (Powercor) 66 kV - Onesteel"},{"$f":"IF($E422=DataInput!$B421,DataInput!E421,NA())","v":"Powercor"},{"$f":"IF($E422=DataInput!$B421,DataInput!F421,NA())","v":"Summer"},{"$f":"IF($E422=DataInput!$B421,DataInput!G421,NA())","v":"Non-Coincident"},{"$f":"IF($E422=DataInput!$B421,DataInput!H421,NA())","v":2017},{"$f":"IF($E422=DataInput!$B421,DataInput!I421,NA())","v":"POE50"},{"$f":"IF($E422=DataInput!$B421,DataInput!J421,NA())","v":"NA"},{"$f":"IF($E422=DataInput!$B421,DataInput!K421,NA())","v":"NA"},null,null,"VIC Brooklyn (Powercor) 66 kV - Onesteel",null,null,null,null,false,null,null,{"$error":"#N/A"},{"$error":"#N/A"},{"$error":"#N/A"},{"$error":"#N/A"},{"$error":"#N/A"},{"$error":"#N/A"},{"$error":"#N/A"},{"$error":"#N/A"},{"$error":"#N/A"},{"$error":"#N/A"}]
[null,{"$f":"IF(DataInput!B422=$B$8,IF($B$9=$B$10,TRUE,IF(DataInput!E422=$B$9,TRUE,FALSE)))","v":true},null,null,{"$f":"IF(B423=TRUE,DataInput!B422,NA())","v":"VIC"},{"$f":"IF($E423=DataInput!$B422,DataInput!C422,NA())","v":"BLTSS"},{"$f":"IF($E423=DataInput!$B422,DataInput!D422,NA())","v":"Brooklyn (Powercor) 66 kV - Onesteel"},{"$f":"IF($E423=DataInput!$B422,DataInput!E422,NA())","v":"Powercor"},{"$f":"IF($E423=DataInput!$B422,DataInput!F422,NA())","v":"Summer"},{"$f":"IF($E423=DataInput!$B422,DataInput!G422,NA())","v":"Non-Coincident"},{"$f":"IF($E423=DataInput!$B422,DataInput!H422,NA())","v":2018},{"$f":"IF($E423=DataInput!$B422,DataInput!I422,NA())","v":"POE50"},{"$f":"IF($E423=DataInput!$B422,DataInput!J422,NA())","v":"NA"},{"$f":"IF($E423=DataInput!$B422,DataInput!K422,NA())","v":"NA"},null,null,"VIC Brooklyn (Powercor) 66 kV - Onesteel",null,null,null,null,false,null,null,{"$error":"#N/A"},{"$error":"#N/A"},{"$error":"#N/A"},{"$error":"#N/A"},{"$error":"#N/A"},{"$error":"#N/A"},{"$error":"#N/A"},{"$error":"#N/A"},{"$error":"#N/A"},{"$error":"#N/A"}]
[null,{"$f":"IF(DataInput!B423=$B$8,IF($B$9=$B$10,TRUE,IF(DataInput!E423=$B$9,TRUE,FALSE)))","v":true},null,null,{"$f":"IF(B424=TRUE,DataInput!B423,NA())","v":"VIC"},{"$f":"IF($E424=DataInput!$B423,DataInput!C423,NA())","v":"BLTSS"},{"$f":"IF($E424=DataInput!$B423,DataInput!D423,NA())","v":"Brooklyn (Powercor) 66 kV - Onesteel"},{"$f":"IF($E424=DataInput!$B423,DataInput!E423,NA())","v":"Powercor"},{"$f":"IF($E424=DataInput!$B423,DataInput!F423,NA())","v":"Summer"},{"$f":"IF($E424=DataInput!$B423,DataInput!G423,NA())","v":"Non-Coincident"},{"$f":"IF($E424=DataInput!$B423,DataInput!H423,NA())","v":2019},{"$f":"IF($E424=DataInput!$B423,DataInput!I423,NA())","v":"POE50"},{"$f":"IF($E424=DataInput!$B423,DataInput!J423,NA())","v":"NA"},{"$f":"IF($E424=DataInput!$B423,DataInput!K423,NA())","v":"NA"},null,null,"VIC Brooklyn (Powercor) 66 kV - Onesteel",null,null,null,null,false,null,null,{"$error":"#N/A"},{"$error":"#N/A"},{"$error":"#N/A"},{"$error":"#N/A"},{"$error":"#N/A"},{"$error":"#N/A"},{"$error":"#N/A"},{"$error":"#N/A"},{"$error":"#N/A"},{"$error":"#N/A"}]
[null,{"$f":"IF(DataInput!B424=$B$8,IF($B$9=$B$10,TRUE,IF(DataInput!E424=$B$9,TRUE,FALSE)))","v":true},null,null,{"$f":"IF(B425=TRUE,DataInput!B424,NA())","v":"VIC"},{"$f":"IF($E425=DataInput!$B424,DataInput!C424,NA())","v":"BLTSS"},{"$f":"IF($E425=DataInput!$B424,DataInput!D424,NA())","v":"Brooklyn (Powercor) 66 kV - Onesteel"},{"$f":"IF($E425=DataInput!$B424,DataInput!E424,NA())","v":"Powercor"},{"$f":"IF($E425=DataInput!$B424,DataInput!F424,NA())","v":"Summer"},{"$f":"IF($E425=DataInput!$B424,DataInput!G424,NA())","v":"Non-Coincident"},{"$f":"IF($E425=DataInput!$B424,DataInput!H424,NA())","v":2020},{"$f":"IF($E425=DataInput!$B424,DataInput!I424,NA())","v":"POE50"},{"$f":"IF($E425=DataInput!$B424,DataInput!J424,NA())","v":"NA"},{"$f":"IF($E425=DataInput!$B424,DataInput!K424,NA())","v":"NA"},null,null,"VIC Brooklyn (Powercor) 66 kV - Onesteel",null,null,null,null,false,null,null,{"$error":"#N/A"},{"$error":"#N/A"},{"$error":"#N/A"},{"$error":"#N/A"},{"$error":"#N/A"},{"$error":"#N/A"},{"$error":"#N/A"},{"$error":"#N/A"},{"$error":"#N/A"},{"$error":"#N/A"}]
[null,{"$f":"IF(DataInput!B425=$B$8,IF($B$9=$B$10,TRUE,IF(DataInput!E425=$B$9,TRUE,FALSE)))","v":true},null,null,{"$f":"IF(B426=TRUE,DataInput!B425,NA())","v":"VIC"},{"$f":"IF($E426=DataInput!$B425,DataInput!C425,NA())","v":"BLTSS"},{"$f":"IF($E426=DataInput!$B425,DataInput!D425,NA())","v":"Brooklyn (Powercor) 66 kV - Onesteel"},{"$f":"IF($E426=DataInput!$B425,DataInput!E425,NA())","v":"Powercor"},{"$f":"IF($E426=DataInput!$B425,DataInput!F425,NA())","v":"Summer"},{"$f":"IF($E426=DataInput!$B425,DataInput!G425,NA())","v":"Non-Coincident"},{"$f":"IF($E426=DataInput!$B425,DataInput!H425,NA())","v":2021},{"$f":"IF($E426=DataInput!$B425,DataInput!I425,NA())","v":"POE50"},{"$f":"IF($E426=DataInput!$B425,DataInput!J425,NA())","v":"NA"},{"$f":"IF($E426=DataInput!$B425,DataInput!K425,NA())","v":"NA"},null,null,"VIC Brooklyn (Powercor) 66 kV - Onesteel",null,null,null,null,false,null,null,{"$error":"#N/A"},{"$error":"#N/A"},{"$error":"#N/A"},{"$error":"#N/A"},{"$error":"#N/A"},{"$error":"#N/A"},{"$error":"#N/A"},{"$error":"#N/A"},{"$error":"#N/A"},{"$error":"#N/A"}]
[null,{"$f":"IF(DataInput!B426=$B$8,IF($B$9=$B$10,TRUE,IF(DataInput!E426=$B$9,TRUE,FALSE)))","v":true},null,null,{"$f":"IF(B427=TRUE,DataInput!B426,NA())","v":"VIC"},{"$f":"IF($E427=DataInput!$B426,DataInput!C426,NA())","v":"BLTSS"},{"$f":"IF($E427=DataInput!$B426,DataInput!D426,NA())","v":"Brooklyn (Powercor) 66 kV - Onesteel"},{"$f":"IF($E427=DataInput!$B426,DataInput!E426,NA())","v":"Powercor"},{"$f":"IF($E427=DataInput!$B426,DataInput!F426,NA())","v":"Summer"},{"$f":"IF($E427=DataInput!$B426,DataInput!G426,NA())","v":"Non-Coincident"},{"$f":"IF($E427=DataInput!$B426,DataInput!H426,NA())","v":2022},{"$f":"IF($E427=DataInput!$B426,DataInput!I426,NA())","v":"POE50"},{"$f":"IF($E427=DataInput!$B426,DataInput!J426,NA())","v":"NA"},{"$f":"IF($E427=DataInput!$B426,DataInput!K426,NA())","v":"NA"},null,null,"VIC Brooklyn (Powercor) 66 kV - Onesteel",null,null,null,null,false,null,null,{"$error":"#N/A"},{"$error":"#N/A"},{"$error":"#N/A"},{"$error":"#N/A"},{"$error":"#N/A"},{"$error":"#N/A"},{"$error":"#N/A"},{"$error":"#N/A"},{"$error":"#N/A"},{"$error":"#N/A"}]
[null,{"$f":"IF(DataInput!B427=$B$8,IF($B$9=$B$10,TRUE,IF(DataInput!E427=$B$9,TRUE,FALSE)))","v":true},null,null,{"$f":"IF(B428=TRUE,DataInput!B427,NA())","v":"VIC"},{"$f":"IF($E428=DataInput!$B427,DataInput!C427,NA())","v":"BLTSS"},{"$f":"IF($E428=DataInput!$B427,DataInput!D427,NA())","v":"Brooklyn (Powercor) 66 kV - Onesteel"},{"$f":"IF($E428=DataInput!$B427,DataInput!E427,NA())","v":"Powercor"},{"$f":"IF($E428=DataInput!$B427,DataInput!F427,NA())","v":"Summer"},{"$f":"IF($E428=DataInput!$B427,DataInput!G427,NA())","v":"Non-Coincident"},{"$f":"IF($E428=DataInput!$B427,DataInput!H427,NA())","v":2023},{"$f":"IF($E428=DataInput!$B427,DataInput!I427,NA())","v":"POE50"},{"$f":"IF($E428=DataInput!$B427,DataInput!J427,NA())","v":"NA"},{"$f":"IF($E428=DataInput!$B427,DataInput!K427,NA())","v":"NA"},null,null,"VIC Brooklyn (Powercor) 66 kV - Onesteel",null,null,null,null,false,null,null,{"$error":"#N/A"},{"$error":"#N/A"},{"$error":"#N/A"},{"$error":"#N/A"},{"$error":"#N/A"},{"$error":"#N/A"},{"$error":"#N/A"},{"$error":"#N/A"},{"$error":"#N/A"},{"$error":"#N/A"}]
[null,{"$f":"IF(DataInput!B428=$B$8,IF($B$9=$B$10,TRUE,IF(DataInput!E428=$B$9,TRUE,FALSE)))","v":true},null,null,{"$f":"IF(B429=TRUE,DataInput!B428,NA())","v":"VIC"},{"$f":"IF($E429=DataInput!$B428,DataInput!C428,NA())","v":"BLTSS"},{"$f":"IF($E429=DataInput!$B428,DataInput!D428,NA())","v":"Brooklyn (Powercor) 66 kV - Onesteel"},{"$f":"IF($E429=DataInput!$B428,DataInput!E428,NA())","v":"Powercor"},{"$f":"IF($E429=DataInput!$B428,DataInput!F428,NA())","v":"Summer"},{"$f":"IF($E429=DataInput!$B428,DataInput!G428,NA())","v":"Non-Coincident"},{"$f":"IF($E429=DataInput!$B428,DataInput!H428,NA())","v":2024},{"$f":"IF($E429=DataInput!$B428,DataInput!I428,NA())","v":"POE50"},{"$f":"IF($E429=DataInput!$B428,DataInput!J428,NA())","v":"NA"},{"$f":"IF($E429=DataInput!$B428,DataInput!K428,NA())","v":"NA"},null,null,"VIC Brooklyn (Powercor) 66 kV - Onesteel",null,null,null,null,false,null,null,{"$error":"#N/A"},{"$error":"#N/A"},{"$error":"#N/A"},{"$error":"#N/A"},{"$error":"#N/A"},{"$error":"#N/A"},{"$error":"#N/A"},{"$error":"#N/A"},{"$error":"#N/A"},{"$error":"#N/A"}]
[null,{"$f":"IF(DataInput!B429=$B$8,IF($B$9=$B$10,TRUE,IF(DataInput!E429=$B$9,TRUE,FALSE)))","v":true},null,null,{"$f":"IF(B430=TRUE,DataInput!B429,NA())","v":"VIC"},{"$f":"IF($E430=DataInput!$B429,DataInput!C429,NA())","v":"BLTSS"},{"$f":"IF($E430=DataInput!$B429,DataInput!D429,NA())","v":"Brooklyn (Powercor) 66 kV - Onesteel"},{"$f":"IF($E430=DataInput!$B429,DataInput!E429,NA())","v":"Powercor"},{"$f":"IF($E430=DataInput!$B429,DataInput!F429,NA())","v":"Summer"},{"$f":"IF($E430=DataInput!$B429,DataInput!G429,NA())","v":"Non-Coincident"},{"$f":"IF($E430=DataInput!$B429,DataInput!H429,NA())","v":2025},{"$f":"IF($E430=DataInput!$B429,DataInput!I429,NA())","v":"POE50"},{"$f":"IF($E430=DataInput!$B429,DataInput!J429,NA())","v":"NA"},{"$f":"IF($E430=DataInput!$B429,DataInput!K429,NA())","v":"NA"},null,null,"VIC Brooklyn (Powercor) 66 kV - Onesteel",null,null,null,null,false,null,null,{"$error":"#N/A"},{"$error":"#N/A"},{"$error":"#N/A"},{"$error":"#N/A"},{"$error":"#N/A"},{"$error":"#N/A"},{"$error":"#N/A"},{"$error":"#N/A"},{"$error":"#N/A"},{"$error":"#N/A"}]
[null,{"$f":"IF(DataInput!B430=$B$8,IF($B$9=$B$10,TRUE,IF(DataInput!E430=$B$9,TRUE,FALSE)))","v":true},null,null,{"$f":"IF(B431=TRUE,DataInput!B430,NA())","v":"VIC"},{"$f":"IF($E431=DataInput!$B430,DataInput!C430,NA())","v":"BLTSS"},{"$f":"IF($E431=DataInput!$B430,DataInput!D430,NA())","v":"Brooklyn (Powercor) 66 kV - Onesteel"},{"$f":"IF($E431=DataInput!$B430,DataInput!E430,NA())","v":"Powercor"},{"$f":"IF($E431=DataInput!$B430,DataInput!F430,NA())","v":"Summer"},{"$f":"IF($E431=DataInput!$B430,DataInput!G430,NA())","v":"Non-Coincident"},{"$f":"IF($E431=DataInput!$B430,DataInput!H430,NA())","v":2026},{"$f":"IF($E431=DataInput!$B430,DataInput!I430,NA())","v":"POE50"},{"$f":"IF($E431=DataInput!$B430,DataInput!J430,NA())","v":"NA"},{"$f":"IF($E431=DataInput!$B430,DataInput!K430,NA())","v":"NA"},null,null,"VIC Brooklyn (Powercor) 66 kV - Onesteel",null,null,null,null,false,null,null,{"$error":"#N/A"},{"$f":"IF($V431=TRUE,F431,NA())","v":{"$error":"#N/A"}},{"$f":"IF($V431=TRUE,G431,NA())","v":{"$error":"#N/A"}},{"$f":"IF($V431=TRUE,H431,NA())","v":{"$error":"#N/A"}},{"$f":"IF($V431=TRUE,I431,NA())","v":{"$error":"#N/A"}},{"$f":"IF($V431=TRUE,J431,NA())","v":{"$error":"#N/A"}},{"$f":"IF($V431=TRUE,K431,NA())","v":{"$error":"#N/A"}},{"$f":"IF($V431=TRUE,L431,NA())","v":{"$error":"#N/A"}},{"$f":"IF($V431=TRUE,M431,NA())","v":{"$error":"#N/A"}},{"$f":"IF($V431=TRUE,N431,NA())","v":{"$error":"#N/A"}}]
[null,{"$f":"IF(DataInput!B431=$B$8,IF($B$9=$B$10,TRUE,IF(DataInput!E431=$B$9,TRUE,FALSE)))","v":true},null,null,{"$f":"IF(B432=TRUE,DataInput!B431,NA())","v":"VIC"},{"$f":"IF($E432=DataInput!$B431,DataInput!C431,NA())","v":"BLTSS"},{"$f":"IF($E432=DataInput!$B431,DataInput!D431,NA())","v":"Brooklyn (Powercor) 66 kV - Onesteel"},{"$f":"IF($E432=DataInput!$B431,DataInput!E431,NA())","v":"Powercor"},{"$f":"IF($E432=DataInput!$B431,DataInput!F431,NA())","v":"Winter"},{"$f":"IF($E432=DataInput!$B431,DataInput!G431,NA())","v":"Non-Coincident"},{"$f":"IF($E432=DataInput!$B431,DataInput!H431,NA())","v":2016},{"$f":"IF($E432=DataInput!$B431,DataInput!I431,NA())","v":"POE10"},{"$f":"IF($E432=DataInput!$B431,DataInput!J431,NA())","v":"NA"},{"$f":"IF($E432=DataInput!$B431,DataInput!K431,NA())","v":"NA"},null,null,"VIC Brooklyn (Powercor) 66 kV - Onesteel",null,null,null,null,false,null,null,{"$error":"#N/A"},{"$error":"#N/A"},{"$error":"#N/A"},{"$error":"#N/A"},{"$error":"#N/A"},{"$error":"#N/A"},{"$error":"#N/A"},{"$error":"#N/A"},{"$error":"#N/A"},{"$error":"#N/A"}]
[null,{"$f":"IF(DataInput!B432=$B$8,IF($B$9=$B$10,TRUE,IF(DataInput!E432=$B$9,TRUE,FALSE)))","v":true},null,null,{"$f":"IF(B433=TRUE,DataInput!B432,NA())","v":"VIC"},{"$f":"IF($E433=DataInput!$B432,DataInput!C432,NA())","v":"BLTSS"},{"$f":"IF($E433=DataInput!$B432,DataInput!D432,NA())","v":"Brooklyn (Powercor) 66 kV - Onesteel"},{"$f":"IF($E433=DataInput!$B432,DataInput!E432,NA())","v":"Powercor"},{"$f":"IF($E433=DataInput!$B432,DataInput!F432,NA())","v":"Winter"},{"$f":"IF($E433=DataInput!$B432,DataInput!G432,NA())","v":"Non-Coincident"},{"$f":"IF($E433=DataInput!$B432,DataInput!H432,NA())","v":2017},{"$f":"IF($E433=DataInput!$B432,DataInput!I432,NA())","v":"POE10"},{"$f":"IF($E433=DataInput!$B432,DataInput!J432,NA())","v":"NA"},{"$f":"IF($E433=DataInput!$B432,DataInput!K432,NA())","v":"NA"},null,null,"VIC Brooklyn (Powercor) 66 kV - Onesteel",null,null,null,null,false,null,null,{"$error":"#N/A"},{"$error":"#N/A"},{"$error":"#N/A"},{"$error":"#N/A"},{"$error":"#N/A"},{"$error":"#N/A"},{"$error":"#N/A"},{"$error":"#N/A"},{"$error":"#N/A"},{"$error":"#N/A"}]
[null,{"$f":"IF(DataInput!B433=$B$8,IF($B$9=$B$10,TRUE,IF(DataInput!E433=$B$9,TRUE,FALSE)))","v":true},null,null,{"$f":"IF(B434=TRUE,DataInput!B433,NA())","v":"VIC"},{"$f":"IF($E434=DataInput!$B433,DataInput!C433,NA())","v":"BLTSS"},{"$f":"IF($E434=DataInput!$B433,DataInput!D433,NA())","v":"Brooklyn (Powercor) 66 kV - Onesteel"},{"$f":"IF($E434=DataInput!$B433,DataInput!E433,NA())","v":"Powercor"},{"$f":"IF($E434=DataInput!$B433,DataInput!F433,NA())","v":"Winter"},{"$f":"IF($E434=DataInput!$B433,DataInput!G433,NA())","v":"Non-Coincident"},{"$f":"IF($E434=DataInput!$B433,DataInput!H433,NA())","v":2018},{"$f":"IF($E434=DataInput!$B433,DataInput!I433,NA())","v":"POE10"},{"$f":"IF($E434=DataInput!$B433,DataInput!J433,NA())","v":"NA"},{"$f":"IF($E434=DataInput!$B433,DataInput!K433,NA())","v":"NA"},null,null,"VIC Brooklyn (Powercor) 66 kV - Onesteel",null,null,null,null,false,null,null,{"$error":"#N/A"},{"$error":"#N/A"},{"$error":"#N/A"},{"$error":"#N/A"},{"$error":"#N/A"},{"$error":"#N/A"},{"$error":"#N/A"},{"$error":"#N/A"},{"$error":"#N/A"},{"$error":"#N/A"}]
[null,{"$f":"IF(DataInput!B434=$B$8,IF($B$9=$B$10,TRUE,IF(DataInput!E434=$B$9,TRUE,FALSE)))","v":true},null,null,{"$f":"IF(B435=TRUE,DataInput!B434,NA())","v":"VIC"},{"$f":"IF($E435=DataInput!$B434,DataInput!C434,NA())","v":"BLTSS"},{"$f":"IF($E435=DataInput!$B434,DataInput!D434,NA())","v":"Brooklyn (Powercor) 66 kV - Onesteel"},{"$f":"IF($E435=DataInput!$B434,DataInput!E434,NA())","v":"Powercor"},{"$f":"IF($E435=DataInput!$B434,DataInput!F434,NA())","v":"Winter"},{"$f":"IF($E435=DataInput!$B434,DataInput!G434,NA())","v":"Non-Coincident"},{"$f":"IF($E435=DataInput!$B434,DataInput!H434,NA())","v":2019},{"$f":"IF($E435=DataInput!$B434,DataInput!I434,NA())","v":"POE10"},{"$f":"IF($E435=DataInput!$B434,DataInput!J434,NA())","v":"NA"},{"$f":"IF($E435=DataInput!$B434,DataInput!K434,NA())","v":"NA"},null,null,"VIC Brooklyn (Powercor) 66 kV - Onesteel",null,null,null,null,false,null,null,{"$error":"#N/A"},{"$error":"#N/A"},{"$error":"#N/A"},{"$error":"#N/A"},{"$error":"#N/A"},{"$error":"#N/A"},{"$error":"#N/A"},{"$error":"#N/A"},{"$error":"#N/A"},{"$error":"#N/A"}]
[null,{"$f":"IF(DataInput!B435=$B$8,IF($B$9=$B$10,TRUE,IF(DataInput!E435=$B$9,TRUE,FALSE)))","v":true},null,null,{"$f":"IF(B436=TRUE,DataInput!B435,NA())","v":"VIC"},{"$f":"IF($E436=DataInput!$B435,DataInput!C435,NA())","v":"BLTSS"},{"$f":"IF($E436=DataInput!$B435,DataInput!D435,NA())","v":"Brooklyn (Powercor) 66 kV - Onesteel"},{"$f":"IF($E436=DataInput!$B435,DataInput!E435,NA())","v":"Powercor"},{"$f":"IF($E436=DataInput!$B435,DataInput!F435,NA())","v":"Winter"},{"$f":"IF($E436=DataInput!$B435,DataInput!G435,NA())","v":"Non-Coincident"},{"$f":"IF($E436=DataInput!$B435,DataInput!H435,NA())","v":2020},{"$f":"IF($E436=DataInput!$B435,DataInput!I435,NA())","v":"POE10"},{"$f":"IF($E436=DataInput!$B435,DataInput!J435,NA())","v":"NA"},{"$f":"IF($E436=DataInput!$B435,DataInput!K435,NA())","v":"NA"},null,null,"VIC Brooklyn (Powercor) 66 kV - Onesteel",null,null,null,null,false,null,null,{"$error":"#N/A"},{"$error":"#N/A"},{"$error":"#N/A"},{"$error":"#N/A"},{"$error":"#N/A"},{"$error":"#N/A"},{"$error":"#N/A"},{"$error":"#N/A"},{"$error":"#N/A"},{"$error":"#N/A"}]
[null,{"$f":"IF(DataInput!B436=$B$8,IF($B$9=$B$10,TRUE,IF(DataInput!E436=$B$9,TRUE,FALSE)))","v":true},null,null,{"$f":"IF(B437=TRUE,DataInput!B436,NA())","v":"VIC"},{"$f":"IF($E437=DataInput!$B436,DataInput!C436,NA())","v":"BLTSS"},{"$f":"IF($E437=DataInput!$B436,DataInput!D436,NA())","v":"Brooklyn (Powercor) 66 kV - Onesteel"},{"$f":"IF($E437=DataInput!$B436,DataInput!E436,NA())","v":"Powercor"},{"$f":"IF($E437=DataInput!$B436,DataInput!F436,NA())","v":"Winter"},{"$f":"IF($E437=DataInput!$B436,DataInput!G436,NA())","v":"Non-Coincident"},{"$f":"IF($E437=DataInput!$B436,DataInput!H436,NA())","v":2021},{"$f":"IF($E437=DataInput!$B436,DataInput!I436,NA())","v":"POE10"},{"$f":"IF($E437=DataInput!$B436,DataInput!J436,NA())","v":"NA"},{"$f":"IF($E437=DataInput!$B436,DataInput!K436,NA())","v":"NA"},null,null,"VIC Brooklyn (Powercor) 66 kV - Onesteel",null,null,null,null,false,null,null,{"$error":"#N/A"},{"$error":"#N/A"},{"$error":"#N/A"},{"$error":"#N/A"},{"$error":"#N/A"},{"$error":"#N/A"},{"$error":"#N/A"},{"$error":"#N/A"},{"$error":"#N/A"},{"$error":"#N/A"}]
[null,{"$f":"IF(DataInput!B437=$B$8,IF($B$9=$B$10,TRUE,IF(DataInput!E437=$B$9,TRUE,FALSE)))","v":true},null,null,{"$f":"IF(B438=TRUE,DataInput!B437,NA())","v":"VIC"},{"$f":"IF($E438=DataInput!$B437,DataInput!C437,NA())","v":"BLTSS"},{"$f":"IF($E438=DataInput!$B437,DataInput!D437,NA())","v":"Brooklyn (Powercor) 66 kV - Onesteel"},{"$f":"IF($E438=DataInput!$B437,DataInput!E437,NA())","v":"Powercor"},{"$f":"IF($E438=DataInput!$B437,DataInput!F437,NA())","v":"Winter"},{"$f":"IF($E438=DataInput!$B437,DataInput!G437,NA())","v":"Non-Coincident"},{"$f":"IF($E438=DataInput!$B437,DataInput!H437,NA())","v":2022},{"$f":"IF($E438=DataInput!$B437,DataInput!I437,NA())","v":"POE10"},{"$f":"IF($E438=DataInput!$B437,DataInput!J437,NA())","v":"NA"},{"$f":"IF($E438=DataInput!$B437,DataInput!K437,NA())","v":"NA"},null,null,"VIC Brooklyn (Powercor) 66 kV - Onesteel",null,null,null,null,false,null,null,{"$error":"#N/A"},{"$error":"#N/A"},{"$error":"#N/A"},{"$error":"#N/A"},{"$error":"#N/A"},{"$error":"#N/A"},{"$error":"#N/A"},{"$error":"#N/A"},{"$error":"#N/A"},{"$error":"#N/A"}]
[null,{"$f":"IF(DataInput!B438=$B$8,IF($B$9=$B$10,TRUE,IF(DataInput!E438=$B$9,TRUE,FALSE)))","v":true},null,null,{"$f":"IF(B439=TRUE,DataInput!B438,NA())","v":"VIC"},{"$f":"IF($E439=DataInput!$B438,DataInput!C438,NA())","v":"BLTSS"},{"$f":"IF($E439=DataInput!$B438,DataInput!D438,NA())","v":"Brooklyn (Powercor) 66 kV - Onesteel"},{"$f":"IF($E439=DataInput!$B438,DataInput!E438,NA())","v":"Powercor"},{"$f":"IF($E439=DataInput!$B438,DataInput!F438,NA())","v":"Winter"},{"$f":"IF($E439=DataInput!$B438,DataInput!G438,NA())","v":"Non-Coincident"},{"$f":"IF($E439=DataInput!$B438,DataInput!H438,NA())","v":2023},{"$f":"IF($E439=DataInput!$B438,DataInput!I438,NA())","v":"POE10"},{"$f":"IF($E439=DataInput!$B438,DataInput!J438,NA())","v":"NA"},{"$f":"IF($E439=DataInput!$B438,DataInput!K438,NA())","v":"NA"},null,null,"VIC Brooklyn (Powercor) 66 kV - Onesteel",null,null,null,null,false,null,null,{"$error":"#N/A"},{"$error":"#N/A"},{"$error":"#N/A"},{"$error":"#N/A"},{"$error":"#N/A"},{"$error":"#N/A"},{"$error":"#N/A"},{"$error":"#N/A"},{"$error":"#N/A"},{"$error":"#N/A"}]
[null,{"$f":"IF(DataInput!B439=$B$8,IF($B$9=$B$10,TRUE,IF(DataInput!E439=$B$9,TRUE,FALSE)))","v":true},null,null,{"$f":"IF(B440=TRUE,DataInput!B439,NA())","v":"VIC"},{"$f":"IF($E440=DataInput!$B439,DataInput!C439,NA())","v":"BLTSS"},{"$f":"IF($E440=DataInput!$B439,DataInput!D439,NA())","v":"Brooklyn (Powercor) 66 kV - Onesteel"},{"$f":"IF($E440=DataInput!$B439,DataInput!E439,NA())","v":"Powercor"},{"$f":"IF($E440=DataInput!$B439,DataInput!F439,NA())","v":"Winter"},{"$f":"IF($E440=DataInput!$B439,DataInput!G439,NA())","v":"Non-Coincident"},{"$f":"IF($E440=DataInput!$B439,DataInput!H439,NA())","v":2024},{"$f":"IF($E440=DataInput!$B439,DataInput!I439,NA())","v":"POE10"},{"$f":"IF($E440=DataInput!$B439,DataInput!J439,NA())","v":"NA"},{"$f":"IF($E440=DataInput!$B439,DataInput!K439,NA())","v":"NA"},null,null,"VIC Brooklyn (Powercor) 66 kV - Onesteel",null,null,null,null,false,null,null,{"$error":"#N/A"},{"$error":"#N/A"},{"$error":"#N/A"},{"$error":"#N/A"},{"$error":"#N/A"},{"$error":"#N/A"},{"$error":"#N/A"},{"$error":"#N/A"},{"$error":"#N/A"},{"$error":"#N/A"}]
[null,{"$f":"IF(DataInput!B440=$B$8,IF($B$9=$B$10,TRUE,IF(DataInput!E440=$B$9,TRUE,FALSE)))","v":true},null,null,{"$f":"IF(B441=TRUE,DataInput!B440,NA())","v":"VIC"},{"$f":"IF($E441=DataInput!$B440,DataInput!C440,NA())","v":"BLTSS"},{"$f":"IF($E441=DataInput!$B440,DataInput!D440,NA())","v":"Brooklyn (Powercor) 66 kV - Onesteel"},{"$f":"IF($E441=DataInput!$B440,DataInput!E440,NA())","v":"Powercor"},{"$f":"IF($E441=DataInput!$B440,DataInput!F440,NA())","v":"Winter"},{"$f":"IF($E441=DataInput!$B440,DataInput!G440,NA())","v":"Non-Coincident"},{"$f":"IF($E441=DataInput!$B440,DataInput!H440,NA())","v":2025},{"$f":"IF($E441=DataInput!$B440,DataInput!I440,NA())","v":"POE10"},{"$f":"IF($E441=DataInput!$B440,DataInput!J440,NA())","v":"NA"},{"$f":"IF($E441=DataInput!$B440,DataInput!K440,NA())","v":"NA"},null,null,"VIC Brooklyn (Powercor) 66 kV - Onesteel",null,null,null,null,false,null,null,{"$error":"#N/A"},{"$error":"#N/A"},{"$error":"#N/A"},{"$error":"#N/A"},{"$error":"#N/A"},{"$error":"#N/A"},{"$error":"#N/A"},{"$error":"#N/A"},{"$error":"#N/A"},{"$error":"#N/A"}]
[null,{"$f":"IF(DataInput!B441=$B$8,IF($B$9=$B$10,TRUE,IF(DataInput!E441=$B$9,TRUE,FALSE)))","v":true},null,null,{"$f":"IF(B442=TRUE,DataInput!B441,NA())","v":"VIC"},{"$f":"IF($E442=DataInput!$B441,DataInput!C441,NA())","v":"BLTSS"},{"$f":"IF($E442=DataInput!$B441,DataInput!D441,NA())","v":"Brooklyn (Powercor) 66 kV - Onesteel"},{"$f":"IF($E442=DataInput!$B441,DataInput!E441,NA())","v":"Powercor"},{"$f":"IF($E442=DataInput!$B441,DataInput!F441,NA())","v":"Winter"},{"$f":"IF($E442=DataInput!$B441,DataInput!G441,NA())","v":"Non-Coincident"},{"$f":"IF($E442=DataInput!$B441,DataInput!H441,NA())","v":2016},{"$f":"IF($E442=DataInput!$B441,DataInput!I441,NA())","v":"POE50"},{"$f":"IF($E442=DataInput!$B441,DataInput!J441,NA())","v":"NA"},{"$f":"IF($E442=DataInput!$B441,DataInput!K441,NA())","v":"NA"},null,null,"VIC Brooklyn (Powercor) 66 kV - Onesteel",null,null,null,null,false,null,null,{"$error":"#N/A"},{"$error":"#N/A"},{"$error":"#N/A"},{"$error":"#N/A"},{"$error":"#N/A"},{"$error":"#N/A"},{"$error":"#N/A"},{"$error":"#N/A"},{"$error":"#N/A"},{"$error":"#N/A"}]
[null,{"$f":"IF(DataInput!B442=$B$8,IF($B$9=$B$10,TRUE,IF(DataInput!E442=$B$9,TRUE,FALSE)))","v":true},null,null,{"$f":"IF(B443=TRUE,DataInput!B442,NA())","v":"VIC"},{"$f":"IF($E443=DataInput!$B442,DataInput!C442,NA())","v":"BLTSS"},{"$f":"IF($E443=DataInput!$B442,DataInput!D442,NA())","v":"Brooklyn (Powercor) 66 kV - Onesteel"},{"$f":"IF($E443=DataInput!$B442,DataInput!E442,NA())","v":"Powercor"},{"$f":"IF($E443=DataInput!$B442,DataInput!F442,NA())","v":"Winter"},{"$f":"IF($E443=DataInput!$B442,DataInput!G442,NA())","v":"Non-Coincident"},{"$f":"IF($E443=DataInput!$B442,DataInput!H442,NA())","v":2017},{"$f":"IF($E443=DataInput!$B442,DataInput!I442,NA())","v":"POE50"},{"$f":"IF($E443=DataInput!$B442,DataInput!J442,NA())","v":"NA"},{"$f":"IF($E443=DataInput!$B442,DataInput!K442,NA())","v":"NA"},null,null,"VIC Brooklyn (Powercor) 66 kV - Onesteel",null,null,null,null,false,null,null,{"$error":"#N/A"},{"$error":"#N/A"},{"$error":"#N/A"},{"$error":"#N/A"},{"$error":"#N/A"},{"$error":"#N/A"},{"$error":"#N/A"},{"$error":"#N/A"},{"$error":"#N/A"},{"$error":"#N/A"}]
[null,{"$f":"IF(DataInput!B443=$B$8,IF($B$9=$B$10,TRUE,IF(DataInput!E443=$B$9,TRUE,FALSE)))","v":true},null,null,{"$f":"IF(B444=TRUE,DataInput!B443,NA())","v":"VIC"},{"$f":"IF($E444=DataInput!$B443,DataInput!C443,NA())","v":"BLTSS"},{"$f":"IF($E444=DataInput!$B443,DataInput!D443,NA())","v":"Brooklyn (Powercor) 66 kV - Onesteel"},{"$f":"IF($E444=DataInput!$B443,DataInput!E443,NA())","v":"Powercor"},{"$f":"IF($E444=DataInput!$B443,DataInput!F443,NA())","v":"Winter"},{"$f":"IF($E444=DataInput!$B443,DataInput!G443,NA())","v":"Non-Coincident"},{"$f":"IF($E444=DataInput!$B443,DataInput!H443,NA())","v":2018},{"$f":"IF($E444=DataInput!$B443,DataInput!I443,NA())","v":"POE50"},{"$f":"IF($E444=DataInput!$B443,DataInput!J443,NA())","v":"NA"},{"$f":"IF($E444=DataInput!$B443,DataInput!K443,NA())","v":"NA"},null,null,"VIC Brooklyn (Powercor) 66 kV - Onesteel",null,null,null,null,false,null,null,{"$error":"#N/A"},{"$error":"#N/A"},{"$error":"#N/A"},{"$error":"#N/A"},{"$error":"#N/A"},{"$error":"#N/A"},{"$error":"#N/A"},{"$error":"#N/A"},{"$error":"#N/A"},{"$error":"#N/A"}]
[null,{"$f":"IF(DataInput!B444=$B$8,IF($B$9=$B$10,TRUE,IF(DataInput!E444=$B$9,TRUE,FALSE)))","v":true},null,null,{"$f":"IF(B445=TRUE,DataInput!B444,NA())","v":"VIC"},{"$f":"IF($E445=DataInput!$B444,DataInput!C444,NA())","v":"BLTSS"},{"$f":"IF($E445=DataInput!$B444,DataInput!D444,NA())","v":"Brooklyn (Powercor) 66 kV - Onesteel"},{"$f":"IF($E445=DataInput!$B444,DataInput!E444,NA())","v":"Powercor"},{"$f":"IF($E445=DataInput!$B444,DataInput!F444,NA())","v":"Winter"},{"$f":"IF($E445=DataInput!$B444,DataInput!G444,NA())","v":"Non-Coincident"},{"$f":"IF($E445=DataInput!$B444,DataInput!H444,NA())","v":2019},{"$f":"IF($E445=DataInput!$B444,DataInput!I444,NA())","v":"POE50"},{"$f":"IF($E445=DataInput!$B444,DataInput!J444,NA())","v":"NA"},{"$f":"IF($E445=DataInput!$B444,DataInput!K444,NA())","v":"NA"},null,null,"VIC Brooklyn (Powercor) 66 kV - Onesteel",null,null,null,null,false,null,null,{"$error":"#N/A"},{"$error":"#N/A"},{"$error":"#N/A"},{"$error":"#N/A"},{"$error":"#N/A"},{"$error":"#N/A"},{"$error":"#N/A"},{"$error":"#N/A"},{"$error":"#N/A"},{"$error":"#N/A"}]
[null,{"$f":"IF(DataInput!B445=$B$8,IF($B$9=$B$10,TRUE,IF(DataInput!E445=$B$9,TRUE,FALSE)))","v":true},null,null,{"$f":"IF(B446=TRUE,DataInput!B445,NA())","v":"VIC"},{"$f":"IF($E446=DataInput!$B445,DataInput!C445,NA())","v":"BLTSS"},{"$f":"IF($E446=DataInput!$B445,DataInput!D445,NA())","v":"Brooklyn (Powercor) 66 kV - Onesteel"},{"$f":"IF($E446=DataInput!$B445,DataInput!E445,NA())","v":"Powercor"},{"$f":"IF($E446=DataInput!$B445,DataInput!F445,NA())","v":"Winter"},{"$f":"IF($E446=DataInput!$B445,DataInput!G445,NA())","v":"Non-Coincident"},{"$f":"IF($E446=DataInput!$B445,DataInput!H445,NA())","v":2020},{"$f":"IF($E446=DataInput!$B445,DataInput!I445,NA())","v":"POE50"},{"$f":"IF($E446=DataInput!$B445,DataInput!J445,NA())","v":"NA"},{"$f":"IF($E446=DataInput!$B445,DataInput!K445,NA())","v":"NA"},null,null,"VIC Brooklyn (Powercor) 66 kV - Onesteel",null,null,null,null,false,null,null,{"$error":"#N/A"},{"$f":"IF($V446=TRUE,F446,NA())","v":{"$error":"#N/A"}},{"$f":"IF($V446=TRUE,G446,NA())","v":{"$error":"#N/A"}},{"$f":"IF($V446=TRUE,H446,NA())","v":{"$error":"#N/A"}},{"$f":"IF($V446=TRUE,I446,NA())","v":{"$error":"#N/A"}},{"$f":"IF($V446=TRUE,J446,NA())","v":{"$error":"#N/A"}},{"$f":"IF($V446=TRUE,K446,NA())","v":{"$error":"#N/A"}},{"$f":"IF($V446=TRUE,L446,NA())","v":{"$error":"#N/A"}},{"$f":"IF($V446=TRUE,M446,NA())","v":{"$error":"#N/A"}},{"$f":"IF($V446=TRUE,N446,NA())","v":{"$error":"#N/A"}}]
[null,{"$f":"IF(DataInput!B446=$B$8,IF($B$9=$B$10,TRUE,IF(DataInput!E446=$B$9,TRUE,FALSE)))","v":true},null,null,{"$f":"IF(B447=TRUE,DataInput!B446,NA())","v":"VIC"},{"$f":"IF($E447=DataInput!$B446,DataInput!C446,NA())","v":"BLTSS"},{"$f":"IF($E447=DataInput!$B446,DataInput!D446,NA())","v":"Brooklyn (Powercor) 66 kV - Onesteel"},{"$f":"IF($E447=DataInput!$B446,DataInput!E446,NA())","v":"Powercor"},{"$f":"IF($E447=DataInput!$B446,DataInput!F446,NA())","v":"Winter"},{"$f":"IF($E447=DataInput!$B446,DataInput!G446,NA())","v":"Non-Coincident"},{"$f":"IF($E447=DataInput!$B446,DataInput!H446,NA())","v":2021},{"$f":"IF($E447=DataInput!$B446,DataInput!I446,NA())","v":"POE50"},{"$f":"IF($E447=DataInput!$B446,DataInput!J446,NA())","v":"NA"},{"$f":"IF($E447=DataInput!$B446,DataInput!K446,NA())","v":"NA"},null,null,"VIC Brooklyn (Powercor) 66 kV - Onesteel",null,null,null,null,false,null,null,{"$error":"#N/A"},{"$error":"#N/A"},{"$error":"#N/A"},{"$error":"#N/A"},{"$error":"#N/A"},{"$error":"#N/A"},{"$error":"#N/A"},{"$error":"#N/A"},{"$error":"#N/A"},{"$error":"#N/A"}]
[null,{"$f":"IF(DataInput!B447=$B$8,IF($B$9=$B$10,TRUE,IF(DataInput!E447=$B$9,TRUE,FALSE)))","v":true},null,null,{"$f":"IF(B448=TRUE,DataInput!B447,NA())","v":"VIC"},{"$f":"IF($E448=DataInput!$B447,DataInput!C447,NA())","v":"BLTSS"},{"$f":"IF($E448=DataInput!$B447,DataInput!D447,NA())","v":"Brooklyn (Powercor) 66 kV - Onesteel"},{"$f":"IF($E448=DataInput!$B447,DataInput!E447,NA())","v":"Powercor"},{"$f":"IF($E448=DataInput!$B447,DataInput!F447,NA())","v":"Winter"},{"$f":"IF($E448=DataInput!$B447,DataInput!G447,NA())","v":"Non-Coincident"},{"$f":"IF($E448=DataInput!$B447,DataInput!H447,NA())","v":2022},{"$f":"IF($E448=DataInput!$B447,DataInput!I447,NA())","v":"POE50"},{"$f":"IF($E448=DataInput!$B447,DataInput!J447,NA())","v":"NA"},{"$f":"IF($E448=DataInput!$B447,DataInput!K447,NA())","v":"NA"},null,null,"VIC Brooklyn (Powercor) 66 kV - Onesteel",null,null,null,null,false,null,null,{"$error":"#N/A"},{"$error":"#N/A"},{"$error":"#N/A"},{"$error":"#N/A"},{"$error":"#N/A"},{"$error":"#N/A"},{"$error":"#N/A"},{"$error":"#N/A"},{"$error":"#N/A"},{"$error":"#N/A"}]
[null,{"$f":"IF(DataInput!B448=$B$8,IF($B$9=$B$10,TRUE,IF(DataInput!E448=$B$9,TRUE,FALSE)))","v":true},null,null,{"$f":"IF(B449=TRUE,DataInput!B448,NA())","v":"VIC"},{"$f":"IF($E449=DataInput!$B448,DataInput!C448,NA())","v":"BLTSS"},{"$f":"IF($E449=DataInput!$B448,DataInput!D448,NA())","v":"Brooklyn (Powercor) 66 kV - Onesteel"},{"$f":"IF($E449=DataInput!$B448,DataInput!E448,NA())","v":"Powercor"},{"$f":"IF($E449=DataInput!$B448,DataInput!F448,NA())","v":"Winter"},{"$f":"IF($E449=DataInput!$B448,DataInput!G448,NA())","v":"Non-Coincident"},{"$f":"IF($E449=DataInput!$B448,DataInput!H448,NA())","v":2023},{"$f":"IF($E449=DataInput!$B448,DataInput!I448,NA())","v":"POE50"},{"$f":"IF($E449=DataInput!$B448,DataInput!J448,NA())","v":"NA"},{"$f":"IF($E449=DataInput!$B448,DataInput!K448,NA())","v":"NA"},null,null,"VIC Brooklyn (Powercor) 66 kV - Onesteel",null,null,null,null,false,null,null,{"$error":"#N/A"},{"$error":"#N/A"},{"$error":"#N/A"},{"$error":"#N/A"},{"$error":"#N/A"},{"$error":"#N/A"},{"$error":"#N/A"},{"$error":"#N/A"},{"$error":"#N/A"},{"$error":"#N/A"}]
[null,{"$f":"IF(DataInput!B449=$B$8,IF($B$9=$B$10,TRUE,IF(DataInput!E449=$B$9,TRUE,FALSE)))","v":true},null,null,{"$f":"IF(B450=TRUE,DataInput!B449,NA())","v":"VIC"},{"$f":"IF($E450=DataInput!$B449,DataInput!C449,NA())","v":"BLTSS"},{"$f":"IF($E450=DataInput!$B449,DataInput!D449,NA())","v":"Brooklyn (Powercor) 66 kV - Onesteel"},{"$f":"IF($E450=DataInput!$B449,DataInput!E449,NA())","v":"Powercor"},{"$f":"IF($E450=DataInput!$B449,DataInput!F449,NA())","v":"Winter"},{"$f":"IF($E450=DataInput!$B449,DataInput!G449,NA())","v":"Non-Coincident"},{"$f":"IF($E450=DataInput!$B449,DataInput!H449,NA())","v":2024},{"$f":"IF($E450=DataInput!$B449,DataInput!I449,NA())","v":"POE50"},{"$f":"IF($E450=DataInput!$B449,DataInput!J449,NA())","v":"NA"},{"$f":"IF($E450=DataInput!$B449,DataInput!K449,NA())","v":"NA"},null,null,"VIC Brooklyn (Powercor) 66 kV - Onesteel",null,null,null,null,false,null,null,{"$error":"#N/A"},{"$error":"#N/A"},{"$error":"#N/A"},{"$error":"#N/A"},{"$error":"#N/A"},{"$error":"#N/A"},{"$error":"#N/A"},{"$error":"#N/A"},{"$error":"#N/A"},{"$error":"#N/A"}]
[null,{"$f":"IF(DataInput!B450=$B$8,IF($B$9=$B$10,TRUE,IF(DataInput!E450=$B$9,TRUE,FALSE)))","v":true},null,null,{"$f":"IF(B451=TRUE,DataInput!B450,NA())","v":"VIC"},{"$f":"IF($E451=DataInput!$B450,DataInput!C450,NA())","v":"BLTSS"},{"$f":"IF($E451=DataInput!$B450,DataInput!D450,NA())","v":"Brooklyn (Powercor) 66 kV - Onesteel"},{"$f":"IF($E451=DataInput!$B450,DataInput!E450,NA())","v":"Powercor"},{"$f":"IF($E451=DataInput!$B450,DataInput!F450,NA())","v":"Winter"},{"$f":"IF($E451=DataInput!$B450,DataInput!G450,NA())","v":"Non-Coincident"},{"$f":"IF($E451=DataInput!$B450,DataInput!H450,NA())","v":2025},{"$f":"IF($E451=DataInput!$B450,DataInput!I450,NA())","v":"POE50"},{"$f":"IF($E451=DataInput!$B450,DataInput!J450,NA())","v":"NA"},{"$f":"IF($E451=DataInput!$B450,DataInput!K450,NA())","v":"NA"},null,null,"VIC Brooklyn (Powercor) 66 kV - Onesteel",null,null,null,null,false,null,null,{"$error":"#N/A"},{"$error":"#N/A"},{"$error":"#N/A"},{"$error":"#N/A"},{"$error":"#N/A"},{"$error":"#N/A"},{"$error":"#N/A"},{"$error":"#N/A"},{"$error":"#N/A"},{"$error":"#N/A"}]
[null,{"$f":"IF(DataInput!B451=$B$8,IF($B$9=$B$10,TRUE,IF(DataInput!E451=$B$9,TRUE,FALSE)))","v":true},null,null,{"$f":"IF(B452=TRUE,DataInput!B451,NA())","v":"VIC"},{"$f":"IF($E452=DataInput!$B451,DataInput!C451,NA())","v":"BTS22C"},{"$f":"IF($E452=DataInput!$B451,DataInput!D451,NA())","v":"Brunswick (CitiPower) 22 kV"},{"$f":"IF($E452=DataInput!$B451,DataInput!E451,NA())","v":"Citipower"},{"$f":"IF($E452=DataInput!$B451,DataInput!F451,NA())","v":"Summer"},{"$f":"IF($E452=DataInput!$B451,DataInput!G451,NA())","v":"Non-Coincident"},{"$f":"IF($E452=DataInput!$B451,DataInput!H451,NA())","v":2017},{"$f":"IF($E452=DataInput!$B451,DataInput!I451,NA())","v":"POE10"},{"$f":"IF($E452=DataInput!$B451,DataInput!J451,NA())","v":54.232332786140098},{"$f":"IF($E452=DataInput!$B451,DataInput!K451,NA())","v":1},null,null,"VIC Brunswick (CitiPower) 22 kV",null,null,null,null,false,null,null,{"$error":"#N/A"},{"$error":"#N/A"},{"$error":"#N/A"},{"$error":"#N/A"},{"$error":"#N/A"},{"$error":"#N/A"},{"$error":"#N/A"},{"$error":"#N/A"},{"$error":"#N/A"},{"$error":"#N/A"}]
[null,{"$f":"IF(DataInput!B452=$B$8,IF($B$9=$B$10,TRUE,IF(DataInput!E452=$B$9,TRUE,FALSE)))","v":true},null,null,{"$f":"IF(B453=TRUE,DataInput!B452,NA())","v":"VIC"},{"$f":"IF($E453=DataInput!$B452,DataInput!C452,NA())","v":"BTS22C"},{"$f":"IF($E453=DataInput!$B452,DataInput!D452,NA())","v":"Brunswick (CitiPower) 22 kV"},{"$f":"IF($E453=DataInput!$B452,DataInput!E452,NA())","v":"Citipower"},{"$f":"IF($E453=DataInput!$B452,DataInput!F452,NA())","v":"Summer"},{"$f":"IF($E453=DataInput!$B452,DataInput!G452,NA())","v":"Non-Coincident"},{"$f":"IF($E453=DataInput!$B452,DataInput!H452,NA())","v":2018},{"$f":"IF($E453=DataInput!$B452,DataInput!I452,NA())","v":"POE10"},{"$f":"IF($E453=DataInput!$B452,DataInput!J452,NA())","v":53.041690645411698},{"$f":"IF($E453=DataInput!$B452,DataInput!K452,NA())","v":1},null,null,"VIC Brunswick (CitiPower) 22 kV",null,null,null,null,false,null,null,{"$error":"#N/A"},{"$error":"#N/A"},{"$error":"#N/A"},{"$error":"#N/A"},{"$error":"#N/A"},{"$error":"#N/A"},{"$error":"#N/A"},{"$error":"#N/A"},{"$error":"#N/A"},{"$error":"#N/A"}]
[null,{"$f":"IF(DataInput!B453=$B$8,IF($B$9=$B$10,TRUE,IF(DataInput!E453=$B$9,TRUE,FALSE)))","v":true},null,null,{"$f":"IF(B454=TRUE,DataInput!B453,NA())","v":"VIC"},{"$f":"IF($E454=DataInput!$B453,DataInput!C453,NA())","v":"BTS22C"},{"$f":"IF($E454=DataInput!$B453,DataInput!D453,NA())","v":"Brunswick (CitiPower) 22 kV"},{"$f":"IF($E454=DataInput!$B453,DataInput!E453,NA())","v":"Citipower"},{"$f":"IF($E454=DataInput!$B453,DataInput!F453,NA())","v":"Summer"},{"$f":"IF($E454=DataInput!$B453,DataInput!G453,NA())","v":"Non-Coincident"},{"$f":"IF($E454=DataInput!$B453,DataInput!H453,NA())","v":2019},{"$f":"IF($E454=DataInput!$B453,DataInput!I453,NA())","v":"POE10"},{"$f":"IF($E454=DataInput!$B453,DataInput!J453,NA())","v":53.054843687317401},{"$f":"IF($E454=DataInput!$B453,DataInput!K453,NA())","v":1},null,null,"VIC Brunswick (CitiPower) 22 kV",null,null,null,null,false,null,null,{"$error":"#N/A"},{"$error":"#N/A"},{"$error":"#N/A"},{"$error":"#N/A"},{"$error":"#N/A"},{"$error":"#N/A"},{"$error":"#N/A"},{"$error":"#N/A"},{"$error":"#N/A"},{"$error":"#N/A"}]
[null,{"$f":"IF(DataInput!B454=$B$8,IF($B$9=$B$10,TRUE,IF(DataInput!E454=$B$9,TRUE,FALSE)))","v":true},null,null,{"$f":"IF(B455=TRUE,DataInput!B454,NA())","v":"VIC"},{"$f":"IF($E455=DataInput!$B454,DataInput!C454,NA())","v":"BTS22C"},{"$f":"IF($E455=DataInput!$B454,DataInput!D454,NA())","v":"Brunswick (CitiPower) 22 kV"},{"$f":"IF($E455=DataInput!$B454,DataInput!E454,NA())","v":"Citipower"},{"$f":"IF($E455=DataInput!$B454,DataInput!F454,NA())","v":"Summer"},{"$f":"IF($E455=DataInput!$B454,DataInput!G454,NA())","v":"Non-Coincident"},{"$f":"IF($E455=DataInput!$B454,DataInput!H454,NA())","v":2020},{"$f":"IF($E455=DataInput!$B454,DataInput!I454,NA())","v":"POE10"},{"$f":"IF($E455=DataInput!$B454,DataInput!J454,NA())","v":52.845215384912599},{"$f":"IF($E455=DataInput!$B454,DataInput!K454,NA())","v":1},null,null,"VIC Brunswick (CitiPower) 22 kV",null,null,null,null,false,null,null,{"$error":"#N/A"},{"$error":"#N/A"},{"$error":"#N/A"},{"$error":"#N/A"},{"$error":"#N/A"},{"$error":"#N/A"},{"$error":"#N/A"},{"$error":"#N/A"},{"$error":"#N/A"},{"$error":"#N/A"}]
[null,{"$f":"IF(DataInput!B455=$B$8,IF($B$9=$B$10,TRUE,IF(DataInput!E455=$B$9,TRUE,FALSE)))","v":true},null,null,{"$f":"IF(B456=TRUE,DataInput!B455,NA())","v":"VIC"},{"$f":"IF($E456=DataInput!$B455,DataInput!C455,NA())","v":"BTS22C"},{"$f":"IF($E456=DataInput!$B455,DataInput!D455,NA())","v":"Brunswick (CitiPower) 22 kV"},{"$f":"IF($E456=DataInput!$B455,DataInput!E455,NA())","v":"Citipower"},{"$f":"IF($E456=DataInput!$B455,DataInput!F455,NA())","v":"Summer"},{"$f":"IF($E456=DataInput!$B455,DataInput!G455,NA())","v":"Non-Coincident"},{"$f":"IF($E456=DataInput!$B455,DataInput!H455,NA())","v":2021},{"$f":"IF($E456=DataInput!$B455,DataInput!I455,NA())","v":"POE10"},{"$f":"IF($E456=DataInput!$B455,DataInput!J455,NA())","v":53.239107805182599},{"$f":"IF($E456=DataInput!$B455,DataInput!K455,NA())","v":1},null,null,"VIC Brunswick (CitiPower) 22 kV",null,null,null,null,false,null,null,{"$error":"#N/A"},{"$error":"#N/A"},{"$error":"#N/A"},{"$error":"#N/A"},{"$error":"#N/A"},{"$error":"#N/A"},{"$error":"#N/A"},{"$error":"#N/A"},{"$error":"#N/A"},{"$error":"#N/A"}]
[null,{"$f":"IF(DataInput!B456=$B$8,IF($B$9=$B$10,TRUE,IF(DataInput!E456=$B$9,TRUE,FALSE)))","v":true},null,null,{"$f":"IF(B457=TRUE,DataInput!B456,NA())","v":"VIC"},{"$f":"IF($E457=DataInput!$B456,DataInput!C456,NA())","v":"BTS22C"},{"$f":"IF($E457=DataInput!$B456,DataInput!D456,NA())","v":"Brunswick (CitiPower) 22 kV"},{"$f":"IF($E457=DataInput!$B456,DataInput!E456,NA())","v":"Citipower"},{"$f":"IF($E457=DataInput!$B456,DataInput!F456,NA())","v":"Summer"},{"$f":"IF($E457=DataInput!$B456,DataInput!G456,NA())","v":"Non-Coincident"},{"$f":"IF($E457=DataInput!$B456,DataInput!H456,NA())","v":2022},{"$f":"IF($E457=DataInput!$B456,DataInput!I456,NA())","v":"POE10"},{"$f":"IF($E457=DataInput!$B456,DataInput!J456,NA())","v":52.9278812892899},{"$f":"IF($E457=DataInput!$B456,DataInput!K456,NA())","v":1},null,null,"VIC Brunswick (CitiPower) 22 kV",null,null,null,null,false,null,null,{"$error":"#N/A"},{"$error":"#N/A"},{"$error":"#N/A"},{"$error":"#N/A"},{"$error":"#N/A"},{"$error":"#N/A"},{"$error":"#N/A"},{"$error":"#N/A"},{"$error":"#N/A"},{"$error":"#N/A"}]
[null,{"$f":"IF(DataInput!B457=$B$8,IF($B$9=$B$10,TRUE,IF(DataInput!E457=$B$9,TRUE,FALSE)))","v":true},null,null,{"$f":"IF(B458=TRUE,DataInput!B457,NA())","v":"VIC"},{"$f":"IF($E458=DataInput!$B457,DataInput!C457,NA())","v":"BTS22C"},{"$f":"IF($E458=DataInput!$B457,DataInput!D457,NA())","v":"Brunswick (CitiPower) 22 kV"},{"$f":"IF($E458=DataInput!$B457,DataInput!E457,NA())","v":"Citipower"},{"$f":"IF($E458=DataInput!$B457,DataInput!F457,NA())","v":"Summer"},{"$f":"IF($E458=DataInput!$B457,DataInput!G457,NA())","v":"Non-Coincident"},{"$f":"IF($E458=DataInput!$B457,DataInput!H457,NA())","v":2023},{"$f":"IF($E458=DataInput!$B457,DataInput!I457,NA())","v":"POE10"},{"$f":"IF($E458=DataInput!$B457,DataInput!J457,NA())","v":52.877506748117},{"$f":"IF($E458=DataInput!$B457,DataInput!K457,NA())","v":1},null,null,"VIC Brunswick (CitiPower) 22 kV",null,null,null,null,false,null,null,{"$error":"#N/A"},{"$error":"#N/A"},{"$error":"#N/A"},{"$error":"#N/A"},{"$error":"#N/A"},{"$error":"#N/A"},{"$error":"#N/A"},{"$error":"#N/A"},{"$error":"#N/A"},{"$error":"#N/A"}]
[null,{"$f":"IF(DataInput!B458=$B$8,IF($B$9=$B$10,TRUE,IF(DataInput!E458=$B$9,TRUE,FALSE)))","v":true},null,null,{"$f":"IF(B459=TRUE,DataInput!B458,NA())","v":"VIC"},{"$f":"IF($E459=DataInput!$B458,DataInput!C458,NA())","v":"BTS22C"},{"$f":"IF($E459=DataInput!$B458,DataInput!D458,NA())","v":"Brunswick (CitiPower) 22 kV"},{"$f":"IF($E459=DataInput!$B458,DataInput!E458,NA())","v":"Citipower"},{"$f":"IF($E459=DataInput!$B458,DataInput!F458,NA())","v":"Summer"},{"$f":"IF($E459=DataInput!$B458,DataInput!G458,NA())","v":"Non-Coincident"},{"$f":"IF($E459=DataInput!$B458,DataInput!H458,NA())","v":2024},{"$f":"IF($E459=DataInput!$B458,DataInput!I458,NA())","v":"POE10"},{"$f":"IF($E459=DataInput!$B458,DataInput!J458,NA())","v":52.9282651016402},{"$f":"IF($E459=DataInput!$B458,DataInput!K458,NA())","v":1},null,null,"VIC Brunswick (CitiPower) 22 kV",null,null,null,null,false,null,null,{"$error":"#N/A"},{"$error":"#N/A"},{"$error":"#N/A"},{"$error":"#N/A"},{"$error":"#N/A"},{"$error":"#N/A"},{"$error":"#N/A"},{"$error":"#N/A"},{"$error":"#N/A"},{"$error":"#N/A"}]
[null,{"$f":"IF(DataInput!B459=$B$8,IF($B$9=$B$10,TRUE,IF(DataInput!E459=$B$9,TRUE,FALSE)))","v":true},null,null,{"$f":"IF(B460=TRUE,DataInput!B459,NA())","v":"VIC"},{"$f":"IF($E460=DataInput!$B459,DataInput!C459,NA())","v":"BTS22C"},{"$f":"IF($E460=DataInput!$B459,DataInput!D459,NA())","v":"Brunswick (CitiPower) 22 kV"},{"$f":"IF($E460=DataInput!$B459,DataInput!E459,NA())","v":"Citipower"},{"$f":"IF($E460=DataInput!$B459,DataInput!F459,NA())","v":"Summer"},{"$f":"IF($E460=DataInput!$B459,DataInput!G459,NA())","v":"Non-Coincident"},{"$f":"IF($E460=DataInput!$B459,DataInput!H459,NA())","v":2025},{"$f":"IF($E460=DataInput!$B459,DataInput!I459,NA())","v":"POE10"},{"$f":"IF($E460=DataInput!$B459,DataInput!J459,NA())","v":52.6626050589852},{"$f":"IF($E460=DataInput!$B459,DataInput!K459,NA())","v":1},null,null,{"$f":"IF(OR(ISERROR(E460),ISERROR(G460)),\"  \",E460&\" \"&G460)","v":"VIC Brunswick (CitiPower) 22 kV"},null,null,null,null,{"$f":"IF(ISERROR(G460),FALSE,IF($V$9=G460,TRUE,FALSE))","v":false},null,null,{"$f":"IF($V460=TRUE,E460,NA())","v":{"$error":"#N/A"}},{"$error":"#N/A"},{"$error":"#N/A"},{"$error":"#N/A"},{"$error":"#N/A"},{"$error":"#N/A"},{"$error":"#N/A"},{"$error":"#N/A"},{"$error":"#N/A"},{"$error":"#N/A"}]
[null,{"$f":"IF(DataInput!B460=$B$8,IF($B$9=$B$10,TRUE,IF(DataInput!E460=$B$9,TRUE,FALSE)))","v":true},null,null,{"$f":"IF(B461=TRUE,DataInput!B460,NA())","v":"VIC"},{"$f":"IF($E461=DataInput!$B460,DataInput!C460,NA())","v":"BTS22C"},{"$f":"IF($E461=DataInput!$B460,DataInput!D460,NA())","v":"Brunswick (CitiPower) 22 kV"},{"$f":"IF($E461=DataInput!$B460,DataInput!E460,NA())","v":"Citipower"},{"$f":"IF($E461=DataInput!$B460,DataInput!F460,NA())","v":"Summer"},{"$f":"IF($E461=DataInput!$B460,DataInput!G460,NA())","v":"Non-Coincident"},{"$f":"IF($E461=DataInput!$B460,DataInput!H460,NA())","v":2026},{"$f":"IF($E461=DataInput!$B460,DataInput!I460,NA())","v":"POE10"},{"$f":"IF($E461=DataInput!$B460,DataInput!J460,NA())","v":52.679084187635198},{"$f":"IF($E461=DataInput!$B460,DataInput!K460,NA())","v":1},null,null,"VIC Brunswick (CitiPower) 22 kV",null,null,null,null,false,null,null,{"$error":"#N/A"},{"$f":"IF($V461=TRUE,F461,NA())","v":{"$error":"#N/A"}},{"$f":"IF($V461=TRUE,G461,NA())","v":{"$error":"#N/A"}},{"$f":"IF($V461=TRUE,H461,NA())","v":{"$error":"#N/A"}},{"$f":"IF($V461=TRUE,I461,NA())","v":{"$error":"#N/A"}},{"$f":"IF($V461=TRUE,J461,NA())","v":{"$error":"#N/A"}},{"$f":"IF($V461=TRUE,K461,NA())","v":{"$error":"#N/A"}},{"$f":"IF($V461=TRUE,L461,NA())","v":{"$error":"#N/A"}},{"$f":"IF($V461=TRUE,M461,NA())","v":{"$error":"#N/A"}},{"$f":"IF($V461=TRUE,N461,NA())","v":{"$error":"#N/A"}}]
[null,{"$f":"IF(DataInput!B461=$B$8,IF($B$9=$B$10,TRUE,IF(DataInput!E461=$B$9,TRUE,FALSE)))","v":true},null,null,{"$f":"IF(B462=TRUE,DataInput!B461,NA())","v":"VIC"},{"$f":"IF($E462=DataInput!$B461,DataInput!C461,NA())","v":"BTS22C"},{"$f":"IF($E462=DataInput!$B461,DataInput!D461,NA())","v":"Brunswick (CitiPower) 22 kV"},{"$f":"IF($E462=DataInput!$B461,DataInput!E461,NA())","v":"Citipower"},{"$f":"IF($E462=DataInput!$B461,DataInput!F461,NA())","v":"Summer"},{"$f":"IF($E462=DataInput!$B461,DataInput!G461,NA())","v":"Non-Coincident"},{"$f":"IF($E462=DataInput!$B461,DataInput!H461,NA())","v":2017},{"$f":"IF($E462=DataInput!$B461,DataInput!I461,NA())","v":"POE50"},{"$f":"IF($E462=DataInput!$B461,DataInput!J461,NA())","v":48.4419938319297},{"$f":"IF($E462=DataInput!$B461,DataInput!K461,NA())","v":1},null,null,"VIC Brunswick (CitiPower) 22 kV",null,null,null,null,false,null,null,{"$error":"#N/A"},{"$error":"#N/A"},{"$error":"#N/A"},{"$error":"#N/A"},{"$error":"#N/A"},{"$error":"#N/A"},{"$error":"#N/A"},{"$error":"#N/A"},{"$error":"#N/A"},{"$error":"#N/A"}]
[null,{"$f":"IF(DataInput!B462=$B$8,IF($B$9=$B$10,TRUE,IF(DataInput!E462=$B$9,TRUE,FALSE)))","v":true},null,null,{"$f":"IF(B463=TRUE,DataInput!B462,NA())","v":"VIC"},{"$f":"IF($E463=DataInput!$B462,DataInput!C462,NA())","v":"BTS22C"},{"$f":"IF($E463=DataInput!$B462,DataInput!D462,NA())","v":"Brunswick (CitiPower) 22 kV"},{"$f":"IF($E463=DataInput!$B462,DataInput!E462,NA())","v":"Citipower"},{"$f":"IF($E463=DataInput!$B462,DataInput!F462,NA())","v":"Summer"},{"$f":"IF($E463=DataInput!$B462,DataInput!G462,NA())","v":"Non-Coincident"},{"$f":"IF($E463=DataInput!$B462,DataInput!H462,NA())","v":2018},{"$f":"IF($E463=DataInput!$B462,DataInput!I462,NA())","v":"POE50"},{"$f":"IF($E463=DataInput!$B462,DataInput!J462,NA())","v":47.920171900034497},{"$f":"IF($E463=DataInput!$B462,DataInput!K462,NA())","v":1},null,null,"VIC Brunswick (CitiPower) 22 kV",null,null,null,null,false,null,null,{"$error":"#N/A"},{"$error":"#N/A"},{"$error":"#N/A"},{"$error":"#N/A"},{"$error":"#N/A"},{"$error":"#N/A"},{"$error":"#N/A"},{"$error":"#N/A"},{"$error":"#N/A"},{"$error":"#N/A"}]
[null,{"$f":"IF(DataInput!B463=$B$8,IF($B$9=$B$10,TRUE,IF(DataInput!E463=$B$9,TRUE,FALSE)))","v":true},null,null,{"$f":"IF(B464=TRUE,DataInput!B463,NA())","v":"VIC"},{"$f":"IF($E464=DataInput!$B463,DataInput!C463,NA())","v":"BTS22C"},{"$f":"IF($E464=DataInput!$B463,DataInput!D463,NA())","v":"Brunswick (CitiPower) 22 kV"},{"$f":"IF($E464=DataInput!$B463,DataInput!E463,NA())","v":"Citipower"},{"$f":"IF($E464=DataInput!$B463,DataInput!F463,NA())","v":"Summer"},{"$f":"IF($E464=DataInput!$B463,DataInput!G463,NA())","v":"Non-Coincident"},{"$f":"IF($E464=DataInput!$B463,DataInput!H463,NA())","v":2019},{"$f":"IF($E464=DataInput!$B463,DataInput!I463,NA())","v":"POE50"},{"$f":"IF($E464=DataInput!$B463,DataInput!J463,NA())","v":47.804534484597198},{"$f":"IF($E464=DataInput!$B463,DataInput!K463,NA())","v":1},null,null,"VIC Brunswick (CitiPower) 22 kV",null,null,null,null,false,null,null,{"$error":"#N/A"},{"$error":"#N/A"},{"$error":"#N/A"},{"$error":"#N/A"},{"$error":"#N/A"},{"$error":"#N/A"},{"$error":"#N/A"},{"$error":"#N/A"},{"$error":"#N/A"},{"$error":"#N/A"}]
[null,{"$f":"IF(DataInput!B464=$B$8,IF($B$9=$B$10,TRUE,IF(DataInput!E464=$B$9,TRUE,FALSE)))","v":true},null,null,{"$f":"IF(B465=TRUE,DataInput!B464,NA())","v":"VIC"},{"$f":"IF($E465=DataInput!$B464,DataInput!C464,NA())","v":"BTS22C"},{"$f":"IF($E465=DataInput!$B464,DataInput!D464,NA())","v":"Brunswick (CitiPower) 22 kV"},{"$f":"IF($E465=DataInput!$B464,DataInput!E464,NA())","v":"Citipower"},{"$f":"IF($E465=DataInput!$B464,DataInput!F464,NA())","v":"Summer"},{"$f":"IF($E465=DataInput!$B464,DataInput!G464,NA())","v":"Non-Coincident"},{"$f":"IF($E465=DataInput!$B464,DataInput!H464,NA())","v":2020},{"$f":"IF($E465=DataInput!$B464,DataInput!I464,NA())","v":"POE50"},{"$f":"IF($E465=DataInput!$B464,DataInput!J464,NA())","v":47.395648765605799},{"$f":"IF($E465=DataInput!$B464,DataInput!K464,NA())","v":1},null,null,"VIC Brunswick (CitiPower) 22 kV",null,null,null,null,false,null,null,{"$error":"#N/A"},{"$error":"#N/A"},{"$error":"#N/A"},{"$error":"#N/A"},{"$error":"#N/A"},{"$error":"#N/A"},{"$error":"#N/A"},{"$error":"#N/A"},{"$error":"#N/A"},{"$error":"#N/A"}]
[null,{"$f":"IF(DataInput!B465=$B$8,IF($B$9=$B$10,TRUE,IF(DataInput!E465=$B$9,TRUE,FALSE)))","v":true},null,null,{"$f":"IF(B466=TRUE,DataInput!B465,NA())","v":"VIC"},{"$f":"IF($E466=DataInput!$B465,DataInput!C465,NA())","v":"BTS22C"},{"$f":"IF($E466=DataInput!$B465,DataInput!D465,NA())","v":"Brunswick (CitiPower) 22 kV"},{"$f":"IF($E466=DataInput!$B465,DataInput!E465,NA())","v":"Citipower"},{"$f":"IF($E466=DataInput!$B465,DataInput!F465,NA())","v":"Summer"},{"$f":"IF($E466=DataInput!$B465,DataInput!G465,NA())","v":"Non-Coincident"},{"$f":"IF($E466=DataInput!$B465,DataInput!H465,NA())","v":2021},{"$f":"IF($E466=DataInput!$B465,DataInput!I465,NA())","v":"POE50"},{"$f":"IF($E466=DataInput!$B465,DataInput!J465,NA())","v":48.028128312141597},{"$f":"IF($E466=DataInput!$B465,DataInput!K465,NA())","v":1},null,null,"VIC Brunswick (CitiPower) 22 kV",null,null,null,null,false,null,null,{"$error":"#N/A"},{"$error":"#N/A"},{"$error":"#N/A"},{"$error":"#N/A"},{"$error":"#N/A"},{"$error":"#N/A"},{"$error":"#N/A"},{"$error":"#N/A"},{"$error":"#N/A"},{"$error":"#N/A"}]
[null,{"$f":"IF(DataInput!B466=$B$8,IF($B$9=$B$10,TRUE,IF(DataInput!E466=$B$9,TRUE,FALSE)))","v":true},null,null,{"$f":"IF(B467=TRUE,DataInput!B466,NA())","v":"VIC"},{"$f":"IF($E467=DataInput!$B466,DataInput!C466,NA())","v":"BTS22C"},{"$f":"IF($E467=DataInput!$B466,DataInput!D466,NA())","v":"Brunswick (CitiPower) 22 kV"},{"$f":"IF($E467=DataInput!$B466,DataInput!E466,NA())","v":"Citipower"},{"$f":"IF($E467=DataInput!$B466,DataInput!F466,NA())","v":"Summer"},{"$f":"IF($E467=DataInput!$B466,DataInput!G466,NA())","v":"Non-Coincident"},{"$f":"IF($E467=DataInput!$B466,DataInput!H466,NA())","v":2022},{"$f":"IF($E467=DataInput!$B466,DataInput!I466,NA())","v":"POE50"},{"$f":"IF($E467=DataInput!$B466,DataInput!J466,NA())","v":47.354369153491902},{"$f":"IF($E467=DataInput!$B466,DataInput!K466,NA())","v":1},null,null,"VIC Brunswick (CitiPower) 22 kV",null,null,null,null,false,null,null,{"$error":"#N/A"},{"$error":"#N/A"},{"$error":"#N/A"},{"$error":"#N/A"},{"$error":"#N/A"},{"$error":"#N/A"},{"$error":"#N/A"},{"$error":"#N/A"},{"$error":"#N/A"},{"$error":"#N/A"}]
[null,{"$f":"IF(DataInput!B467=$B$8,IF($B$9=$B$10,TRUE,IF(DataInput!E467=$B$9,TRUE,FALSE)))","v":true},null,null,{"$f":"IF(B468=TRUE,DataInput!B467,NA())","v":"VIC"},{"$f":"IF($E468=DataInput!$B467,DataInput!C467,NA())","v":"BTS22C"},{"$f":"IF($E468=DataInput!$B467,DataInput!D467,NA())","v":"Brunswick (CitiPower) 22 kV"},{"$f":"IF($E468=DataInput!$B467,DataInput!E467,NA())","v":"Citipower"},{"$f":"IF($E468=DataInput!$B467,DataInput!F467,NA())","v":"Summer"},{"$f":"IF($E468=DataInput!$B467,DataInput!G467,NA())","v":"Non-Coincident"},{"$f":"IF($E468=DataInput!$B467,DataInput!H467,NA())","v":2023},{"$f":"IF($E468=DataInput!$B467,DataInput!I467,NA())","v":"POE50"},{"$f":"IF($E468=DataInput!$B467,DataInput!J467,NA())","v":47.635432608891797},{"$f":"IF($E468=DataInput!$B467,DataInput!K467,NA())","v":1},null,null,"VIC Brunswick (CitiPower) 22 kV",null,null,null,null,false,null,null,{"$error":"#N/A"},{"$error":"#N/A"},{"$error":"#N/A"},{"$error":"#N/A"},{"$error":"#N/A"},{"$error":"#N/A"},{"$error":"#N/A"},{"$error":"#N/A"},{"$error":"#N/A"},{"$error":"#N/A"}]
[null,{"$f":"IF(DataInput!B468=$B$8,IF($B$9=$B$10,TRUE,IF(DataInput!E468=$B$9,TRUE,FALSE)))","v":true},null,null,{"$f":"IF(B469=TRUE,DataInput!B468,NA())","v":"VIC"},{"$f":"IF($E469=DataInput!$B468,DataInput!C468,NA())","v":"BTS22C"},{"$f":"IF($E469=DataInput!$B468,DataInput!D468,NA())","v":"Brunswick (CitiPower) 22 kV"},{"$f":"IF($E469=DataInput!$B468,DataInput!E468,NA())","v":"Citipower"},{"$f":"IF($E469=DataInput!$B468,DataInput!F468,NA())","v":"Summer"},{"$f":"IF($E469=DataInput!$B468,DataInput!G468,NA())","v":"Non-Coincident"},{"$f":"IF($E469=DataInput!$B468,DataInput!H468,NA())","v":2024},{"$f":"IF($E469=DataInput!$B468,DataInput!I468,NA())","v":"POE50"},{"$f":"IF($E469=DataInput!$B468,DataInput!J468,NA())","v":47.8046331318751},{"$f":"IF($E469=DataInput!$B468,DataInput!K468,NA())","v":1},null,null,"VIC Brunswick (CitiPower) 22 kV",null,null,null,null,false,null,null,{"$error":"#N/A"},{"$error":"#N/A"},{"$error":"#N/A"},{"$error":"#N/A"},{"$error":"#N/A"},{"$error":"#N/A"},{"$error":"#N/A"},{"$error":"#N/A"},{"$error":"#N/A"},{"$error":"#N/A"}]
[null,{"$f":"IF(DataInput!B469=$B$8,IF($B$9=$B$10,TRUE,IF(DataInput!E469=$B$9,TRUE,FALSE)))","v":true},null,null,{"$f":"IF(B470=TRUE,DataInput!B469,NA())","v":"VIC"},{"$f":"IF($E470=DataInput!$B469,DataInput!C469,NA())","v":"BTS22C"},{"$f":"IF($E470=DataInput!$B469,DataInput!D469,NA())","v":"Brunswick (CitiPower) 22 kV"},{"$f":"IF($E470=DataInput!$B469,DataInput!E469,NA())","v":"Citipower"},{"$f":"IF($E470=DataInput!$B469,DataInput!F469,NA())","v":"Summer"},{"$f":"IF($E470=DataInput!$B469,DataInput!G469,NA())","v":"Non-Coincident"},{"$f":"IF($E470=DataInput!$B469,DataInput!H469,NA())","v":2025},{"$f":"IF($E470=DataInput!$B469,DataInput!I469,NA())","v":"POE50"},{"$f":"IF($E470=DataInput!$B469,DataInput!J469,NA())","v":47.312096968919199},{"$f":"IF($E470=DataInput!$B469,DataInput!K469,NA())","v":1},null,null,"VIC Brunswick (CitiPower) 22 kV",null,null,null,null,false,null,null,{"$error":"#N/A"},{"$error":"#N/A"},{"$error":"#N/A"},{"$error":"#N/A"},{"$error":"#N/A"},{"$error":"#N/A"},{"$error":"#N/A"},{"$error":"#N/A"},{"$error":"#N/A"},{"$error":"#N/A"}]
[null,{"$f":"IF(DataInput!B470=$B$8,IF($B$9=$B$10,TRUE,IF(DataInput!E470=$B$9,TRUE,FALSE)))","v":true},null,null,{"$f":"IF(B471=TRUE,DataInput!B470,NA())","v":"VIC"},{"$f":"IF($E471=DataInput!$B470,DataInput!C470,NA())","v":"BTS22C"},{"$f":"IF($E471=DataInput!$B470,DataInput!D470,NA())","v":"Brunswick (CitiPower) 22 kV"},{"$f":"IF($E471=DataInput!$B470,DataInput!E470,NA())","v":"Citipower"},{"$f":"IF($E471=DataInput!$B470,DataInput!F470,NA())","v":"Summer"},{"$f":"IF($E471=DataInput!$B470,DataInput!G470,NA())","v":"Non-Coincident"},{"$f":"IF($E471=DataInput!$B470,DataInput!H470,NA())","v":2026},{"$f":"IF($E471=DataInput!$B470,DataInput!I470,NA())","v":"POE50"},{"$f":"IF($E471=DataInput!$B470,DataInput!J470,NA())","v":47.286629961887101},{"$f":"IF($E471=DataInput!$B470,DataInput!K470,NA())","v":1},null,null,"VIC Brunswick (CitiPower) 22 kV",null,null,null,null,false,null,null,{"$error":"#N/A"},{"$error":"#N/A"},{"$error":"#N/A"},{"$error":"#N/A"},{"$error":"#N/A"},{"$error":"#N/A"},{"$error":"#N/A"},{"$error":"#N/A"},{"$error":"#N/A"},{"$error":"#N/A"}]
[null,{"$f":"IF(DataInput!B471=$B$8,IF($B$9=$B$10,TRUE,IF(DataInput!E471=$B$9,TRUE,FALSE)))","v":true},null,null,{"$f":"IF(B472=TRUE,DataInput!B471,NA())","v":"VIC"},{"$f":"IF($E472=DataInput!$B471,DataInput!C471,NA())","v":"BTS22C"},{"$f":"IF($E472=DataInput!$B471,DataInput!D471,NA())","v":"Brunswick (CitiPower) 22 kV"},{"$f":"IF($E472=DataInput!$B471,DataInput!E471,NA())","v":"Citipower"},{"$f":"IF($E472=DataInput!$B471,DataInput!F471,NA())","v":"Winter"},{"$f":"IF($E472=DataInput!$B471,DataInput!G471,NA())","v":"Non-Coincident"},{"$f":"IF($E472=DataInput!$B471,DataInput!H471,NA())","v":2016},{"$f":"IF($E472=DataInput!$B471,DataInput!I471,NA())","v":"POE10"},{"$f":"IF($E472=DataInput!$B471,DataInput!J471,NA())","v":53.337251613001897},{"$f":"IF($E472=DataInput!$B471,DataInput!K471,NA())","v":1},null,null,"VIC Brunswick (CitiPower) 22 kV",null,null,null,null,false,null,null,{"$error":"#N/A"},{"$error":"#N/A"},{"$error":"#N/A"},{"$error":"#N/A"},{"$error":"#N/A"},{"$error":"#N/A"},{"$error":"#N/A"},{"$error":"#N/A"},{"$error":"#N/A"},{"$error":"#N/A"}]
[null,{"$f":"IF(DataInput!B472=$B$8,IF($B$9=$B$10,TRUE,IF(DataInput!E472=$B$9,TRUE,FALSE)))","v":true},null,null,{"$f":"IF(B473=TRUE,DataInput!B472,NA())","v":"VIC"},{"$f":"IF($E473=DataInput!$B472,DataInput!C472,NA())","v":"BTS22C"},{"$f":"IF($E473=DataInput!$B472,DataInput!D472,NA())","v":"Brunswick (CitiPower) 22 kV"},{"$f":"IF($E473=DataInput!$B472,DataInput!E472,NA())","v":"Citipower"},{"$f":"IF($E473=DataInput!$B472,DataInput!F472,NA())","v":"Winter"},{"$f":"IF($E473=DataInput!$B472,DataInput!G472,NA())","v":"Non-Coincident"},{"$f":"IF($E473=DataInput!$B472,DataInput!H472,NA())","v":2017},{"$f":"IF($E473=DataInput!$B472,DataInput!I472,NA())","v":"POE10"},{"$f":"IF($E473=DataInput!$B472,DataInput!J472,NA())","v":54.200862162448701},{"$f":"IF($E473=DataInput!$B472,DataInput!K472,NA())","v":1},null,null,"VIC Brunswick (CitiPower) 22 kV",null,null,null,null,false,null,null,{"$error":"#N/A"},{"$error":"#N/A"},{"$error":"#N/A"},{"$error":"#N/A"},{"$error":"#N/A"},{"$error":"#N/A"},{"$error":"#N/A"},{"$error":"#N/A"},{"$error":"#N/A"},{"$error":"#N/A"}]
[null,{"$f":"IF(DataInput!B473=$B$8,IF($B$9=$B$10,TRUE,IF(DataInput!E473=$B$9,TRUE,FALSE)))","v":true},null,null,{"$f":"IF(B474=TRUE,DataInput!B473,NA())","v":"VIC"},{"$f":"IF($E474=DataInput!$B473,DataInput!C473,NA())","v":"BTS22C"},{"$f":"IF($E474=DataInput!$B473,DataInput!D473,NA())","v":"Brunswick (CitiPower) 22 kV"},{"$f":"IF($E474=DataInput!$B473,DataInput!E473,NA())","v":"Citipower"},{"$f":"IF($E474=DataInput!$B473,DataInput!F473,NA())","v":"Winter"},{"$f":"IF($E474=DataInput!$B473,DataInput!G473,NA())","v":"Non-Coincident"},{"$f":"IF($E474=DataInput!$B473,DataInput!H473,NA())","v":2018},{"$f":"IF($E474=DataInput!$B473,DataInput!I473,NA())","v":"POE10"},{"$f":"IF($E474=DataInput!$B473,DataInput!J473,NA())","v":54.443955045651499},{"$f":"IF($E474=DataInput!$B473,DataInput!K473,NA())","v":1},null,null,"VIC Brunswick (CitiPower) 22 kV",null,null,null,null,false,null,null,{"$error":"#N/A"},{"$error":"#N/A"},{"$error":"#N/A"},{"$error":"#N/A"},{"$error":"#N/A"},{"$error":"#N/A"},{"$error":"#N/A"},{"$error":"#N/A"},{"$error":"#N/A"},{"$error":"#N/A"}]
[null,{"$f":"IF(DataInput!B474=$B$8,IF($B$9=$B$10,TRUE,IF(DataInput!E474=$B$9,TRUE,FALSE)))","v":true},null,null,{"$f":"IF(B475=TRUE,DataInput!B474,NA())","v":"VIC"},{"$f":"IF($E475=DataInput!$B474,DataInput!C474,NA())","v":"BTS22C"},{"$f":"IF($E475=DataInput!$B474,DataInput!D474,NA())","v":"Brunswick (CitiPower) 22 kV"},{"$f":"IF($E475=DataInput!$B474,DataInput!E474,NA())","v":"Citipower"},{"$f":"IF($E475=DataInput!$B474,DataInput!F474,NA())","v":"Winter"},{"$f":"IF($E475=DataInput!$B474,DataInput!G474,NA())","v":"Non-Coincident"},{"$f":"IF($E475=DataInput!$B474,DataInput!H474,NA())","v":2019},{"$f":"IF($E475=DataInput!$B474,DataInput!I474,NA())","v":"POE10"},{"$f":"IF($E475=DataInput!$B474,DataInput!J474,NA())","v":55.086932344282197},{"$f":"IF($E475=DataInput!$B474,DataInput!K474,NA())","v":1},null,null,"VIC Brunswick (CitiPower) 22 kV",null,null,null,null,false,null,null,{"$error":"#N/A"},{"$error":"#N/A"},{"$error":"#N/A"},{"$error":"#N/A"},{"$error":"#N/A"},{"$error":"#N/A"},{"$error":"#N/A"},{"$error":"#N/A"},{"$error":"#N/A"},{"$error":"#N/A"}]
[null,{"$f":"IF(DataInput!B475=$B$8,IF($B$9=$B$10,TRUE,IF(DataInput!E475=$B$9,TRUE,FALSE)))","v":true},null,null,{"$f":"IF(B476=TRUE,DataInput!B475,NA())","v":"VIC"},{"$f":"IF($E476=DataInput!$B475,DataInput!C475,NA())","v":"BTS22C"},{"$f":"IF($E476=DataInput!$B475,DataInput!D475,NA())","v":"Brunswick (CitiPower) 22 kV"},{"$f":"IF($E476=DataInput!$B475,DataInput!E475,NA())","v":"Citipower"},{"$f":"IF($E476=DataInput!$B475,DataInput!F475,NA())","v":"Winter"},{"$f":"IF($E476=DataInput!$B475,DataInput!G475,NA())","v":"Non-Coincident"},{"$f":"IF($E476=DataInput!$B475,DataInput!H475,NA())","v":2020},{"$f":"IF($E476=DataInput!$B475,DataInput!I475,NA())","v":"POE10"},{"$f":"IF($E476=DataInput!$B475,DataInput!J475,NA())","v":55.8189303587775},{"$f":"IF($E476=DataInput!$B475,DataInput!K475,NA())","v":1},null,null,"VIC Brunswick (CitiPower) 22 kV",null,null,null,null,false,null,null,{"$error":"#N/A"},{"$error":"#N/A"},{"$error":"#N/A"},{"$error":"#N/A"},{"$error":"#N/A"},{"$error":"#N/A"},{"$error":"#N/A"},{"$error":"#N/A"},{"$error":"#N/A"},{"$error":"#N/A"}]
[null,{"$f":"IF(DataInput!B476=$B$8,IF($B$9=$B$10,TRUE,IF(DataInput!E476=$B$9,TRUE,FALSE)))","v":true},null,null,{"$f":"IF(B477=TRUE,DataInput!B476,NA())","v":"VIC"},{"$f":"IF($E477=DataInput!$B476,DataInput!C476,NA())","v":"BTS22C"},{"$f":"IF($E477=DataInput!$B476,DataInput!D476,NA())","v":"Brunswick (CitiPower) 22 kV"},{"$f":"IF($E477=DataInput!$B476,DataInput!E476,NA())","v":"Citipower"},{"$f":"IF($E477=DataInput!$B476,DataInput!F476,NA())","v":"Winter"},{"$f":"IF($E477=DataInput!$B476,DataInput!G476,NA())","v":"Non-Coincident"},{"$f":"IF($E477=DataInput!$B476,DataInput!H476,NA())","v":2021},{"$f":"IF($E477=DataInput!$B476,DataInput!I476,NA())","v":"POE10"},{"$f":"IF($E477=DataInput!$B476,DataInput!J476,NA())","v":56.378774269353897},{"$f":"IF($E477=DataInput!$B476,DataInput!K476,NA())","v":1},null,null,"VIC Brunswick (CitiPower) 22 kV",null,null,null,null,false,null,null,{"$error":"#N/A"},{"$error":"#N/A"},{"$error":"#N/A"},{"$error":"#N/A"},{"$error":"#N/A"},{"$error":"#N/A"},{"$error":"#N/A"},{"$error":"#N/A"},{"$error":"#N/A"},{"$error":"#N/A"}]
[null,{"$f":"IF(DataInput!B477=$B$8,IF($B$9=$B$10,TRUE,IF(DataInput!E477=$B$9,TRUE,FALSE)))","v":true},null,null,{"$f":"IF(B478=TRUE,DataInput!B477,NA())","v":"VIC"},{"$f":"IF($E478=DataInput!$B477,DataInput!C477,NA())","v":"BTS22C"},{"$f":"IF($E478=DataInput!$B477,DataInput!D477,NA())","v":"Brunswick (CitiPower) 22 kV"},{"$f":"IF($E478=DataInput!$B477,DataInput!E477,NA())","v":"Citipower"},{"$f":"IF($E478=DataInput!$B477,DataInput!F477,NA())","v":"Winter"},{"$f":"IF($E478=DataInput!$B477,DataInput!G477,NA())","v":"Non-Coincident"},{"$f":"IF($E478=DataInput!$B477,DataInput!H477,NA())","v":2022},{"$f":"IF($E478=DataInput!$B477,DataInput!I477,NA())","v":"POE10"},{"$f":"IF($E478=DataInput!$B477,DataInput!J477,NA())","v":56.997207012731103},{"$f":"IF($E478=DataInput!$B477,DataInput!K477,NA())","v":1},null,null,"VIC Brunswick (CitiPower) 22 kV",null,null,null,null,false,null,null,{"$error":"#N/A"},{"$error":"#N/A"},{"$error":"#N/A"},{"$error":"#N/A"},{"$error":"#N/A"},{"$error":"#N/A"},{"$error":"#N/A"},{"$error":"#N/A"},{"$error":"#N/A"},{"$error":"#N/A"}]
[null,{"$f":"IF(DataInput!B478=$B$8,IF($B$9=$B$10,TRUE,IF(DataInput!E478=$B$9,TRUE,FALSE)))","v":true},null,null,{"$f":"IF(B479=TRUE,DataInput!B478,NA())","v":"VIC"},{"$f":"IF($E479=DataInput!$B478,DataInput!C478,NA())","v":"BTS22C"},{"$f":"IF($E479=DataInput!$B478,DataInput!D478,NA())","v":"Brunswick (CitiPower) 22 kV"},{"$f":"IF($E479=DataInput!$B478,DataInput!E478,NA())","v":"Citipower"},{"$f":"IF($E479=DataInput!$B478,DataInput!F478,NA())","v":"Winter"},{"$f":"IF($E479=DataInput!$B478,DataInput!G478,NA())","v":"Non-Coincident"},{"$f":"IF($E479=DataInput!$B478,DataInput!H478,NA())","v":2023},{"$f":"IF($E479=DataInput!$B478,DataInput!I478,NA())","v":"POE10"},{"$f":"IF($E479=DataInput!$B478,DataInput!J478,NA())","v":57.794499747040703},{"$f":"IF($E479=DataInput!$B478,DataInput!K478,NA())","v":1},null,null,"VIC Brunswick (CitiPower) 22 kV",null,null,null,null,false,null,null,{"$error":"#N/A"},{"$error":"#N/A"},{"$error":"#N/A"},{"$error":"#N/A"},{"$error":"#N/A"},{"$error":"#N/A"},{"$error":"#N/A"},{"$error":"#N/A"},{"$error":"#N/A"},{"$error":"#N/A"}]
[null,{"$f":"IF(DataInput!B479=$B$8,IF($B$9=$B$10,TRUE,IF(DataInput!E479=$B$9,TRUE,FALSE)))","v":true},null,null,{"$f":"IF(B480=TRUE,DataInput!B479,NA())","v":"VIC"},{"$f":"IF($E480=DataInput!$B479,DataInput!C479,NA())","v":"BTS22C"},{"$f":"IF($E480=DataInput!$B479,DataInput!D479,NA())","v":"Brunswick (CitiPower) 22 kV"},{"$f":"IF($E480=DataInput!$B479,DataInput!E479,NA())","v":"Citipower"},{"$f":"IF($E480=DataInput!$B479,DataInput!F479,NA())","v":"Winter"},{"$f":"IF($E480=DataInput!$B479,DataInput!G479,NA())","v":"Non-Coincident"},{"$f":"IF($E480=DataInput!$B479,DataInput!H479,NA())","v":2024},{"$f":"IF($E480=DataInput!$B479,DataInput!I479,NA())","v":"POE10"},{"$f":"IF($E480=DataInput!$B479,DataInput!J479,NA())","v":58.234953094382803},{"$f":"IF($E480=DataInput!$B479,DataInput!K479,NA())","v":1},null,null,"VIC Brunswick (CitiPower) 22 kV",null,null,null,null,false,null,null,{"$error":"#N/A"},{"$error":"#N/A"},{"$error":"#N/A"},{"$error":"#N/A"},{"$error":"#N/A"},{"$error":"#N/A"},{"$error":"#N/A"},{"$error":"#N/A"},{"$error":"#N/A"},{"$error":"#N/A"}]
[null,{"$f":"IF(DataInput!B480=$B$8,IF($B$9=$B$10,TRUE,IF(DataInput!E480=$B$9,TRUE,FALSE)))","v":true},null,null,{"$f":"IF(B481=TRUE,DataInput!B480,NA())","v":"VIC"},{"$f":"IF($E481=DataInput!$B480,DataInput!C480,NA())","v":"BTS22C"},{"$f":"IF($E481=DataInput!$B480,DataInput!D480,NA())","v":"Brunswick (CitiPower) 22 kV"},{"$f":"IF($E481=DataInput!$B480,DataInput!E480,NA())","v":"Citipower"},{"$f":"IF($E481=DataInput!$B480,DataInput!F480,NA())","v":"Winter"},{"$f":"IF($E481=DataInput!$B480,DataInput!G480,NA())","v":"Non-Coincident"},{"$f":"IF($E481=DataInput!$B480,DataInput!H480,NA())","v":2025},{"$f":"IF($E481=DataInput!$B480,DataInput!I480,NA())","v":"POE10"},{"$f":"IF($E481=DataInput!$B480,DataInput!J480,NA())","v":58.548257579921398},{"$f":"IF($E481=DataInput!$B480,DataInput!K480,NA())","v":1},null,null,"VIC Brunswick (CitiPower) 22 kV",null,null,null,null,false,null,null,{"$error":"#N/A"},{"$error":"#N/A"},{"$error":"#N/A"},{"$error":"#N/A"},{"$error":"#N/A"},{"$error":"#N/A"},{"$error":"#N/A"},{"$error":"#N/A"},{"$error":"#N/A"},{"$error":"#N/A"}]
[null,{"$f":"IF(DataInput!B481=$B$8,IF($B$9=$B$10,TRUE,IF(DataInput!E481=$B$9,TRUE,FALSE)))","v":true},null,null,{"$f":"IF(B482=TRUE,DataInput!B481,NA())","v":"VIC"},{"$f":"IF($E482=DataInput!$B481,DataInput!C481,NA())","v":"BTS22C"},{"$f":"IF($E482=DataInput!$B481,DataInput!D481,NA())","v":"Brunswick (CitiPower) 22 kV"},{"$f":"IF($E482=DataInput!$B481,DataInput!E481,NA())","v":"Citipower"},{"$f":"IF($E482=DataInput!$B481,DataInput!F481,NA())","v":"Winter"},{"$f":"IF($E482=DataInput!$B481,DataInput!G481,NA())","v":"Non-Coincident"},{"$f":"IF($E482=DataInput!$B481,DataInput!H481,NA())","v":2016},{"$f":"IF($E482=DataInput!$B481,DataInput!I481,NA())","v":"POE50"},{"$f":"IF($E482=DataInput!$B481,DataInput!J481,NA())","v":51.943118946466399},{"$f":"IF($E482=DataInput!$B481,DataInput!K481,NA())","v":1},null,null,"VIC Brunswick (CitiPower) 22 kV",null,null,null,null,false,null,null,{"$error":"#N/A"},{"$error":"#N/A"},{"$error":"#N/A"},{"$error":"#N/A"},{"$error":"#N/A"},{"$error":"#N/A"},{"$error":"#N/A"},{"$error":"#N/A"},{"$error":"#N/A"},{"$error":"#N/A"}]
[null,{"$f":"IF(DataInput!B482=$B$8,IF($B$9=$B$10,TRUE,IF(DataInput!E482=$B$9,TRUE,FALSE)))","v":true},null,null,{"$f":"IF(B483=TRUE,DataInput!B482,NA())","v":"VIC"},{"$f":"IF($E483=DataInput!$B482,DataInput!C482,NA())","v":"BTS22C"},{"$f":"IF($E483=DataInput!$B482,DataInput!D482,NA())","v":"Brunswick (CitiPower) 22 kV"},{"$f":"IF($E483=DataInput!$B482,DataInput!E482,NA())","v":"Citipower"},{"$f":"IF($E483=DataInput!$B482,DataInput!F482,NA())","v":"Winter"},{"$f":"IF($E483=DataInput!$B482,DataInput!G482,NA())","v":"Non-Coincident"},{"$f":"IF($E483=DataInput!$B482,DataInput!H482,NA())","v":2017},{"$f":"IF($E483=DataInput!$B482,DataInput!I482,NA())","v":"POE50"},{"$f":"IF($E483=DataInput!$B482,DataInput!J482,NA())","v":52.734935688974197},{"$f":"IF($E483=DataInput!$B482,DataInput!K482,NA())","v":1},null,null,"VIC Brunswick (CitiPower) 22 kV",null,null,null,null,false,null,null,{"$error":"#N/A"},{"$error":"#N/A"},{"$error":"#N/A"},{"$error":"#N/A"},{"$error":"#N/A"},{"$error":"#N/A"},{"$error":"#N/A"},{"$error":"#N/A"},{"$error":"#N/A"},{"$error":"#N/A"}]
[null,{"$f":"IF(DataInput!B483=$B$8,IF($B$9=$B$10,TRUE,IF(DataInput!E483=$B$9,TRUE,FALSE)))","v":true},null,null,{"$f":"IF(B484=TRUE,DataInput!B483,NA())","v":"VIC"},{"$f":"IF($E484=DataInput!$B483,DataInput!C483,NA())","v":"BTS22C"},{"$f":"IF($E484=DataInput!$B483,DataInput!D483,NA())","v":"Brunswick (CitiPower) 22 kV"},{"$f":"IF($E484=DataInput!$B483,DataInput!E483,NA())","v":"Citipower"},{"$f":"IF($E484=DataInput!$B483,DataInput!F483,NA())","v":"Winter"},{"$f":"IF($E484=DataInput!$B483,DataInput!G483,NA())","v":"Non-Coincident"},{"$f":"IF($E484=DataInput!$B483,DataInput!H483,NA())","v":2018},{"$f":"IF($E484=DataInput!$B483,DataInput!I483,NA())","v":"POE50"},{"$f":"IF($E484=DataInput!$B483,DataInput!J483,NA())","v":52.898114771463},{"$f":"IF($E484=DataInput!$B483,DataInput!K483,NA())","v":1},null,null,"VIC Brunswick (CitiPower) 22 kV",null,null,null,null,false,null,null,{"$error":"#N/A"},{"$error":"#N/A"},{"$error":"#N/A"},{"$error":"#N/A"},{"$error":"#N/A"},{"$error":"#N/A"},{"$error":"#N/A"},{"$error":"#N/A"},{"$error":"#N/A"},{"$error":"#N/A"}]
[null,{"$f":"IF(DataInput!B484=$B$8,IF($B$9=$B$10,TRUE,IF(DataInput!E484=$B$9,TRUE,FALSE)))","v":true},null,null,{"$f":"IF(B485=TRUE,DataInput!B484,NA())","v":"VIC"},{"$f":"IF($E485=DataInput!$B484,DataInput!C484,NA())","v":"BTS22C"},{"$f":"IF($E485=DataInput!$B484,DataInput!D484,NA())","v":"Brunswick (CitiPower) 22 kV"},{"$f":"IF($E485=DataInput!$B484,DataInput!E484,NA())","v":"Citipower"},{"$f":"IF($E485=DataInput!$B484,DataInput!F484,NA())","v":"Winter"},{"$f":"IF($E485=DataInput!$B484,DataInput!G484,NA())","v":"Non-Coincident"},{"$f":"IF($E485=DataInput!$B484,DataInput!H484,NA())","v":2019},{"$f":"IF($E485=DataInput!$B484,DataInput!I484,NA())","v":"POE50"},{"$f":"IF($E485=DataInput!$B484,DataInput!J484,NA())","v":53.403464684299998},{"$f":"IF($E485=DataInput!$B484,DataInput!K484,NA())","v":1},null,null,"VIC Brunswick (CitiPower) 22 kV",null,null,null,null,false,null,null,{"$error":"#N/A"},{"$error":"#N/A"},{"$error":"#N/A"},{"$error":"#N/A"},{"$error":"#N/A"},{"$error":"#N/A"},{"$error":"#N/A"},{"$error":"#N/A"},{"$error":"#N/A"},{"$error":"#N/A"}]
[null,{"$f":"IF(DataInput!B485=$B$8,IF($B$9=$B$10,TRUE,IF(DataInput!E485=$B$9,TRUE,FALSE)))","v":true},null,null,{"$f":"IF(B486=TRUE,DataInput!B485,NA())","v":"VIC"},{"$f":"IF($E486=DataInput!$B485,DataInput!C485,NA())","v":"BTS22C"},{"$f":"IF($E486=DataInput!$B485,DataInput!D485,NA())","v":"Brunswick (CitiPower) 22 kV"},{"$f":"IF($E486=DataInput!$B485,DataInput!E485,NA())","v":"Citipower"},{"$f":"IF($E486=DataInput!$B485,DataInput!F485,NA())","v":"Winter"},{"$f":"IF($E486=DataInput!$B485,DataInput!G485,NA())","v":"Non-Coincident"},{"$f":"IF($E486=DataInput!$B485,DataInput!H485,NA())","v":2020},{"$f":"IF($E486=DataInput!$B485,DataInput!I485,NA())","v":"POE50"},{"$f":"IF($E486=DataInput!$B485,DataInput!J485,NA())","v":54.030443160952501},{"$f":"IF($E486=DataInput!$B485,DataInput!K485,NA())","v":1},null,null,"VIC Brunswick (CitiPower) 22 kV",null,null,null,null,false,null,null,{"$error":"#N/A"},{"$error":"#N/A"},{"$error":"#N/A"},{"$error":"#N/A"},{"$error":"#N/A"},{"$error":"#N/A"},{"$error":"#N/A"},{"$error":"#N/A"},{"$error":"#N/A"},{"$error":"#N/A"}]
[null,{"$f":"IF(DataInput!B486=$B$8,IF($B$9=$B$10,TRUE,IF(DataInput!E486=$B$9,TRUE,FALSE)))","v":true},null,null,{"$f":"IF(B487=TRUE,DataInput!B486,NA())","v":"VIC"},{"$f":"IF($E487=DataInput!$B486,DataInput!C486,NA())","v":"BTS22C"},{"$f":"IF($E487=DataInput!$B486,DataInput!D486,NA())","v":"Brunswick (CitiPower) 22 kV"},{"$f":"IF($E487=DataInput!$B486,DataInput!E486,NA())","v":"Citipower"},{"$f":"IF($E487=DataInput!$B486,DataInput!F486,NA())","v":"Winter"},{"$f":"IF($E487=DataInput!$B486,DataInput!G486,NA())","v":"Non-Coincident"},{"$f":"IF($E487=DataInput!$B486,DataInput!H486,NA())","v":2021},{"$f":"IF($E487=DataInput!$B486,DataInput!I486,NA())","v":"POE50"},{"$f":"IF($E487=DataInput!$B486,DataInput!J486,NA())","v":54.562706645142796},{"$f":"IF($E487=DataInput!$B486,DataInput!K486,NA())","v":1},null,null,"VIC Brunswick (CitiPower) 22 kV",null,null,null,null,false,null,null,{"$error":"#N/A"},{"$error":"#N/A"},{"$error":"#N/A"},{"$error":"#N/A"},{"$error":"#N/A"},{"$error":"#N/A"},{"$error":"#N/A"},{"$error":"#N/A"},{"$error":"#N/A"},{"$error":"#N/A"}]
[null,{"$f":"IF(DataInput!B487=$B$8,IF($B$9=$B$10,TRUE,IF(DataInput!E487=$B$9,TRUE,FALSE)))","v":true},null,null,{"$f":"IF(B488=TRUE,DataInput!B487,NA())","v":"VIC"},{"$f":"IF($E488=DataInput!$B487,DataInput!C487,NA())","v":"BTS22C"},{"$f":"IF($E488=DataInput!$B487,DataInput!D487,NA())","v":"Brunswick (CitiPower) 22 kV"},{"$f":"IF($E488=DataInput!$B487,DataInput!E487,NA())","v":"Citipower"},{"$f":"IF($E488=DataInput!$B487,DataInput!F487,NA())","v":"Winter"},{"$f":"IF($E488=DataInput!$B487,DataInput!G487,NA())","v":"Non-Coincident"},{"$f":"IF($E488=DataInput!$B487,DataInput!H487,NA())","v":2022},{"$f":"IF($E488=DataInput!$B487,DataInput!I487,NA())","v":"POE50"},{"$f":"IF($E488=DataInput!$B487,DataInput!J487,NA())","v":55.098678331024203},{"$f":"IF($E488=DataInput!$B487,DataInput!K487,NA())","v":1},null,null,"VIC Brunswick (CitiPower) 22 kV",null,null,null,null,false,null,null,{"$error":"#N/A"},{"$error":"#N/A"},{"$error":"#N/A"},{"$error":"#N/A"},{"$error":"#N/A"},{"$error":"#N/A"},{"$error":"#N/A"},{"$error":"#N/A"},{"$error":"#N/A"},{"$error":"#N/A"}]
[null,{"$f":"IF(DataInput!B488=$B$8,IF($B$9=$B$10,TRUE,IF(DataInput!E488=$B$9,TRUE,FALSE)))","v":true},null,null,{"$f":"IF(B489=TRUE,DataInput!B488,NA())","v":"VIC"},{"$f":"IF($E489=DataInput!$B488,DataInput!C488,NA())","v":"BTS22C"},{"$f":"IF($E489=DataInput!$B488,DataInput!D488,NA())","v":"Brunswick (CitiPower) 22 kV"},{"$f":"IF($E489=DataInput!$B488,DataInput!E488,NA())","v":"Citipower"},{"$f":"IF($E489=DataInput!$B488,DataInput!F488,NA())","v":"Winter"},{"$f":"IF($E489=DataInput!$B488,DataInput!G488,NA())","v":"Non-Coincident"},{"$f":"IF($E489=DataInput!$B488,DataInput!H488,NA())","v":2023},{"$f":"IF($E489=DataInput!$B488,DataInput!I488,NA())","v":"POE50"},{"$f":"IF($E489=DataInput!$B488,DataInput!J488,NA())","v":55.819288542149899},{"$f":"IF($E489=DataInput!$B488,DataInput!K488,NA())","v":1},null,null,"VIC Brunswick (CitiPower) 22 kV",null,null,null,null,false,null,null,{"$error":"#N/A"},{"$error":"#N/A"},{"$error":"#N/A"},{"$error":"#N/A"},{"$error":"#N/A"},{"$error":"#N/A"},{"$error":"#N/A"},{"$error":"#N/A"},{"$error":"#N/A"},{"$error":"#N/A"}]
[null,{"$f":"IF(DataInput!B489=$B$8,IF($B$9=$B$10,TRUE,IF(DataInput!E489=$B$9,TRUE,FALSE)))","v":true},null,null,{"$f":"IF(B490=TRUE,DataInput!B489,NA())","v":"VIC"},{"$f":"IF($E490=DataInput!$B489,DataInput!C489,NA())","v":"BTS22C"},{"$f":"IF($E490=DataInput!$B489,DataInput!D489,NA())","v":"Brunswick (CitiPower) 22 kV"},{"$f":"IF($E490=DataInput!$B489,DataInput!E489,NA())","v":"Citipower"},{"$f":"IF($E490=DataInput!$B489,DataInput!F489,NA())","v":"Winter"},{"$f":"IF($E490=DataInput!$B489,DataInput!G489,NA())","v":"Non-Coincident"},{"$f":"IF($E490=DataInput!$B489,DataInput!H489,NA())","v":2024},{"$f":"IF($E490=DataInput!$B489,DataInput!I489,NA())","v":"POE50"},{"$f":"IF($E490=DataInput!$B489,DataInput!J489,NA())","v":56.199997093667299},{"$f":"IF($E490=DataInput!$B489,DataInput!K489,NA())","v":1},null,null,"VIC Brunswick (CitiPower) 22 kV",null,null,null,null,false,null,null,{"$error":"#N/A"},{"$error":"#N/A"},{"$error":"#N/A"},{"$error":"#N/A"},{"$error":"#N/A"},{"$error":"#N/A"},{"$error":"#N/A"},{"$error":"#N/A"},{"$error":"#N/A"},{"$error":"#N/A"}]
[null,{"$f":"IF(DataInput!B490=$B$8,IF($B$9=$B$10,TRUE,IF(DataInput!E490=$B$9,TRUE,FALSE)))","v":true},null,null,{"$f":"IF(B491=TRUE,DataInput!B490,NA())","v":"VIC"},{"$f":"IF($E491=DataInput!$B490,DataInput!C490,NA())","v":"BTS22C"},{"$f":"IF($E491=DataInput!$B490,DataInput!D490,NA())","v":"Brunswick (CitiPower) 22 kV"},{"$f":"IF($E491=DataInput!$B490,DataInput!E490,NA())","v":"Citipower"},{"$f":"IF($E491=DataInput!$B490,DataInput!F490,NA())","v":"Winter"},{"$f":"IF($E491=DataInput!$B490,DataInput!G490,NA())","v":"Non-Coincident"},{"$f":"IF($E491=DataInput!$B490,DataInput!H490,NA())","v":2025},{"$f":"IF($E491=DataInput!$B490,DataInput!I490,NA())","v":"POE50"},{"$f":"IF($E491=DataInput!$B490,DataInput!J490,NA())","v":56.521497301319599},{"$f":"IF($E491=DataInput!$B490,DataInput!K490,NA())","v":1},null,null,"VIC Brunswick (CitiPower) 22 kV",null,null,null,null,false,null,null,{"$error":"#N/A"},{"$error":"#N/A"},{"$error":"#N/A"},{"$error":"#N/A"},{"$error":"#N/A"},{"$error":"#N/A"},{"$error":"#N/A"},{"$error":"#N/A"},{"$error":"#N/A"},{"$error":"#N/A"}]
[null,{"$f":"IF(DataInput!B491=$B$8,IF($B$9=$B$10,TRUE,IF(DataInput!E491=$B$9,TRUE,FALSE)))","v":true},null,null,{"$f":"IF(B492=TRUE,DataInput!B491,NA())","v":"VIC"},{"$f":"IF($E492=DataInput!$B491,DataInput!C491,NA())","v":"BTS22J"},{"$f":"IF($E492=DataInput!$B491,DataInput!D491,NA())","v":"Brunswick (Jemena) 22 kV"},{"$f":"IF($E492=DataInput!$B491,DataInput!E491,NA())","v":"Jemena"},{"$f":"IF($E492=DataInput!$B491,DataInput!F491,NA())","v":"Summer"},{"$f":"IF($E492=DataInput!$B491,DataInput!G491,NA())","v":"Non-Coincident"},{"$f":"IF($E492=DataInput!$B491,DataInput!H491,NA())","v":2017},{"$f":"IF($E492=DataInput!$B491,DataInput!I491,NA())","v":"POE10"},{"$f":"IF($E492=DataInput!$B491,DataInput!J491,NA())","v":45.0159008681957},{"$f":"IF($E492=DataInput!$B491,DataInput!K491,NA())","v":1},null,null,"VIC Brunswick (Jemena) 22 kV",null,null,null,null,false,null,null,{"$error":"#N/A"},{"$error":"#N/A"},{"$error":"#N/A"},{"$error":"#N/A"},{"$error":"#N/A"},{"$error":"#N/A"},{"$error":"#N/A"},{"$error":"#N/A"},{"$error":"#N/A"},{"$error":"#N/A"}]
[null,{"$f":"IF(DataInput!B492=$B$8,IF($B$9=$B$10,TRUE,IF(DataInput!E492=$B$9,TRUE,FALSE)))","v":true},null,null,{"$f":"IF(B493=TRUE,DataInput!B492,NA())","v":"VIC"},{"$f":"IF($E493=DataInput!$B492,DataInput!C492,NA())","v":"BTS22J"},{"$f":"IF($E493=DataInput!$B492,DataInput!D492,NA())","v":"Brunswick (Jemena) 22 kV"},{"$f":"IF($E493=DataInput!$B492,DataInput!E492,NA())","v":"Jemena"},{"$f":"IF($E493=DataInput!$B492,DataInput!F492,NA())","v":"Summer"},{"$f":"IF($E493=DataInput!$B492,DataInput!G492,NA())","v":"Non-Coincident"},{"$f":"IF($E493=DataInput!$B492,DataInput!H492,NA())","v":2018},{"$f":"IF($E493=DataInput!$B492,DataInput!I492,NA())","v":"POE10"},{"$f":"IF($E493=DataInput!$B492,DataInput!J492,NA())","v":49.486354972014198},{"$f":"IF($E493=DataInput!$B492,DataInput!K492,NA())","v":0.99683775035055799},null,null,"VIC Brunswick (Jemena) 22 kV",null,null,null,null,false,null,null,{"$error":"#N/A"},{"$error":"#N/A"},{"$error":"#N/A"},{"$error":"#N/A"},{"$error":"#N/A"},{"$error":"#N/A"},{"$error":"#N/A"},{"$error":"#N/A"},{"$error":"#N/A"},{"$error":"#N/A"}]
[null,{"$f":"IF(DataInput!B493=$B$8,IF($B$9=$B$10,TRUE,IF(DataInput!E493=$B$9,TRUE,FALSE)))","v":true},null,null,{"$f":"IF(B494=TRUE,DataInput!B493,NA())","v":"VIC"},{"$f":"IF($E494=DataInput!$B493,DataInput!C493,NA())","v":"BTS22J"},{"$f":"IF($E494=DataInput!$B493,DataInput!D493,NA())","v":"Brunswick (Jemena) 22 kV"},{"$f":"IF($E494=DataInput!$B493,DataInput!E493,NA())","v":"Jemena"},{"$f":"IF($E494=DataInput!$B493,DataInput!F493,NA())","v":"Summer"},{"$f":"IF($E494=DataInput!$B493,DataInput!G493,NA())","v":"Non-Coincident"},{"$f":"IF($E494=DataInput!$B493,DataInput!H493,NA())","v":2019},{"$f":"IF($E494=DataInput!$B493,DataInput!I493,NA())","v":"POE10"},{"$f":"IF($E494=DataInput!$B493,DataInput!J493,NA())","v":49.731862176016897},{"$f":"IF($E494=DataInput!$B493,DataInput!K493,NA())","v":1},null,null,"VIC Brunswick (Jemena) 22 kV",null,null,null,null,false,null,null,{"$error":"#N/A"},{"$error":"#N/A"},{"$error":"#N/A"},{"$error":"#N/A"},{"$error":"#N/A"},{"$error":"#N/A"},{"$error":"#N/A"},{"$error":"#N/A"},{"$error":"#N/A"},{"$error":"#N/A"}]
[null,{"$f":"IF(DataInput!B494=$B$8,IF($B$9=$B$10,TRUE,IF(DataInput!E494=$B$9,TRUE,FALSE)))","v":true},null,null,{"$f":"IF(B495=TRUE,DataInput!B494,NA())","v":"VIC"},{"$f":"IF($E495=DataInput!$B494,DataInput!C494,NA())","v":"BTS22J"},{"$f":"IF($E495=DataInput!$B494,DataInput!D494,NA())","v":"Brunswick (Jemena) 22 kV"},{"$f":"IF($E495=DataInput!$B494,DataInput!E494,NA())","v":"Jemena"},{"$f":"IF($E495=DataInput!$B494,DataInput!F494,NA())","v":"Summer"},{"$f":"IF($E495=DataInput!$B494,DataInput!G494,NA())","v":"Non-Coincident"},{"$f":"IF($E495=DataInput!$B494,DataInput!H494,NA())","v":2020},{"$f":"IF($E495=DataInput!$B494,DataInput!I494,NA())","v":"POE10"},{"$f":"IF($E495=DataInput!$B494,DataInput!J494,NA())","v":49.778878421079298},{"$f":"IF($E495=DataInput!$B494,DataInput!K494,NA())","v":1},null,null,"VIC Brunswick (Jemena) 22 kV",null,null,null,null,false,null,null,{"$error":"#N/A"},{"$error":"#N/A"},{"$error":"#N/A"},{"$error":"#N/A"},{"$error":"#N/A"},{"$error":"#N/A"},{"$error":"#N/A"},{"$error":"#N/A"},{"$error":"#N/A"},{"$error":"#N/A"}]
[null,{"$f":"IF(DataInput!B495=$B$8,IF($B$9=$B$10,TRUE,IF(DataInput!E495=$B$9,TRUE,FALSE)))","v":true},null,null,{"$f":"IF(B496=TRUE,DataInput!B495,NA())","v":"VIC"},{"$f":"IF($E496=DataInput!$B495,DataInput!C495,NA())","v":"BTS22J"},{"$f":"IF($E496=DataInput!$B495,DataInput!D495,NA())","v":"Brunswick (Jemena) 22 kV"},{"$f":"IF($E496=DataInput!$B495,DataInput!E495,NA())","v":"Jemena"},{"$f":"IF($E496=DataInput!$B495,DataInput!F495,NA())","v":"Summer"},{"$f":"IF($E496=DataInput!$B495,DataInput!G495,NA())","v":"Non-Coincident"},{"$f":"IF($E496=DataInput!$B495,DataInput!H495,NA())","v":2021},{"$f":"IF($E496=DataInput!$B495,DataInput!I495,NA())","v":"POE10"},{"$f":"IF($E496=DataInput!$B495,DataInput!J495,NA())","v":49.871146338245801},{"$f":"IF($E496=DataInput!$B495,DataInput!K495,NA())","v":1},null,null,"VIC Brunswick (Jemena) 22 kV",null,null,null,null,false,null,null,{"$error":"#N/A"},{"$error":"#N/A"},{"$error":"#N/A"},{"$error":"#N/A"},{"$error":"#N/A"},{"$error":"#N/A"},{"$error":"#N/A"},{"$error":"#N/A"},{"$error":"#N/A"},{"$error":"#N/A"}]
[null,{"$f":"IF(DataInput!B496=$B$8,IF($B$9=$B$10,TRUE,IF(DataInput!E496=$B$9,TRUE,FALSE)))","v":true},null,null,{"$f":"IF(B497=TRUE,DataInput!B496,NA())","v":"VIC"},{"$f":"IF($E497=DataInput!$B496,DataInput!C496,NA())","v":"BTS22J"},{"$f":"IF($E497=DataInput!$B496,DataInput!D496,NA())","v":"Brunswick (Jemena) 22 kV"},{"$f":"IF($E497=DataInput!$B496,DataInput!E496,NA())","v":"Jemena"},{"$f":"IF($E497=DataInput!$B496,DataInput!F496,NA())","v":"Summer"},{"$f":"IF($E497=DataInput!$B496,DataInput!G496,NA())","v":"Non-Coincident"},{"$f":"IF($E497=DataInput!$B496,DataInput!H496,NA())","v":2022},{"$f":"IF($E497=DataInput!$B496,DataInput!I496,NA())","v":"POE10"},{"$f":"IF($E497=DataInput!$B496,DataInput!J496,NA())","v":49.763195434292797},{"$f":"IF($E497=DataInput!$B496,DataInput!K496,NA())","v":1},null,null,"VIC Brunswick (Jemena) 22 kV",null,null,null,null,false,null,null,{"$error":"#N/A"},{"$error":"#N/A"},{"$error":"#N/A"},{"$error":"#N/A"},{"$error":"#N/A"},{"$error":"#N/A"},{"$error":"#N/A"},{"$error":"#N/A"},{"$error":"#N/A"},{"$error":"#N/A"}]
[null,{"$f":"IF(DataInput!B497=$B$8,IF($B$9=$B$10,TRUE,IF(DataInput!E497=$B$9,TRUE,FALSE)))","v":true},null,null,{"$f":"IF(B498=TRUE,DataInput!B497,NA())","v":"VIC"},{"$f":"IF($E498=DataInput!$B497,DataInput!C497,NA())","v":"BTS22J"},{"$f":"IF($E498=DataInput!$B497,DataInput!D497,NA())","v":"Brunswick (Jemena) 22 kV"},{"$f":"IF($E498=DataInput!$B497,DataInput!E497,NA())","v":"Jemena"},{"$f":"IF($E498=DataInput!$B497,DataInput!F497,NA())","v":"Summer"},{"$f":"IF($E498=DataInput!$B497,DataInput!G497,NA())","v":"Non-Coincident"},{"$f":"IF($E498=DataInput!$B497,DataInput!H497,NA())","v":2023},{"$f":"IF($E498=DataInput!$B497,DataInput!I497,NA())","v":"POE10"},{"$f":"IF($E498=DataInput!$B497,DataInput!J497,NA())","v":49.909617348132301},{"$f":"IF($E498=DataInput!$B497,DataInput!K497,NA())","v":1},null,null,"VIC Brunswick (Jemena) 22 kV",null,null,null,null,false,null,null,{"$error":"#N/A"},{"$error":"#N/A"},{"$error":"#N/A"},{"$error":"#N/A"},{"$error":"#N/A"},{"$error":"#N/A"},{"$error":"#N/A"},{"$error":"#N/A"},{"$error":"#N/A"},{"$error":"#N/A"}]
[null,{"$f":"IF(DataInput!B498=$B$8,IF($B$9=$B$10,TRUE,IF(DataInput!E498=$B$9,TRUE,FALSE)))","v":true},null,null,{"$f":"IF(B499=TRUE,DataInput!B498,NA())","v":"VIC"},{"$f":"IF($E499=DataInput!$B498,DataInput!C498,NA())","v":"BTS22J"},{"$f":"IF($E499=DataInput!$B498,DataInput!D498,NA())","v":"Brunswick (Jemena) 22 kV"},{"$f":"IF($E499=DataInput!$B498,DataInput!E498,NA())","v":"Jemena"},{"$f":"IF($E499=DataInput!$B498,DataInput!F498,NA())","v":"Summer"},{"$f":"IF($E499=DataInput!$B498,DataInput!G498,NA())","v":"Non-Coincident"},{"$f":"IF($E499=DataInput!$B498,DataInput!H498,NA())","v":2024},{"$f":"IF($E499=DataInput!$B498,DataInput!I498,NA())","v":"POE10"},{"$f":"IF($E499=DataInput!$B498,DataInput!J498,NA())","v":49.560171705029902},{"$f":"IF($E499=DataInput!$B498,DataInput!K498,NA())","v":1},null,null,"VIC Brunswick (Jemena) 22 kV",null,null,null,null,false,null,null,{"$error":"#N/A"},{"$error":"#N/A"},{"$error":"#N/A"},{"$error":"#N/A"},{"$error":"#N/A"},{"$error":"#N/A"},{"$error":"#N/A"},{"$error":"#N/A"},{"$error":"#N/A"},{"$error":"#N/A"}]
[null,{"$f":"IF(DataInput!B499=$B$8,IF($B$9=$B$10,TRUE,IF(DataInput!E499=$B$9,TRUE,FALSE)))","v":true},null,null,{"$f":"IF(B500=TRUE,DataInput!B499,NA())","v":"VIC"},{"$f":"IF($E500=DataInput!$B499,DataInput!C499,NA())","v":"BTS22J"},{"$f":"IF($E500=DataInput!$B499,DataInput!D499,NA())","v":"Brunswick (Jemena) 22 kV"},{"$f":"IF($E500=DataInput!$B499,DataInput!E499,NA())","v":"Jemena"},{"$f":"IF($E500=DataInput!$B499,DataInput!F499,NA())","v":"Summer"},{"$f":"IF($E500=DataInput!$B499,DataInput!G499,NA())","v":"Non-Coincident"},{"$f":"IF($E500=DataInput!$B499,DataInput!H499,NA())","v":2025},{"$f":"IF($E500=DataInput!$B499,DataInput!I499,NA())","v":"POE10"},{"$f":"IF($E500=DataInput!$B499,DataInput!J499,NA())","v":48.925984816904297},{"$f":"IF($E500=DataInput!$B499,DataInput!K499,NA())","v":1},null,null,"VIC Brunswick (Jemena) 22 kV",null,null,null,null,false,null,null,{"$error":"#N/A"},{"$error":"#N/A"},{"$error":"#N/A"},{"$error":"#N/A"},{"$error":"#N/A"},{"$error":"#N/A"},{"$error":"#N/A"},{"$error":"#N/A"},{"$error":"#N/A"},{"$error":"#N/A"}]
[null,{"$f":"IF(DataInput!B500=$B$8,IF($B$9=$B$10,TRUE,IF(DataInput!E500=$B$9,TRUE,FALSE)))","v":true},null,null,{"$f":"IF(B501=TRUE,DataInput!B500,NA())","v":"VIC"},{"$f":"IF($E501=DataInput!$B500,DataInput!C500,NA())","v":"BTS22J"},{"$f":"IF($E501=DataInput!$B500,DataInput!D500,NA())","v":"Brunswick (Jemena) 22 kV"},{"$f":"IF($E501=DataInput!$B500,DataInput!E500,NA())","v":"Jemena"},{"$f":"IF($E501=DataInput!$B500,DataInput!F500,NA())","v":"Summer"},{"$f":"IF($E501=DataInput!$B500,DataInput!G500,NA())","v":"Non-Coincident"},{"$f":"IF($E501=DataInput!$B500,DataInput!H500,NA())","v":2026},{"$f":"IF($E501=DataInput!$B500,DataInput!I500,NA())","v":"POE10"},{"$f":"IF($E501=DataInput!$B500,DataInput!J500,NA())","v":48.543058647620299},{"$f":"IF($E501=DataInput!$B500,DataInput!K500,NA())","v":1},null,null,"VIC Brunswick (Jemena) 22 kV",null,null,null,null,false,null,null,{"$error":"#N/A"},{"$error":"#N/A"},{"$error":"#N/A"},{"$error":"#N/A"},{"$error":"#N/A"},{"$error":"#N/A"},{"$error":"#N/A"},{"$error":"#N/A"},{"$error":"#N/A"},{"$error":"#N/A"}]
[null,{"$f":"IF(DataInput!B501=$B$8,IF($B$9=$B$10,TRUE,IF(DataInput!E501=$B$9,TRUE,FALSE)))","v":true},null,null,{"$f":"IF(B502=TRUE,DataInput!B501,NA())","v":"VIC"},{"$f":"IF($E502=DataInput!$B501,DataInput!C501,NA())","v":"BTS22J"},{"$f":"IF($E502=DataInput!$B501,DataInput!D501,NA())","v":"Brunswick (Jemena) 22 kV"},{"$f":"IF($E502=DataInput!$B501,DataInput!E501,NA())","v":"Jemena"},{"$f":"IF($E502=DataInput!$B501,DataInput!F501,NA())","v":"Summer"},{"$f":"IF($E502=DataInput!$B501,DataInput!G501,NA())","v":"Non-Coincident"},{"$f":"IF($E502=DataInput!$B501,DataInput!H501,NA())","v":2017},{"$f":"IF($E502=DataInput!$B501,DataInput!I501,NA())","v":"POE50"},{"$f":"IF($E502=DataInput!$B501,DataInput!J501,NA())","v":38.851026692795998},{"$f":"IF($E502=DataInput!$B501,DataInput!K501,NA())","v":1},null,null,"VIC Brunswick (Jemena) 22 kV",null,null,null,null,false,null,null,{"$error":"#N/A"},{"$error":"#N/A"},{"$error":"#N/A"},{"$error":"#N/A"},{"$error":"#N/A"},{"$error":"#N/A"},{"$error":"#N/A"},{"$error":"#N/A"},{"$error":"#N/A"},{"$error":"#N/A"}]
[null,{"$f":"IF(DataInput!B502=$B$8,IF($B$9=$B$10,TRUE,IF(DataInput!E502=$B$9,TRUE,FALSE)))","v":true},null,null,{"$f":"IF(B503=TRUE,DataInput!B502,NA())","v":"VIC"},{"$f":"IF($E503=DataInput!$B502,DataInput!C502,NA())","v":"BTS22J"},{"$f":"IF($E503=DataInput!$B502,DataInput!D502,NA())","v":"Brunswick (Jemena) 22 kV"},{"$f":"IF($E503=DataInput!$B502,DataInput!E502,NA())","v":"Jemena"},{"$f":"IF($E503=DataInput!$B502,DataInput!F502,NA())","v":"Summer"},{"$f":"IF($E503=DataInput!$B502,DataInput!G502,NA())","v":"Non-Coincident"},{"$f":"IF($E503=DataInput!$B502,DataInput!H502,NA())","v":2018},{"$f":"IF($E503=DataInput!$B502,DataInput!I502,NA())","v":"POE50"},{"$f":"IF($E503=DataInput!$B502,DataInput!J502,NA())","v":43.849404769174697},{"$f":"IF($E503=DataInput!$B502,DataInput!K502,NA())","v":1},null,null,"VIC Brunswick (Jemena) 22 kV",null,null,null,null,false,null,null,{"$error":"#N/A"},{"$error":"#N/A"},{"$error":"#N/A"},{"$error":"#N/A"},{"$error":"#N/A"},{"$error":"#N/A"},{"$error":"#N/A"},{"$error":"#N/A"},{"$error":"#N/A"},{"$error":"#N/A"}]
[null,{"$f":"IF(DataInput!B503=$B$8,IF($B$9=$B$10,TRUE,IF(DataInput!E503=$B$9,TRUE,FALSE)))","v":true},null,null,{"$f":"IF(B504=TRUE,DataInput!B503,NA())","v":"VIC"},{"$f":"IF($E504=DataInput!$B503,DataInput!C503,NA())","v":"BTS22J"},{"$f":"IF($E504=DataInput!$B503,DataInput!D503,NA())","v":"Brunswick (Jemena) 22 kV"},{"$f":"IF($E504=DataInput!$B503,DataInput!E503,NA())","v":"Jemena"},{"$f":"IF($E504=DataInput!$B503,DataInput!F503,NA())","v":"Summer"},{"$f":"IF($E504=DataInput!$B503,DataInput!G503,NA())","v":"Non-Coincident"},{"$f":"IF($E504=DataInput!$B503,DataInput!H503,NA())","v":2019},{"$f":"IF($E504=DataInput!$B503,DataInput!I503,NA())","v":"POE50"},{"$f":"IF($E504=DataInput!$B503,DataInput!J503,NA())","v":44.140113251079597},{"$f":"IF($E504=DataInput!$B503,DataInput!K503,NA())","v":1},null,null,"VIC Brunswick (Jemena) 22 kV",null,null,null,null,false,null,null,{"$error":"#N/A"},{"$error":"#N/A"},{"$error":"#N/A"},{"$error":"#N/A"},{"$error":"#N/A"},{"$error":"#N/A"},{"$error":"#N/A"},{"$error":"#N/A"},{"$error":"#N/A"},{"$error":"#N/A"}]
[null,{"$f":"IF(DataInput!B504=$B$8,IF($B$9=$B$10,TRUE,IF(DataInput!E504=$B$9,TRUE,FALSE)))","v":true},null,null,{"$f":"IF(B505=TRUE,DataInput!B504,NA())","v":"VIC"},{"$f":"IF($E505=DataInput!$B504,DataInput!C504,NA())","v":"BTS22J"},{"$f":"IF($E505=DataInput!$B504,DataInput!D504,NA())","v":"Brunswick (Jemena) 22 kV"},{"$f":"IF($E505=DataInput!$B504,DataInput!E504,NA())","v":"Jemena"},{"$f":"IF($E505=DataInput!$B504,DataInput!F504,NA())","v":"Summer"},{"$f":"IF($E505=DataInput!$B504,DataInput!G504,NA())","v":"Non-Coincident"},{"$f":"IF($E505=DataInput!$B504,DataInput!H504,NA())","v":2020},{"$f":"IF($E505=DataInput!$B504,DataInput!I504,NA())","v":"POE50"},{"$f":"IF($E505=DataInput!$B504,DataInput!J504,NA())","v":43.999935382854403},{"$f":"IF($E505=DataInput!$B504,DataInput!K504,NA())","v":1},null,null,"VIC Brunswick (Jemena) 22 kV",null,null,null,null,false,null,null,{"$error":"#N/A"},{"$error":"#N/A"},{"$error":"#N/A"},{"$error":"#N/A"},{"$error":"#N/A"},{"$error":"#N/A"},{"$error":"#N/A"},{"$error":"#N/A"},{"$error":"#N/A"},{"$error":"#N/A"}]
[null,{"$f":"IF(DataInput!B505=$B$8,IF($B$9=$B$10,TRUE,IF(DataInput!E505=$B$9,TRUE,FALSE)))","v":true},null,null,{"$f":"IF(B506=TRUE,DataInput!B505,NA())","v":"VIC"},{"$f":"IF($E506=DataInput!$B505,DataInput!C505,NA())","v":"BTS22J"},{"$f":"IF($E506=DataInput!$B505,DataInput!D505,NA())","v":"Brunswick (Jemena) 22 kV"},{"$f":"IF($E506=DataInput!$B505,DataInput!E505,NA())","v":"Jemena"},{"$f":"IF($E506=DataInput!$B505,DataInput!F505,NA())","v":"Summer"},{"$f":"IF($E506=DataInput!$B505,DataInput!G505,NA())","v":"Non-Coincident"},{"$f":"IF($E506=DataInput!$B505,DataInput!H505,NA())","v":2021},{"$f":"IF($E506=DataInput!$B505,DataInput!I505,NA())","v":"POE50"},{"$f":"IF($E506=DataInput!$B505,DataInput!J505,NA())","v":44.323275417121799},{"$f":"IF($E506=DataInput!$B505,DataInput!K505,NA())","v":1},null,null,"VIC Brunswick (Jemena) 22 kV",null,null,null,null,false,null,null,{"$error":"#N/A"},{"$error":"#N/A"},{"$error":"#N/A"},{"$error":"#N/A"},{"$error":"#N/A"},{"$error":"#N/A"},{"$error":"#N/A"},{"$error":"#N/A"},{"$error":"#N/A"},{"$error":"#N/A"}]
[null,{"$f":"IF(DataInput!B506=$B$8,IF($B$9=$B$10,TRUE,IF(DataInput!E506=$B$9,TRUE,FALSE)))","v":true},null,null,{"$f":"IF(B507=TRUE,DataInput!B506,NA())","v":"VIC"},{"$f":"IF($E507=DataInput!$B506,DataInput!C506,NA())","v":"BTS22J"},{"$f":"IF($E507=DataInput!$B506,DataInput!D506,NA())","v":"Brunswick (Jemena) 22 kV"},{"$f":"IF($E507=DataInput!$B506,DataInput!E506,NA())","v":"Jemena"},{"$f":"IF($E507=DataInput!$B506,DataInput!F506,NA())","v":"Summer"},{"$f":"IF($E507=DataInput!$B506,DataInput!G506,NA())","v":"Non-Coincident"},{"$f":"IF($E507=DataInput!$B506,DataInput!H506,NA())","v":2022},{"$f":"IF($E507=DataInput!$B506,DataInput!I506,NA())","v":"POE50"},{"$f":"IF($E507=DataInput!$B506,DataInput!J506,NA())","v":43.910586321938503},{"$f":"IF($E507=DataInput!$B506,DataInput!K506,NA())","v":1},null,null,"VIC Brunswick (Jemena) 22 kV",null,null,null,null,false,null,null,{"$error":"#N/A"},{"$error":"#N/A"},{"$error":"#N/A"},{"$error":"#N/A"},{"$error":"#N/A"},{"$error":"#N/A"},{"$error":"#N/A"},{"$error":"#N/A"},{"$error":"#N/A"},{"$error":"#N/A"}]
[null,{"$f":"IF(DataInput!B507=$B$8,IF($B$9=$B$10,TRUE,IF(DataInput!E507=$B$9,TRUE,FALSE)))","v":true},null,null,{"$f":"IF(B508=TRUE,DataInput!B507,NA())","v":"VIC"},{"$f":"IF($E508=DataInput!$B507,DataInput!C507,NA())","v":"BTS22J"},{"$f":"IF($E508=DataInput!$B507,DataInput!D507,NA())","v":"Brunswick (Jemena) 22 kV"},{"$f":"IF($E508=DataInput!$B507,DataInput!E507,NA())","v":"Jemena"},{"$f":"IF($E508=DataInput!$B507,DataInput!F507,NA())","v":"Summer"},{"$f":"IF($E508=DataInput!$B507,DataInput!G507,NA())","v":"Non-Coincident"},{"$f":"IF($E508=DataInput!$B507,DataInput!H507,NA())","v":2023},{"$f":"IF($E508=DataInput!$B507,DataInput!I507,NA())","v":"POE50"},{"$f":"IF($E508=DataInput!$B507,DataInput!J507,NA())","v":44.501346431465599},{"$f":"IF($E508=DataInput!$B507,DataInput!K507,NA())","v":1},null,null,"VIC Brunswick (Jemena) 22 kV",null,null,null,null,false,null,null,{"$error":"#N/A"},{"$error":"#N/A"},{"$error":"#N/A"},{"$error":"#N/A"},{"$error":"#N/A"},{"$error":"#N/A"},{"$error":"#N/A"},{"$error":"#N/A"},{"$error":"#N/A"},{"$error":"#N/A"}]
[null,{"$f":"IF(DataInput!B508=$B$8,IF($B$9=$B$10,TRUE,IF(DataInput!E508=$B$9,TRUE,FALSE)))","v":true},null,null,{"$f":"IF(B509=TRUE,DataInput!B508,NA())","v":"VIC"},{"$f":"IF($E509=DataInput!$B508,DataInput!C508,NA())","v":"BTS22J"},{"$f":"IF($E509=DataInput!$B508,DataInput!D508,NA())","v":"Brunswick (Jemena) 22 kV"},{"$f":"IF($E509=DataInput!$B508,DataInput!E508,NA())","v":"Jemena"},{"$f":"IF($E509=DataInput!$B508,DataInput!F508,NA())","v":"Summer"},{"$f":"IF($E509=DataInput!$B508,DataInput!G508,NA())","v":"Non-Coincident"},{"$f":"IF($E509=DataInput!$B508,DataInput!H508,NA())","v":2024},{"$f":"IF($E509=DataInput!$B508,DataInput!I508,NA())","v":"POE50"},{"$f":"IF($E509=DataInput!$B508,DataInput!J508,NA())","v":44.256096095990202},{"$f":"IF($E509=DataInput!$B508,DataInput!K508,NA())","v":1},null,null,"VIC Brunswick (Jemena) 22 kV",null,null,null,null,false,null,null,{"$error":"#N/A"},{"$error":"#N/A"},{"$error":"#N/A"},{"$error":"#N/A"},{"$error":"#N/A"},{"$error":"#N/A"},{"$error":"#N/A"},{"$error":"#N/A"},{"$error":"#N/A"},{"$error":"#N/A"}]
[null,{"$f":"IF(DataInput!B509=$B$8,IF($B$9=$B$10,TRUE,IF(DataInput!E509=$B$9,TRUE,FALSE)))","v":true},null,null,{"$f":"IF(B510=TRUE,DataInput!B509,NA())","v":"VIC"},{"$f":"IF($E510=DataInput!$B509,DataInput!C509,NA())","v":"BTS22J"},{"$f":"IF($E510=DataInput!$B509,DataInput!D509,NA())","v":"Brunswick (Jemena) 22 kV"},{"$f":"IF($E510=DataInput!$B509,DataInput!E509,NA())","v":"Jemena"},{"$f":"IF($E510=DataInput!$B509,DataInput!F509,NA())","v":"Summer"},{"$f":"IF($E510=DataInput!$B509,DataInput!G509,NA())","v":"Non-Coincident"},{"$f":"IF($E510=DataInput!$B509,DataInput!H509,NA())","v":2025},{"$f":"IF($E510=DataInput!$B509,DataInput!I509,NA())","v":"POE50"},{"$f":"IF($E510=DataInput!$B509,DataInput!J509,NA())","v":43.375122221169399},{"$f":"IF($E510=DataInput!$B509,DataInput!K509,NA())","v":1},null,null,"VIC Brunswick (Jemena) 22 kV",null,null,null,null,false,null,null,{"$error":"#N/A"},{"$error":"#N/A"},{"$error":"#N/A"},{"$error":"#N/A"},{"$error":"#N/A"},{"$error":"#N/A"},{"$error":"#N/A"},{"$error":"#N/A"},{"$error":"#N/A"},{"$error":"#N/A"}]
[null,{"$f":"IF(DataInput!B510=$B$8,IF($B$9=$B$10,TRUE,IF(DataInput!E510=$B$9,TRUE,FALSE)))","v":true},null,null,{"$f":"IF(B511=TRUE,DataInput!B510,NA())","v":"VIC"},{"$f":"IF($E511=DataInput!$B510,DataInput!C510,NA())","v":"BTS22J"},{"$f":"IF($E511=DataInput!$B510,DataInput!D510,NA())","v":"Brunswick (Jemena) 22 kV"},{"$f":"IF($E511=DataInput!$B510,DataInput!E510,NA())","v":"Jemena"},{"$f":"IF($E511=DataInput!$B510,DataInput!F510,NA())","v":"Summer"},{"$f":"IF($E511=DataInput!$B510,DataInput!G510,NA())","v":"Non-Coincident"},{"$f":"IF($E511=DataInput!$B510,DataInput!H510,NA())","v":2026},{"$f":"IF($E511=DataInput!$B510,DataInput!I510,NA())","v":"POE50"},{"$f":"IF($E511=DataInput!$B510,DataInput!J510,NA())","v":42.902541431236202},{"$f":"IF($E511=DataInput!$B510,DataInput!K510,NA())","v":1},null,null,"VIC Brunswick (Jemena) 22 kV",null,null,null,null,false,null,null,{"$error":"#N/A"},{"$error":"#N/A"},{"$error":"#N/A"},{"$error":"#N/A"},{"$error":"#N/A"},{"$error":"#N/A"},{"$error":"#N/A"},{"$error":"#N/A"},{"$error":"#N/A"},{"$error":"#N/A"}]
[null,{"$f":"IF(DataInput!B511=$B$8,IF($B$9=$B$10,TRUE,IF(DataInput!E511=$B$9,TRUE,FALSE)))","v":true},null,null,{"$f":"IF(B512=TRUE,DataInput!B511,NA())","v":"VIC"},{"$f":"IF($E512=DataInput!$B511,DataInput!C511,NA())","v":"BTS22J"},{"$f":"IF($E512=DataInput!$B511,DataInput!D511,NA())","v":"Brunswick (Jemena) 22 kV"},{"$f":"IF($E512=DataInput!$B511,DataInput!E511,NA())","v":"Jemena"},{"$f":"IF($E512=DataInput!$B511,DataInput!F511,NA())","v":"Winter"},{"$f":"IF($E512=DataInput!$B511,DataInput!G511,NA())","v":"Non-Coincident"},{"$f":"IF($E512=DataInput!$B511,DataInput!H511,NA())","v":2016},{"$f":"IF($E512=DataInput!$B511,DataInput!I511,NA())","v":"POE10"},{"$f":"IF($E512=DataInput!$B511,DataInput!J511,NA())","v":34.333070857176999},{"$f":"IF($E512=DataInput!$B511,DataInput!K511,NA())","v":1},null,null,"VIC Brunswick (Jemena) 22 kV",null,null,null,null,false,null,null,{"$error":"#N/A"},{"$error":"#N/A"},{"$error":"#N/A"},{"$error":"#N/A"},{"$error":"#N/A"},{"$error":"#N/A"},{"$error":"#N/A"},{"$error":"#N/A"},{"$error":"#N/A"},{"$error":"#N/A"}]
[null,{"$f":"IF(DataInput!B512=$B$8,IF($B$9=$B$10,TRUE,IF(DataInput!E512=$B$9,TRUE,FALSE)))","v":true},null,null,{"$f":"IF(B513=TRUE,DataInput!B512,NA())","v":"VIC"},{"$f":"IF($E513=DataInput!$B512,DataInput!C512,NA())","v":"BTS22J"},{"$f":"IF($E513=DataInput!$B512,DataInput!D512,NA())","v":"Brunswick (Jemena) 22 kV"},{"$f":"IF($E513=DataInput!$B512,DataInput!E512,NA())","v":"Jemena"},{"$f":"IF($E513=DataInput!$B512,DataInput!F512,NA())","v":"Winter"},{"$f":"IF($E513=DataInput!$B512,DataInput!G512,NA())","v":"Non-Coincident"},{"$f":"IF($E513=DataInput!$B512,DataInput!H512,NA())","v":2017},{"$f":"IF($E513=DataInput!$B512,DataInput!I512,NA())","v":"POE10"},{"$f":"IF($E513=DataInput!$B512,DataInput!J512,NA())","v":34.526730836215897},{"$f":"IF($E513=DataInput!$B512,DataInput!K512,NA())","v":1},null,null,"VIC Brunswick (Jemena) 22 kV",null,null,null,null,false,null,null,{"$error":"#N/A"},{"$error":"#N/A"},{"$error":"#N/A"},{"$error":"#N/A"},{"$error":"#N/A"},{"$error":"#N/A"},{"$error":"#N/A"},{"$error":"#N/A"},{"$error":"#N/A"},{"$error":"#N/A"}]
[null,{"$f":"IF(DataInput!B513=$B$8,IF($B$9=$B$10,TRUE,IF(DataInput!E513=$B$9,TRUE,FALSE)))","v":true},null,null,{"$f":"IF(B514=TRUE,DataInput!B513,NA())","v":"VIC"},{"$f":"IF($E514=DataInput!$B513,DataInput!C513,NA())","v":"BTS22J"},{"$f":"IF($E514=DataInput!$B513,DataInput!D513,NA())","v":"Brunswick (Jemena) 22 kV"},{"$f":"IF($E514=DataInput!$B513,DataInput!E513,NA())","v":"Jemena"},{"$f":"IF($E514=DataInput!$B513,DataInput!F513,NA())","v":"Winter"},{"$f":"IF($E514=DataInput!$B513,DataInput!G513,NA())","v":"Non-Coincident"},{"$f":"IF($E514=DataInput!$B513,DataInput!H513,NA())","v":2018},{"$f":"IF($E514=DataInput!$B513,DataInput!I513,NA())","v":"POE10"},{"$f":"IF($E514=DataInput!$B513,DataInput!J513,NA())","v":40.326145682645901},{"$f":"IF($E514=DataInput!$B513,DataInput!K513,NA())","v":1},null,null,"VIC Brunswick (Jemena) 22 kV",null,null,null,null,false,null,null,{"$error":"#N/A"},{"$error":"#N/A"},{"$error":"#N/A"},{"$error":"#N/A"},{"$error":"#N/A"},{"$error":"#N/A"},{"$error":"#N/A"},{"$error":"#N/A"},{"$error":"#N/A"},{"$error":"#N/A"}]
[null,{"$f":"IF(DataInput!B514=$B$8,IF($B$9=$B$10,TRUE,IF(DataInput!E514=$B$9,TRUE,FALSE)))","v":true},null,null,{"$f":"IF(B515=TRUE,DataInput!B514,NA())","v":"VIC"},{"$f":"IF($E515=DataInput!$B514,DataInput!C514,NA())","v":"BTS22J"},{"$f":"IF($E515=DataInput!$B514,DataInput!D514,NA())","v":"Brunswick (Jemena) 22 kV"},{"$f":"IF($E515=DataInput!$B514,DataInput!E514,NA())","v":"Jemena"},{"$f":"IF($E515=DataInput!$B514,DataInput!F514,NA())","v":"Winter"},{"$f":"IF($E515=DataInput!$B514,DataInput!G514,NA())","v":"Non-Coincident"},{"$f":"IF($E515=DataInput!$B514,DataInput!H514,NA())","v":2019},{"$f":"IF($E515=DataInput!$B514,DataInput!I514,NA())","v":"POE10"},{"$f":"IF($E515=DataInput!$B514,DataInput!J514,NA())","v":41.374227773956498},{"$f":"IF($E515=DataInput!$B514,DataInput!K514,NA())","v":1},null,null,"VIC Brunswick (Jemena) 22 kV",null,null,null,null,false,null,null,{"$error":"#N/A"},{"$error":"#N/A"},{"$error":"#N/A"},{"$error":"#N/A"},{"$error":"#N/A"},{"$error":"#N/A"},{"$error":"#N/A"},{"$error":"#N/A"},{"$error":"#N/A"},{"$error":"#N/A"}]
[null,{"$f":"IF(DataInput!B515=$B$8,IF($B$9=$B$10,TRUE,IF(DataInput!E515=$B$9,TRUE,FALSE)))","v":true},null,null,{"$f":"IF(B516=TRUE,DataInput!B515,NA())","v":"VIC"},{"$f":"IF($E516=DataInput!$B515,DataInput!C515,NA())","v":"BTS22J"},{"$f":"IF($E516=DataInput!$B515,DataInput!D515,NA())","v":"Brunswick (Jemena) 22 kV"},{"$f":"IF($E516=DataInput!$B515,DataInput!E515,NA())","v":"Jemena"},{"$f":"IF($E516=DataInput!$B515,DataInput!F515,NA())","v":"Winter"},{"$f":"IF($E516=DataInput!$B515,DataInput!G515,NA())","v":"Non-Coincident"},{"$f":"IF($E516=DataInput!$B515,DataInput!H515,NA())","v":2020},{"$f":"IF($E516=DataInput!$B515,DataInput!I515,NA())","v":"POE10"},{"$f":"IF($E516=DataInput!$B515,DataInput!J515,NA())","v":42.117935454105798},{"$f":"IF($E516=DataInput!$B515,DataInput!K515,NA())","v":1},null,null,"VIC Brunswick (Jemena) 22 kV",null,null,null,null,false,null,null,{"$error":"#N/A"},{"$error":"#N/A"},{"$error":"#N/A"},{"$error":"#N/A"},{"$error":"#N/A"},{"$error":"#N/A"},{"$error":"#N/A"},{"$error":"#N/A"},{"$error":"#N/A"},{"$error":"#N/A"}]
[null,{"$f":"IF(DataInput!B516=$B$8,IF($B$9=$B$10,TRUE,IF(DataInput!E516=$B$9,TRUE,FALSE)))","v":true},null,null,{"$f":"IF(B517=TRUE,DataInput!B516,NA())","v":"VIC"},{"$f":"IF($E517=DataInput!$B516,DataInput!C516,NA())","v":"BTS22J"},{"$f":"IF($E517=DataInput!$B516,DataInput!D516,NA())","v":"Brunswick (Jemena) 22 kV"},{"$f":"IF($E517=DataInput!$B516,DataInput!E516,NA())","v":"Jemena"},{"$f":"IF($E517=DataInput!$B516,DataInput!F516,NA())","v":"Winter"},{"$f":"IF($E517=DataInput!$B516,DataInput!G516,NA())","v":"Non-Coincident"},{"$f":"IF($E517=DataInput!$B516,DataInput!H516,NA())","v":2021},{"$f":"IF($E517=DataInput!$B516,DataInput!I516,NA())","v":"POE10"},{"$f":"IF($E517=DataInput!$B516,DataInput!J516,NA())","v":42.532762789710603},{"$f":"IF($E517=DataInput!$B516,DataInput!K516,NA())","v":1},null,null,"VIC Brunswick (Jemena) 22 kV",null,null,null,null,false,null,null,{"$error":"#N/A"},{"$error":"#N/A"},{"$error":"#N/A"},{"$error":"#N/A"},{"$error":"#N/A"},{"$error":"#N/A"},{"$error":"#N/A"},{"$error":"#N/A"},{"$error":"#N/A"},{"$error":"#N/A"}]
[null,{"$f":"IF(DataInput!B517=$B$8,IF($B$9=$B$10,TRUE,IF(DataInput!E517=$B$9,TRUE,FALSE)))","v":true},null,null,{"$f":"IF(B518=TRUE,DataInput!B517,NA())","v":"VIC"},{"$f":"IF($E518=DataInput!$B517,DataInput!C517,NA())","v":"BTS22J"},{"$f":"IF($E518=DataInput!$B517,DataInput!D517,NA())","v":"Brunswick (Jemena) 22 kV"},{"$f":"IF($E518=DataInput!$B517,DataInput!E517,NA())","v":"Jemena"},{"$f":"IF($E518=DataInput!$B517,DataInput!F517,NA())","v":"Winter"},{"$f":"IF($E518=DataInput!$B517,DataInput!G517,NA())","v":"Non-Coincident"},{"$f":"IF($E518=DataInput!$B517,DataInput!H517,NA())","v":2022},{"$f":"IF($E518=DataInput!$B517,DataInput!I517,NA())","v":"POE10"},{"$f":"IF($E518=DataInput!$B517,DataInput!J517,NA())","v":44.016925189201103},{"$f":"IF($E518=DataInput!$B517,DataInput!K517,NA())","v":1},null,null,"VIC Brunswick (Jemena) 22 kV",null,null,null,null,false,null,null,{"$error":"#N/A"},{"$error":"#N/A"},{"$error":"#N/A"},{"$error":"#N/A"},{"$error":"#N/A"},{"$error":"#N/A"},{"$error":"#N/A"},{"$error":"#N/A"},{"$error":"#N/A"},{"$error":"#N/A"}]
[null,{"$f":"IF(DataInput!B518=$B$8,IF($B$9=$B$10,TRUE,IF(DataInput!E518=$B$9,TRUE,FALSE)))","v":true},null,null,{"$f":"IF(B519=TRUE,DataInput!B518,NA())","v":"VIC"},{"$f":"IF($E519=DataInput!$B518,DataInput!C518,NA())","v":"BTS22J"},{"$f":"IF($E519=DataInput!$B518,DataInput!D518,NA())","v":"Brunswick (Jemena) 22 kV"},{"$f":"IF($E519=DataInput!$B518,DataInput!E518,NA())","v":"Jemena"},{"$f":"IF($E519=DataInput!$B518,DataInput!F518,NA())","v":"Winter"},{"$f":"IF($E519=DataInput!$B518,DataInput!G518,NA())","v":"Non-Coincident"},{"$f":"IF($E519=DataInput!$B518,DataInput!H518,NA())","v":2023},{"$f":"IF($E519=DataInput!$B518,DataInput!I518,NA())","v":"POE10"},{"$f":"IF($E519=DataInput!$B518,DataInput!J518,NA())","v":44.232547578999799},{"$f":"IF($E519=DataInput!$B518,DataInput!K518,NA())","v":1},null,null,"VIC Brunswick (Jemena) 22 kV",null,null,null,null,false,null,null,{"$error":"#N/A"},{"$error":"#N/A"},{"$error":"#N/A"},{"$error":"#N/A"},{"$error":"#N/A"},{"$error":"#N/A"},{"$error":"#N/A"},{"$error":"#N/A"},{"$error":"#N/A"},{"$error":"#N/A"}]
[null,{"$f":"IF(DataInput!B519=$B$8,IF($B$9=$B$10,TRUE,IF(DataInput!E519=$B$9,TRUE,FALSE)))","v":true},null,null,{"$f":"IF(B520=TRUE,DataInput!B519,NA())","v":"VIC"},{"$f":"IF($E520=DataInput!$B519,DataInput!C519,NA())","v":"BTS22J"},{"$f":"IF($E520=DataInput!$B519,DataInput!D519,NA())","v":"Brunswick (Jemena) 22 kV"},{"$f":"IF($E520=DataInput!$B519,DataInput!E519,NA())","v":"Jemena"},{"$f":"IF($E520=DataInput!$B519,DataInput!F519,NA())","v":"Winter"},{"$f":"IF($E520=DataInput!$B519,DataInput!G519,NA())","v":"Non-Coincident"},{"$f":"IF($E520=DataInput!$B519,DataInput!H519,NA())","v":2024},{"$f":"IF($E520=DataInput!$B519,DataInput!I519,NA())","v":"POE10"},{"$f":"IF($E520=DataInput!$B519,DataInput!J519,NA())","v":44.168673368895099},{"$f":"IF($E520=DataInput!$B519,DataInput!K519,NA())","v":1},null,null,"VIC Brunswick (Jemena) 22 kV",null,null,null,null,false,null,null,{"$error":"#N/A"},{"$error":"#N/A"},{"$error":"#N/A"},{"$error":"#N/A"},{"$error":"#N/A"},{"$error":"#N/A"},{"$error":"#N/A"},{"$error":"#N/A"},{"$error":"#N/A"},{"$error":"#N/A"}]
[null,{"$f":"IF(DataInput!B520=$B$8,IF($B$9=$B$10,TRUE,IF(DataInput!E520=$B$9,TRUE,FALSE)))","v":true},null,null,{"$f":"IF(B521=TRUE,DataInput!B520,NA())","v":"VIC"},{"$f":"IF($E521=DataInput!$B520,DataInput!C520,NA())","v":"BTS22J"},{"$f":"IF($E521=DataInput!$B520,DataInput!D520,NA())","v":"Brunswick (Jemena) 22 kV"},{"$f":"IF($E521=DataInput!$B520,DataInput!E520,NA())","v":"Jemena"},{"$f":"IF($E521=DataInput!$B520,DataInput!F520,NA())","v":"Winter"},{"$f":"IF($E521=DataInput!$B520,DataInput!G520,NA())","v":"Non-Coincident"},{"$f":"IF($E521=DataInput!$B520,DataInput!H520,NA())","v":2025},{"$f":"IF($E521=DataInput!$B520,DataInput!I520,NA())","v":"POE10"},{"$f":"IF($E521=DataInput!$B520,DataInput!J520,NA())","v":44.005342546633699},{"$f":"IF($E521=DataInput!$B520,DataInput!K520,NA())","v":1},null,null,"VIC Brunswick (Jemena) 22 kV",null,null,null,null,false,null,null,{"$error":"#N/A"},{"$error":"#N/A"},{"$error":"#N/A"},{"$error":"#N/A"},{"$error":"#N/A"},{"$error":"#N/A"},{"$error":"#N/A"},{"$error":"#N/A"},{"$error":"#N/A"},{"$error":"#N/A"}]
[null,{"$f":"IF(DataInput!B521=$B$8,IF($B$9=$B$10,TRUE,IF(DataInput!E521=$B$9,TRUE,FALSE)))","v":true},null,null,{"$f":"IF(B522=TRUE,DataInput!B521,NA())","v":"VIC"},{"$f":"IF($E522=DataInput!$B521,DataInput!C521,NA())","v":"BTS22J"},{"$f":"IF($E522=DataInput!$B521,DataInput!D521,NA())","v":"Brunswick (Jemena) 22 kV"},{"$f":"IF($E522=DataInput!$B521,DataInput!E521,NA())","v":"Jemena"},{"$f":"IF($E522=DataInput!$B521,DataInput!F521,NA())","v":"Winter"},{"$f":"IF($E522=DataInput!$B521,DataInput!G521,NA())","v":"Non-Coincident"},{"$f":"IF($E522=DataInput!$B521,DataInput!H521,NA())","v":2016},{"$f":"IF($E522=DataInput!$B521,DataInput!I521,NA())","v":"POE50"},{"$f":"IF($E522=DataInput!$B521,DataInput!J521,NA())","v":33.352214588606998},{"$f":"IF($E522=DataInput!$B521,DataInput!K521,NA())","v":1},null,null,"VIC Brunswick (Jemena) 22 kV",null,null,null,null,false,null,null,{"$error":"#N/A"},{"$error":"#N/A"},{"$error":"#N/A"},{"$error":"#N/A"},{"$error":"#N/A"},{"$error":"#N/A"},{"$error":"#N/A"},{"$error":"#N/A"},{"$error":"#N/A"},{"$error":"#N/A"}]
[null,{"$f":"IF(DataInput!B522=$B$8,IF($B$9=$B$10,TRUE,IF(DataInput!E522=$B$9,TRUE,FALSE)))","v":true},null,null,{"$f":"IF(B523=TRUE,DataInput!B522,NA())","v":"VIC"},{"$f":"IF($E523=DataInput!$B522,DataInput!C522,NA())","v":"BTS22J"},{"$f":"IF($E523=DataInput!$B522,DataInput!D522,NA())","v":"Brunswick (Jemena) 22 kV"},{"$f":"IF($E523=DataInput!$B522,DataInput!E522,NA())","v":"Jemena"},{"$f":"IF($E523=DataInput!$B522,DataInput!F522,NA())","v":"Winter"},{"$f":"IF($E523=DataInput!$B522,DataInput!G522,NA())","v":"Non-Coincident"},{"$f":"IF($E523=DataInput!$B522,DataInput!H522,NA())","v":2017},{"$f":"IF($E523=DataInput!$B522,DataInput!I522,NA())","v":"POE50"},{"$f":"IF($E523=DataInput!$B522,DataInput!J522,NA())","v":33.488964767374597},{"$f":"IF($E523=DataInput!$B522,DataInput!K522,NA())","v":1},null,null,"VIC Brunswick (Jemena) 22 kV",null,null,null,null,false,null,null,{"$error":"#N/A"},{"$error":"#N/A"},{"$error":"#N/A"},{"$error":"#N/A"},{"$error":"#N/A"},{"$error":"#N/A"},{"$error":"#N/A"},{"$error":"#N/A"},{"$error":"#N/A"},{"$error":"#N/A"}]
[null,{"$f":"IF(DataInput!B523=$B$8,IF($B$9=$B$10,TRUE,IF(DataInput!E523=$B$9,TRUE,FALSE)))","v":true},null,null,{"$f":"IF(B524=TRUE,DataInput!B523,NA())","v":"VIC"},{"$f":"IF($E524=DataInput!$B523,DataInput!C523,NA())","v":"BTS22J"},{"$f":"IF($E524=DataInput!$B523,DataInput!D523,NA())","v":"Brunswick (Jemena) 22 kV"},{"$f":"IF($E524=DataInput!$B523,DataInput!E523,NA())","v":"Jemena"},{"$f":"IF($E524=DataInput!$B523,DataInput!F523,NA())","v":"Winter"},{"$f":"IF($E524=DataInput!$B523,DataInput!G523,NA())","v":"Non-Coincident"},{"$f":"IF($E524=DataInput!$B523,DataInput!H523,NA())","v":2018},{"$f":"IF($E524=DataInput!$B523,DataInput!I523,NA())","v":"POE50"},{"$f":"IF($E524=DataInput!$B523,DataInput!J523,NA())","v":39.247215108464999},{"$f":"IF($E524=DataInput!$B523,DataInput!K523,NA())","v":1},null,null,{"$f":"IF(OR(ISERROR(E524),ISERROR(G524)),\"  \",E524&\" \"&G524)","v":"VIC Brunswick (Jemena) 22 kV"},null,null,null,null,{"$f":"IF(ISERROR(G524),FALSE,IF($V$9=G524,TRUE,FALSE))","v":false},null,null,{"$f":"IF($V524=TRUE,E524,NA())","v":{"$error":"#N/A"}},{"$error":"#N/A"},{"$error":"#N/A"},{"$error":"#N/A"},{"$error":"#N/A"},{"$error":"#N/A"},{"$error":"#N/A"},{"$error":"#N/A"},{"$error":"#N/A"},{"$error":"#N/A"}]
[null,{"$f":"IF(DataInput!B524=$B$8,IF($B$9=$B$10,TRUE,IF(DataInput!E524=$B$9,TRUE,FALSE)))","v":true},null,null,{"$f":"IF(B525=TRUE,DataInput!B524,NA())","v":"VIC"},{"$f":"IF($E525=DataInput!$B524,DataInput!C524,NA())","v":"BTS22J"},{"$f":"IF($E525=DataInput!$B524,DataInput!D524,NA())","v":"Brunswick (Jemena) 22 kV"},{"$f":"IF($E525=DataInput!$B524,DataInput!E524,NA())","v":"Jemena"},{"$f":"IF($E525=DataInput!$B524,DataInput!F524,NA())","v":"Winter"},{"$f":"IF($E525=DataInput!$B524,DataInput!G524,NA())","v":"Non-Coincident"},{"$f":"IF($E525=DataInput!$B524,DataInput!H524,NA())","v":2019},{"$f":"IF($E525=DataInput!$B524,DataInput!I524,NA())","v":"POE50"},{"$f":"IF($E525=DataInput!$B524,DataInput!J524,NA())","v":40.187476135256901},{"$f":"IF($E525=DataInput!$B524,DataInput!K524,NA())","v":1},null,null,"VIC Brunswick (Jemena) 22 kV",null,null,null,null,false,null,null,{"$error":"#N/A"},{"$f":"IF($V525=TRUE,F525,NA())","v":{"$error":"#N/A"}},{"$f":"IF($V525=TRUE,G525,NA())","v":{"$error":"#N/A"}},{"$f":"IF($V525=TRUE,H525,NA())","v":{"$error":"#N/A"}},{"$f":"IF($V525=TRUE,I525,NA())","v":{"$error":"#N/A"}},{"$f":"IF($V525=TRUE,J525,NA())","v":{"$error":"#N/A"}},{"$f":"IF($V525=TRUE,K525,NA())","v":{"$error":"#N/A"}},{"$f":"IF($V525=TRUE,L525,NA())","v":{"$error":"#N/A"}},{"$f":"IF($V525=TRUE,M525,NA())","v":{"$error":"#N/A"}},{"$f":"IF($V525=TRUE,N525,NA())","v":{"$error":"#N/A"}}]
[null,{"$f":"IF(DataInput!B525=$B$8,IF($B$9=$B$10,TRUE,IF(DataInput!E525=$B$9,TRUE,FALSE)))","v":true},null,null,{"$f":"IF(B526=TRUE,DataInput!B525,NA())","v":"VIC"},{"$f":"IF($E526=DataInput!$B525,DataInput!C525,NA())","v":"BTS22J"},{"$f":"IF($E526=DataInput!$B525,DataInput!D525,NA())","v":"Brunswick (Jemena) 22 kV"},{"$f":"IF($E526=DataInput!$B525,DataInput!E525,NA())","v":"Jemena"},{"$f":"IF($E526=DataInput!$B525,DataInput!F525,NA())","v":"Winter"},{"$f":"IF($E526=DataInput!$B525,DataInput!G525,NA())","v":"Non-Coincident"},{"$f":"IF($E526=DataInput!$B525,DataInput!H525,NA())","v":2020},{"$f":"IF($E526=DataInput!$B525,DataInput!I525,NA())","v":"POE50"},{"$f":"IF($E526=DataInput!$B525,DataInput!J525,NA())","v":40.846060885588201},{"$f":"IF($E526=DataInput!$B525,DataInput!K525,NA())","v":1},null,null,"VIC Brunswick (Jemena) 22 kV",null,null,null,null,false,null,null,{"$error":"#N/A"},{"$error":"#N/A"},{"$error":"#N/A"},{"$error":"#N/A"},{"$error":"#N/A"},{"$error":"#N/A"},{"$error":"#N/A"},{"$error":"#N/A"},{"$error":"#N/A"},{"$error":"#N/A"}]
[null,{"$f":"IF(DataInput!B526=$B$8,IF($B$9=$B$10,TRUE,IF(DataInput!E526=$B$9,TRUE,FALSE)))","v":true},null,null,{"$f":"IF(B527=TRUE,DataInput!B526,NA())","v":"VIC"},{"$f":"IF($E527=DataInput!$B526,DataInput!C526,NA())","v":"BTS22J"},{"$f":"IF($E527=DataInput!$B526,DataInput!D526,NA())","v":"Brunswick (Jemena) 22 kV"},{"$f":"IF($E527=DataInput!$B526,DataInput!E526,NA())","v":"Jemena"},{"$f":"IF($E527=DataInput!$B526,DataInput!F526,NA())","v":"Winter"},{"$f":"IF($E527=DataInput!$B526,DataInput!G526,NA())","v":"Non-Coincident"},{"$f":"IF($E527=DataInput!$B526,DataInput!H526,NA())","v":2021},{"$f":"IF($E527=DataInput!$B526,DataInput!I526,NA())","v":"POE50"},{"$f":"IF($E527=DataInput!$B526,DataInput!J526,NA())","v":41.233744012443701},{"$f":"IF($E527=DataInput!$B526,DataInput!K526,NA())","v":1},null,null,"VIC Brunswick (Jemena) 22 kV",null,null,null,null,false,null,null,{"$error":"#N/A"},{"$error":"#N/A"},{"$error":"#N/A"},{"$error":"#N/A"},{"$error":"#N/A"},{"$error":"#N/A"},{"$error":"#N/A"},{"$error":"#N/A"},{"$error":"#N/A"},{"$error":"#N/A"}]
[null,{"$f":"IF(DataInput!B527=$B$8,IF($B$9=$B$10,TRUE,IF(DataInput!E527=$B$9,TRUE,FALSE)))","v":true},null,null,{"$f":"IF(B528=TRUE,DataInput!B527,NA())","v":"VIC"},{"$f":"IF($E528=DataInput!$B527,DataInput!C527,NA())","v":"BTS22J"},{"$f":"IF($E528=DataInput!$B527,DataInput!D527,NA())","v":"Brunswick (Jemena) 22 kV"},{"$f":"IF($E528=DataInput!$B527,DataInput!E527,NA())","v":"Jemena"},{"$f":"IF($E528=DataInput!$B527,DataInput!F527,NA())","v":"Winter"},{"$f":"IF($E528=DataInput!$B527,DataInput!G527,NA())","v":"Non-Coincident"},{"$f":"IF($E528=DataInput!$B527,DataInput!H527,NA())","v":2022},{"$f":"IF($E528=DataInput!$B527,DataInput!I527,NA())","v":"POE50"},{"$f":"IF($E528=DataInput!$B527,DataInput!J527,NA())","v":42.647861095203901},{"$f":"IF($E528=DataInput!$B527,DataInput!K527,NA())","v":1},null,null,"VIC Brunswick (Jemena) 22 kV",null,null,null,null,false,null,null,{"$error":"#N/A"},{"$error":"#N/A"},{"$error":"#N/A"},{"$error":"#N/A"},{"$error":"#N/A"},{"$error":"#N/A"},{"$error":"#N/A"},{"$error":"#N/A"},{"$error":"#N/A"},{"$error":"#N/A"}]
[null,{"$f":"IF(DataInput!B528=$B$8,IF($B$9=$B$10,TRUE,IF(DataInput!E528=$B$9,TRUE,FALSE)))","v":true},null,null,{"$f":"IF(B529=TRUE,DataInput!B528,NA())","v":"VIC"},{"$f":"IF($E529=DataInput!$B528,DataInput!C528,NA())","v":"BTS22J"},{"$f":"IF($E529=DataInput!$B528,DataInput!D528,NA())","v":"Brunswick (Jemena) 22 kV"},{"$f":"IF($E529=DataInput!$B528,DataInput!E528,NA())","v":"Jemena"},{"$f":"IF($E529=DataInput!$B528,DataInput!F528,NA())","v":"Winter"},{"$f":"IF($E529=DataInput!$B528,DataInput!G528,NA())","v":"Non-Coincident"},{"$f":"IF($E529=DataInput!$B528,DataInput!H528,NA())","v":2023},{"$f":"IF($E529=DataInput!$B528,DataInput!I528,NA())","v":"POE50"},{"$f":"IF($E529=DataInput!$B528,DataInput!J528,NA())","v":42.799334060193999},{"$f":"IF($E529=DataInput!$B528,DataInput!K528,NA())","v":1},null,null,"VIC Brunswick (Jemena) 22 kV",null,null,null,null,false,null,null,{"$error":"#N/A"},{"$error":"#N/A"},{"$error":"#N/A"},{"$error":"#N/A"},{"$error":"#N/A"},{"$error":"#N/A"},{"$error":"#N/A"},{"$error":"#N/A"},{"$error":"#N/A"},{"$error":"#N/A"}]
[null,{"$f":"IF(DataInput!B529=$B$8,IF($B$9=$B$10,TRUE,IF(DataInput!E529=$B$9,TRUE,FALSE)))","v":true},null,null,{"$f":"IF(B530=TRUE,DataInput!B529,NA())","v":"VIC"},{"$f":"IF($E530=DataInput!$B529,DataInput!C529,NA())","v":"BTS22J"},{"$f":"IF($E530=DataInput!$B529,DataInput!D529,NA())","v":"Brunswick (Jemena) 22 kV"},{"$f":"IF($E530=DataInput!$B529,DataInput!E529,NA())","v":"Jemena"},{"$f":"IF($E530=DataInput!$B529,DataInput!F529,NA())","v":"Winter"},{"$f":"IF($E530=DataInput!$B529,DataInput!G529,NA())","v":"Non-Coincident"},{"$f":"IF($E530=DataInput!$B529,DataInput!H529,NA())","v":2024},{"$f":"IF($E530=DataInput!$B529,DataInput!I529,NA())","v":"POE50"},{"$f":"IF($E530=DataInput!$B529,DataInput!J529,NA())","v":42.684274159532897},{"$f":"IF($E530=DataInput!$B529,DataInput!K529,NA())","v":1},null,null,"VIC Brunswick (Jemena) 22 kV",null,null,null,null,false,null,null,{"$error":"#N/A"},{"$error":"#N/A"},{"$error":"#N/A"},{"$error":"#N/A"},{"$error":"#N/A"},{"$error":"#N/A"},{"$error":"#N/A"},{"$error":"#N/A"},{"$error":"#N/A"},{"$error":"#N/A"}]
[null,{"$f":"IF(DataInput!B530=$B$8,IF($B$9=$B$10,TRUE,IF(DataInput!E530=$B$9,TRUE,FALSE)))","v":true},null,null,{"$f":"IF(B531=TRUE,DataInput!B530,NA())","v":"VIC"},{"$f":"IF($E531=DataInput!$B530,DataInput!C530,NA())","v":"BTS22J"},{"$f":"IF($E531=DataInput!$B530,DataInput!D530,NA())","v":"Brunswick (Jemena) 22 kV"},{"$f":"IF($E531=DataInput!$B530,DataInput!E530,NA())","v":"Jemena"},{"$f":"IF($E531=DataInput!$B530,DataInput!F530,NA())","v":"Winter"},{"$f":"IF($E531=DataInput!$B530,DataInput!G530,NA())","v":"Non-Coincident"},{"$f":"IF($E531=DataInput!$B530,DataInput!H530,NA())","v":2025},{"$f":"IF($E531=DataInput!$B530,DataInput!I530,NA())","v":"POE50"},{"$f":"IF($E531=DataInput!$B530,DataInput!J530,NA())","v":42.521258303735799},{"$f":"IF($E531=DataInput!$B530,DataInput!K530,NA())","v":1},null,null,"VIC Brunswick (Jemena) 22 kV",null,null,null,null,false,null,null,{"$error":"#N/A"},{"$error":"#N/A"},{"$error":"#N/A"},{"$error":"#N/A"},{"$error":"#N/A"},{"$error":"#N/A"},{"$error":"#N/A"},{"$error":"#N/A"},{"$error":"#N/A"},{"$error":"#N/A"}]
[null,{"$f":"IF(DataInput!B531=$B$8,IF($B$9=$B$10,TRUE,IF(DataInput!E531=$B$9,TRUE,FALSE)))","v":true},null,null,{"$f":"IF(B532=TRUE,DataInput!B531,NA())","v":"VIC"},{"$f":"IF($E532=DataInput!$B531,DataInput!C531,NA())","v":"BTS66"},{"$f":"IF($E532=DataInput!$B531,DataInput!D531,NA())","v":"Brunswick (CitiPower) 66 kV"},{"$f":"IF($E532=DataInput!$B531,DataInput!E531,NA())","v":"Citipower"},{"$f":"IF($E532=DataInput!$B531,DataInput!F531,NA())","v":"Summer"},{"$f":"IF($E532=DataInput!$B531,DataInput!G531,NA())","v":"Non-Coincident"},{"$f":"IF($E532=DataInput!$B531,DataInput!H531,NA())","v":2017},{"$f":"IF($E532=DataInput!$B531,DataInput!I531,NA())","v":"POE10"},{"$f":"IF($E532=DataInput!$B531,DataInput!J531,NA())","v":153.683382984259},{"$f":"IF($E532=DataInput!$B531,DataInput!K531,NA())","v":0.99512327629899899},null,null,"VIC Brunswick (CitiPower) 66 kV",null,null,null,null,false,null,null,{"$error":"#N/A"},{"$error":"#N/A"},{"$error":"#N/A"},{"$error":"#N/A"},{"$error":"#N/A"},{"$error":"#N/A"},{"$error":"#N/A"},{"$error":"#N/A"},{"$error":"#N/A"},{"$error":"#N/A"}]
[null,{"$f":"IF(DataInput!B532=$B$8,IF($B$9=$B$10,TRUE,IF(DataInput!E532=$B$9,TRUE,FALSE)))","v":true},null,null,{"$f":"IF(B533=TRUE,DataInput!B532,NA())","v":"VIC"},{"$f":"IF($E533=DataInput!$B532,DataInput!C532,NA())","v":"BTS66"},{"$f":"IF($E533=DataInput!$B532,DataInput!D532,NA())","v":"Brunswick (CitiPower) 66 kV"},{"$f":"IF($E533=DataInput!$B532,DataInput!E532,NA())","v":"Citipower"},{"$f":"IF($E533=DataInput!$B532,DataInput!F532,NA())","v":"Summer"},{"$f":"IF($E533=DataInput!$B532,DataInput!G532,NA())","v":"Non-Coincident"},{"$f":"IF($E533=DataInput!$B532,DataInput!H532,NA())","v":2018},{"$f":"IF($E533=DataInput!$B532,DataInput!I532,NA())","v":"POE10"},{"$f":"IF($E533=DataInput!$B532,DataInput!J532,NA())","v":167.28413094327499},{"$f":"IF($E533=DataInput!$B532,DataInput!K532,NA())","v":0.97829180621608103},null,null,"VIC Brunswick (CitiPower) 66 kV",null,null,null,null,false,null,null,{"$error":"#N/A"},{"$error":"#N/A"},{"$error":"#N/A"},{"$error":"#N/A"},{"$error":"#N/A"},{"$error":"#N/A"},{"$error":"#N/A"},{"$error":"#N/A"},{"$error":"#N/A"},{"$error":"#N/A"}]
[null,{"$f":"IF(DataInput!B533=$B$8,IF($B$9=$B$10,TRUE,IF(DataInput!E533=$B$9,TRUE,FALSE)))","v":true},null,null,{"$f":"IF(B534=TRUE,DataInput!B533,NA())","v":"VIC"},{"$f":"IF($E534=DataInput!$B533,DataInput!C533,NA())","v":"BTS66"},{"$f":"IF($E534=DataInput!$B533,DataInput!D533,NA())","v":"Brunswick (CitiPower) 66 kV"},{"$f":"IF($E534=DataInput!$B533,DataInput!E533,NA())","v":"Citipower"},{"$f":"IF($E534=DataInput!$B533,DataInput!F533,NA())","v":"Summer"},{"$f":"IF($E534=DataInput!$B533,DataInput!G533,NA())","v":"Non-Coincident"},{"$f":"IF($E534=DataInput!$B533,DataInput!H533,NA())","v":2019},{"$f":"IF($E534=DataInput!$B533,DataInput!I533,NA())","v":"POE10"},{"$f":"IF($E534=DataInput!$B533,DataInput!J533,NA())","v":163.23715142843801},{"$f":"IF($E534=DataInput!$B533,DataInput!K533,NA())","v":0.98403985413556805},null,null,"VIC Brunswick (CitiPower) 66 kV",null,null,null,null,false,null,null,{"$error":"#N/A"},{"$error":"#N/A"},{"$error":"#N/A"},{"$error":"#N/A"},{"$error":"#N/A"},{"$error":"#N/A"},{"$error":"#N/A"},{"$error":"#N/A"},{"$error":"#N/A"},{"$error":"#N/A"}]
[null,{"$f":"IF(DataInput!B534=$B$8,IF($B$9=$B$10,TRUE,IF(DataInput!E534=$B$9,TRUE,FALSE)))","v":true},null,null,{"$f":"IF(B535=TRUE,DataInput!B534,NA())","v":"VIC"},{"$f":"IF($E535=DataInput!$B534,DataInput!C534,NA())","v":"BTS66"},{"$f":"IF($E535=DataInput!$B534,DataInput!D534,NA())","v":"Brunswick (CitiPower) 66 kV"},{"$f":"IF($E535=DataInput!$B534,DataInput!E534,NA())","v":"Citipower"},{"$f":"IF($E535=DataInput!$B534,DataInput!F534,NA())","v":"Summer"},{"$f":"IF($E535=DataInput!$B534,DataInput!G534,NA())","v":"Non-Coincident"},{"$f":"IF($E535=DataInput!$B534,DataInput!H534,NA())","v":2020},{"$f":"IF($E535=DataInput!$B534,DataInput!I534,NA())","v":"POE10"},{"$f":"IF($E535=DataInput!$B534,DataInput!J534,NA())","v":325.08500664937799},{"$f":"IF($E535=DataInput!$B534,DataInput!K534,NA())","v":0.98909816404585904},null,null,"VIC Brunswick (CitiPower) 66 kV",null,null,null,null,false,null,null,{"$error":"#N/A"},{"$error":"#N/A"},{"$error":"#N/A"},{"$error":"#N/A"},{"$error":"#N/A"},{"$error":"#N/A"},{"$error":"#N/A"},{"$error":"#N/A"},{"$error":"#N/A"},{"$error":"#N/A"}]
[null,{"$f":"IF(DataInput!B535=$B$8,IF($B$9=$B$10,TRUE,IF(DataInput!E535=$B$9,TRUE,FALSE)))","v":true},null,null,{"$f":"IF(B536=TRUE,DataInput!B535,NA())","v":"VIC"},{"$f":"IF($E536=DataInput!$B535,DataInput!C535,NA())","v":"BTS66"},{"$f":"IF($E536=DataInput!$B535,DataInput!D535,NA())","v":"Brunswick (CitiPower) 66 kV"},{"$f":"IF($E536=DataInput!$B535,DataInput!E535,NA())","v":"Citipower"},{"$f":"IF($E536=DataInput!$B535,DataInput!F535,NA())","v":"Summer"},{"$f":"IF($E536=DataInput!$B535,DataInput!G535,NA())","v":"Non-Coincident"},{"$f":"IF($E536=DataInput!$B535,DataInput!H535,NA())","v":2021},{"$f":"IF($E536=DataInput!$B535,DataInput!I535,NA())","v":"POE10"},{"$f":"IF($E536=DataInput!$B535,DataInput!J535,NA())","v":319.91998609642502},{"$f":"IF($E536=DataInput!$B535,DataInput!K535,NA())","v":0.99669377047590102},null,null,"VIC Brunswick (CitiPower) 66 kV",null,null,null,null,false,null,null,{"$error":"#N/A"},{"$error":"#N/A"},{"$error":"#N/A"},{"$error":"#N/A"},{"$error":"#N/A"},{"$error":"#N/A"},{"$error":"#N/A"},{"$error":"#N/A"},{"$error":"#N/A"},{"$error":"#N/A"}]
[null,{"$f":"IF(DataInput!B536=$B$8,IF($B$9=$B$10,TRUE,IF(DataInput!E536=$B$9,TRUE,FALSE)))","v":true},null,null,{"$f":"IF(B537=TRUE,DataInput!B536,NA())","v":"VIC"},{"$f":"IF($E537=DataInput!$B536,DataInput!C536,NA())","v":"BTS66"},{"$f":"IF($E537=DataInput!$B536,DataInput!D536,NA())","v":"Brunswick (CitiPower) 66 kV"},{"$f":"IF($E537=DataInput!$B536,DataInput!E536,NA())","v":"Citipower"},{"$f":"IF($E537=DataInput!$B536,DataInput!F536,NA())","v":"Summer"},{"$f":"IF($E537=DataInput!$B536,DataInput!G536,NA())","v":"Non-Coincident"},{"$f":"IF($E537=DataInput!$B536,DataInput!H536,NA())","v":2022},{"$f":"IF($E537=DataInput!$B536,DataInput!I536,NA())","v":"POE10"},{"$f":"IF($E537=DataInput!$B536,DataInput!J536,NA())","v":313.31865302078802},{"$f":"IF($E537=DataInput!$B536,DataInput!K536,NA())","v":0.99679856397494004},null,null,"VIC Brunswick (CitiPower) 66 kV",null,null,null,null,false,null,null,{"$error":"#N/A"},{"$error":"#N/A"},{"$error":"#N/A"},{"$error":"#N/A"},{"$error":"#N/A"},{"$error":"#N/A"},{"$error":"#N/A"},{"$error":"#N/A"},{"$error":"#N/A"},{"$error":"#N/A"}]
[null,{"$f":"IF(DataInput!B537=$B$8,IF($B$9=$B$10,TRUE,IF(DataInput!E537=$B$9,TRUE,FALSE)))","v":true},null,null,{"$f":"IF(B538=TRUE,DataInput!B537,NA())","v":"VIC"},{"$f":"IF($E538=DataInput!$B537,DataInput!C537,NA())","v":"BTS66"},{"$f":"IF($E538=DataInput!$B537,DataInput!D537,NA())","v":"Brunswick (CitiPower) 66 kV"},{"$f":"IF($E538=DataInput!$B537,DataInput!E537,NA())","v":"Citipower"},{"$f":"IF($E538=DataInput!$B537,DataInput!F537,NA())","v":"Summer"},{"$f":"IF($E538=DataInput!$B537,DataInput!G537,NA())","v":"Non-Coincident"},{"$f":"IF($E538=DataInput!$B537,DataInput!H537,NA())","v":2023},{"$f":"IF($E538=DataInput!$B537,DataInput!I537,NA())","v":"POE10"},{"$f":"IF($E538=DataInput!$B537,DataInput!J537,NA())","v":308.56147353223599},{"$f":"IF($E538=DataInput!$B537,DataInput!K537,NA())","v":0.996968642995957},null,null,"VIC Brunswick (CitiPower) 66 kV",null,null,null,null,false,null,null,{"$error":"#N/A"},{"$error":"#N/A"},{"$error":"#N/A"},{"$error":"#N/A"},{"$error":"#N/A"},{"$error":"#N/A"},{"$error":"#N/A"},{"$error":"#N/A"},{"$error":"#N/A"},{"$error":"#N/A"}]
[null,{"$f":"IF(DataInput!B538=$B$8,IF($B$9=$B$10,TRUE,IF(DataInput!E538=$B$9,TRUE,FALSE)))","v":true},null,null,{"$f":"IF(B539=TRUE,DataInput!B538,NA())","v":"VIC"},{"$f":"IF($E539=DataInput!$B538,DataInput!C538,NA())","v":"BTS66"},{"$f":"IF($E539=DataInput!$B538,DataInput!D538,NA())","v":"Brunswick (CitiPower) 66 kV"},{"$f":"IF($E539=DataInput!$B538,DataInput!E538,NA())","v":"Citipower"},{"$f":"IF($E539=DataInput!$B538,DataInput!F538,NA())","v":"Summer"},{"$f":"IF($E539=DataInput!$B538,DataInput!G538,NA())","v":"Non-Coincident"},{"$f":"IF($E539=DataInput!$B538,DataInput!H538,NA())","v":2024},{"$f":"IF($E539=DataInput!$B538,DataInput!I538,NA())","v":"POE10"},{"$f":"IF($E539=DataInput!$B538,DataInput!J538,NA())","v":304.74895791084202},{"$f":"IF($E539=DataInput!$B538,DataInput!K538,NA())","v":0.99705948595216598},null,null,"VIC Brunswick (CitiPower) 66 kV",null,null,null,null,false,null,null,{"$error":"#N/A"},{"$error":"#N/A"},{"$error":"#N/A"},{"$error":"#N/A"},{"$error":"#N/A"},{"$error":"#N/A"},{"$error":"#N/A"},{"$error":"#N/A"},{"$error":"#N/A"},{"$error":"#N/A"}]
[null,{"$f":"IF(DataInput!B539=$B$8,IF($B$9=$B$10,TRUE,IF(DataInput!E539=$B$9,TRUE,FALSE)))","v":true},null,null,{"$f":"IF(B540=TRUE,DataInput!B539,NA())","v":"VIC"},{"$f":"IF($E540=DataInput!$B539,DataInput!C539,NA())","v":"BTS66"},{"$f":"IF($E540=DataInput!$B539,DataInput!D539,NA())","v":"Brunswick (CitiPower) 66 kV"},{"$f":"IF($E540=DataInput!$B539,DataInput!E539,NA())","v":"Citipower"},{"$f":"IF($E540=DataInput!$B539,DataInput!F539,NA())","v":"Summer"},{"$f":"IF($E540=DataInput!$B539,DataInput!G539,NA())","v":"Non-Coincident"},{"$f":"IF($E540=DataInput!$B539,DataInput!H539,NA())","v":2025},{"$f":"IF($E540=DataInput!$B539,DataInput!I539,NA())","v":"POE10"},{"$f":"IF($E540=DataInput!$B539,DataInput!J539,NA())","v":299.39975967848801},{"$f":"IF($E540=DataInput!$B539,DataInput!K539,NA())","v":0.99715530746424397},null,null,"VIC Brunswick (CitiPower) 66 kV",null,null,null,null,false,null,null,{"$error":"#N/A"},{"$error":"#N/A"},{"$error":"#N/A"},{"$error":"#N/A"},{"$error":"#N/A"},{"$error":"#N/A"},{"$error":"#N/A"},{"$error":"#N/A"},{"$error":"#N/A"},{"$error":"#N/A"}]
[null,{"$f":"IF(DataInput!B540=$B$8,IF($B$9=$B$10,TRUE,IF(DataInput!E540=$B$9,TRUE,FALSE)))","v":true},null,null,{"$f":"IF(B541=TRUE,DataInput!B540,NA())","v":"VIC"},{"$f":"IF($E541=DataInput!$B540,DataInput!C540,NA())","v":"BTS66"},{"$f":"IF($E541=DataInput!$B540,DataInput!D540,NA())","v":"Brunswick (CitiPower) 66 kV"},{"$f":"IF($E541=DataInput!$B540,DataInput!E540,NA())","v":"Citipower"},{"$f":"IF($E541=DataInput!$B540,DataInput!F540,NA())","v":"Summer"},{"$f":"IF($E541=DataInput!$B540,DataInput!G540,NA())","v":"Non-Coincident"},{"$f":"IF($E541=DataInput!$B540,DataInput!H540,NA())","v":2026},{"$f":"IF($E541=DataInput!$B540,DataInput!I540,NA())","v":"POE10"},{"$f":"IF($E541=DataInput!$B540,DataInput!J540,NA())","v":295.92338317077298},{"$f":"IF($E541=DataInput!$B540,DataInput!K540,NA())","v":0.99725108245328398},null,null,"VIC Brunswick (CitiPower) 66 kV",null,null,null,null,false,null,null,{"$error":"#N/A"},{"$error":"#N/A"},{"$error":"#N/A"},{"$error":"#N/A"},{"$error":"#N/A"},{"$error":"#N/A"},{"$error":"#N/A"},{"$error":"#N/A"},{"$error":"#N/A"},{"$error":"#N/A"}]
[null,{"$f":"IF(DataInput!B541=$B$8,IF($B$9=$B$10,TRUE,IF(DataInput!E541=$B$9,TRUE,FALSE)))","v":true},null,null,{"$f":"IF(B542=TRUE,DataInput!B541,NA())","v":"VIC"},{"$f":"IF($E542=DataInput!$B541,DataInput!C541,NA())","v":"BTS66"},{"$f":"IF($E542=DataInput!$B541,DataInput!D541,NA())","v":"Brunswick (CitiPower) 66 kV"},{"$f":"IF($E542=DataInput!$B541,DataInput!E541,NA())","v":"Citipower"},{"$f":"IF($E542=DataInput!$B541,DataInput!F541,NA())","v":"Summer"},{"$f":"IF($E542=DataInput!$B541,DataInput!G541,NA())","v":"Non-Coincident"},{"$f":"IF($E542=DataInput!$B541,DataInput!H541,NA())","v":2017},{"$f":"IF($E542=DataInput!$B541,DataInput!I541,NA())","v":"POE50"},{"$f":"IF($E542=DataInput!$B541,DataInput!J541,NA())","v":141.87340610749601},{"$f":"IF($E542=DataInput!$B541,DataInput!K541,NA())","v":0.99265429888844903},null,null,"VIC Brunswick (CitiPower) 66 kV",null,null,null,null,false,null,null,{"$error":"#N/A"},{"$error":"#N/A"},{"$error":"#N/A"},{"$error":"#N/A"},{"$error":"#N/A"},{"$error":"#N/A"},{"$error":"#N/A"},{"$error":"#N/A"},{"$error":"#N/A"},{"$error":"#N/A"}]
[null,{"$f":"IF(DataInput!B542=$B$8,IF($B$9=$B$10,TRUE,IF(DataInput!E542=$B$9,TRUE,FALSE)))","v":true},null,null,{"$f":"IF(B543=TRUE,DataInput!B542,NA())","v":"VIC"},{"$f":"IF($E543=DataInput!$B542,DataInput!C542,NA())","v":"BTS66"},{"$f":"IF($E543=DataInput!$B542,DataInput!D542,NA())","v":"Brunswick (CitiPower) 66 kV"},{"$f":"IF($E543=DataInput!$B542,DataInput!E542,NA())","v":"Citipower"},{"$f":"IF($E543=DataInput!$B542,DataInput!F542,NA())","v":"Summer"},{"$f":"IF($E543=DataInput!$B542,DataInput!G542,NA())","v":"Non-Coincident"},{"$f":"IF($E543=DataInput!$B542,DataInput!H542,NA())","v":2018},{"$f":"IF($E543=DataInput!$B542,DataInput!I542,NA())","v":"POE50"},{"$f":"IF($E543=DataInput!$B542,DataInput!J542,NA())","v":154.856896168536},{"$f":"IF($E543=DataInput!$B542,DataInput!K542,NA())","v":0.98655696601891096},null,null,"VIC Brunswick (CitiPower) 66 kV",null,null,null,null,false,null,null,{"$error":"#N/A"},{"$error":"#N/A"},{"$error":"#N/A"},{"$error":"#N/A"},{"$error":"#N/A"},{"$error":"#N/A"},{"$error":"#N/A"},{"$error":"#N/A"},{"$error":"#N/A"},{"$error":"#N/A"}]
[null,{"$f":"IF(DataInput!B543=$B$8,IF($B$9=$B$10,TRUE,IF(DataInput!E543=$B$9,TRUE,FALSE)))","v":true},null,null,{"$f":"IF(B544=TRUE,DataInput!B543,NA())","v":"VIC"},{"$f":"IF($E544=DataInput!$B543,DataInput!C543,NA())","v":"BTS66"},{"$f":"IF($E544=DataInput!$B543,DataInput!D543,NA())","v":"Brunswick (CitiPower) 66 kV"},{"$f":"IF($E544=DataInput!$B543,DataInput!E543,NA())","v":"Citipower"},{"$f":"IF($E544=DataInput!$B543,DataInput!F543,NA())","v":"Summer"},{"$f":"IF($E544=DataInput!$B543,DataInput!G543,NA())","v":"Non-Coincident"},{"$f":"IF($E544=DataInput!$B543,DataInput!H543,NA())","v":2019},{"$f":"IF($E544=DataInput!$B543,DataInput!I543,NA())","v":"POE50"},{"$f":"IF($E544=DataInput!$B543,DataInput!J543,NA())","v":151.267148433763},{"$f":"IF($E544=DataInput!$B543,DataInput!K543,NA())","v":0.98830431474481195},null,null,"VIC Brunswick (CitiPower) 66 kV",null,null,null,null,false,null,null,{"$error":"#N/A"},{"$error":"#N/A"},{"$error":"#N/A"},{"$error":"#N/A"},{"$error":"#N/A"},{"$error":"#N/A"},{"$error":"#N/A"},{"$error":"#N/A"},{"$error":"#N/A"},{"$error":"#N/A"}]
[null,{"$f":"IF(DataInput!B544=$B$8,IF($B$9=$B$10,TRUE,IF(DataInput!E544=$B$9,TRUE,FALSE)))","v":true},null,null,{"$f":"IF(B545=TRUE,DataInput!B544,NA())","v":"VIC"},{"$f":"IF($E545=DataInput!$B544,DataInput!C544,NA())","v":"BTS66"},{"$f":"IF($E545=DataInput!$B544,DataInput!D544,NA())","v":"Brunswick (CitiPower) 66 kV"},{"$f":"IF($E545=DataInput!$B544,DataInput!E544,NA())","v":"Citipower"},{"$f":"IF($E545=DataInput!$B544,DataInput!F544,NA())","v":"Summer"},{"$f":"IF($E545=DataInput!$B544,DataInput!G544,NA())","v":"Non-Coincident"},{"$f":"IF($E545=DataInput!$B544,DataInput!H544,NA())","v":2020},{"$f":"IF($E545=DataInput!$B544,DataInput!I544,NA())","v":"POE50"},{"$f":"IF($E545=DataInput!$B544,DataInput!J544,NA())","v":300.18244684504299},{"$f":"IF($E545=DataInput!$B544,DataInput!K544,NA())","v":0.98923617911304895},null,null,"VIC Brunswick (CitiPower) 66 kV",null,null,null,null,false,null,null,{"$error":"#N/A"},{"$error":"#N/A"},{"$error":"#N/A"},{"$error":"#N/A"},{"$error":"#N/A"},{"$error":"#N/A"},{"$error":"#N/A"},{"$error":"#N/A"},{"$error":"#N/A"},{"$error":"#N/A"}]
[null,{"$f":"IF(DataInput!B545=$B$8,IF($B$9=$B$10,TRUE,IF(DataInput!E545=$B$9,TRUE,FALSE)))","v":true},null,null,{"$f":"IF(B546=TRUE,DataInput!B545,NA())","v":"VIC"},{"$f":"IF($E546=DataInput!$B545,DataInput!C545,NA())","v":"BTS66"},{"$f":"IF($E546=DataInput!$B545,DataInput!D545,NA())","v":"Brunswick (CitiPower) 66 kV"},{"$f":"IF($E546=DataInput!$B545,DataInput!E545,NA())","v":"Citipower"},{"$f":"IF($E546=DataInput!$B545,DataInput!F545,NA())","v":"Summer"},{"$f":"IF($E546=DataInput!$B545,DataInput!G545,NA())","v":"Non-Coincident"},{"$f":"IF($E546=DataInput!$B545,DataInput!H545,NA())","v":2021},{"$f":"IF($E546=DataInput!$B545,DataInput!I545,NA())","v":"POE50"},{"$f":"IF($E546=DataInput!$B545,DataInput!J545,NA())","v":297.69001246367998},{"$f":"IF($E546=DataInput!$B545,DataInput!K545,NA())","v":0.99430190240354299},null,null,"VIC Brunswick (CitiPower) 66 kV",null,null,null,null,false,null,null,{"$error":"#N/A"},{"$error":"#N/A"},{"$error":"#N/A"},{"$error":"#N/A"},{"$error":"#N/A"},{"$error":"#N/A"},{"$error":"#N/A"},{"$error":"#N/A"},{"$error":"#N/A"},{"$error":"#N/A"}]
[null,{"$f":"IF(DataInput!B546=$B$8,IF($B$9=$B$10,TRUE,IF(DataInput!E546=$B$9,TRUE,FALSE)))","v":true},null,null,{"$f":"IF(B547=TRUE,DataInput!B546,NA())","v":"VIC"},{"$f":"IF($E547=DataInput!$B546,DataInput!C546,NA())","v":"BTS66"},{"$f":"IF($E547=DataInput!$B546,DataInput!D546,NA())","v":"Brunswick (CitiPower) 66 kV"},{"$f":"IF($E547=DataInput!$B546,DataInput!E546,NA())","v":"Citipower"},{"$f":"IF($E547=DataInput!$B546,DataInput!F546,NA())","v":"Summer"},{"$f":"IF($E547=DataInput!$B546,DataInput!G546,NA())","v":"Non-Coincident"},{"$f":"IF($E547=DataInput!$B546,DataInput!H546,NA())","v":2022},{"$f":"IF($E547=DataInput!$B546,DataInput!I546,NA())","v":"POE50"},{"$f":"IF($E547=DataInput!$B546,DataInput!J546,NA())","v":288.78406327471299},{"$f":"IF($E547=DataInput!$B546,DataInput!K546,NA())","v":0.99442000898558303},null,null,"VIC Brunswick (CitiPower) 66 kV",null,null,null,null,false,null,null,{"$error":"#N/A"},{"$error":"#N/A"},{"$error":"#N/A"},{"$error":"#N/A"},{"$error":"#N/A"},{"$error":"#N/A"},{"$error":"#N/A"},{"$error":"#N/A"},{"$error":"#N/A"},{"$error":"#N/A"}]
[null,{"$f":"IF(DataInput!B547=$B$8,IF($B$9=$B$10,TRUE,IF(DataInput!E547=$B$9,TRUE,FALSE)))","v":true},null,null,{"$f":"IF(B548=TRUE,DataInput!B547,NA())","v":"VIC"},{"$f":"IF($E548=DataInput!$B547,DataInput!C547,NA())","v":"BTS66"},{"$f":"IF($E548=DataInput!$B547,DataInput!D547,NA())","v":"Brunswick (CitiPower) 66 kV"},{"$f":"IF($E548=DataInput!$B547,DataInput!E547,NA())","v":"Citipower"},{"$f":"IF($E548=DataInput!$B547,DataInput!F547,NA())","v":"Summer"},{"$f":"IF($E548=DataInput!$B547,DataInput!G547,NA())","v":"Non-Coincident"},{"$f":"IF($E548=DataInput!$B547,DataInput!H547,NA())","v":2023},{"$f":"IF($E548=DataInput!$B547,DataInput!I547,NA())","v":"POE50"},{"$f":"IF($E548=DataInput!$B547,DataInput!J547,NA())","v":285.87905909317601},{"$f":"IF($E548=DataInput!$B547,DataInput!K547,NA())","v":0.99461498000788495},null,null,"VIC Brunswick (CitiPower) 66 kV",null,null,null,null,false,null,null,{"$error":"#N/A"},{"$error":"#N/A"},{"$error":"#N/A"},{"$error":"#N/A"},{"$error":"#N/A"},{"$error":"#N/A"},{"$error":"#N/A"},{"$error":"#N/A"},{"$error":"#N/A"},{"$error":"#N/A"}]
[null,{"$f":"IF(DataInput!B548=$B$8,IF($B$9=$B$10,TRUE,IF(DataInput!E548=$B$9,TRUE,FALSE)))","v":true},null,null,{"$f":"IF(B549=TRUE,DataInput!B548,NA())","v":"VIC"},{"$f":"IF($E549=DataInput!$B548,DataInput!C548,NA())","v":"BTS66"},{"$f":"IF($E549=DataInput!$B548,DataInput!D548,NA())","v":"Brunswick (CitiPower) 66 kV"},{"$f":"IF($E549=DataInput!$B548,DataInput!E548,NA())","v":"Citipower"},{"$f":"IF($E549=DataInput!$B548,DataInput!F548,NA())","v":"Summer"},{"$f":"IF($E549=DataInput!$B548,DataInput!G548,NA())","v":"Non-Coincident"},{"$f":"IF($E549=DataInput!$B548,DataInput!H548,NA())","v":2024},{"$f":"IF($E549=DataInput!$B548,DataInput!I548,NA())","v":"POE50"},{"$f":"IF($E549=DataInput!$B548,DataInput!J548,NA())","v":282.49179980368899},{"$f":"IF($E549=DataInput!$B548,DataInput!K548,NA())","v":0.99472592440534102},null,null,"VIC Brunswick (CitiPower) 66 kV",null,null,null,null,false,null,null,{"$error":"#N/A"},{"$error":"#N/A"},{"$error":"#N/A"},{"$error":"#N/A"},{"$error":"#N/A"},{"$error":"#N/A"},{"$error":"#N/A"},{"$error":"#N/A"},{"$error":"#N/A"},{"$error":"#N/A"}]
[null,{"$f":"IF(DataInput!B549=$B$8,IF($B$9=$B$10,TRUE,IF(DataInput!E549=$B$9,TRUE,FALSE)))","v":true},null,null,{"$f":"IF(B550=TRUE,DataInput!B549,NA())","v":"VIC"},{"$f":"IF($E550=DataInput!$B549,DataInput!C549,NA())","v":"BTS66"},{"$f":"IF($E550=DataInput!$B549,DataInput!D549,NA())","v":"Brunswick (CitiPower) 66 kV"},{"$f":"IF($E550=DataInput!$B549,DataInput!E549,NA())","v":"Citipower"},{"$f":"IF($E550=DataInput!$B549,DataInput!F549,NA())","v":"Summer"},{"$f":"IF($E550=DataInput!$B549,DataInput!G549,NA())","v":"Non-Coincident"},{"$f":"IF($E550=DataInput!$B549,DataInput!H549,NA())","v":2025},{"$f":"IF($E550=DataInput!$B549,DataInput!I549,NA())","v":"POE50"},{"$f":"IF($E550=DataInput!$B549,DataInput!J549,NA())","v":275.37033868296197},{"$f":"IF($E550=DataInput!$B549,DataInput!K549,NA())","v":0.99483457103063799},null,null,"VIC Brunswick (CitiPower) 66 kV",null,null,null,null,false,null,null,{"$error":"#N/A"},{"$error":"#N/A"},{"$error":"#N/A"},{"$error":"#N/A"},{"$error":"#N/A"},{"$error":"#N/A"},{"$error":"#N/A"},{"$error":"#N/A"},{"$error":"#N/A"},{"$error":"#N/A"}]
[null,{"$f":"IF(DataInput!B550=$B$8,IF($B$9=$B$10,TRUE,IF(DataInput!E550=$B$9,TRUE,FALSE)))","v":true},null,null,{"$f":"IF(B551=TRUE,DataInput!B550,NA())","v":"VIC"},{"$f":"IF($E551=DataInput!$B550,DataInput!C550,NA())","v":"BTS66"},{"$f":"IF($E551=DataInput!$B550,DataInput!D550,NA())","v":"Brunswick (CitiPower) 66 kV"},{"$f":"IF($E551=DataInput!$B550,DataInput!E550,NA())","v":"Citipower"},{"$f":"IF($E551=DataInput!$B550,DataInput!F550,NA())","v":"Summer"},{"$f":"IF($E551=DataInput!$B550,DataInput!G550,NA())","v":"Non-Coincident"},{"$f":"IF($E551=DataInput!$B550,DataInput!H550,NA())","v":2026},{"$f":"IF($E551=DataInput!$B550,DataInput!I550,NA())","v":"POE50"},{"$f":"IF($E551=DataInput!$B550,DataInput!J550,NA())","v":271.15914231648799},{"$f":"IF($E551=DataInput!$B550,DataInput!K550,NA())","v":0.99494768679849299},null,null,"VIC Brunswick (CitiPower) 66 kV",null,null,null,null,false,null,null,{"$error":"#N/A"},{"$error":"#N/A"},{"$error":"#N/A"},{"$error":"#N/A"},{"$error":"#N/A"},{"$error":"#N/A"},{"$error":"#N/A"},{"$error":"#N/A"},{"$error":"#N/A"},{"$error":"#N/A"}]
[null,{"$f":"IF(DataInput!B551=$B$8,IF($B$9=$B$10,TRUE,IF(DataInput!E551=$B$9,TRUE,FALSE)))","v":true},null,null,{"$f":"IF(B552=TRUE,DataInput!B551,NA())","v":"VIC"},{"$f":"IF($E552=DataInput!$B551,DataInput!C551,NA())","v":"BTS66"},{"$f":"IF($E552=DataInput!$B551,DataInput!D551,NA())","v":"Brunswick (CitiPower) 66 kV"},{"$f":"IF($E552=DataInput!$B551,DataInput!E551,NA())","v":"Citipower"},{"$f":"IF($E552=DataInput!$B551,DataInput!F551,NA())","v":"Winter"},{"$f":"IF($E552=DataInput!$B551,DataInput!G551,NA())","v":"Non-Coincident"},{"$f":"IF($E552=DataInput!$B551,DataInput!H551,NA())","v":2016},{"$f":"IF($E552=DataInput!$B551,DataInput!I551,NA())","v":"POE10"},{"$f":"IF($E552=DataInput!$B551,DataInput!J551,NA())","v":0},{"$f":"IF($E552=DataInput!$B551,DataInput!K551,NA())","v":0},null,null,"VIC Brunswick (CitiPower) 66 kV",null,null,null,null,false,null,null,{"$error":"#N/A"},{"$error":"#N/A"},{"$error":"#N/A"},{"$error":"#N/A"},{"$error":"#N/A"},{"$error":"#N/A"},{"$error":"#N/A"},{"$error":"#N/A"},{"$error":"#N/A"},{"$error":"#N/A"}]
[null,{"$f":"IF(DataInput!B552=$B$8,IF($B$9=$B$10,TRUE,IF(DataInput!E552=$B$9,TRUE,FALSE)))","v":true},null,null,{"$f":"IF(B553=TRUE,DataInput!B552,NA())","v":"VIC"},{"$f":"IF($E553=DataInput!$B552,DataInput!C552,NA())","v":"BTS66"},{"$f":"IF($E553=DataInput!$B552,DataInput!D552,NA())","v":"Brunswick (CitiPower) 66 kV"},{"$f":"IF($E553=DataInput!$B552,DataInput!E552,NA())","v":"Citipower"},{"$f":"IF($E553=DataInput!$B552,DataInput!F552,NA())","v":"Winter"},{"$f":"IF($E553=DataInput!$B552,DataInput!G552,NA())","v":"Non-Coincident"},{"$f":"IF($E553=DataInput!$B552,DataInput!H552,NA())","v":2017},{"$f":"IF($E553=DataInput!$B552,DataInput!I552,NA())","v":"POE10"},{"$f":"IF($E553=DataInput!$B552,DataInput!J552,NA())","v":113.95075329311101},{"$f":"IF($E553=DataInput!$B552,DataInput!K552,NA())","v":1},null,null,"VIC Brunswick (CitiPower) 66 kV",null,null,null,null,false,null,null,{"$error":"#N/A"},{"$error":"#N/A"},{"$error":"#N/A"},{"$error":"#N/A"},{"$error":"#N/A"},{"$error":"#N/A"},{"$error":"#N/A"},{"$error":"#N/A"},{"$error":"#N/A"},{"$error":"#N/A"}]
[null,{"$f":"IF(DataInput!B553=$B$8,IF($B$9=$B$10,TRUE,IF(DataInput!E553=$B$9,TRUE,FALSE)))","v":true},null,null,{"$f":"IF(B554=TRUE,DataInput!B553,NA())","v":"VIC"},{"$f":"IF($E554=DataInput!$B553,DataInput!C553,NA())","v":"BTS66"},{"$f":"IF($E554=DataInput!$B553,DataInput!D553,NA())","v":"Brunswick (CitiPower) 66 kV"},{"$f":"IF($E554=DataInput!$B553,DataInput!E553,NA())","v":"Citipower"},{"$f":"IF($E554=DataInput!$B553,DataInput!F553,NA())","v":"Winter"},{"$f":"IF($E554=DataInput!$B553,DataInput!G553,NA())","v":"Non-Coincident"},{"$f":"IF($E554=DataInput!$B553,DataInput!H553,NA())","v":2018},{"$f":"IF($E554=DataInput!$B553,DataInput!I553,NA())","v":"POE10"},{"$f":"IF($E554=DataInput!$B553,DataInput!J553,NA())","v":128.52992988026199},{"$f":"IF($E554=DataInput!$B553,DataInput!K553,NA())","v":1},null,null,"VIC Brunswick (CitiPower) 66 kV",null,null,null,null,false,null,null,{"$error":"#N/A"},{"$error":"#N/A"},{"$error":"#N/A"},{"$error":"#N/A"},{"$error":"#N/A"},{"$error":"#N/A"},{"$error":"#N/A"},{"$error":"#N/A"},{"$error":"#N/A"},{"$error":"#N/A"}]
[null,{"$f":"IF(DataInput!B554=$B$8,IF($B$9=$B$10,TRUE,IF(DataInput!E554=$B$9,TRUE,FALSE)))","v":true},null,null,{"$f":"IF(B555=TRUE,DataInput!B554,NA())","v":"VIC"},{"$f":"IF($E555=DataInput!$B554,DataInput!C554,NA())","v":"BTS66"},{"$f":"IF($E555=DataInput!$B554,DataInput!D554,NA())","v":"Brunswick (CitiPower) 66 kV"},{"$f":"IF($E555=DataInput!$B554,DataInput!E554,NA())","v":"Citipower"},{"$f":"IF($E555=DataInput!$B554,DataInput!F554,NA())","v":"Winter"},{"$f":"IF($E555=DataInput!$B554,DataInput!G554,NA())","v":"Non-Coincident"},{"$f":"IF($E555=DataInput!$B554,DataInput!H554,NA())","v":2019},{"$f":"IF($E555=DataInput!$B554,DataInput!I554,NA())","v":"POE10"},{"$f":"IF($E555=DataInput!$B554,DataInput!J554,NA())","v":128.47416138854001},{"$f":"IF($E555=DataInput!$B554,DataInput!K554,NA())","v":1},null,null,"VIC Brunswick (CitiPower) 66 kV",null,null,null,null,false,null,null,{"$error":"#N/A"},{"$error":"#N/A"},{"$error":"#N/A"},{"$error":"#N/A"},{"$error":"#N/A"},{"$error":"#N/A"},{"$error":"#N/A"},{"$error":"#N/A"},{"$error":"#N/A"},{"$error":"#N/A"}]
[null,{"$f":"IF(DataInput!B555=$B$8,IF($B$9=$B$10,TRUE,IF(DataInput!E555=$B$9,TRUE,FALSE)))","v":true},null,null,{"$f":"IF(B556=TRUE,DataInput!B555,NA())","v":"VIC"},{"$f":"IF($E556=DataInput!$B555,DataInput!C555,NA())","v":"BTS66"},{"$f":"IF($E556=DataInput!$B555,DataInput!D555,NA())","v":"Brunswick (CitiPower) 66 kV"},{"$f":"IF($E556=DataInput!$B555,DataInput!E555,NA())","v":"Citipower"},{"$f":"IF($E556=DataInput!$B555,DataInput!F555,NA())","v":"Winter"},{"$f":"IF($E556=DataInput!$B555,DataInput!G555,NA())","v":"Non-Coincident"},{"$f":"IF($E556=DataInput!$B555,DataInput!H555,NA())","v":2020},{"$f":"IF($E556=DataInput!$B555,DataInput!I555,NA())","v":"POE10"},{"$f":"IF($E556=DataInput!$B555,DataInput!J555,NA())","v":258.14244839705498},{"$f":"IF($E556=DataInput!$B555,DataInput!K555,NA())","v":1},null,null,"VIC Brunswick (CitiPower) 66 kV",null,null,null,null,false,null,null,{"$error":"#N/A"},{"$error":"#N/A"},{"$error":"#N/A"},{"$error":"#N/A"},{"$error":"#N/A"},{"$error":"#N/A"},{"$error":"#N/A"},{"$error":"#N/A"},{"$error":"#N/A"},{"$error":"#N/A"}]
[null,{"$f":"IF(DataInput!B556=$B$8,IF($B$9=$B$10,TRUE,IF(DataInput!E556=$B$9,TRUE,FALSE)))","v":true},null,null,{"$f":"IF(B557=TRUE,DataInput!B556,NA())","v":"VIC"},{"$f":"IF($E557=DataInput!$B556,DataInput!C556,NA())","v":"BTS66"},{"$f":"IF($E557=DataInput!$B556,DataInput!D556,NA())","v":"Brunswick (CitiPower) 66 kV"},{"$f":"IF($E557=DataInput!$B556,DataInput!E556,NA())","v":"Citipower"},{"$f":"IF($E557=DataInput!$B556,DataInput!F556,NA())","v":"Winter"},{"$f":"IF($E557=DataInput!$B556,DataInput!G556,NA())","v":"Non-Coincident"},{"$f":"IF($E557=DataInput!$B556,DataInput!H556,NA())","v":2021},{"$f":"IF($E557=DataInput!$B556,DataInput!I556,NA())","v":"POE10"},{"$f":"IF($E557=DataInput!$B556,DataInput!J556,NA())","v":258.51967148224202},{"$f":"IF($E557=DataInput!$B556,DataInput!K556,NA())","v":1},null,null,"VIC Brunswick (CitiPower) 66 kV",null,null,null,null,false,null,null,{"$error":"#N/A"},{"$error":"#N/A"},{"$error":"#N/A"},{"$error":"#N/A"},{"$error":"#N/A"},{"$error":"#N/A"},{"$error":"#N/A"},{"$error":"#N/A"},{"$error":"#N/A"},{"$error":"#N/A"}]
[null,{"$f":"IF(DataInput!B557=$B$8,IF($B$9=$B$10,TRUE,IF(DataInput!E557=$B$9,TRUE,FALSE)))","v":true},null,null,{"$f":"IF(B558=TRUE,DataInput!B557,NA())","v":"VIC"},{"$f":"IF($E558=DataInput!$B557,DataInput!C557,NA())","v":"BTS66"},{"$f":"IF($E558=DataInput!$B557,DataInput!D557,NA())","v":"Brunswick (CitiPower) 66 kV"},{"$f":"IF($E558=DataInput!$B557,DataInput!E557,NA())","v":"Citipower"},{"$f":"IF($E558=DataInput!$B557,DataInput!F557,NA())","v":"Winter"},{"$f":"IF($E558=DataInput!$B557,DataInput!G557,NA())","v":"Non-Coincident"},{"$f":"IF($E558=DataInput!$B557,DataInput!H557,NA())","v":2022},{"$f":"IF($E558=DataInput!$B557,DataInput!I557,NA())","v":"POE10"},{"$f":"IF($E558=DataInput!$B557,DataInput!J557,NA())","v":259.61059307406998},{"$f":"IF($E558=DataInput!$B557,DataInput!K557,NA())","v":1},null,null,"VIC Brunswick (CitiPower) 66 kV",null,null,null,null,false,null,null,{"$error":"#N/A"},{"$error":"#N/A"},{"$error":"#N/A"},{"$error":"#N/A"},{"$error":"#N/A"},{"$error":"#N/A"},{"$error":"#N/A"},{"$error":"#N/A"},{"$error":"#N/A"},{"$error":"#N/A"}]
[null,{"$f":"IF(DataInput!B558=$B$8,IF($B$9=$B$10,TRUE,IF(DataInput!E558=$B$9,TRUE,FALSE)))","v":true},null,null,{"$f":"IF(B559=TRUE,DataInput!B558,NA())","v":"VIC"},{"$f":"IF($E559=DataInput!$B558,DataInput!C558,NA())","v":"BTS66"},{"$f":"IF($E559=DataInput!$B558,DataInput!D558,NA())","v":"Brunswick (CitiPower) 66 kV"},{"$f":"IF($E559=DataInput!$B558,DataInput!E558,NA())","v":"Citipower"},{"$f":"IF($E559=DataInput!$B558,DataInput!F558,NA())","v":"Winter"},{"$f":"IF($E559=DataInput!$B558,DataInput!G558,NA())","v":"Non-Coincident"},{"$f":"IF($E559=DataInput!$B558,DataInput!H558,NA())","v":2023},{"$f":"IF($E559=DataInput!$B558,DataInput!I558,NA())","v":"POE10"},{"$f":"IF($E559=DataInput!$B558,DataInput!J558,NA())","v":261.94082679008102},{"$f":"IF($E559=DataInput!$B558,DataInput!K558,NA())","v":1},null,null,"VIC Brunswick (CitiPower) 66 kV",null,null,null,null,false,null,null,{"$error":"#N/A"},{"$error":"#N/A"},{"$error":"#N/A"},{"$error":"#N/A"},{"$error":"#N/A"},{"$error":"#N/A"},{"$error":"#N/A"},{"$error":"#N/A"},{"$error":"#N/A"},{"$error":"#N/A"}]
[null,{"$f":"IF(DataInput!B559=$B$8,IF($B$9=$B$10,TRUE,IF(DataInput!E559=$B$9,TRUE,FALSE)))","v":true},null,null,{"$f":"IF(B560=TRUE,DataInput!B559,NA())","v":"VIC"},{"$f":"IF($E560=DataInput!$B559,DataInput!C559,NA())","v":"BTS66"},{"$f":"IF($E560=DataInput!$B559,DataInput!D559,NA())","v":"Brunswick (CitiPower) 66 kV"},{"$f":"IF($E560=DataInput!$B559,DataInput!E559,NA())","v":"Citipower"},{"$f":"IF($E560=DataInput!$B559,DataInput!F559,NA())","v":"Winter"},{"$f":"IF($E560=DataInput!$B559,DataInput!G559,NA())","v":"Non-Coincident"},{"$f":"IF($E560=DataInput!$B559,DataInput!H559,NA())","v":2024},{"$f":"IF($E560=DataInput!$B559,DataInput!I559,NA())","v":"POE10"},{"$f":"IF($E560=DataInput!$B559,DataInput!J559,NA())","v":263.08088729728098},{"$f":"IF($E560=DataInput!$B559,DataInput!K559,NA())","v":1},null,null,"VIC Brunswick (CitiPower) 66 kV",null,null,null,null,false,null,null,{"$error":"#N/A"},{"$error":"#N/A"},{"$error":"#N/A"},{"$error":"#N/A"},{"$error":"#N/A"},{"$error":"#N/A"},{"$error":"#N/A"},{"$error":"#N/A"},{"$error":"#N/A"},{"$error":"#N/A"}]
[null,{"$f":"IF(DataInput!B560=$B$8,IF($B$9=$B$10,TRUE,IF(DataInput!E560=$B$9,TRUE,FALSE)))","v":true},null,null,{"$f":"IF(B561=TRUE,DataInput!B560,NA())","v":"VIC"},{"$f":"IF($E561=DataInput!$B560,DataInput!C560,NA())","v":"BTS66"},{"$f":"IF($E561=DataInput!$B560,DataInput!D560,NA())","v":"Brunswick (CitiPower) 66 kV"},{"$f":"IF($E561=DataInput!$B560,DataInput!E560,NA())","v":"Citipower"},{"$f":"IF($E561=DataInput!$B560,DataInput!F560,NA())","v":"Winter"},{"$f":"IF($E561=DataInput!$B560,DataInput!G560,NA())","v":"Non-Coincident"},{"$f":"IF($E561=DataInput!$B560,DataInput!H560,NA())","v":2025},{"$f":"IF($E561=DataInput!$B560,DataInput!I560,NA())","v":"POE10"},{"$f":"IF($E561=DataInput!$B560,DataInput!J560,NA())","v":264.08745311244098},{"$f":"IF($E561=DataInput!$B560,DataInput!K560,NA())","v":1},null,null,"VIC Brunswick (CitiPower) 66 kV",null,null,null,null,false,null,null,{"$error":"#N/A"},{"$error":"#N/A"},{"$error":"#N/A"},{"$error":"#N/A"},{"$error":"#N/A"},{"$error":"#N/A"},{"$error":"#N/A"},{"$error":"#N/A"},{"$error":"#N/A"},{"$error":"#N/A"}]
[null,{"$f":"IF(DataInput!B561=$B$8,IF($B$9=$B$10,TRUE,IF(DataInput!E561=$B$9,TRUE,FALSE)))","v":true},null,null,{"$f":"IF(B562=TRUE,DataInput!B561,NA())","v":"VIC"},{"$f":"IF($E562=DataInput!$B561,DataInput!C561,NA())","v":"BTS66"},{"$f":"IF($E562=DataInput!$B561,DataInput!D561,NA())","v":"Brunswick (CitiPower) 66 kV"},{"$f":"IF($E562=DataInput!$B561,DataInput!E561,NA())","v":"Citipower"},{"$f":"IF($E562=DataInput!$B561,DataInput!F561,NA())","v":"Winter"},{"$f":"IF($E562=DataInput!$B561,DataInput!G561,NA())","v":"Non-Coincident"},{"$f":"IF($E562=DataInput!$B561,DataInput!H561,NA())","v":2016},{"$f":"IF($E562=DataInput!$B561,DataInput!I561,NA())","v":"POE50"},{"$f":"IF($E562=DataInput!$B561,DataInput!J561,NA())","v":0},{"$f":"IF($E562=DataInput!$B561,DataInput!K561,NA())","v":0},null,null,"VIC Brunswick (CitiPower) 66 kV",null,null,null,null,false,null,null,{"$error":"#N/A"},{"$error":"#N/A"},{"$error":"#N/A"},{"$error":"#N/A"},{"$error":"#N/A"},{"$error":"#N/A"},{"$error":"#N/A"},{"$error":"#N/A"},{"$error":"#N/A"},{"$error":"#N/A"}]
[null,{"$f":"IF(DataInput!B562=$B$8,IF($B$9=$B$10,TRUE,IF(DataInput!E562=$B$9,TRUE,FALSE)))","v":true},null,null,{"$f":"IF(B563=TRUE,DataInput!B562,NA())","v":"VIC"},{"$f":"IF($E563=DataInput!$B562,DataInput!C562,NA())","v":"BTS66"},{"$f":"IF($E563=DataInput!$B562,DataInput!D562,NA())","v":"Brunswick (CitiPower) 66 kV"},{"$f":"IF($E563=DataInput!$B562,DataInput!E562,NA())","v":"Citipower"},{"$f":"IF($E563=DataInput!$B562,DataInput!F562,NA())","v":"Winter"},{"$f":"IF($E563=DataInput!$B562,DataInput!G562,NA())","v":"Non-Coincident"},{"$f":"IF($E563=DataInput!$B562,DataInput!H562,NA())","v":2017},{"$f":"IF($E563=DataInput!$B562,DataInput!I562,NA())","v":"POE50"},{"$f":"IF($E563=DataInput!$B562,DataInput!J562,NA())","v":112.85644630585},{"$f":"IF($E563=DataInput!$B562,DataInput!K562,NA())","v":1},null,null,"VIC Brunswick (CitiPower) 66 kV",null,null,null,null,false,null,null,{"$error":"#N/A"},{"$error":"#N/A"},{"$error":"#N/A"},{"$error":"#N/A"},{"$error":"#N/A"},{"$error":"#N/A"},{"$error":"#N/A"},{"$error":"#N/A"},{"$error":"#N/A"},{"$error":"#N/A"}]
[null,{"$f":"IF(DataInput!B563=$B$8,IF($B$9=$B$10,TRUE,IF(DataInput!E563=$B$9,TRUE,FALSE)))","v":true},null,null,{"$f":"IF(B564=TRUE,DataInput!B563,NA())","v":"VIC"},{"$f":"IF($E564=DataInput!$B563,DataInput!C563,NA())","v":"BTS66"},{"$f":"IF($E564=DataInput!$B563,DataInput!D563,NA())","v":"Brunswick (CitiPower) 66 kV"},{"$f":"IF($E564=DataInput!$B563,DataInput!E563,NA())","v":"Citipower"},{"$f":"IF($E564=DataInput!$B563,DataInput!F563,NA())","v":"Winter"},{"$f":"IF($E564=DataInput!$B563,DataInput!G563,NA())","v":"Non-Coincident"},{"$f":"IF($E564=DataInput!$B563,DataInput!H563,NA())","v":2018},{"$f":"IF($E564=DataInput!$B563,DataInput!I563,NA())","v":"POE50"},{"$f":"IF($E564=DataInput!$B563,DataInput!J563,NA())","v":126.865827638434},{"$f":"IF($E564=DataInput!$B563,DataInput!K563,NA())","v":1},null,null,"VIC Brunswick (CitiPower) 66 kV",null,null,null,null,false,null,null,{"$error":"#N/A"},{"$error":"#N/A"},{"$error":"#N/A"},{"$error":"#N/A"},{"$error":"#N/A"},{"$error":"#N/A"},{"$error":"#N/A"},{"$error":"#N/A"},{"$error":"#N/A"},{"$error":"#N/A"}]
[null,{"$f":"IF(DataInput!B564=$B$8,IF($B$9=$B$10,TRUE,IF(DataInput!E564=$B$9,TRUE,FALSE)))","v":true},null,null,{"$f":"IF(B565=TRUE,DataInput!B564,NA())","v":"VIC"},{"$f":"IF($E565=DataInput!$B564,DataInput!C564,NA())","v":"BTS66"},{"$f":"IF($E565=DataInput!$B564,DataInput!D564,NA())","v":"Brunswick (CitiPower) 66 kV"},{"$f":"IF($E565=DataInput!$B564,DataInput!E564,NA())","v":"Citipower"},{"$f":"IF($E565=DataInput!$B564,DataInput!F564,NA())","v":"Winter"},{"$f":"IF($E565=DataInput!$B564,DataInput!G564,NA())","v":"Non-Coincident"},{"$f":"IF($E565=DataInput!$B564,DataInput!H564,NA())","v":2019},{"$f":"IF($E565=DataInput!$B564,DataInput!I564,NA())","v":"POE50"},{"$f":"IF($E565=DataInput!$B564,DataInput!J564,NA())","v":126.528935608772},{"$f":"IF($E565=DataInput!$B564,DataInput!K564,NA())","v":1},null,null,"VIC Brunswick (CitiPower) 66 kV",null,null,null,null,false,null,null,{"$error":"#N/A"},{"$error":"#N/A"},{"$error":"#N/A"},{"$error":"#N/A"},{"$error":"#N/A"},{"$error":"#N/A"},{"$error":"#N/A"},{"$error":"#N/A"},{"$error":"#N/A"},{"$error":"#N/A"}]
[null,{"$f":"IF(DataInput!B565=$B$8,IF($B$9=$B$10,TRUE,IF(DataInput!E565=$B$9,TRUE,FALSE)))","v":true},null,null,{"$f":"IF(B566=TRUE,DataInput!B565,NA())","v":"VIC"},{"$f":"IF($E566=DataInput!$B565,DataInput!C565,NA())","v":"BTS66"},{"$f":"IF($E566=DataInput!$B565,DataInput!D565,NA())","v":"Brunswick (CitiPower) 66 kV"},{"$f":"IF($E566=DataInput!$B565,DataInput!E565,NA())","v":"Citipower"},{"$f":"IF($E566=DataInput!$B565,DataInput!F565,NA())","v":"Winter"},{"$f":"IF($E566=DataInput!$B565,DataInput!G565,NA())","v":"Non-Coincident"},{"$f":"IF($E566=DataInput!$B565,DataInput!H565,NA())","v":2020},{"$f":"IF($E566=DataInput!$B565,DataInput!I565,NA())","v":"POE50"},{"$f":"IF($E566=DataInput!$B565,DataInput!J565,NA())","v":252.89678624650301},{"$f":"IF($E566=DataInput!$B565,DataInput!K565,NA())","v":1},null,null,"VIC Brunswick (CitiPower) 66 kV",null,null,null,null,false,null,null,{"$error":"#N/A"},{"$error":"#N/A"},{"$error":"#N/A"},{"$error":"#N/A"},{"$error":"#N/A"},{"$error":"#N/A"},{"$error":"#N/A"},{"$error":"#N/A"},{"$error":"#N/A"},{"$error":"#N/A"}]
[null,{"$f":"IF(DataInput!B566=$B$8,IF($B$9=$B$10,TRUE,IF(DataInput!E566=$B$9,TRUE,FALSE)))","v":true},null,null,{"$f":"IF(B567=TRUE,DataInput!B566,NA())","v":"VIC"},{"$f":"IF($E567=DataInput!$B566,DataInput!C566,NA())","v":"BTS66"},{"$f":"IF($E567=DataInput!$B566,DataInput!D566,NA())","v":"Brunswick (CitiPower) 66 kV"},{"$f":"IF($E567=DataInput!$B566,DataInput!E566,NA())","v":"Citipower"},{"$f":"IF($E567=DataInput!$B566,DataInput!F566,NA())","v":"Winter"},{"$f":"IF($E567=DataInput!$B566,DataInput!G566,NA())","v":"Non-Coincident"},{"$f":"IF($E567=DataInput!$B566,DataInput!H566,NA())","v":2021},{"$f":"IF($E567=DataInput!$B566,DataInput!I566,NA())","v":"POE50"},{"$f":"IF($E567=DataInput!$B566,DataInput!J566,NA())","v":253.252735516569},{"$f":"IF($E567=DataInput!$B566,DataInput!K566,NA())","v":1},null,null,"VIC Brunswick (CitiPower) 66 kV",null,null,null,null,false,null,null,{"$error":"#N/A"},{"$f":"IF($V567=TRUE,F567,NA())","v":{"$error":"#N/A"}},{"$f":"IF($V567=TRUE,G567,NA())","v":{"$error":"#N/A"}},{"$f":"IF($V567=TRUE,H567,NA())","v":{"$error":"#N/A"}},{"$f":"IF($V567=TRUE,I567,NA())","v":{"$error":"#N/A"}},{"$f":"IF($V567=TRUE,J567,NA())","v":{"$error":"#N/A"}},{"$f":"IF($V567=TRUE,K567,NA())","v":{"$error":"#N/A"}},{"$f":"IF($V567=TRUE,L567,NA())","v":{"$error":"#N/A"}},{"$f":"IF($V567=TRUE,M567,NA())","v":{"$error":"#N/A"}},{"$f":"IF($V567=TRUE,N567,NA())","v":{"$error":"#N/A"}}]
[null,{"$f":"IF(DataInput!B567=$B$8,IF($B$9=$B$10,TRUE,IF(DataInput!E567=$B$9,TRUE,FALSE)))","v":true},null,null,{"$f":"IF(B568=TRUE,DataInput!B567,NA())","v":"VIC"},{"$f":"IF($E568=DataInput!$B567,DataInput!C567,NA())","v":"BTS66"},{"$f":"IF($E568=DataInput!$B567,DataInput!D567,NA())","v":"Brunswick (CitiPower) 66 kV"},{"$f":"IF($E568=DataInput!$B567,DataInput!E567,NA())","v":"Citipower"},{"$f":"IF($E568=DataInput!$B567,DataInput!F567,NA())","v":"Winter"},{"$f":"IF($E568=DataInput!$B567,DataInput!G567,NA())","v":"Non-Coincident"},{"$f":"IF($E568=DataInput!$B567,DataInput!H567,NA())","v":2022},{"$f":"IF($E568=DataInput!$B567,DataInput!I567,NA())","v":"POE50"},{"$f":"IF($E568=DataInput!$B567,DataInput!J567,NA())","v":254.060566012832},{"$f":"IF($E568=DataInput!$B567,DataInput!K567,NA())","v":1},null,null,"VIC Brunswick (CitiPower) 66 kV",null,null,null,null,false,null,null,{"$error":"#N/A"},{"$error":"#N/A"},{"$error":"#N/A"},{"$error":"#N/A"},{"$error":"#N/A"},{"$error":"#N/A"},{"$error":"#N/A"},{"$error":"#N/A"},{"$error":"#N/A"},{"$error":"#N/A"}]
[null,{"$f":"IF(DataInput!B568=$B$8,IF($B$9=$B$10,TRUE,IF(DataInput!E568=$B$9,TRUE,FALSE)))","v":true},null,null,{"$f":"IF(B569=TRUE,DataInput!B568,NA())","v":"VIC"},{"$f":"IF($E569=DataInput!$B568,DataInput!C568,NA())","v":"BTS66"},{"$f":"IF($E569=DataInput!$B568,DataInput!D568,NA())","v":"Brunswick (CitiPower) 66 kV"},{"$f":"IF($E569=DataInput!$B568,DataInput!E568,NA())","v":"Citipower"},{"$f":"IF($E569=DataInput!$B568,DataInput!F568,NA())","v":"Winter"},{"$f":"IF($E569=DataInput!$B568,DataInput!G568,NA())","v":"Non-Coincident"},{"$f":"IF($E569=DataInput!$B568,DataInput!H568,NA())","v":2023},{"$f":"IF($E569=DataInput!$B568,DataInput!I568,NA())","v":"POE50"},{"$f":"IF($E569=DataInput!$B568,DataInput!J568,NA())","v":256.13571003154198},{"$f":"IF($E569=DataInput!$B568,DataInput!K568,NA())","v":1},null,null,"VIC Brunswick (CitiPower) 66 kV",null,null,null,null,false,null,null,{"$error":"#N/A"},{"$error":"#N/A"},{"$error":"#N/A"},{"$error":"#N/A"},{"$error":"#N/A"},{"$error":"#N/A"},{"$error":"#N/A"},{"$error":"#N/A"},{"$error":"#N/A"},{"$error":"#N/A"}]
[null,{"$f":"IF(DataInput!B569=$B$8,IF($B$9=$B$10,TRUE,IF(DataInput!E569=$B$9,TRUE,FALSE)))","v":true},null,null,{"$f":"IF(B570=TRUE,DataInput!B569,NA())","v":"VIC"},{"$f":"IF($E570=DataInput!$B569,DataInput!C569,NA())","v":"BTS66"},{"$f":"IF($E570=DataInput!$B569,DataInput!D569,NA())","v":"Brunswick (CitiPower) 66 kV"},{"$f":"IF($E570=DataInput!$B569,DataInput!E569,NA())","v":"Citipower"},{"$f":"IF($E570=DataInput!$B569,DataInput!F569,NA())","v":"Winter"},{"$f":"IF($E570=DataInput!$B569,DataInput!G569,NA())","v":"Non-Coincident"},{"$f":"IF($E570=DataInput!$B569,DataInput!H569,NA())","v":2024},{"$f":"IF($E570=DataInput!$B569,DataInput!I569,NA())","v":"POE50"},{"$f":"IF($E570=DataInput!$B569,DataInput!J569,NA())","v":257.06880909688903},{"$f":"IF($E570=DataInput!$B569,DataInput!K569,NA())","v":1},null,null,"VIC Brunswick (CitiPower) 66 kV",null,null,null,null,false,null,null,{"$error":"#N/A"},{"$error":"#N/A"},{"$error":"#N/A"},{"$error":"#N/A"},{"$error":"#N/A"},{"$error":"#N/A"},{"$error":"#N/A"},{"$error":"#N/A"},{"$error":"#N/A"},{"$error":"#N/A"}]
[null,{"$f":"IF(DataInput!B570=$B$8,IF($B$9=$B$10,TRUE,IF(DataInput!E570=$B$9,TRUE,FALSE)))","v":true},null,null,{"$f":"IF(B571=TRUE,DataInput!B570,NA())","v":"VIC"},{"$f":"IF($E571=DataInput!$B570,DataInput!C570,NA())","v":"BTS66"},{"$f":"IF($E571=DataInput!$B570,DataInput!D570,NA())","v":"Brunswick (CitiPower) 66 kV"},{"$f":"IF($E571=DataInput!$B570,DataInput!E570,NA())","v":"Citipower"},{"$f":"IF($E571=DataInput!$B570,DataInput!F570,NA())","v":"Winter"},{"$f":"IF($E571=DataInput!$B570,DataInput!G570,NA())","v":"Non-Coincident"},{"$f":"IF($E571=DataInput!$B570,DataInput!H570,NA())","v":2025},{"$f":"IF($E571=DataInput!$B570,DataInput!I570,NA())","v":"POE50"},{"$f":"IF($E571=DataInput!$B570,DataInput!J570,NA())","v":258.16102799521701},{"$f":"IF($E571=DataInput!$B570,DataInput!K570,NA())","v":1},null,null,"VIC Brunswick (CitiPower) 66 kV",null,null,null,null,false,null,null,{"$error":"#N/A"},{"$error":"#N/A"},{"$error":"#N/A"},{"$error":"#N/A"},{"$error":"#N/A"},{"$error":"#N/A"},{"$error":"#N/A"},{"$error":"#N/A"},{"$error":"#N/A"},{"$error":"#N/A"}]
[null,{"$f":"IF(DataInput!B571=$B$8,IF($B$9=$B$10,TRUE,IF(DataInput!E571=$B$9,TRUE,FALSE)))","v":true},null,null,{"$f":"IF(B572=TRUE,DataInput!B571,NA())","v":"VIC"},{"$f":"IF($E572=DataInput!$B571,DataInput!C571,NA())","v":"CBTS66A"},{"$f":"IF($E572=DataInput!$B571,DataInput!D571,NA())","v":"Cranbourne (AusNet) 66 kV"},{"$f":"IF($E572=DataInput!$B571,DataInput!E571,NA())","v":"AusNet"},{"$f":"IF($E572=DataInput!$B571,DataInput!F571,NA())","v":"Summer"},{"$f":"IF($E572=DataInput!$B571,DataInput!G571,NA())","v":"Non-Coincident"},{"$f":"IF($E572=DataInput!$B571,DataInput!H571,NA())","v":2017},{"$f":"IF($E572=DataInput!$B571,DataInput!I571,NA())","v":"POE10"},{"$f":"IF($E572=DataInput!$B571,DataInput!J571,NA())","v":296.75940004186401},{"$f":"IF($E572=DataInput!$B571,DataInput!K571,NA())","v":1},null,null,"VIC Cranbourne (AusNet) 66 kV",null,null,null,null,false,null,null,{"$error":"#N/A"},{"$error":"#N/A"},{"$error":"#N/A"},{"$error":"#N/A"},{"$error":"#N/A"},{"$error":"#N/A"},{"$error":"#N/A"},{"$error":"#N/A"},{"$error":"#N/A"},{"$error":"#N/A"}]
[null,{"$f":"IF(DataInput!B572=$B$8,IF($B$9=$B$10,TRUE,IF(DataInput!E572=$B$9,TRUE,FALSE)))","v":true},null,null,{"$f":"IF(B573=TRUE,DataInput!B572,NA())","v":"VIC"},{"$f":"IF($E573=DataInput!$B572,DataInput!C572,NA())","v":"CBTS66A"},{"$f":"IF($E573=DataInput!$B572,DataInput!D572,NA())","v":"Cranbourne (AusNet) 66 kV"},{"$f":"IF($E573=DataInput!$B572,DataInput!E572,NA())","v":"AusNet"},{"$f":"IF($E573=DataInput!$B572,DataInput!F572,NA())","v":"Summer"},{"$f":"IF($E573=DataInput!$B572,DataInput!G572,NA())","v":"Non-Coincident"},{"$f":"IF($E573=DataInput!$B572,DataInput!H572,NA())","v":2018},{"$f":"IF($E573=DataInput!$B572,DataInput!I572,NA())","v":"POE10"},{"$f":"IF($E573=DataInput!$B572,DataInput!J572,NA())","v":304.255085631204},{"$f":"IF($E573=DataInput!$B572,DataInput!K572,NA())","v":0.98912029493553599},null,null,"VIC Cranbourne (AusNet) 66 kV",null,null,null,null,false,null,null,{"$error":"#N/A"},{"$error":"#N/A"},{"$error":"#N/A"},{"$error":"#N/A"},{"$error":"#N/A"},{"$error":"#N/A"},{"$error":"#N/A"},{"$error":"#N/A"},{"$error":"#N/A"},{"$error":"#N/A"}]
[null,{"$f":"IF(DataInput!B573=$B$8,IF($B$9=$B$10,TRUE,IF(DataInput!E573=$B$9,TRUE,FALSE)))","v":true},null,null,{"$f":"IF(B574=TRUE,DataInput!B573,NA())","v":"VIC"},{"$f":"IF($E574=DataInput!$B573,DataInput!C573,NA())","v":"CBTS66A"},{"$f":"IF($E574=DataInput!$B573,DataInput!D573,NA())","v":"Cranbourne (AusNet) 66 kV"},{"$f":"IF($E574=DataInput!$B573,DataInput!E573,NA())","v":"AusNet"},{"$f":"IF($E574=DataInput!$B573,DataInput!F573,NA())","v":"Summer"},{"$f":"IF($E574=DataInput!$B573,DataInput!G573,NA())","v":"Non-Coincident"},{"$f":"IF($E574=DataInput!$B573,DataInput!H573,NA())","v":2019},{"$f":"IF($E574=DataInput!$B573,DataInput!I573,NA())","v":"POE10"},{"$f":"IF($E574=DataInput!$B573,DataInput!J573,NA())","v":313.26143404484901},{"$f":"IF($E574=DataInput!$B573,DataInput!K573,NA())","v":0.99493196668551898},null,null,"VIC Cranbourne (AusNet) 66 kV",null,null,null,null,false,null,null,{"$error":"#N/A"},{"$error":"#N/A"},{"$error":"#N/A"},{"$error":"#N/A"},{"$error":"#N/A"},{"$error":"#N/A"},{"$error":"#N/A"},{"$error":"#N/A"},{"$error":"#N/A"},{"$error":"#N/A"}]
[null,{"$f":"IF(DataInput!B574=$B$8,IF($B$9=$B$10,TRUE,IF(DataInput!E574=$B$9,TRUE,FALSE)))","v":true},null,null,{"$f":"IF(B575=TRUE,DataInput!B574,NA())","v":"VIC"},{"$f":"IF($E575=DataInput!$B574,DataInput!C574,NA())","v":"CBTS66A"},{"$f":"IF($E575=DataInput!$B574,DataInput!D574,NA())","v":"Cranbourne (AusNet) 66 kV"},{"$f":"IF($E575=DataInput!$B574,DataInput!E574,NA())","v":"AusNet"},{"$f":"IF($E575=DataInput!$B574,DataInput!F574,NA())","v":"Summer"},{"$f":"IF($E575=DataInput!$B574,DataInput!G574,NA())","v":"Non-Coincident"},{"$f":"IF($E575=DataInput!$B574,DataInput!H574,NA())","v":2020},{"$f":"IF($E575=DataInput!$B574,DataInput!I574,NA())","v":"POE10"},{"$f":"IF($E575=DataInput!$B574,DataInput!J574,NA())","v":320.53846812192802},{"$f":"IF($E575=DataInput!$B574,DataInput!K574,NA())","v":1},null,null,"VIC Cranbourne (AusNet) 66 kV",null,null,null,null,false,null,null,{"$error":"#N/A"},{"$error":"#N/A"},{"$error":"#N/A"},{"$error":"#N/A"},{"$error":"#N/A"},{"$error":"#N/A"},{"$error":"#N/A"},{"$error":"#N/A"},{"$error":"#N/A"},{"$error":"#N/A"}]
[null,{"$f":"IF(DataInput!B575=$B$8,IF($B$9=$B$10,TRUE,IF(DataInput!E575=$B$9,TRUE,FALSE)))","v":true},null,null,{"$f":"IF(B576=TRUE,DataInput!B575,NA())","v":"VIC"},{"$f":"IF($E576=DataInput!$B575,DataInput!C575,NA())","v":"CBTS66A"},{"$f":"IF($E576=DataInput!$B575,DataInput!D575,NA())","v":"Cranbourne (AusNet) 66 kV"},{"$f":"IF($E576=DataInput!$B575,DataInput!E575,NA())","v":"AusNet"},{"$f":"IF($E576=DataInput!$B575,DataInput!F575,NA())","v":"Summer"},{"$f":"IF($E576=DataInput!$B575,DataInput!G575,NA())","v":"Non-Coincident"},{"$f":"IF($E576=DataInput!$B575,DataInput!H575,NA())","v":2021},{"$f":"IF($E576=DataInput!$B575,DataInput!I575,NA())","v":"POE10"},{"$f":"IF($E576=DataInput!$B575,DataInput!J575,NA())","v":332.63989081377798},{"$f":"IF($E576=DataInput!$B575,DataInput!K575,NA())","v":1},null,null,"VIC Cranbourne (AusNet) 66 kV",null,null,null,null,false,null,null,{"$error":"#N/A"},{"$error":"#N/A"},{"$error":"#N/A"},{"$error":"#N/A"},{"$error":"#N/A"},{"$error":"#N/A"},{"$error":"#N/A"},{"$error":"#N/A"},{"$error":"#N/A"},{"$error":"#N/A"}]
[null,{"$f":"IF(DataInput!B576=$B$8,IF($B$9=$B$10,TRUE,IF(DataInput!E576=$B$9,TRUE,FALSE)))","v":true},null,null,{"$f":"IF(B577=TRUE,DataInput!B576,NA())","v":"VIC"},{"$f":"IF($E577=DataInput!$B576,DataInput!C576,NA())","v":"CBTS66A"},{"$f":"IF($E577=DataInput!$B576,DataInput!D576,NA())","v":"Cranbourne (AusNet) 66 kV"},{"$f":"IF($E577=DataInput!$B576,DataInput!E576,NA())","v":"AusNet"},{"$f":"IF($E577=DataInput!$B576,DataInput!F576,NA())","v":"Summer"},{"$f":"IF($E577=DataInput!$B576,DataInput!G576,NA())","v":"Non-Coincident"},{"$f":"IF($E577=DataInput!$B576,DataInput!H576,NA())","v":2022},{"$f":"IF($E577=DataInput!$B576,DataInput!I576,NA())","v":"POE10"},{"$f":"IF($E577=DataInput!$B576,DataInput!J576,NA())","v":340.18467610056098},{"$f":"IF($E577=DataInput!$B576,DataInput!K576,NA())","v":1},null,null,"VIC Cranbourne (AusNet) 66 kV",null,null,null,null,false,null,null,{"$error":"#N/A"},{"$error":"#N/A"},{"$error":"#N/A"},{"$error":"#N/A"},{"$error":"#N/A"},{"$error":"#N/A"},{"$error":"#N/A"},{"$error":"#N/A"},{"$error":"#N/A"},{"$error":"#N/A"}]
[null,{"$f":"IF(DataInput!B577=$B$8,IF($B$9=$B$10,TRUE,IF(DataInput!E577=$B$9,TRUE,FALSE)))","v":true},null,null,{"$f":"IF(B578=TRUE,DataInput!B577,NA())","v":"VIC"},{"$f":"IF($E578=DataInput!$B577,DataInput!C577,NA())","v":"CBTS66A"},{"$f":"IF($E578=DataInput!$B577,DataInput!D577,NA())","v":"Cranbourne (AusNet) 66 kV"},{"$f":"IF($E578=DataInput!$B577,DataInput!E577,NA())","v":"AusNet"},{"$f":"IF($E578=DataInput!$B577,DataInput!F577,NA())","v":"Summer"},{"$f":"IF($E578=DataInput!$B577,DataInput!G577,NA())","v":"Non-Coincident"},{"$f":"IF($E578=DataInput!$B577,DataInput!H577,NA())","v":2023},{"$f":"IF($E578=DataInput!$B577,DataInput!I577,NA())","v":"POE10"},{"$f":"IF($E578=DataInput!$B577,DataInput!J577,NA())","v":349.19598151265598},{"$f":"IF($E578=DataInput!$B577,DataInput!K577,NA())","v":1},null,null,"VIC Cranbourne (AusNet) 66 kV",null,null,null,null,false,null,null,{"$error":"#N/A"},{"$error":"#N/A"},{"$error":"#N/A"},{"$error":"#N/A"},{"$error":"#N/A"},{"$error":"#N/A"},{"$error":"#N/A"},{"$error":"#N/A"},{"$error":"#N/A"},{"$error":"#N/A"}]
[null,{"$f":"IF(DataInput!B578=$B$8,IF($B$9=$B$10,TRUE,IF(DataInput!E578=$B$9,TRUE,FALSE)))","v":true},null,null,{"$f":"IF(B579=TRUE,DataInput!B578,NA())","v":"VIC"},{"$f":"IF($E579=DataInput!$B578,DataInput!C578,NA())","v":"CBTS66A"},{"$f":"IF($E579=DataInput!$B578,DataInput!D578,NA())","v":"Cranbourne (AusNet) 66 kV"},{"$f":"IF($E579=DataInput!$B578,DataInput!E578,NA())","v":"AusNet"},{"$f":"IF($E579=DataInput!$B578,DataInput!F578,NA())","v":"Summer"},{"$f":"IF($E579=DataInput!$B578,DataInput!G578,NA())","v":"Non-Coincident"},{"$f":"IF($E579=DataInput!$B578,DataInput!H578,NA())","v":2024},{"$f":"IF($E579=DataInput!$B578,DataInput!I578,NA())","v":"POE10"},{"$f":"IF($E579=DataInput!$B578,DataInput!J578,NA())","v":360.04469847610699},{"$f":"IF($E579=DataInput!$B578,DataInput!K578,NA())","v":1},null,null,"VIC Cranbourne (AusNet) 66 kV",null,null,null,null,false,null,null,{"$error":"#N/A"},{"$error":"#N/A"},{"$error":"#N/A"},{"$error":"#N/A"},{"$error":"#N/A"},{"$error":"#N/A"},{"$error":"#N/A"},{"$error":"#N/A"},{"$error":"#N/A"},{"$error":"#N/A"}]
[null,{"$f":"IF(DataInput!B579=$B$8,IF($B$9=$B$10,TRUE,IF(DataInput!E579=$B$9,TRUE,FALSE)))","v":true},null,null,{"$f":"IF(B580=TRUE,DataInput!B579,NA())","v":"VIC"},{"$f":"IF($E580=DataInput!$B579,DataInput!C579,NA())","v":"CBTS66A"},{"$f":"IF($E580=DataInput!$B579,DataInput!D579,NA())","v":"Cranbourne (AusNet) 66 kV"},{"$f":"IF($E580=DataInput!$B579,DataInput!E579,NA())","v":"AusNet"},{"$f":"IF($E580=DataInput!$B579,DataInput!F579,NA())","v":"Summer"},{"$f":"IF($E580=DataInput!$B579,DataInput!G579,NA())","v":"Non-Coincident"},{"$f":"IF($E580=DataInput!$B579,DataInput!H579,NA())","v":2025},{"$f":"IF($E580=DataInput!$B579,DataInput!I579,NA())","v":"POE10"},{"$f":"IF($E580=DataInput!$B579,DataInput!J579,NA())","v":368.53511649348701},{"$f":"IF($E580=DataInput!$B579,DataInput!K579,NA())","v":1},null,null,"VIC Cranbourne (AusNet) 66 kV",null,null,null,null,false,null,null,{"$error":"#N/A"},{"$error":"#N/A"},{"$error":"#N/A"},{"$error":"#N/A"},{"$error":"#N/A"},{"$error":"#N/A"},{"$error":"#N/A"},{"$error":"#N/A"},{"$error":"#N/A"},{"$error":"#N/A"}]
[null,{"$f":"IF(DataInput!B580=$B$8,IF($B$9=$B$10,TRUE,IF(DataInput!E580=$B$9,TRUE,FALSE)))","v":true},null,null,{"$f":"IF(B581=TRUE,DataInput!B580,NA())","v":"VIC"},{"$f":"IF($E581=DataInput!$B580,DataInput!C580,NA())","v":"CBTS66A"},{"$f":"IF($E581=DataInput!$B580,DataInput!D580,NA())","v":"Cranbourne (AusNet) 66 kV"},{"$f":"IF($E581=DataInput!$B580,DataInput!E580,NA())","v":"AusNet"},{"$f":"IF($E581=DataInput!$B580,DataInput!F580,NA())","v":"Summer"},{"$f":"IF($E581=DataInput!$B580,DataInput!G580,NA())","v":"Non-Coincident"},{"$f":"IF($E581=DataInput!$B580,DataInput!H580,NA())","v":2026},{"$f":"IF($E581=DataInput!$B580,DataInput!I580,NA())","v":"POE10"},{"$f":"IF($E581=DataInput!$B580,DataInput!J580,NA())","v":378.77683316976402},{"$f":"IF($E581=DataInput!$B580,DataInput!K580,NA())","v":1},null,null,"VIC Cranbourne (AusNet) 66 kV",null,null,null,null,false,null,null,{"$error":"#N/A"},{"$error":"#N/A"},{"$error":"#N/A"},{"$error":"#N/A"},{"$error":"#N/A"},{"$error":"#N/A"},{"$error":"#N/A"},{"$error":"#N/A"},{"$error":"#N/A"},{"$error":"#N/A"}]
[null,{"$f":"IF(DataInput!B581=$B$8,IF($B$9=$B$10,TRUE,IF(DataInput!E581=$B$9,TRUE,FALSE)))","v":true},null,null,{"$f":"IF(B582=TRUE,DataInput!B581,NA())","v":"VIC"},{"$f":"IF($E582=DataInput!$B581,DataInput!C581,NA())","v":"CBTS66A"},{"$f":"IF($E582=DataInput!$B581,DataInput!D581,NA())","v":"Cranbourne (AusNet) 66 kV"},{"$f":"IF($E582=DataInput!$B581,DataInput!E581,NA())","v":"AusNet"},{"$f":"IF($E582=DataInput!$B581,DataInput!F581,NA())","v":"Summer"},{"$f":"IF($E582=DataInput!$B581,DataInput!G581,NA())","v":"Non-Coincident"},{"$f":"IF($E582=DataInput!$B581,DataInput!H581,NA())","v":2017},{"$f":"IF($E582=DataInput!$B581,DataInput!I581,NA())","v":"POE50"},{"$f":"IF($E582=DataInput!$B581,DataInput!J581,NA())","v":264.13659087308002},{"$f":"IF($E582=DataInput!$B581,DataInput!K581,NA())","v":1},null,null,"VIC Cranbourne (AusNet) 66 kV",null,null,null,null,false,null,null,{"$error":"#N/A"},{"$error":"#N/A"},{"$error":"#N/A"},{"$error":"#N/A"},{"$error":"#N/A"},{"$error":"#N/A"},{"$error":"#N/A"},{"$error":"#N/A"},{"$error":"#N/A"},{"$error":"#N/A"}]
[null,{"$f":"IF(DataInput!B582=$B$8,IF($B$9=$B$10,TRUE,IF(DataInput!E582=$B$9,TRUE,FALSE)))","v":true},null,null,{"$f":"IF(B583=TRUE,DataInput!B582,NA())","v":"VIC"},{"$f":"IF($E583=DataInput!$B582,DataInput!C582,NA())","v":"CBTS66A"},{"$f":"IF($E583=DataInput!$B582,DataInput!D582,NA())","v":"Cranbourne (AusNet) 66 kV"},{"$f":"IF($E583=DataInput!$B582,DataInput!E582,NA())","v":"AusNet"},{"$f":"IF($E583=DataInput!$B582,DataInput!F582,NA())","v":"Summer"},{"$f":"IF($E583=DataInput!$B582,DataInput!G582,NA())","v":"Non-Coincident"},{"$f":"IF($E583=DataInput!$B582,DataInput!H582,NA())","v":2018},{"$f":"IF($E583=DataInput!$B582,DataInput!I582,NA())","v":"POE50"},{"$f":"IF($E583=DataInput!$B582,DataInput!J582,NA())","v":272.02833768722502},{"$f":"IF($E583=DataInput!$B582,DataInput!K582,NA())","v":0.997476939905798},null,null,"VIC Cranbourne (AusNet) 66 kV",null,null,null,null,false,null,null,{"$error":"#N/A"},{"$error":"#N/A"},{"$error":"#N/A"},{"$error":"#N/A"},{"$error":"#N/A"},{"$error":"#N/A"},{"$error":"#N/A"},{"$error":"#N/A"},{"$error":"#N/A"},{"$error":"#N/A"}]
[null,{"$f":"IF(DataInput!B583=$B$8,IF($B$9=$B$10,TRUE,IF(DataInput!E583=$B$9,TRUE,FALSE)))","v":true},null,null,{"$f":"IF(B584=TRUE,DataInput!B583,NA())","v":"VIC"},{"$f":"IF($E584=DataInput!$B583,DataInput!C583,NA())","v":"CBTS66A"},{"$f":"IF($E584=DataInput!$B583,DataInput!D583,NA())","v":"Cranbourne (AusNet) 66 kV"},{"$f":"IF($E584=DataInput!$B583,DataInput!E583,NA())","v":"AusNet"},{"$f":"IF($E584=DataInput!$B583,DataInput!F583,NA())","v":"Summer"},{"$f":"IF($E584=DataInput!$B583,DataInput!G583,NA())","v":"Non-Coincident"},{"$f":"IF($E584=DataInput!$B583,DataInput!H583,NA())","v":2019},{"$f":"IF($E584=DataInput!$B583,DataInput!I583,NA())","v":"POE50"},{"$f":"IF($E584=DataInput!$B583,DataInput!J583,NA())","v":280.52446866926601},{"$f":"IF($E584=DataInput!$B583,DataInput!K583,NA())","v":0.99924362963593405},null,null,"VIC Cranbourne (AusNet) 66 kV",null,null,null,null,false,null,null,{"$error":"#N/A"},{"$error":"#N/A"},{"$error":"#N/A"},{"$error":"#N/A"},{"$error":"#N/A"},{"$error":"#N/A"},{"$error":"#N/A"},{"$error":"#N/A"},{"$error":"#N/A"},{"$error":"#N/A"}]
[null,{"$f":"IF(DataInput!B584=$B$8,IF($B$9=$B$10,TRUE,IF(DataInput!E584=$B$9,TRUE,FALSE)))","v":true},null,null,{"$f":"IF(B585=TRUE,DataInput!B584,NA())","v":"VIC"},{"$f":"IF($E585=DataInput!$B584,DataInput!C584,NA())","v":"CBTS66A"},{"$f":"IF($E585=DataInput!$B584,DataInput!D584,NA())","v":"Cranbourne (AusNet) 66 kV"},{"$f":"IF($E585=DataInput!$B584,DataInput!E584,NA())","v":"AusNet"},{"$f":"IF($E585=DataInput!$B584,DataInput!F584,NA())","v":"Summer"},{"$f":"IF($E585=DataInput!$B584,DataInput!G584,NA())","v":"Non-Coincident"},{"$f":"IF($E585=DataInput!$B584,DataInput!H584,NA())","v":2020},{"$f":"IF($E585=DataInput!$B584,DataInput!I584,NA())","v":"POE50"},{"$f":"IF($E585=DataInput!$B584,DataInput!J584,NA())","v":286.892746901988},{"$f":"IF($E585=DataInput!$B584,DataInput!K584,NA())","v":1},null,null,"VIC Cranbourne (AusNet) 66 kV",null,null,null,null,false,null,null,{"$error":"#N/A"},{"$error":"#N/A"},{"$error":"#N/A"},{"$error":"#N/A"},{"$error":"#N/A"},{"$error":"#N/A"},{"$error":"#N/A"},{"$error":"#N/A"},{"$error":"#N/A"},{"$error":"#N/A"}]
[null,{"$f":"IF(DataInput!B585=$B$8,IF($B$9=$B$10,TRUE,IF(DataInput!E585=$B$9,TRUE,FALSE)))","v":true},null,null,{"$f":"IF(B586=TRUE,DataInput!B585,NA())","v":"VIC"},{"$f":"IF($E586=DataInput!$B585,DataInput!C585,NA())","v":"CBTS66A"},{"$f":"IF($E586=DataInput!$B585,DataInput!D585,NA())","v":"Cranbourne (AusNet) 66 kV"},{"$f":"IF($E586=DataInput!$B585,DataInput!E585,NA())","v":"AusNet"},{"$f":"IF($E586=DataInput!$B585,DataInput!F585,NA())","v":"Summer"},{"$f":"IF($E586=DataInput!$B585,DataInput!G585,NA())","v":"Non-Coincident"},{"$f":"IF($E586=DataInput!$B585,DataInput!H585,NA())","v":2021},{"$f":"IF($E586=DataInput!$B585,DataInput!I585,NA())","v":"POE50"},{"$f":"IF($E586=DataInput!$B585,DataInput!J585,NA())","v":299.558024208718},{"$f":"IF($E586=DataInput!$B585,DataInput!K585,NA())","v":1},null,null,"VIC Cranbourne (AusNet) 66 kV",null,null,null,null,false,null,null,{"$error":"#N/A"},{"$error":"#N/A"},{"$error":"#N/A"},{"$error":"#N/A"},{"$error":"#N/A"},{"$error":"#N/A"},{"$error":"#N/A"},{"$error":"#N/A"},{"$error":"#N/A"},{"$error":"#N/A"}]
[null,{"$f":"IF(DataInput!B586=$B$8,IF($B$9=$B$10,TRUE,IF(DataInput!E586=$B$9,TRUE,FALSE)))","v":true},null,null,{"$f":"IF(B587=TRUE,DataInput!B586,NA())","v":"VIC"},{"$f":"IF($E587=DataInput!$B586,DataInput!C586,NA())","v":"CBTS66A"},{"$f":"IF($E587=DataInput!$B586,DataInput!D586,NA())","v":"Cranbourne (AusNet) 66 kV"},{"$f":"IF($E587=DataInput!$B586,DataInput!E586,NA())","v":"AusNet"},{"$f":"IF($E587=DataInput!$B586,DataInput!F586,NA())","v":"Summer"},{"$f":"IF($E587=DataInput!$B586,DataInput!G586,NA())","v":"Non-Coincident"},{"$f":"IF($E587=DataInput!$B586,DataInput!H586,NA())","v":2022},{"$f":"IF($E587=DataInput!$B586,DataInput!I586,NA())","v":"POE50"},{"$f":"IF($E587=DataInput!$B586,DataInput!J586,NA())","v":304.511260255884},{"$f":"IF($E587=DataInput!$B586,DataInput!K586,NA())","v":1},null,null,"VIC Cranbourne (AusNet) 66 kV",null,null,null,null,false,null,null,{"$error":"#N/A"},{"$error":"#N/A"},{"$error":"#N/A"},{"$error":"#N/A"},{"$error":"#N/A"},{"$error":"#N/A"},{"$error":"#N/A"},{"$error":"#N/A"},{"$error":"#N/A"},{"$error":"#N/A"}]
[null,{"$f":"IF(DataInput!B587=$B$8,IF($B$9=$B$10,TRUE,IF(DataInput!E587=$B$9,TRUE,FALSE)))","v":true},null,null,{"$f":"IF(B588=TRUE,DataInput!B587,NA())","v":"VIC"},{"$f":"IF($E588=DataInput!$B587,DataInput!C587,NA())","v":"CBTS66A"},{"$f":"IF($E588=DataInput!$B587,DataInput!D587,NA())","v":"Cranbourne (AusNet) 66 kV"},{"$f":"IF($E588=DataInput!$B587,DataInput!E587,NA())","v":"AusNet"},{"$f":"IF($E588=DataInput!$B587,DataInput!F587,NA())","v":"Summer"},{"$f":"IF($E588=DataInput!$B587,DataInput!G587,NA())","v":"Non-Coincident"},{"$f":"IF($E588=DataInput!$B587,DataInput!H587,NA())","v":2023},{"$f":"IF($E588=DataInput!$B587,DataInput!I587,NA())","v":"POE50"},{"$f":"IF($E588=DataInput!$B587,DataInput!J587,NA())","v":316.02079845532302},{"$f":"IF($E588=DataInput!$B587,DataInput!K587,NA())","v":1},null,null,{"$f":"IF(OR(ISERROR(E588),ISERROR(G588)),\"  \",E588&\" \"&G588)","v":"VIC Cranbourne (AusNet) 66 kV"},null,null,null,null,{"$f":"IF(ISERROR(G588),FALSE,IF($V$9=G588,TRUE,FALSE))","v":false},null,null,{"$f":"IF($V588=TRUE,E588,NA())","v":{"$error":"#N/A"}},{"$error":"#N/A"},{"$error":"#N/A"},{"$error":"#N/A"},{"$error":"#N/A"},{"$error":"#N/A"},{"$error":"#N/A"},{"$error":"#N/A"},{"$error":"#N/A"},{"$error":"#N/A"}]
[null,{"$f":"IF(DataInput!B588=$B$8,IF($B$9=$B$10,TRUE,IF(DataInput!E588=$B$9,TRUE,FALSE)))","v":true},null,null,{"$f":"IF(B589=TRUE,DataInput!B588,NA())","v":"VIC"},{"$f":"IF($E589=DataInput!$B588,DataInput!C588,NA())","v":"CBTS66A"},{"$f":"IF($E589=DataInput!$B588,DataInput!D588,NA())","v":"Cranbourne (AusNet) 66 kV"},{"$f":"IF($E589=DataInput!$B588,DataInput!E588,NA())","v":"AusNet"},{"$f":"IF($E589=DataInput!$B588,DataInput!F588,NA())","v":"Summer"},{"$f":"IF($E589=DataInput!$B588,DataInput!G588,NA())","v":"Non-Coincident"},{"$f":"IF($E589=DataInput!$B588,DataInput!H588,NA())","v":2024},{"$f":"IF($E589=DataInput!$B588,DataInput!I588,NA())","v":"POE50"},{"$f":"IF($E589=DataInput!$B588,DataInput!J588,NA())","v":326.67715904688498},{"$f":"IF($E589=DataInput!$B588,DataInput!K588,NA())","v":1},null,null,"VIC Cranbourne (AusNet) 66 kV",null,null,null,null,false,null,null,{"$error":"#N/A"},{"$error":"#N/A"},{"$error":"#N/A"},{"$error":"#N/A"},{"$error":"#N/A"},{"$error":"#N/A"},{"$error":"#N/A"},{"$error":"#N/A"},{"$error":"#N/A"},{"$error":"#N/A"}]
[null,{"$f":"IF(DataInput!B589=$B$8,IF($B$9=$B$10,TRUE,IF(DataInput!E589=$B$9,TRUE,FALSE)))","v":true},null,null,{"$f":"IF(B590=TRUE,DataInput!B589,NA())","v":"VIC"},{"$f":"IF($E590=DataInput!$B589,DataInput!C589,NA())","v":"CBTS66A"},{"$f":"IF($E590=DataInput!$B589,DataInput!D589,NA())","v":"Cranbourne (AusNet) 66 kV"},{"$f":"IF($E590=DataInput!$B589,DataInput!E589,NA())","v":"AusNet"},{"$f":"IF($E590=DataInput!$B589,DataInput!F589,NA())","v":"Summer"},{"$f":"IF($E590=DataInput!$B589,DataInput!G589,NA())","v":"Non-Coincident"},{"$f":"IF($E590=DataInput!$B589,DataInput!H589,NA())","v":2025},{"$f":"IF($E590=DataInput!$B589,DataInput!I589,NA())","v":"POE50"},{"$f":"IF($E590=DataInput!$B589,DataInput!J589,NA())","v":332.50498891934399},{"$f":"IF($E590=DataInput!$B589,DataInput!K589,NA())","v":1},null,null,"VIC Cranbourne (AusNet) 66 kV",null,null,null,null,false,null,null,{"$error":"#N/A"},{"$error":"#N/A"},{"$error":"#N/A"},{"$error":"#N/A"},{"$error":"#N/A"},{"$error":"#N/A"},{"$error":"#N/A"},{"$error":"#N/A"},{"$error":"#N/A"},{"$error":"#N/A"}]
[null,{"$f":"IF(DataInput!B590=$B$8,IF($B$9=$B$10,TRUE,IF(DataInput!E590=$B$9,TRUE,FALSE)))","v":true},null,null,{"$f":"IF(B591=TRUE,DataInput!B590,NA())","v":"VIC"},{"$f":"IF($E591=DataInput!$B590,DataInput!C590,NA())","v":"CBTS66A"},{"$f":"IF($E591=DataInput!$B590,DataInput!D590,NA())","v":"Cranbourne (AusNet) 66 kV"},{"$f":"IF($E591=DataInput!$B590,DataInput!E590,NA())","v":"AusNet"},{"$f":"IF($E591=DataInput!$B590,DataInput!F590,NA())","v":"Summer"},{"$f":"IF($E591=DataInput!$B590,DataInput!G590,NA())","v":"Non-Coincident"},{"$f":"IF($E591=DataInput!$B590,DataInput!H590,NA())","v":2026},{"$f":"IF($E591=DataInput!$B590,DataInput!I590,NA())","v":"POE50"},{"$f":"IF($E591=DataInput!$B590,DataInput!J590,NA())","v":341.259073796265},{"$f":"IF($E591=DataInput!$B590,DataInput!K590,NA())","v":1},null,null,"VIC Cranbourne (AusNet) 66 kV",null,null,null,null,false,null,null,{"$error":"#N/A"},{"$error":"#N/A"},{"$error":"#N/A"},{"$error":"#N/A"},{"$error":"#N/A"},{"$error":"#N/A"},{"$error":"#N/A"},{"$error":"#N/A"},{"$error":"#N/A"},{"$error":"#N/A"}]
[null,{"$f":"IF(DataInput!B591=$B$8,IF($B$9=$B$10,TRUE,IF(DataInput!E591=$B$9,TRUE,FALSE)))","v":true},null,null,{"$f":"IF(B592=TRUE,DataInput!B591,NA())","v":"VIC"},{"$f":"IF($E592=DataInput!$B591,DataInput!C591,NA())","v":"CBTS66A"},{"$f":"IF($E592=DataInput!$B591,DataInput!D591,NA())","v":"Cranbourne (AusNet) 66 kV"},{"$f":"IF($E592=DataInput!$B591,DataInput!E591,NA())","v":"AusNet"},{"$f":"IF($E592=DataInput!$B591,DataInput!F591,NA())","v":"Winter"},{"$f":"IF($E592=DataInput!$B591,DataInput!G591,NA())","v":"Non-Coincident"},{"$f":"IF($E592=DataInput!$B591,DataInput!H591,NA())","v":2016},{"$f":"IF($E592=DataInput!$B591,DataInput!I591,NA())","v":"POE10"},{"$f":"IF($E592=DataInput!$B591,DataInput!J591,NA())","v":216.02198501462601},{"$f":"IF($E592=DataInput!$B591,DataInput!K591,NA())","v":1},null,null,"VIC Cranbourne (AusNet) 66 kV",null,null,null,null,false,null,null,{"$error":"#N/A"},{"$error":"#N/A"},{"$error":"#N/A"},{"$error":"#N/A"},{"$error":"#N/A"},{"$error":"#N/A"},{"$error":"#N/A"},{"$error":"#N/A"},{"$error":"#N/A"},{"$error":"#N/A"}]
[null,{"$f":"IF(DataInput!B592=$B$8,IF($B$9=$B$10,TRUE,IF(DataInput!E592=$B$9,TRUE,FALSE)))","v":true},null,null,{"$f":"IF(B593=TRUE,DataInput!B592,NA())","v":"VIC"},{"$f":"IF($E593=DataInput!$B592,DataInput!C592,NA())","v":"CBTS66A"},{"$f":"IF($E593=DataInput!$B592,DataInput!D592,NA())","v":"Cranbourne (AusNet) 66 kV"},{"$f":"IF($E593=DataInput!$B592,DataInput!E592,NA())","v":"AusNet"},{"$f":"IF($E593=DataInput!$B592,DataInput!F592,NA())","v":"Winter"},{"$f":"IF($E593=DataInput!$B592,DataInput!G592,NA())","v":"Non-Coincident"},{"$f":"IF($E593=DataInput!$B592,DataInput!H592,NA())","v":2017},{"$f":"IF($E593=DataInput!$B592,DataInput!I592,NA())","v":"POE10"},{"$f":"IF($E593=DataInput!$B592,DataInput!J592,NA())","v":227.11425952501801},{"$f":"IF($E593=DataInput!$B592,DataInput!K592,NA())","v":1},null,null,"VIC Cranbourne (AusNet) 66 kV",null,null,null,null,false,null,null,{"$error":"#N/A"},{"$error":"#N/A"},{"$error":"#N/A"},{"$error":"#N/A"},{"$error":"#N/A"},{"$error":"#N/A"},{"$error":"#N/A"},{"$error":"#N/A"},{"$error":"#N/A"},{"$error":"#N/A"}]
[null,{"$f":"IF(DataInput!B593=$B$8,IF($B$9=$B$10,TRUE,IF(DataInput!E593=$B$9,TRUE,FALSE)))","v":true},null,null,{"$f":"IF(B594=TRUE,DataInput!B593,NA())","v":"VIC"},{"$f":"IF($E594=DataInput!$B593,DataInput!C593,NA())","v":"CBTS66A"},{"$f":"IF($E594=DataInput!$B593,DataInput!D593,NA())","v":"Cranbourne (AusNet) 66 kV"},{"$f":"IF($E594=DataInput!$B593,DataInput!E593,NA())","v":"AusNet"},{"$f":"IF($E594=DataInput!$B593,DataInput!F593,NA())","v":"Winter"},{"$f":"IF($E594=DataInput!$B593,DataInput!G593,NA())","v":"Non-Coincident"},{"$f":"IF($E594=DataInput!$B593,DataInput!H593,NA())","v":2018},{"$f":"IF($E594=DataInput!$B593,DataInput!I593,NA())","v":"POE10"},{"$f":"IF($E594=DataInput!$B593,DataInput!J593,NA())","v":236.30259479556901},{"$f":"IF($E594=DataInput!$B593,DataInput!K593,NA())","v":1},null,null,"VIC Cranbourne (AusNet) 66 kV",null,null,null,null,false,null,null,{"$error":"#N/A"},{"$error":"#N/A"},{"$error":"#N/A"},{"$error":"#N/A"},{"$error":"#N/A"},{"$error":"#N/A"},{"$error":"#N/A"},{"$error":"#N/A"},{"$error":"#N/A"},{"$error":"#N/A"}]
[null,{"$f":"IF(DataInput!B594=$B$8,IF($B$9=$B$10,TRUE,IF(DataInput!E594=$B$9,TRUE,FALSE)))","v":true},null,null,{"$f":"IF(B595=TRUE,DataInput!B594,NA())","v":"VIC"},{"$f":"IF($E595=DataInput!$B594,DataInput!C594,NA())","v":"CBTS66A"},{"$f":"IF($E595=DataInput!$B594,DataInput!D594,NA())","v":"Cranbourne (AusNet) 66 kV"},{"$f":"IF($E595=DataInput!$B594,DataInput!E594,NA())","v":"AusNet"},{"$f":"IF($E595=DataInput!$B594,DataInput!F594,NA())","v":"Winter"},{"$f":"IF($E595=DataInput!$B594,DataInput!G594,NA())","v":"Non-Coincident"},{"$f":"IF($E595=DataInput!$B594,DataInput!H594,NA())","v":2019},{"$f":"IF($E595=DataInput!$B594,DataInput!I594,NA())","v":"POE10"},{"$f":"IF($E595=DataInput!$B594,DataInput!J594,NA())","v":247.895103343811},{"$f":"IF($E595=DataInput!$B594,DataInput!K594,NA())","v":1},null,null,"VIC Cranbourne (AusNet) 66 kV",null,null,null,null,false,null,null,{"$error":"#N/A"},{"$error":"#N/A"},{"$error":"#N/A"},{"$error":"#N/A"},{"$error":"#N/A"},{"$error":"#N/A"},{"$error":"#N/A"},{"$error":"#N/A"},{"$error":"#N/A"},{"$error":"#N/A"}]
[null,{"$f":"IF(DataInput!B595=$B$8,IF($B$9=$B$10,TRUE,IF(DataInput!E595=$B$9,TRUE,FALSE)))","v":true},null,null,{"$f":"IF(B596=TRUE,DataInput!B595,NA())","v":"VIC"},{"$f":"IF($E596=DataInput!$B595,DataInput!C595,NA())","v":"CBTS66A"},{"$f":"IF($E596=DataInput!$B595,DataInput!D595,NA())","v":"Cranbourne (AusNet) 66 kV"},{"$f":"IF($E596=DataInput!$B595,DataInput!E595,NA())","v":"AusNet"},{"$f":"IF($E596=DataInput!$B595,DataInput!F595,NA())","v":"Winter"},{"$f":"IF($E596=DataInput!$B595,DataInput!G595,NA())","v":"Non-Coincident"},{"$f":"IF($E596=DataInput!$B595,DataInput!H595,NA())","v":2020},{"$f":"IF($E596=DataInput!$B595,DataInput!I595,NA())","v":"POE10"},{"$f":"IF($E596=DataInput!$B595,DataInput!J595,NA())","v":260.629771161387},{"$f":"IF($E596=DataInput!$B595,DataInput!K595,NA())","v":1},null,null,"VIC Cranbourne (AusNet) 66 kV",null,null,null,null,false,null,null,{"$error":"#N/A"},{"$error":"#N/A"},{"$error":"#N/A"},{"$error":"#N/A"},{"$error":"#N/A"},{"$error":"#N/A"},{"$error":"#N/A"},{"$error":"#N/A"},{"$error":"#N/A"},{"$error":"#N/A"}]
[null,{"$f":"IF(DataInput!B596=$B$8,IF($B$9=$B$10,TRUE,IF(DataInput!E596=$B$9,TRUE,FALSE)))","v":true},null,null,{"$f":"IF(B597=TRUE,DataInput!B596,NA())","v":"VIC"},{"$f":"IF($E597=DataInput!$B596,DataInput!C596,NA())","v":"CBTS66A"},{"$f":"IF($E597=DataInput!$B596,DataInput!D596,NA())","v":"Cranbourne (AusNet) 66 kV"},{"$f":"IF($E597=DataInput!$B596,DataInput!E596,NA())","v":"AusNet"},{"$f":"IF($E597=DataInput!$B596,DataInput!F596,NA())","v":"Winter"},{"$f":"IF($E597=DataInput!$B596,DataInput!G596,NA())","v":"Non-Coincident"},{"$f":"IF($E597=DataInput!$B596,DataInput!H596,NA())","v":2021},{"$f":"IF($E597=DataInput!$B596,DataInput!I596,NA())","v":"POE10"},{"$f":"IF($E597=DataInput!$B596,DataInput!J596,NA())","v":273.27988015736798},{"$f":"IF($E597=DataInput!$B596,DataInput!K596,NA())","v":1},null,null,"VIC Cranbourne (AusNet) 66 kV",null,null,null,null,false,null,null,{"$error":"#N/A"},{"$error":"#N/A"},{"$error":"#N/A"},{"$error":"#N/A"},{"$error":"#N/A"},{"$error":"#N/A"},{"$error":"#N/A"},{"$error":"#N/A"},{"$error":"#N/A"},{"$error":"#N/A"}]
[null,{"$f":"IF(DataInput!B597=$B$8,IF($B$9=$B$10,TRUE,IF(DataInput!E597=$B$9,TRUE,FALSE)))","v":true},null,null,{"$f":"IF(B598=TRUE,DataInput!B597,NA())","v":"VIC"},{"$f":"IF($E598=DataInput!$B597,DataInput!C597,NA())","v":"CBTS66A"},{"$f":"IF($E598=DataInput!$B597,DataInput!D597,NA())","v":"Cranbourne (AusNet) 66 kV"},{"$f":"IF($E598=DataInput!$B597,DataInput!E597,NA())","v":"AusNet"},{"$f":"IF($E598=DataInput!$B597,DataInput!F597,NA())","v":"Winter"},{"$f":"IF($E598=DataInput!$B597,DataInput!G597,NA())","v":"Non-Coincident"},{"$f":"IF($E598=DataInput!$B597,DataInput!H597,NA())","v":2022},{"$f":"IF($E598=DataInput!$B597,DataInput!I597,NA())","v":"POE10"},{"$f":"IF($E598=DataInput!$B597,DataInput!J597,NA())","v":286.90049049173598},{"$f":"IF($E598=DataInput!$B597,DataInput!K597,NA())","v":1},null,null,"VIC Cranbourne (AusNet) 66 kV",null,null,null,null,false,null,null,{"$error":"#N/A"},{"$error":"#N/A"},{"$error":"#N/A"},{"$error":"#N/A"},{"$error":"#N/A"},{"$error":"#N/A"},{"$error":"#N/A"},{"$error":"#N/A"},{"$error":"#N/A"},{"$error":"#N/A"}]
[null,{"$f":"IF(DataInput!B598=$B$8,IF($B$9=$B$10,TRUE,IF(DataInput!E598=$B$9,TRUE,FALSE)))","v":true},null,null,{"$f":"IF(B599=TRUE,DataInput!B598,NA())","v":"VIC"},{"$f":"IF($E599=DataInput!$B598,DataInput!C598,NA())","v":"CBTS66A"},{"$f":"IF($E599=DataInput!$B598,DataInput!D598,NA())","v":"Cranbourne (AusNet) 66 kV"},{"$f":"IF($E599=DataInput!$B598,DataInput!E598,NA())","v":"AusNet"},{"$f":"IF($E599=DataInput!$B598,DataInput!F598,NA())","v":"Winter"},{"$f":"IF($E599=DataInput!$B598,DataInput!G598,NA())","v":"Non-Coincident"},{"$f":"IF($E599=DataInput!$B598,DataInput!H598,NA())","v":2023},{"$f":"IF($E599=DataInput!$B598,DataInput!I598,NA())","v":"POE10"},{"$f":"IF($E599=DataInput!$B598,DataInput!J598,NA())","v":302.137489841866},{"$f":"IF($E599=DataInput!$B598,DataInput!K598,NA())","v":1},null,null,"VIC Cranbourne (AusNet) 66 kV",null,null,null,null,false,null,null,{"$error":"#N/A"},{"$error":"#N/A"},{"$error":"#N/A"},{"$error":"#N/A"},{"$error":"#N/A"},{"$error":"#N/A"},{"$error":"#N/A"},{"$error":"#N/A"},{"$error":"#N/A"},{"$error":"#N/A"}]
[null,{"$f":"IF(DataInput!B599=$B$8,IF($B$9=$B$10,TRUE,IF(DataInput!E599=$B$9,TRUE,FALSE)))","v":true},null,null,{"$f":"IF(B600=TRUE,DataInput!B599,NA())","v":"VIC"},{"$f":"IF($E600=DataInput!$B599,DataInput!C599,NA())","v":"CBTS66A"},{"$f":"IF($E600=DataInput!$B599,DataInput!D599,NA())","v":"Cranbourne (AusNet) 66 kV"},{"$f":"IF($E600=DataInput!$B599,DataInput!E599,NA())","v":"AusNet"},{"$f":"IF($E600=DataInput!$B599,DataInput!F599,NA())","v":"Winter"},{"$f":"IF($E600=DataInput!$B599,DataInput!G599,NA())","v":"Non-Coincident"},{"$f":"IF($E600=DataInput!$B599,DataInput!H599,NA())","v":2024},{"$f":"IF($E600=DataInput!$B599,DataInput!I599,NA())","v":"POE10"},{"$f":"IF($E600=DataInput!$B599,DataInput!J599,NA())","v":316.17340356218602},{"$f":"IF($E600=DataInput!$B599,DataInput!K599,NA())","v":1},null,null,"VIC Cranbourne (AusNet) 66 kV",null,null,null,null,false,null,null,{"$error":"#N/A"},{"$error":"#N/A"},{"$error":"#N/A"},{"$error":"#N/A"},{"$error":"#N/A"},{"$error":"#N/A"},{"$error":"#N/A"},{"$error":"#N/A"},{"$error":"#N/A"},{"$error":"#N/A"}]
[null,{"$f":"IF(DataInput!B600=$B$8,IF($B$9=$B$10,TRUE,IF(DataInput!E600=$B$9,TRUE,FALSE)))","v":true},null,null,{"$f":"IF(B601=TRUE,DataInput!B600,NA())","v":"VIC"},{"$f":"IF($E601=DataInput!$B600,DataInput!C600,NA())","v":"CBTS66A"},{"$f":"IF($E601=DataInput!$B600,DataInput!D600,NA())","v":"Cranbourne (AusNet) 66 kV"},{"$f":"IF($E601=DataInput!$B600,DataInput!E600,NA())","v":"AusNet"},{"$f":"IF($E601=DataInput!$B600,DataInput!F600,NA())","v":"Winter"},{"$f":"IF($E601=DataInput!$B600,DataInput!G600,NA())","v":"Non-Coincident"},{"$f":"IF($E601=DataInput!$B600,DataInput!H600,NA())","v":2025},{"$f":"IF($E601=DataInput!$B600,DataInput!I600,NA())","v":"POE10"},{"$f":"IF($E601=DataInput!$B600,DataInput!J600,NA())","v":330.06586899870001},{"$f":"IF($E601=DataInput!$B600,DataInput!K600,NA())","v":1},null,null,"VIC Cranbourne (AusNet) 66 kV",null,null,null,null,false,null,null,{"$error":"#N/A"},{"$error":"#N/A"},{"$error":"#N/A"},{"$error":"#N/A"},{"$error":"#N/A"},{"$error":"#N/A"},{"$error":"#N/A"},{"$error":"#N/A"},{"$error":"#N/A"},{"$error":"#N/A"}]
[null,{"$f":"IF(DataInput!B601=$B$8,IF($B$9=$B$10,TRUE,IF(DataInput!E601=$B$9,TRUE,FALSE)))","v":true},null,null,{"$f":"IF(B602=TRUE,DataInput!B601,NA())","v":"VIC"},{"$f":"IF($E602=DataInput!$B601,DataInput!C601,NA())","v":"CBTS66A"},{"$f":"IF($E602=DataInput!$B601,DataInput!D601,NA())","v":"Cranbourne (AusNet) 66 kV"},{"$f":"IF($E602=DataInput!$B601,DataInput!E601,NA())","v":"AusNet"},{"$f":"IF($E602=DataInput!$B601,DataInput!F601,NA())","v":"Winter"},{"$f":"IF($E602=DataInput!$B601,DataInput!G601,NA())","v":"Non-Coincident"},{"$f":"IF($E602=DataInput!$B601,DataInput!H601,NA())","v":2016},{"$f":"IF($E602=DataInput!$B601,DataInput!I601,NA())","v":"POE50"},{"$f":"IF($E602=DataInput!$B601,DataInput!J601,NA())","v":210.81124781687799},{"$f":"IF($E602=DataInput!$B601,DataInput!K601,NA())","v":1},null,null,"VIC Cranbourne (AusNet) 66 kV",null,null,null,null,false,null,null,{"$error":"#N/A"},{"$error":"#N/A"},{"$error":"#N/A"},{"$error":"#N/A"},{"$error":"#N/A"},{"$error":"#N/A"},{"$error":"#N/A"},{"$error":"#N/A"},{"$error":"#N/A"},{"$error":"#N/A"}]
[null,{"$f":"IF(DataInput!B602=$B$8,IF($B$9=$B$10,TRUE,IF(DataInput!E602=$B$9,TRUE,FALSE)))","v":true},null,null,{"$f":"IF(B603=TRUE,DataInput!B602,NA())","v":"VIC"},{"$f":"IF($E603=DataInput!$B602,DataInput!C602,NA())","v":"CBTS66A"},{"$f":"IF($E603=DataInput!$B602,DataInput!D602,NA())","v":"Cranbourne (AusNet) 66 kV"},{"$f":"IF($E603=DataInput!$B602,DataInput!E602,NA())","v":"AusNet"},{"$f":"IF($E603=DataInput!$B602,DataInput!F602,NA())","v":"Winter"},{"$f":"IF($E603=DataInput!$B602,DataInput!G602,NA())","v":"Non-Coincident"},{"$f":"IF($E603=DataInput!$B602,DataInput!H602,NA())","v":2017},{"$f":"IF($E603=DataInput!$B602,DataInput!I602,NA())","v":"POE50"},{"$f":"IF($E603=DataInput!$B602,DataInput!J602,NA())","v":221.419339228414},{"$f":"IF($E603=DataInput!$B602,DataInput!K602,NA())","v":1},null,null,"VIC Cranbourne (AusNet) 66 kV",null,null,null,null,false,null,null,{"$error":"#N/A"},{"$error":"#N/A"},{"$error":"#N/A"},{"$error":"#N/A"},{"$error":"#N/A"},{"$error":"#N/A"},{"$error":"#N/A"},{"$error":"#N/A"},{"$error":"#N/A"},{"$error":"#N/A"}]
[null,{"$f":"IF(DataInput!B603=$B$8,IF($B$9=$B$10,TRUE,IF(DataInput!E603=$B$9,TRUE,FALSE)))","v":true},null,null,{"$f":"IF(B604=TRUE,DataInput!B603,NA())","v":"VIC"},{"$f":"IF($E604=DataInput!$B603,DataInput!C603,NA())","v":"CBTS66A"},{"$f":"IF($E604=DataInput!$B603,DataInput!D603,NA())","v":"Cranbourne (AusNet) 66 kV"},{"$f":"IF($E604=DataInput!$B603,DataInput!E603,NA())","v":"AusNet"},{"$f":"IF($E604=DataInput!$B603,DataInput!F603,NA())","v":"Winter"},{"$f":"IF($E604=DataInput!$B603,DataInput!G603,NA())","v":"Non-Coincident"},{"$f":"IF($E604=DataInput!$B603,DataInput!H603,NA())","v":2018},{"$f":"IF($E604=DataInput!$B603,DataInput!I603,NA())","v":"POE50"},{"$f":"IF($E604=DataInput!$B603,DataInput!J603,NA())","v":230.05665549129199},{"$f":"IF($E604=DataInput!$B603,DataInput!K603,NA())","v":1},null,null,"VIC Cranbourne (AusNet) 66 kV",null,null,null,null,false,null,null,{"$error":"#N/A"},{"$error":"#N/A"},{"$error":"#N/A"},{"$error":"#N/A"},{"$error":"#N/A"},{"$error":"#N/A"},{"$error":"#N/A"},{"$error":"#N/A"},{"$error":"#N/A"},{"$error":"#N/A"}]
[null,{"$f":"IF(DataInput!B604=$B$8,IF($B$9=$B$10,TRUE,IF(DataInput!E604=$B$9,TRUE,FALSE)))","v":true},null,null,{"$f":"IF(B605=TRUE,DataInput!B604,NA())","v":"VIC"},{"$f":"IF($E605=DataInput!$B604,DataInput!C604,NA())","v":"CBTS66A"},{"$f":"IF($E605=DataInput!$B604,DataInput!D604,NA())","v":"Cranbourne (AusNet) 66 kV"},{"$f":"IF($E605=DataInput!$B604,DataInput!E604,NA())","v":"AusNet"},{"$f":"IF($E605=DataInput!$B604,DataInput!F604,NA())","v":"Winter"},{"$f":"IF($E605=DataInput!$B604,DataInput!G604,NA())","v":"Non-Coincident"},{"$f":"IF($E605=DataInput!$B604,DataInput!H604,NA())","v":2019},{"$f":"IF($E605=DataInput!$B604,DataInput!I604,NA())","v":"POE50"},{"$f":"IF($E605=DataInput!$B604,DataInput!J604,NA())","v":240.811467179262},{"$f":"IF($E605=DataInput!$B604,DataInput!K604,NA())","v":1},null,null,"VIC Cranbourne (AusNet) 66 kV",null,null,null,null,false,null,null,{"$error":"#N/A"},{"$error":"#N/A"},{"$error":"#N/A"},{"$error":"#N/A"},{"$error":"#N/A"},{"$error":"#N/A"},{"$error":"#N/A"},{"$error":"#N/A"},{"$error":"#N/A"},{"$error":"#N/A"}]
[null,{"$f":"IF(DataInput!B605=$B$8,IF($B$9=$B$10,TRUE,IF(DataInput!E605=$B$9,TRUE,FALSE)))","v":true},null,null,{"$f":"IF(B606=TRUE,DataInput!B605,NA())","v":"VIC"},{"$f":"IF($E606=DataInput!$B605,DataInput!C605,NA())","v":"CBTS66A"},{"$f":"IF($E606=DataInput!$B605,DataInput!D605,NA())","v":"Cranbourne (AusNet) 66 kV"},{"$f":"IF($E606=DataInput!$B605,DataInput!E605,NA())","v":"AusNet"},{"$f":"IF($E606=DataInput!$B605,DataInput!F605,NA())","v":"Winter"},{"$f":"IF($E606=DataInput!$B605,DataInput!G605,NA())","v":"Non-Coincident"},{"$f":"IF($E606=DataInput!$B605,DataInput!H605,NA())","v":2020},{"$f":"IF($E606=DataInput!$B605,DataInput!I605,NA())","v":"POE50"},{"$f":"IF($E606=DataInput!$B605,DataInput!J605,NA())","v":252.811355891609},{"$f":"IF($E606=DataInput!$B605,DataInput!K605,NA())","v":1},null,null,"VIC Cranbourne (AusNet) 66 kV",null,null,null,null,false,null,null,{"$error":"#N/A"},{"$error":"#N/A"},{"$error":"#N/A"},{"$error":"#N/A"},{"$error":"#N/A"},{"$error":"#N/A"},{"$error":"#N/A"},{"$error":"#N/A"},{"$error":"#N/A"},{"$error":"#N/A"}]
[null,{"$f":"IF(DataInput!B606=$B$8,IF($B$9=$B$10,TRUE,IF(DataInput!E606=$B$9,TRUE,FALSE)))","v":true},null,null,{"$f":"IF(B607=TRUE,DataInput!B606,NA())","v":"VIC"},{"$f":"IF($E607=DataInput!$B606,DataInput!C606,NA())","v":"CBTS66A"},{"$f":"IF($E607=DataInput!$B606,DataInput!D606,NA())","v":"Cranbourne (AusNet) 66 kV"},{"$f":"IF($E607=DataInput!$B606,DataInput!E606,NA())","v":"AusNet"},{"$f":"IF($E607=DataInput!$B606,DataInput!F606,NA())","v":"Winter"},{"$f":"IF($E607=DataInput!$B606,DataInput!G606,NA())","v":"Non-Coincident"},{"$f":"IF($E607=DataInput!$B606,DataInput!H606,NA())","v":2021},{"$f":"IF($E607=DataInput!$B606,DataInput!I606,NA())","v":"POE50"},{"$f":"IF($E607=DataInput!$B606,DataInput!J606,NA())","v":265.05975763136098},{"$f":"IF($E607=DataInput!$B606,DataInput!K606,NA())","v":1},null,null,"VIC Cranbourne (AusNet) 66 kV",null,null,null,null,false,null,null,{"$error":"#N/A"},{"$error":"#N/A"},{"$error":"#N/A"},{"$error":"#N/A"},{"$error":"#N/A"},{"$error":"#N/A"},{"$error":"#N/A"},{"$error":"#N/A"},{"$error":"#N/A"},{"$error":"#N/A"}]
[null,{"$f":"IF(DataInput!B607=$B$8,IF($B$9=$B$10,TRUE,IF(DataInput!E607=$B$9,TRUE,FALSE)))","v":true},null,null,{"$f":"IF(B608=TRUE,DataInput!B607,NA())","v":"VIC"},{"$f":"IF($E608=DataInput!$B607,DataInput!C607,NA())","v":"CBTS66A"},{"$f":"IF($E608=DataInput!$B607,DataInput!D607,NA())","v":"Cranbourne (AusNet) 66 kV"},{"$f":"IF($E608=DataInput!$B607,DataInput!E607,NA())","v":"AusNet"},{"$f":"IF($E608=DataInput!$B607,DataInput!F607,NA())","v":"Winter"},{"$f":"IF($E608=DataInput!$B607,DataInput!G607,NA())","v":"Non-Coincident"},{"$f":"IF($E608=DataInput!$B607,DataInput!H607,NA())","v":2022},{"$f":"IF($E608=DataInput!$B607,DataInput!I607,NA())","v":"POE50"},{"$f":"IF($E608=DataInput!$B607,DataInput!J607,NA())","v":277.98842426380901},{"$f":"IF($E608=DataInput!$B607,DataInput!K607,NA())","v":1},null,null,"VIC Cranbourne (AusNet) 66 kV",null,null,null,null,false,null,null,{"$error":"#N/A"},{"$error":"#N/A"},{"$error":"#N/A"},{"$error":"#N/A"},{"$error":"#N/A"},{"$error":"#N/A"},{"$error":"#N/A"},{"$error":"#N/A"},{"$error":"#N/A"},{"$error":"#N/A"}]
[null,{"$f":"IF(DataInput!B608=$B$8,IF($B$9=$B$10,TRUE,IF(DataInput!E608=$B$9,TRUE,FALSE)))","v":true},null,null,{"$f":"IF(B609=TRUE,DataInput!B608,NA())","v":"VIC"},{"$f":"IF($E609=DataInput!$B608,DataInput!C608,NA())","v":"CBTS66A"},{"$f":"IF($E609=DataInput!$B608,DataInput!D608,NA())","v":"Cranbourne (AusNet) 66 kV"},{"$f":"IF($E609=DataInput!$B608,DataInput!E608,NA())","v":"AusNet"},{"$f":"IF($E609=DataInput!$B608,DataInput!F608,NA())","v":"Winter"},{"$f":"IF($E609=DataInput!$B608,DataInput!G608,NA())","v":"Non-Coincident"},{"$f":"IF($E609=DataInput!$B608,DataInput!H608,NA())","v":2023},{"$f":"IF($E609=DataInput!$B608,DataInput!I608,NA())","v":"POE50"},{"$f":"IF($E609=DataInput!$B608,DataInput!J608,NA())","v":292.53124314653297},{"$f":"IF($E609=DataInput!$B608,DataInput!K608,NA())","v":1},null,null,"VIC Cranbourne (AusNet) 66 kV",null,null,null,null,false,null,null,{"$error":"#N/A"},{"$error":"#N/A"},{"$error":"#N/A"},{"$error":"#N/A"},{"$error":"#N/A"},{"$error":"#N/A"},{"$error":"#N/A"},{"$error":"#N/A"},{"$error":"#N/A"},{"$error":"#N/A"}]
[null,{"$f":"IF(DataInput!B609=$B$8,IF($B$9=$B$10,TRUE,IF(DataInput!E609=$B$9,TRUE,FALSE)))","v":true},null,null,{"$f":"IF(B610=TRUE,DataInput!B609,NA())","v":"VIC"},{"$f":"IF($E610=DataInput!$B609,DataInput!C609,NA())","v":"CBTS66A"},{"$f":"IF($E610=DataInput!$B609,DataInput!D609,NA())","v":"Cranbourne (AusNet) 66 kV"},{"$f":"IF($E610=DataInput!$B609,DataInput!E609,NA())","v":"AusNet"},{"$f":"IF($E610=DataInput!$B609,DataInput!F609,NA())","v":"Winter"},{"$f":"IF($E610=DataInput!$B609,DataInput!G609,NA())","v":"Non-Coincident"},{"$f":"IF($E610=DataInput!$B609,DataInput!H609,NA())","v":2024},{"$f":"IF($E610=DataInput!$B609,DataInput!I609,NA())","v":"POE50"},{"$f":"IF($E610=DataInput!$B609,DataInput!J609,NA())","v":305.92741248740901},{"$f":"IF($E610=DataInput!$B609,DataInput!K609,NA())","v":1},null,null,"VIC Cranbourne (AusNet) 66 kV",null,null,null,null,false,null,null,{"$error":"#N/A"},{"$error":"#N/A"},{"$error":"#N/A"},{"$error":"#N/A"},{"$error":"#N/A"},{"$error":"#N/A"},{"$error":"#N/A"},{"$error":"#N/A"},{"$error":"#N/A"},{"$error":"#N/A"}]
[null,{"$f":"IF(DataInput!B610=$B$8,IF($B$9=$B$10,TRUE,IF(DataInput!E610=$B$9,TRUE,FALSE)))","v":true},null,null,{"$f":"IF(B611=TRUE,DataInput!B610,NA())","v":"VIC"},{"$f":"IF($E611=DataInput!$B610,DataInput!C610,NA())","v":"CBTS66A"},{"$f":"IF($E611=DataInput!$B610,DataInput!D610,NA())","v":"Cranbourne (AusNet) 66 kV"},{"$f":"IF($E611=DataInput!$B610,DataInput!E610,NA())","v":"AusNet"},{"$f":"IF($E611=DataInput!$B610,DataInput!F610,NA())","v":"Winter"},{"$f":"IF($E611=DataInput!$B610,DataInput!G610,NA())","v":"Non-Coincident"},{"$f":"IF($E611=DataInput!$B610,DataInput!H610,NA())","v":2025},{"$f":"IF($E611=DataInput!$B610,DataInput!I610,NA())","v":"POE50"},{"$f":"IF($E611=DataInput!$B610,DataInput!J610,NA())","v":319.53517519313698},{"$f":"IF($E611=DataInput!$B610,DataInput!K610,NA())","v":1},null,null,"VIC Cranbourne (AusNet) 66 kV",null,null,null,null,false,null,null,{"$error":"#N/A"},{"$error":"#N/A"},{"$error":"#N/A"},{"$error":"#N/A"},{"$error":"#N/A"},{"$error":"#N/A"},{"$error":"#N/A"},{"$error":"#N/A"},{"$error":"#N/A"},{"$error":"#N/A"}]
[null,{"$f":"IF(DataInput!B611=$B$8,IF($B$9=$B$10,TRUE,IF(DataInput!E611=$B$9,TRUE,FALSE)))","v":true},null,null,{"$f":"IF(B612=TRUE,DataInput!B611,NA())","v":"VIC"},{"$f":"IF($E612=DataInput!$B611,DataInput!C611,NA())","v":"CBTS66U"},{"$f":"IF($E612=DataInput!$B611,DataInput!D611,NA())","v":"Cranbourne (United Energy) 66 kV"},{"$f":"IF($E612=DataInput!$B611,DataInput!E611,NA())","v":"United Energy"},{"$f":"IF($E612=DataInput!$B611,DataInput!F611,NA())","v":"Summer"},{"$f":"IF($E612=DataInput!$B611,DataInput!G611,NA())","v":"Non-Coincident"},{"$f":"IF($E612=DataInput!$B611,DataInput!H611,NA())","v":2017},{"$f":"IF($E612=DataInput!$B611,DataInput!I611,NA())","v":"POE10"},{"$f":"IF($E612=DataInput!$B611,DataInput!J611,NA())","v":193.56963177786901},{"$f":"IF($E612=DataInput!$B611,DataInput!K611,NA())","v":1},null,null,"VIC Cranbourne (United Energy) 66 kV",null,null,null,null,false,null,null,{"$error":"#N/A"},{"$error":"#N/A"},{"$error":"#N/A"},{"$error":"#N/A"},{"$error":"#N/A"},{"$error":"#N/A"},{"$error":"#N/A"},{"$error":"#N/A"},{"$error":"#N/A"},{"$error":"#N/A"}]
[null,{"$f":"IF(DataInput!B612=$B$8,IF($B$9=$B$10,TRUE,IF(DataInput!E612=$B$9,TRUE,FALSE)))","v":true},null,null,{"$f":"IF(B613=TRUE,DataInput!B612,NA())","v":"VIC"},{"$f":"IF($E613=DataInput!$B612,DataInput!C612,NA())","v":"CBTS66U"},{"$f":"IF($E613=DataInput!$B612,DataInput!D612,NA())","v":"Cranbourne (United Energy) 66 kV"},{"$f":"IF($E613=DataInput!$B612,DataInput!E612,NA())","v":"United Energy"},{"$f":"IF($E613=DataInput!$B612,DataInput!F612,NA())","v":"Summer"},{"$f":"IF($E613=DataInput!$B612,DataInput!G612,NA())","v":"Non-Coincident"},{"$f":"IF($E613=DataInput!$B612,DataInput!H612,NA())","v":2018},{"$f":"IF($E613=DataInput!$B612,DataInput!I612,NA())","v":"POE10"},{"$f":"IF($E613=DataInput!$B612,DataInput!J612,NA())","v":192.853527807761},{"$f":"IF($E613=DataInput!$B612,DataInput!K612,NA())","v":1},null,null,"VIC Cranbourne (United Energy) 66 kV",null,null,null,null,false,null,null,{"$error":"#N/A"},{"$error":"#N/A"},{"$error":"#N/A"},{"$error":"#N/A"},{"$error":"#N/A"},{"$error":"#N/A"},{"$error":"#N/A"},{"$error":"#N/A"},{"$error":"#N/A"},{"$error":"#N/A"}]
[null,{"$f":"IF(DataInput!B613=$B$8,IF($B$9=$B$10,TRUE,IF(DataInput!E613=$B$9,TRUE,FALSE)))","v":true},null,null,{"$f":"IF(B614=TRUE,DataInput!B613,NA())","v":"VIC"},{"$f":"IF($E614=DataInput!$B613,DataInput!C613,NA())","v":"CBTS66U"},{"$f":"IF($E614=DataInput!$B613,DataInput!D613,NA())","v":"Cranbourne (United Energy) 66 kV"},{"$f":"IF($E614=DataInput!$B613,DataInput!E613,NA())","v":"United Energy"},{"$f":"IF($E614=DataInput!$B613,DataInput!F613,NA())","v":"Summer"},{"$f":"IF($E614=DataInput!$B613,DataInput!G613,NA())","v":"Non-Coincident"},{"$f":"IF($E614=DataInput!$B613,DataInput!H613,NA())","v":2019},{"$f":"IF($E614=DataInput!$B613,DataInput!I613,NA())","v":"POE10"},{"$f":"IF($E614=DataInput!$B613,DataInput!J613,NA())","v":196.48592254498601},{"$f":"IF($E614=DataInput!$B613,DataInput!K613,NA())","v":1},null,null,"VIC Cranbourne (United Energy) 66 kV",null,null,null,null,false,null,null,{"$error":"#N/A"},{"$error":"#N/A"},{"$error":"#N/A"},{"$error":"#N/A"},{"$error":"#N/A"},{"$error":"#N/A"},{"$error":"#N/A"},{"$error":"#N/A"},{"$error":"#N/A"},{"$error":"#N/A"}]
[null,{"$f":"IF(DataInput!B614=$B$8,IF($B$9=$B$10,TRUE,IF(DataInput!E614=$B$9,TRUE,FALSE)))","v":true},null,null,{"$f":"IF(B615=TRUE,DataInput!B614,NA())","v":"VIC"},{"$f":"IF($E615=DataInput!$B614,DataInput!C614,NA())","v":"CBTS66U"},{"$f":"IF($E615=DataInput!$B614,DataInput!D614,NA())","v":"Cranbourne (United Energy) 66 kV"},{"$f":"IF($E615=DataInput!$B614,DataInput!E614,NA())","v":"United Energy"},{"$f":"IF($E615=DataInput!$B614,DataInput!F614,NA())","v":"Summer"},{"$f":"IF($E615=DataInput!$B614,DataInput!G614,NA())","v":"Non-Coincident"},{"$f":"IF($E615=DataInput!$B614,DataInput!H614,NA())","v":2020},{"$f":"IF($E615=DataInput!$B614,DataInput!I614,NA())","v":"POE10"},{"$f":"IF($E615=DataInput!$B614,DataInput!J614,NA())","v":199.19039349462599},{"$f":"IF($E615=DataInput!$B614,DataInput!K614,NA())","v":1},null,null,"VIC Cranbourne (United Energy) 66 kV",null,null,null,null,false,null,null,{"$error":"#N/A"},{"$error":"#N/A"},{"$error":"#N/A"},{"$error":"#N/A"},{"$error":"#N/A"},{"$error":"#N/A"},{"$error":"#N/A"},{"$error":"#N/A"},{"$error":"#N/A"},{"$error":"#N/A"}]
[null,{"$f":"IF(DataInput!B615=$B$8,IF($B$9=$B$10,TRUE,IF(DataInput!E615=$B$9,TRUE,FALSE)))","v":true},null,null,{"$f":"IF(B616=TRUE,DataInput!B615,NA())","v":"VIC"},{"$f":"IF($E616=DataInput!$B615,DataInput!C615,NA())","v":"CBTS66U"},{"$f":"IF($E616=DataInput!$B615,DataInput!D615,NA())","v":"Cranbourne (United Energy) 66 kV"},{"$f":"IF($E616=DataInput!$B615,DataInput!E615,NA())","v":"United Energy"},{"$f":"IF($E616=DataInput!$B615,DataInput!F615,NA())","v":"Summer"},{"$f":"IF($E616=DataInput!$B615,DataInput!G615,NA())","v":"Non-Coincident"},{"$f":"IF($E616=DataInput!$B615,DataInput!H615,NA())","v":2021},{"$f":"IF($E616=DataInput!$B615,DataInput!I615,NA())","v":"POE10"},{"$f":"IF($E616=DataInput!$B615,DataInput!J615,NA())","v":203.970520752613},{"$f":"IF($E616=DataInput!$B615,DataInput!K615,NA())","v":1},null,null,"VIC Cranbourne (United Energy) 66 kV",null,null,null,null,false,null,null,{"$error":"#N/A"},{"$error":"#N/A"},{"$error":"#N/A"},{"$error":"#N/A"},{"$error":"#N/A"},{"$error":"#N/A"},{"$error":"#N/A"},{"$error":"#N/A"},{"$error":"#N/A"},{"$error":"#N/A"}]
[null,{"$f":"IF(DataInput!B616=$B$8,IF($B$9=$B$10,TRUE,IF(DataInput!E616=$B$9,TRUE,FALSE)))","v":true},null,null,{"$f":"IF(B617=TRUE,DataInput!B616,NA())","v":"VIC"},{"$f":"IF($E617=DataInput!$B616,DataInput!C616,NA())","v":"CBTS66U"},{"$f":"IF($E617=DataInput!$B616,DataInput!D616,NA())","v":"Cranbourne (United Energy) 66 kV"},{"$f":"IF($E617=DataInput!$B616,DataInput!E616,NA())","v":"United Energy"},{"$f":"IF($E617=DataInput!$B616,DataInput!F616,NA())","v":"Summer"},{"$f":"IF($E617=DataInput!$B616,DataInput!G616,NA())","v":"Non-Coincident"},{"$f":"IF($E617=DataInput!$B616,DataInput!H616,NA())","v":2022},{"$f":"IF($E617=DataInput!$B616,DataInput!I616,NA())","v":"POE10"},{"$f":"IF($E617=DataInput!$B616,DataInput!J616,NA())","v":205.997003763354},{"$f":"IF($E617=DataInput!$B616,DataInput!K616,NA())","v":1},null,null,"VIC Cranbourne (United Energy) 66 kV",null,null,null,null,false,null,null,{"$error":"#N/A"},{"$error":"#N/A"},{"$error":"#N/A"},{"$error":"#N/A"},{"$error":"#N/A"},{"$error":"#N/A"},{"$error":"#N/A"},{"$error":"#N/A"},{"$error":"#N/A"},{"$error":"#N/A"}]
[null,{"$f":"IF(DataInput!B617=$B$8,IF($B$9=$B$10,TRUE,IF(DataInput!E617=$B$9,TRUE,FALSE)))","v":true},null,null,{"$f":"IF(B618=TRUE,DataInput!B617,NA())","v":"VIC"},{"$f":"IF($E618=DataInput!$B617,DataInput!C617,NA())","v":"CBTS66U"},{"$f":"IF($E618=DataInput!$B617,DataInput!D617,NA())","v":"Cranbourne (United Energy) 66 kV"},{"$f":"IF($E618=DataInput!$B617,DataInput!E617,NA())","v":"United Energy"},{"$f":"IF($E618=DataInput!$B617,DataInput!F617,NA())","v":"Summer"},{"$f":"IF($E618=DataInput!$B617,DataInput!G617,NA())","v":"Non-Coincident"},{"$f":"IF($E618=DataInput!$B617,DataInput!H617,NA())","v":2023},{"$f":"IF($E618=DataInput!$B617,DataInput!I617,NA())","v":"POE10"},{"$f":"IF($E618=DataInput!$B617,DataInput!J617,NA())","v":208.951304434744},{"$f":"IF($E618=DataInput!$B617,DataInput!K617,NA())","v":1},null,null,"VIC Cranbourne (United Energy) 66 kV",null,null,null,null,false,null,null,{"$error":"#N/A"},{"$error":"#N/A"},{"$error":"#N/A"},{"$error":"#N/A"},{"$error":"#N/A"},{"$error":"#N/A"},{"$error":"#N/A"},{"$error":"#N/A"},{"$error":"#N/A"},{"$error":"#N/A"}]
[null,{"$f":"IF(DataInput!B618=$B$8,IF($B$9=$B$10,TRUE,IF(DataInput!E618=$B$9,TRUE,FALSE)))","v":true},null,null,{"$f":"IF(B619=TRUE,DataInput!B618,NA())","v":"VIC"},{"$f":"IF($E619=DataInput!$B618,DataInput!C618,NA())","v":"CBTS66U"},{"$f":"IF($E619=DataInput!$B618,DataInput!D618,NA())","v":"Cranbourne (United Energy) 66 kV"},{"$f":"IF($E619=DataInput!$B618,DataInput!E618,NA())","v":"United Energy"},{"$f":"IF($E619=DataInput!$B618,DataInput!F618,NA())","v":"Summer"},{"$f":"IF($E619=DataInput!$B618,DataInput!G618,NA())","v":"Non-Coincident"},{"$f":"IF($E619=DataInput!$B618,DataInput!H618,NA())","v":2024},{"$f":"IF($E619=DataInput!$B618,DataInput!I618,NA())","v":"POE10"},{"$f":"IF($E619=DataInput!$B618,DataInput!J618,NA())","v":212.234231090197},{"$f":"IF($E619=DataInput!$B618,DataInput!K618,NA())","v":1},null,null,"VIC Cranbourne (United Energy) 66 kV",null,null,null,null,false,null,null,{"$error":"#N/A"},{"$error":"#N/A"},{"$error":"#N/A"},{"$error":"#N/A"},{"$error":"#N/A"},{"$error":"#N/A"},{"$error":"#N/A"},{"$error":"#N/A"},{"$error":"#N/A"},{"$error":"#N/A"}]
[null,{"$f":"IF(DataInput!B619=$B$8,IF($B$9=$B$10,TRUE,IF(DataInput!E619=$B$9,TRUE,FALSE)))","v":true},null,null,{"$f":"IF(B620=TRUE,DataInput!B619,NA())","v":"VIC"},{"$f":"IF($E620=DataInput!$B619,DataInput!C619,NA())","v":"CBTS66U"},{"$f":"IF($E620=DataInput!$B619,DataInput!D619,NA())","v":"Cranbourne (United Energy) 66 kV"},{"$f":"IF($E620=DataInput!$B619,DataInput!E619,NA())","v":"United Energy"},{"$f":"IF($E620=DataInput!$B619,DataInput!F619,NA())","v":"Summer"},{"$f":"IF($E620=DataInput!$B619,DataInput!G619,NA())","v":"Non-Coincident"},{"$f":"IF($E620=DataInput!$B619,DataInput!H619,NA())","v":2025},{"$f":"IF($E620=DataInput!$B619,DataInput!I619,NA())","v":"POE10"},{"$f":"IF($E620=DataInput!$B619,DataInput!J619,NA())","v":214.156501687614},{"$f":"IF($E620=DataInput!$B619,DataInput!K619,NA())","v":1},null,null,"VIC Cranbourne (United Energy) 66 kV",null,null,null,null,false,null,null,{"$error":"#N/A"},{"$error":"#N/A"},{"$error":"#N/A"},{"$error":"#N/A"},{"$error":"#N/A"},{"$error":"#N/A"},{"$error":"#N/A"},{"$error":"#N/A"},{"$error":"#N/A"},{"$error":"#N/A"}]
[null,{"$f":"IF(DataInput!B620=$B$8,IF($B$9=$B$10,TRUE,IF(DataInput!E620=$B$9,TRUE,FALSE)))","v":true},null,null,{"$f":"IF(B621=TRUE,DataInput!B620,NA())","v":"VIC"},{"$f":"IF($E621=DataInput!$B620,DataInput!C620,NA())","v":"CBTS66U"},{"$f":"IF($E621=DataInput!$B620,DataInput!D620,NA())","v":"Cranbourne (United Energy) 66 kV"},{"$f":"IF($E621=DataInput!$B620,DataInput!E620,NA())","v":"United Energy"},{"$f":"IF($E621=DataInput!$B620,DataInput!F620,NA())","v":"Summer"},{"$f":"IF($E621=DataInput!$B620,DataInput!G620,NA())","v":"Non-Coincident"},{"$f":"IF($E621=DataInput!$B620,DataInput!H620,NA())","v":2026},{"$f":"IF($E621=DataInput!$B620,DataInput!I620,NA())","v":"POE10"},{"$f":"IF($E621=DataInput!$B620,DataInput!J620,NA())","v":217.12929225008901},{"$f":"IF($E621=DataInput!$B620,DataInput!K620,NA())","v":1},null,null,"VIC Cranbourne (United Energy) 66 kV",null,null,null,null,false,null,null,{"$error":"#N/A"},{"$error":"#N/A"},{"$error":"#N/A"},{"$error":"#N/A"},{"$error":"#N/A"},{"$error":"#N/A"},{"$error":"#N/A"},{"$error":"#N/A"},{"$error":"#N/A"},{"$error":"#N/A"}]
[null,{"$f":"IF(DataInput!B621=$B$8,IF($B$9=$B$10,TRUE,IF(DataInput!E621=$B$9,TRUE,FALSE)))","v":true},null,null,{"$f":"IF(B622=TRUE,DataInput!B621,NA())","v":"VIC"},{"$f":"IF($E622=DataInput!$B621,DataInput!C621,NA())","v":"CBTS66U"},{"$f":"IF($E622=DataInput!$B621,DataInput!D621,NA())","v":"Cranbourne (United Energy) 66 kV"},{"$f":"IF($E622=DataInput!$B621,DataInput!E621,NA())","v":"United Energy"},{"$f":"IF($E622=DataInput!$B621,DataInput!F621,NA())","v":"Summer"},{"$f":"IF($E622=DataInput!$B621,DataInput!G621,NA())","v":"Non-Coincident"},{"$f":"IF($E622=DataInput!$B621,DataInput!H621,NA())","v":2017},{"$f":"IF($E622=DataInput!$B621,DataInput!I621,NA())","v":"POE50"},{"$f":"IF($E622=DataInput!$B621,DataInput!J621,NA())","v":171.86830165844501},{"$f":"IF($E622=DataInput!$B621,DataInput!K621,NA())","v":1},null,null,"VIC Cranbourne (United Energy) 66 kV",null,null,null,null,false,null,null,{"$error":"#N/A"},{"$error":"#N/A"},{"$error":"#N/A"},{"$error":"#N/A"},{"$error":"#N/A"},{"$error":"#N/A"},{"$error":"#N/A"},{"$error":"#N/A"},{"$error":"#N/A"},{"$error":"#N/A"}]
[null,{"$f":"IF(DataInput!B622=$B$8,IF($B$9=$B$10,TRUE,IF(DataInput!E622=$B$9,TRUE,FALSE)))","v":true},null,null,{"$f":"IF(B623=TRUE,DataInput!B622,NA())","v":"VIC"},{"$f":"IF($E623=DataInput!$B622,DataInput!C622,NA())","v":"CBTS66U"},{"$f":"IF($E623=DataInput!$B622,DataInput!D622,NA())","v":"Cranbourne (United Energy) 66 kV"},{"$f":"IF($E623=DataInput!$B622,DataInput!E622,NA())","v":"United Energy"},{"$f":"IF($E623=DataInput!$B622,DataInput!F622,NA())","v":"Summer"},{"$f":"IF($E623=DataInput!$B622,DataInput!G622,NA())","v":"Non-Coincident"},{"$f":"IF($E623=DataInput!$B622,DataInput!H622,NA())","v":2018},{"$f":"IF($E623=DataInput!$B622,DataInput!I622,NA())","v":"POE50"},{"$f":"IF($E623=DataInput!$B622,DataInput!J622,NA())","v":173.20637297813499},{"$f":"IF($E623=DataInput!$B622,DataInput!K622,NA())","v":1},null,null,"VIC Cranbourne (United Energy) 66 kV",null,null,null,null,false,null,null,{"$error":"#N/A"},{"$error":"#N/A"},{"$error":"#N/A"},{"$error":"#N/A"},{"$error":"#N/A"},{"$error":"#N/A"},{"$error":"#N/A"},{"$error":"#N/A"},{"$error":"#N/A"},{"$error":"#N/A"}]
[null,{"$f":"IF(DataInput!B623=$B$8,IF($B$9=$B$10,TRUE,IF(DataInput!E623=$B$9,TRUE,FALSE)))","v":true},null,null,{"$f":"IF(B624=TRUE,DataInput!B623,NA())","v":"VIC"},{"$f":"IF($E624=DataInput!$B623,DataInput!C623,NA())","v":"CBTS66U"},{"$f":"IF($E624=DataInput!$B623,DataInput!D623,NA())","v":"Cranbourne (United Energy) 66 kV"},{"$f":"IF($E624=DataInput!$B623,DataInput!E623,NA())","v":"United Energy"},{"$f":"IF($E624=DataInput!$B623,DataInput!F623,NA())","v":"Summer"},{"$f":"IF($E624=DataInput!$B623,DataInput!G623,NA())","v":"Non-Coincident"},{"$f":"IF($E624=DataInput!$B623,DataInput!H623,NA())","v":2019},{"$f":"IF($E624=DataInput!$B623,DataInput!I623,NA())","v":"POE50"},{"$f":"IF($E624=DataInput!$B623,DataInput!J623,NA())","v":175.91496780073601},{"$f":"IF($E624=DataInput!$B623,DataInput!K623,NA())","v":1},null,null,"VIC Cranbourne (United Energy) 66 kV",null,null,null,null,false,null,null,{"$error":"#N/A"},{"$error":"#N/A"},{"$error":"#N/A"},{"$error":"#N/A"},{"$error":"#N/A"},{"$error":"#N/A"},{"$error":"#N/A"},{"$error":"#N/A"},{"$error":"#N/A"},{"$error":"#N/A"}]
[null,{"$f":"IF(DataInput!B624=$B$8,IF($B$9=$B$10,TRUE,IF(DataInput!E624=$B$9,TRUE,FALSE)))","v":true},null,null,{"$f":"IF(B625=TRUE,DataInput!B624,NA())","v":"VIC"},{"$f":"IF($E625=DataInput!$B624,DataInput!C624,NA())","v":"CBTS66U"},{"$f":"IF($E625=DataInput!$B624,DataInput!D624,NA())","v":"Cranbourne (United Energy) 66 kV"},{"$f":"IF($E625=DataInput!$B624,DataInput!E624,NA())","v":"United Energy"},{"$f":"IF($E625=DataInput!$B624,DataInput!F624,NA())","v":"Summer"},{"$f":"IF($E625=DataInput!$B624,DataInput!G624,NA())","v":"Non-Coincident"},{"$f":"IF($E625=DataInput!$B624,DataInput!H624,NA())","v":2020},{"$f":"IF($E625=DataInput!$B624,DataInput!I624,NA())","v":"POE50"},{"$f":"IF($E625=DataInput!$B624,DataInput!J624,NA())","v":177.21637356053299},{"$f":"IF($E625=DataInput!$B624,DataInput!K624,NA())","v":1},null,null,"VIC Cranbourne (United Energy) 66 kV",null,null,null,null,false,null,null,{"$error":"#N/A"},{"$error":"#N/A"},{"$error":"#N/A"},{"$error":"#N/A"},{"$error":"#N/A"},{"$error":"#N/A"},{"$error":"#N/A"},{"$error":"#N/A"},{"$error":"#N/A"},{"$error":"#N/A"}]
[null,{"$f":"IF(DataInput!B625=$B$8,IF($B$9=$B$10,TRUE,IF(DataInput!E625=$B$9,TRUE,FALSE)))","v":true},null,null,{"$f":"IF(B626=TRUE,DataInput!B625,NA())","v":"VIC"},{"$f":"IF($E626=DataInput!$B625,DataInput!C625,NA())","v":"CBTS66U"},{"$f":"IF($E626=DataInput!$B625,DataInput!D625,NA())","v":"Cranbourne (United Energy) 66 kV"},{"$f":"IF($E626=DataInput!$B625,DataInput!E625,NA())","v":"United Energy"},{"$f":"IF($E626=DataInput!$B625,DataInput!F625,NA())","v":"Summer"},{"$f":"IF($E626=DataInput!$B625,DataInput!G625,NA())","v":"Non-Coincident"},{"$f":"IF($E626=DataInput!$B625,DataInput!H625,NA())","v":2021},{"$f":"IF($E626=DataInput!$B625,DataInput!I625,NA())","v":"POE50"},{"$f":"IF($E626=DataInput!$B625,DataInput!J625,NA())","v":182.329184045098},{"$f":"IF($E626=DataInput!$B625,DataInput!K625,NA())","v":1},null,null,"VIC Cranbourne (United Energy) 66 kV",null,null,null,null,false,null,null,{"$error":"#N/A"},{"$error":"#N/A"},{"$error":"#N/A"},{"$error":"#N/A"},{"$error":"#N/A"},{"$error":"#N/A"},{"$error":"#N/A"},{"$error":"#N/A"},{"$error":"#N/A"},{"$error":"#N/A"}]
[null,{"$f":"IF(DataInput!B626=$B$8,IF($B$9=$B$10,TRUE,IF(DataInput!E626=$B$9,TRUE,FALSE)))","v":true},null,null,{"$f":"IF(B627=TRUE,DataInput!B626,NA())","v":"VIC"},{"$f":"IF($E627=DataInput!$B626,DataInput!C626,NA())","v":"CBTS66U"},{"$f":"IF($E627=DataInput!$B626,DataInput!D626,NA())","v":"Cranbourne (United Energy) 66 kV"},{"$f":"IF($E627=DataInput!$B626,DataInput!E626,NA())","v":"United Energy"},{"$f":"IF($E627=DataInput!$B626,DataInput!F626,NA())","v":"Summer"},{"$f":"IF($E627=DataInput!$B626,DataInput!G626,NA())","v":"Non-Coincident"},{"$f":"IF($E627=DataInput!$B626,DataInput!H626,NA())","v":2022},{"$f":"IF($E627=DataInput!$B626,DataInput!I626,NA())","v":"POE50"},{"$f":"IF($E627=DataInput!$B626,DataInput!J626,NA())","v":182.373649092184},{"$f":"IF($E627=DataInput!$B626,DataInput!K626,NA())","v":1},null,null,"VIC Cranbourne (United Energy) 66 kV",null,null,null,null,false,null,null,{"$error":"#N/A"},{"$error":"#N/A"},{"$error":"#N/A"},{"$error":"#N/A"},{"$error":"#N/A"},{"$error":"#N/A"},{"$error":"#N/A"},{"$error":"#N/A"},{"$error":"#N/A"},{"$error":"#N/A"}]
[null,{"$f":"IF(DataInput!B627=$B$8,IF($B$9=$B$10,TRUE,IF(DataInput!E627=$B$9,TRUE,FALSE)))","v":true},null,null,{"$f":"IF(B628=TRUE,DataInput!B627,NA())","v":"VIC"},{"$f":"IF($E628=DataInput!$B627,DataInput!C627,NA())","v":"CBTS66U"},{"$f":"IF($E628=DataInput!$B627,DataInput!D627,NA())","v":"Cranbourne (United Energy) 66 kV"},{"$f":"IF($E628=DataInput!$B627,DataInput!E627,NA())","v":"United Energy"},{"$f":"IF($E628=DataInput!$B627,DataInput!F627,NA())","v":"Summer"},{"$f":"IF($E628=DataInput!$B627,DataInput!G627,NA())","v":"Non-Coincident"},{"$f":"IF($E628=DataInput!$B627,DataInput!H627,NA())","v":2023},{"$f":"IF($E628=DataInput!$B627,DataInput!I627,NA())","v":"POE50"},{"$f":"IF($E628=DataInput!$B627,DataInput!J627,NA())","v":185.95820432957501},{"$f":"IF($E628=DataInput!$B627,DataInput!K627,NA())","v":1},null,null,"VIC Cranbourne (United Energy) 66 kV",null,null,null,null,false,null,null,{"$error":"#N/A"},{"$error":"#N/A"},{"$error":"#N/A"},{"$error":"#N/A"},{"$error":"#N/A"},{"$error":"#N/A"},{"$error":"#N/A"},{"$error":"#N/A"},{"$error":"#N/A"},{"$error":"#N/A"}]
[null,{"$f":"IF(DataInput!B628=$B$8,IF($B$9=$B$10,TRUE,IF(DataInput!E628=$B$9,TRUE,FALSE)))","v":true},null,null,{"$f":"IF(B629=TRUE,DataInput!B628,NA())","v":"VIC"},{"$f":"IF($E629=DataInput!$B628,DataInput!C628,NA())","v":"CBTS66U"},{"$f":"IF($E629=DataInput!$B628,DataInput!D628,NA())","v":"Cranbourne (United Energy) 66 kV"},{"$f":"IF($E629=DataInput!$B628,DataInput!E628,NA())","v":"United Energy"},{"$f":"IF($E629=DataInput!$B628,DataInput!F628,NA())","v":"Summer"},{"$f":"IF($E629=DataInput!$B628,DataInput!G628,NA())","v":"Non-Coincident"},{"$f":"IF($E629=DataInput!$B628,DataInput!H628,NA())","v":2024},{"$f":"IF($E629=DataInput!$B628,DataInput!I628,NA())","v":"POE50"},{"$f":"IF($E629=DataInput!$B628,DataInput!J628,NA())","v":189.00892990698799},{"$f":"IF($E629=DataInput!$B628,DataInput!K628,NA())","v":1},null,null,"VIC Cranbourne (United Energy) 66 kV",null,null,null,null,false,null,null,{"$error":"#N/A"},{"$error":"#N/A"},{"$error":"#N/A"},{"$error":"#N/A"},{"$error":"#N/A"},{"$error":"#N/A"},{"$error":"#N/A"},{"$error":"#N/A"},{"$error":"#N/A"},{"$error":"#N/A"}]
[null,{"$f":"IF(DataInput!B629=$B$8,IF($B$9=$B$10,TRUE,IF(DataInput!E629=$B$9,TRUE,FALSE)))","v":true},null,null,{"$f":"IF(B630=TRUE,DataInput!B629,NA())","v":"VIC"},{"$f":"IF($E630=DataInput!$B629,DataInput!C629,NA())","v":"CBTS66U"},{"$f":"IF($E630=DataInput!$B629,DataInput!D629,NA())","v":"Cranbourne (United Energy) 66 kV"},{"$f":"IF($E630=DataInput!$B629,DataInput!E629,NA())","v":"United Energy"},{"$f":"IF($E630=DataInput!$B629,DataInput!F629,NA())","v":"Summer"},{"$f":"IF($E630=DataInput!$B629,DataInput!G629,NA())","v":"Non-Coincident"},{"$f":"IF($E630=DataInput!$B629,DataInput!H629,NA())","v":2025},{"$f":"IF($E630=DataInput!$B629,DataInput!I629,NA())","v":"POE50"},{"$f":"IF($E630=DataInput!$B629,DataInput!J629,NA())","v":189.300335661936},{"$f":"IF($E630=DataInput!$B629,DataInput!K629,NA())","v":1},null,null,"VIC Cranbourne (United Energy) 66 kV",null,null,null,null,false,null,null,{"$error":"#N/A"},{"$error":"#N/A"},{"$error":"#N/A"},{"$error":"#N/A"},{"$error":"#N/A"},{"$error":"#N/A"},{"$error":"#N/A"},{"$error":"#N/A"},{"$error":"#N/A"},{"$error":"#N/A"}]
[null,{"$f":"IF(DataInput!B630=$B$8,IF($B$9=$B$10,TRUE,IF(DataInput!E630=$B$9,TRUE,FALSE)))","v":true},null,null,{"$f":"IF(B631=TRUE,DataInput!B630,NA())","v":"VIC"},{"$f":"IF($E631=DataInput!$B630,DataInput!C630,NA())","v":"CBTS66U"},{"$f":"IF($E631=DataInput!$B630,DataInput!D630,NA())","v":"Cranbourne (United Energy) 66 kV"},{"$f":"IF($E631=DataInput!$B630,DataInput!E630,NA())","v":"United Energy"},{"$f":"IF($E631=DataInput!$B630,DataInput!F630,NA())","v":"Summer"},{"$f":"IF($E631=DataInput!$B630,DataInput!G630,NA())","v":"Non-Coincident"},{"$f":"IF($E631=DataInput!$B630,DataInput!H630,NA())","v":2026},{"$f":"IF($E631=DataInput!$B630,DataInput!I630,NA())","v":"POE50"},{"$f":"IF($E631=DataInput!$B630,DataInput!J630,NA())","v":191.51192910984901},{"$f":"IF($E631=DataInput!$B630,DataInput!K630,NA())","v":1},null,null,"VIC Cranbourne (United Energy) 66 kV",null,null,null,null,false,null,null,{"$error":"#N/A"},{"$f":"IF($V631=TRUE,F631,NA())","v":{"$error":"#N/A"}},{"$f":"IF($V631=TRUE,G631,NA())","v":{"$error":"#N/A"}},{"$f":"IF($V631=TRUE,H631,NA())","v":{"$error":"#N/A"}},{"$f":"IF($V631=TRUE,I631,NA())","v":{"$error":"#N/A"}},{"$f":"IF($V631=TRUE,J631,NA())","v":{"$error":"#N/A"}},{"$f":"IF($V631=TRUE,K631,NA())","v":{"$error":"#N/A"}},{"$f":"IF($V631=TRUE,L631,NA())","v":{"$error":"#N/A"}},{"$f":"IF($V631=TRUE,M631,NA())","v":{"$error":"#N/A"}},{"$f":"IF($V631=TRUE,N631,NA())","v":{"$error":"#N/A"}}]
[null,{"$f":"IF(DataInput!B631=$B$8,IF($B$9=$B$10,TRUE,IF(DataInput!E631=$B$9,TRUE,FALSE)))","v":true},null,null,{"$f":"IF(B632=TRUE,DataInput!B631,NA())","v":"VIC"},{"$f":"IF($E632=DataInput!$B631,DataInput!C631,NA())","v":"CBTS66U"},{"$f":"IF($E632=DataInput!$B631,DataInput!D631,NA())","v":"Cranbourne (United Energy) 66 kV"},{"$f":"IF($E632=DataInput!$B631,DataInput!E631,NA())","v":"United Energy"},{"$f":"IF($E632=DataInput!$B631,DataInput!F631,NA())","v":"Winter"},{"$f":"IF($E632=DataInput!$B631,DataInput!G631,NA())","v":"Non-Coincident"},{"$f":"IF($E632=DataInput!$B631,DataInput!H631,NA())","v":2016},{"$f":"IF($E632=DataInput!$B631,DataInput!I631,NA())","v":"POE10"},{"$f":"IF($E632=DataInput!$B631,DataInput!J631,NA())","v":138.40659716982},{"$f":"IF($E632=DataInput!$B631,DataInput!K631,NA())","v":0.985816317221895},null,null,"VIC Cranbourne (United Energy) 66 kV",null,null,null,null,false,null,null,{"$error":"#N/A"},{"$error":"#N/A"},{"$error":"#N/A"},{"$error":"#N/A"},{"$error":"#N/A"},{"$error":"#N/A"},{"$error":"#N/A"},{"$error":"#N/A"},{"$error":"#N/A"},{"$error":"#N/A"}]
[null,{"$f":"IF(DataInput!B632=$B$8,IF($B$9=$B$10,TRUE,IF(DataInput!E632=$B$9,TRUE,FALSE)))","v":true},null,null,{"$f":"IF(B633=TRUE,DataInput!B632,NA())","v":"VIC"},{"$f":"IF($E633=DataInput!$B632,DataInput!C632,NA())","v":"CBTS66U"},{"$f":"IF($E633=DataInput!$B632,DataInput!D632,NA())","v":"Cranbourne (United Energy) 66 kV"},{"$f":"IF($E633=DataInput!$B632,DataInput!E632,NA())","v":"United Energy"},{"$f":"IF($E633=DataInput!$B632,DataInput!F632,NA())","v":"Winter"},{"$f":"IF($E633=DataInput!$B632,DataInput!G632,NA())","v":"Non-Coincident"},{"$f":"IF($E633=DataInput!$B632,DataInput!H632,NA())","v":2017},{"$f":"IF($E633=DataInput!$B632,DataInput!I632,NA())","v":"POE10"},{"$f":"IF($E633=DataInput!$B632,DataInput!J632,NA())","v":141.11527478376399},{"$f":"IF($E633=DataInput!$B632,DataInput!K632,NA())","v":0.99582175805044104},null,null,"VIC Cranbourne (United Energy) 66 kV",null,null,null,null,false,null,null,{"$error":"#N/A"},{"$error":"#N/A"},{"$error":"#N/A"},{"$error":"#N/A"},{"$error":"#N/A"},{"$error":"#N/A"},{"$error":"#N/A"},{"$error":"#N/A"},{"$error":"#N/A"},{"$error":"#N/A"}]
[null,{"$f":"IF(DataInput!B633=$B$8,IF($B$9=$B$10,TRUE,IF(DataInput!E633=$B$9,TRUE,FALSE)))","v":true},null,null,{"$f":"IF(B634=TRUE,DataInput!B633,NA())","v":"VIC"},{"$f":"IF($E634=DataInput!$B633,DataInput!C633,NA())","v":"CBTS66U"},{"$f":"IF($E634=DataInput!$B633,DataInput!D633,NA())","v":"Cranbourne (United Energy) 66 kV"},{"$f":"IF($E634=DataInput!$B633,DataInput!E633,NA())","v":"United Energy"},{"$f":"IF($E634=DataInput!$B633,DataInput!F633,NA())","v":"Winter"},{"$f":"IF($E634=DataInput!$B633,DataInput!G633,NA())","v":"Non-Coincident"},{"$f":"IF($E634=DataInput!$B633,DataInput!H633,NA())","v":2018},{"$f":"IF($E634=DataInput!$B633,DataInput!I633,NA())","v":"POE10"},{"$f":"IF($E634=DataInput!$B633,DataInput!J633,NA())","v":143.941246106905},{"$f":"IF($E634=DataInput!$B633,DataInput!K633,NA())","v":0.99364816428319402},null,null,"VIC Cranbourne (United Energy) 66 kV",null,null,null,null,false,null,null,{"$error":"#N/A"},{"$error":"#N/A"},{"$error":"#N/A"},{"$error":"#N/A"},{"$error":"#N/A"},{"$error":"#N/A"},{"$error":"#N/A"},{"$error":"#N/A"},{"$error":"#N/A"},{"$error":"#N/A"}]
[null,{"$f":"IF(DataInput!B634=$B$8,IF($B$9=$B$10,TRUE,IF(DataInput!E634=$B$9,TRUE,FALSE)))","v":true},null,null,{"$f":"IF(B635=TRUE,DataInput!B634,NA())","v":"VIC"},{"$f":"IF($E635=DataInput!$B634,DataInput!C634,NA())","v":"CBTS66U"},{"$f":"IF($E635=DataInput!$B634,DataInput!D634,NA())","v":"Cranbourne (United Energy) 66 kV"},{"$f":"IF($E635=DataInput!$B634,DataInput!E634,NA())","v":"United Energy"},{"$f":"IF($E635=DataInput!$B634,DataInput!F634,NA())","v":"Winter"},{"$f":"IF($E635=DataInput!$B634,DataInput!G634,NA())","v":"Non-Coincident"},{"$f":"IF($E635=DataInput!$B634,DataInput!H634,NA())","v":2019},{"$f":"IF($E635=DataInput!$B634,DataInput!I634,NA())","v":"POE10"},{"$f":"IF($E635=DataInput!$B634,DataInput!J634,NA())","v":147.71933391079301},{"$f":"IF($E635=DataInput!$B634,DataInput!K634,NA())","v":0.99241482652882695},null,null,"VIC Cranbourne (United Energy) 66 kV",null,null,null,null,false,null,null,{"$error":"#N/A"},{"$error":"#N/A"},{"$error":"#N/A"},{"$error":"#N/A"},{"$error":"#N/A"},{"$error":"#N/A"},{"$error":"#N/A"},{"$error":"#N/A"},{"$error":"#N/A"},{"$error":"#N/A"}]
[null,{"$f":"IF(DataInput!B635=$B$8,IF($B$9=$B$10,TRUE,IF(DataInput!E635=$B$9,TRUE,FALSE)))","v":true},null,null,{"$f":"IF(B636=TRUE,DataInput!B635,NA())","v":"VIC"},{"$f":"IF($E636=DataInput!$B635,DataInput!C635,NA())","v":"CBTS66U"},{"$f":"IF($E636=DataInput!$B635,DataInput!D635,NA())","v":"Cranbourne (United Energy) 66 kV"},{"$f":"IF($E636=DataInput!$B635,DataInput!E635,NA())","v":"United Energy"},{"$f":"IF($E636=DataInput!$B635,DataInput!F635,NA())","v":"Winter"},{"$f":"IF($E636=DataInput!$B635,DataInput!G635,NA())","v":"Non-Coincident"},{"$f":"IF($E636=DataInput!$B635,DataInput!H635,NA())","v":2020},{"$f":"IF($E636=DataInput!$B635,DataInput!I635,NA())","v":"POE10"},{"$f":"IF($E636=DataInput!$B635,DataInput!J635,NA())","v":152.32597866151599},{"$f":"IF($E636=DataInput!$B635,DataInput!K635,NA())","v":0.98764668177149395},null,null,"VIC Cranbourne (United Energy) 66 kV",null,null,null,null,false,null,null,{"$error":"#N/A"},{"$error":"#N/A"},{"$error":"#N/A"},{"$error":"#N/A"},{"$error":"#N/A"},{"$error":"#N/A"},{"$error":"#N/A"},{"$error":"#N/A"},{"$error":"#N/A"},{"$error":"#N/A"}]
[null,{"$f":"IF(DataInput!B636=$B$8,IF($B$9=$B$10,TRUE,IF(DataInput!E636=$B$9,TRUE,FALSE)))","v":true},null,null,{"$f":"IF(B637=TRUE,DataInput!B636,NA())","v":"VIC"},{"$f":"IF($E637=DataInput!$B636,DataInput!C636,NA())","v":"CBTS66U"},{"$f":"IF($E637=DataInput!$B636,DataInput!D636,NA())","v":"Cranbourne (United Energy) 66 kV"},{"$f":"IF($E637=DataInput!$B636,DataInput!E636,NA())","v":"United Energy"},{"$f":"IF($E637=DataInput!$B636,DataInput!F636,NA())","v":"Winter"},{"$f":"IF($E637=DataInput!$B636,DataInput!G636,NA())","v":"Non-Coincident"},{"$f":"IF($E637=DataInput!$B636,DataInput!H636,NA())","v":2021},{"$f":"IF($E637=DataInput!$B636,DataInput!I636,NA())","v":"POE10"},{"$f":"IF($E637=DataInput!$B636,DataInput!J636,NA())","v":155.772111729096},{"$f":"IF($E637=DataInput!$B636,DataInput!K636,NA())","v":0.98771934008472895},null,null,"VIC Cranbourne (United Energy) 66 kV",null,null,null,null,false,null,null,{"$error":"#N/A"},{"$error":"#N/A"},{"$error":"#N/A"},{"$error":"#N/A"},{"$error":"#N/A"},{"$error":"#N/A"},{"$error":"#N/A"},{"$error":"#N/A"},{"$error":"#N/A"},{"$error":"#N/A"}]
[null,{"$f":"IF(DataInput!B637=$B$8,IF($B$9=$B$10,TRUE,IF(DataInput!E637=$B$9,TRUE,FALSE)))","v":true},null,null,{"$f":"IF(B638=TRUE,DataInput!B637,NA())","v":"VIC"},{"$f":"IF($E638=DataInput!$B637,DataInput!C637,NA())","v":"CBTS66U"},{"$f":"IF($E638=DataInput!$B637,DataInput!D637,NA())","v":"Cranbourne (United Energy) 66 kV"},{"$f":"IF($E638=DataInput!$B637,DataInput!E637,NA())","v":"United Energy"},{"$f":"IF($E638=DataInput!$B637,DataInput!F637,NA())","v":"Winter"},{"$f":"IF($E638=DataInput!$B637,DataInput!G637,NA())","v":"Non-Coincident"},{"$f":"IF($E638=DataInput!$B637,DataInput!H637,NA())","v":2022},{"$f":"IF($E638=DataInput!$B637,DataInput!I637,NA())","v":"POE10"},{"$f":"IF($E638=DataInput!$B637,DataInput!J637,NA())","v":159.41024880977},{"$f":"IF($E638=DataInput!$B637,DataInput!K637,NA())","v":0.98778638805111596},null,null,"VIC Cranbourne (United Energy) 66 kV",null,null,null,null,false,null,null,{"$error":"#N/A"},{"$error":"#N/A"},{"$error":"#N/A"},{"$error":"#N/A"},{"$error":"#N/A"},{"$error":"#N/A"},{"$error":"#N/A"},{"$error":"#N/A"},{"$error":"#N/A"},{"$error":"#N/A"}]
[null,{"$f":"IF(DataInput!B638=$B$8,IF($B$9=$B$10,TRUE,IF(DataInput!E638=$B$9,TRUE,FALSE)))","v":true},null,null,{"$f":"IF(B639=TRUE,DataInput!B638,NA())","v":"VIC"},{"$f":"IF($E639=DataInput!$B638,DataInput!C638,NA())","v":"CBTS66U"},{"$f":"IF($E639=DataInput!$B638,DataInput!D638,NA())","v":"Cranbourne (United Energy) 66 kV"},{"$f":"IF($E639=DataInput!$B638,DataInput!E638,NA())","v":"United Energy"},{"$f":"IF($E639=DataInput!$B638,DataInput!F638,NA())","v":"Winter"},{"$f":"IF($E639=DataInput!$B638,DataInput!G638,NA())","v":"Non-Coincident"},{"$f":"IF($E639=DataInput!$B638,DataInput!H638,NA())","v":2023},{"$f":"IF($E639=DataInput!$B638,DataInput!I638,NA())","v":"POE10"},{"$f":"IF($E639=DataInput!$B638,DataInput!J638,NA())","v":163.559906415396},{"$f":"IF($E639=DataInput!$B638,DataInput!K638,NA())","v":0.98800882637952503},null,null,"VIC Cranbourne (United Energy) 66 kV",null,null,null,null,false,null,null,{"$error":"#N/A"},{"$error":"#N/A"},{"$error":"#N/A"},{"$error":"#N/A"},{"$error":"#N/A"},{"$error":"#N/A"},{"$error":"#N/A"},{"$error":"#N/A"},{"$error":"#N/A"},{"$error":"#N/A"}]
[null,{"$f":"IF(DataInput!B639=$B$8,IF($B$9=$B$10,TRUE,IF(DataInput!E639=$B$9,TRUE,FALSE)))","v":true},null,null,{"$f":"IF(B640=TRUE,DataInput!B639,NA())","v":"VIC"},{"$f":"IF($E640=DataInput!$B639,DataInput!C639,NA())","v":"CBTS66U"},{"$f":"IF($E640=DataInput!$B639,DataInput!D639,NA())","v":"Cranbourne (United Energy) 66 kV"},{"$f":"IF($E640=DataInput!$B639,DataInput!E639,NA())","v":"United Energy"},{"$f":"IF($E640=DataInput!$B639,DataInput!F639,NA())","v":"Winter"},{"$f":"IF($E640=DataInput!$B639,DataInput!G639,NA())","v":"Non-Coincident"},{"$f":"IF($E640=DataInput!$B639,DataInput!H639,NA())","v":2024},{"$f":"IF($E640=DataInput!$B639,DataInput!I639,NA())","v":"POE10"},{"$f":"IF($E640=DataInput!$B639,DataInput!J639,NA())","v":166.75800372251601},{"$f":"IF($E640=DataInput!$B639,DataInput!K639,NA())","v":0.98806119827358996},null,null,"VIC Cranbourne (United Energy) 66 kV",null,null,null,null,false,null,null,{"$error":"#N/A"},{"$error":"#N/A"},{"$error":"#N/A"},{"$error":"#N/A"},{"$error":"#N/A"},{"$error":"#N/A"},{"$error":"#N/A"},{"$error":"#N/A"},{"$error":"#N/A"},{"$error":"#N/A"}]
[null,{"$f":"IF(DataInput!B640=$B$8,IF($B$9=$B$10,TRUE,IF(DataInput!E640=$B$9,TRUE,FALSE)))","v":true},null,null,{"$f":"IF(B641=TRUE,DataInput!B640,NA())","v":"VIC"},{"$f":"IF($E641=DataInput!$B640,DataInput!C640,NA())","v":"CBTS66U"},{"$f":"IF($E641=DataInput!$B640,DataInput!D640,NA())","v":"Cranbourne (United Energy) 66 kV"},{"$f":"IF($E641=DataInput!$B640,DataInput!E640,NA())","v":"United Energy"},{"$f":"IF($E641=DataInput!$B640,DataInput!F640,NA())","v":"Winter"},{"$f":"IF($E641=DataInput!$B640,DataInput!G640,NA())","v":"Non-Coincident"},{"$f":"IF($E641=DataInput!$B640,DataInput!H640,NA())","v":2025},{"$f":"IF($E641=DataInput!$B640,DataInput!I640,NA())","v":"POE10"},{"$f":"IF($E641=DataInput!$B640,DataInput!J640,NA())","v":169.60735516367899},{"$f":"IF($E641=DataInput!$B640,DataInput!K640,NA())","v":0.98810828728530198},null,null,"VIC Cranbourne (United Energy) 66 kV",null,null,null,null,false,null,null,{"$error":"#N/A"},{"$error":"#N/A"},{"$error":"#N/A"},{"$error":"#N/A"},{"$error":"#N/A"},{"$error":"#N/A"},{"$error":"#N/A"},{"$error":"#N/A"},{"$error":"#N/A"},{"$error":"#N/A"}]
[null,{"$f":"IF(DataInput!B641=$B$8,IF($B$9=$B$10,TRUE,IF(DataInput!E641=$B$9,TRUE,FALSE)))","v":true},null,null,{"$f":"IF(B642=TRUE,DataInput!B641,NA())","v":"VIC"},{"$f":"IF($E642=DataInput!$B641,DataInput!C641,NA())","v":"CBTS66U"},{"$f":"IF($E642=DataInput!$B641,DataInput!D641,NA())","v":"Cranbourne (United Energy) 66 kV"},{"$f":"IF($E642=DataInput!$B641,DataInput!E641,NA())","v":"United Energy"},{"$f":"IF($E642=DataInput!$B641,DataInput!F641,NA())","v":"Winter"},{"$f":"IF($E642=DataInput!$B641,DataInput!G641,NA())","v":"Non-Coincident"},{"$f":"IF($E642=DataInput!$B641,DataInput!H641,NA())","v":2016},{"$f":"IF($E642=DataInput!$B641,DataInput!I641,NA())","v":"POE50"},{"$f":"IF($E642=DataInput!$B641,DataInput!J641,NA())","v":133.82600496400801},{"$f":"IF($E642=DataInput!$B641,DataInput!K641,NA())","v":0.99097465873278601},null,null,"VIC Cranbourne (United Energy) 66 kV",null,null,null,null,false,null,null,{"$error":"#N/A"},{"$error":"#N/A"},{"$error":"#N/A"},{"$error":"#N/A"},{"$error":"#N/A"},{"$error":"#N/A"},{"$error":"#N/A"},{"$error":"#N/A"},{"$error":"#N/A"},{"$error":"#N/A"}]
[null,{"$f":"IF(DataInput!B642=$B$8,IF($B$9=$B$10,TRUE,IF(DataInput!E642=$B$9,TRUE,FALSE)))","v":true},null,null,{"$f":"IF(B643=TRUE,DataInput!B642,NA())","v":"VIC"},{"$f":"IF($E643=DataInput!$B642,DataInput!C642,NA())","v":"CBTS66U"},{"$f":"IF($E643=DataInput!$B642,DataInput!D642,NA())","v":"Cranbourne (United Energy) 66 kV"},{"$f":"IF($E643=DataInput!$B642,DataInput!E642,NA())","v":"United Energy"},{"$f":"IF($E643=DataInput!$B642,DataInput!F642,NA())","v":"Winter"},{"$f":"IF($E643=DataInput!$B642,DataInput!G642,NA())","v":"Non-Coincident"},{"$f":"IF($E643=DataInput!$B642,DataInput!H642,NA())","v":2017},{"$f":"IF($E643=DataInput!$B642,DataInput!I642,NA())","v":"POE50"},{"$f":"IF($E643=DataInput!$B642,DataInput!J642,NA())","v":136.36353461215501},{"$f":"IF($E643=DataInput!$B642,DataInput!K642,NA())","v":1},null,null,"VIC Cranbourne (United Energy) 66 kV",null,null,null,null,false,null,null,{"$error":"#N/A"},{"$error":"#N/A"},{"$error":"#N/A"},{"$error":"#N/A"},{"$error":"#N/A"},{"$error":"#N/A"},{"$error":"#N/A"},{"$error":"#N/A"},{"$error":"#N/A"},{"$error":"#N/A"}]
[null,{"$f":"IF(DataInput!B643=$B$8,IF($B$9=$B$10,TRUE,IF(DataInput!E643=$B$9,TRUE,FALSE)))","v":true},null,null,{"$f":"IF(B644=TRUE,DataInput!B643,NA())","v":"VIC"},{"$f":"IF($E644=DataInput!$B643,DataInput!C643,NA())","v":"CBTS66U"},{"$f":"IF($E644=DataInput!$B643,DataInput!D643,NA())","v":"Cranbourne (United Energy) 66 kV"},{"$f":"IF($E644=DataInput!$B643,DataInput!E643,NA())","v":"United Energy"},{"$f":"IF($E644=DataInput!$B643,DataInput!F643,NA())","v":"Winter"},{"$f":"IF($E644=DataInput!$B643,DataInput!G643,NA())","v":"Non-Coincident"},{"$f":"IF($E644=DataInput!$B643,DataInput!H643,NA())","v":2018},{"$f":"IF($E644=DataInput!$B643,DataInput!I643,NA())","v":"POE50"},{"$f":"IF($E644=DataInput!$B643,DataInput!J643,NA())","v":138.810341066387},{"$f":"IF($E644=DataInput!$B643,DataInput!K643,NA())","v":0.997804119377938},null,null,"VIC Cranbourne (United Energy) 66 kV",null,null,null,null,false,null,null,{"$error":"#N/A"},{"$error":"#N/A"},{"$error":"#N/A"},{"$error":"#N/A"},{"$error":"#N/A"},{"$error":"#N/A"},{"$error":"#N/A"},{"$error":"#N/A"},{"$error":"#N/A"},{"$error":"#N/A"}]
[null,{"$f":"IF(DataInput!B644=$B$8,IF($B$9=$B$10,TRUE,IF(DataInput!E644=$B$9,TRUE,FALSE)))","v":true},null,null,{"$f":"IF(B645=TRUE,DataInput!B644,NA())","v":"VIC"},{"$f":"IF($E645=DataInput!$B644,DataInput!C644,NA())","v":"CBTS66U"},{"$f":"IF($E645=DataInput!$B644,DataInput!D644,NA())","v":"Cranbourne (United Energy) 66 kV"},{"$f":"IF($E645=DataInput!$B644,DataInput!E644,NA())","v":"United Energy"},{"$f":"IF($E645=DataInput!$B644,DataInput!F644,NA())","v":"Winter"},{"$f":"IF($E645=DataInput!$B644,DataInput!G644,NA())","v":"Non-Coincident"},{"$f":"IF($E645=DataInput!$B644,DataInput!H644,NA())","v":2019},{"$f":"IF($E645=DataInput!$B644,DataInput!I644,NA())","v":"POE50"},{"$f":"IF($E645=DataInput!$B644,DataInput!J644,NA())","v":142.04911907018999},{"$f":"IF($E645=DataInput!$B644,DataInput!K644,NA())","v":0.99652954731182397},null,null,"VIC Cranbourne (United Energy) 66 kV",null,null,null,null,false,null,null,{"$error":"#N/A"},{"$error":"#N/A"},{"$error":"#N/A"},{"$error":"#N/A"},{"$error":"#N/A"},{"$error":"#N/A"},{"$error":"#N/A"},{"$error":"#N/A"},{"$error":"#N/A"},{"$error":"#N/A"}]
[null,{"$f":"IF(DataInput!B645=$B$8,IF($B$9=$B$10,TRUE,IF(DataInput!E645=$B$9,TRUE,FALSE)))","v":true},null,null,{"$f":"IF(B646=TRUE,DataInput!B645,NA())","v":"VIC"},{"$f":"IF($E646=DataInput!$B645,DataInput!C645,NA())","v":"CBTS66U"},{"$f":"IF($E646=DataInput!$B645,DataInput!D645,NA())","v":"Cranbourne (United Energy) 66 kV"},{"$f":"IF($E646=DataInput!$B645,DataInput!E645,NA())","v":"United Energy"},{"$f":"IF($E646=DataInput!$B645,DataInput!F645,NA())","v":"Winter"},{"$f":"IF($E646=DataInput!$B645,DataInput!G645,NA())","v":"Non-Coincident"},{"$f":"IF($E646=DataInput!$B645,DataInput!H645,NA())","v":2020},{"$f":"IF($E646=DataInput!$B645,DataInput!I645,NA())","v":"POE50"},{"$f":"IF($E646=DataInput!$B645,DataInput!J645,NA())","v":146.021354121298},{"$f":"IF($E646=DataInput!$B645,DataInput!K645,NA())","v":0.99270898383185402},null,null,"VIC Cranbourne (United Energy) 66 kV",null,null,null,null,false,null,null,{"$error":"#N/A"},{"$error":"#N/A"},{"$error":"#N/A"},{"$error":"#N/A"},{"$error":"#N/A"},{"$error":"#N/A"},{"$error":"#N/A"},{"$error":"#N/A"},{"$error":"#N/A"},{"$error":"#N/A"}]
[null,{"$f":"IF(DataInput!B646=$B$8,IF($B$9=$B$10,TRUE,IF(DataInput!E646=$B$9,TRUE,FALSE)))","v":true},null,null,{"$f":"IF(B647=TRUE,DataInput!B646,NA())","v":"VIC"},{"$f":"IF($E647=DataInput!$B646,DataInput!C646,NA())","v":"CBTS66U"},{"$f":"IF($E647=DataInput!$B646,DataInput!D646,NA())","v":"Cranbourne (United Energy) 66 kV"},{"$f":"IF($E647=DataInput!$B646,DataInput!E646,NA())","v":"United Energy"},{"$f":"IF($E647=DataInput!$B646,DataInput!F646,NA())","v":"Winter"},{"$f":"IF($E647=DataInput!$B646,DataInput!G646,NA())","v":"Non-Coincident"},{"$f":"IF($E647=DataInput!$B646,DataInput!H646,NA())","v":2021},{"$f":"IF($E647=DataInput!$B646,DataInput!I646,NA())","v":"POE50"},{"$f":"IF($E647=DataInput!$B646,DataInput!J646,NA())","v":149.212357826746},{"$f":"IF($E647=DataInput!$B646,DataInput!K646,NA())","v":0.99275542039465303},null,null,"VIC Cranbourne (United Energy) 66 kV",null,null,null,null,false,null,null,{"$error":"#N/A"},{"$error":"#N/A"},{"$error":"#N/A"},{"$error":"#N/A"},{"$error":"#N/A"},{"$error":"#N/A"},{"$error":"#N/A"},{"$error":"#N/A"},{"$error":"#N/A"},{"$error":"#N/A"}]
[null,{"$f":"IF(DataInput!B647=$B$8,IF($B$9=$B$10,TRUE,IF(DataInput!E647=$B$9,TRUE,FALSE)))","v":true},null,null,{"$f":"IF(B648=TRUE,DataInput!B647,NA())","v":"VIC"},{"$f":"IF($E648=DataInput!$B647,DataInput!C647,NA())","v":"CBTS66U"},{"$f":"IF($E648=DataInput!$B647,DataInput!D647,NA())","v":"Cranbourne (United Energy) 66 kV"},{"$f":"IF($E648=DataInput!$B647,DataInput!E647,NA())","v":"United Energy"},{"$f":"IF($E648=DataInput!$B647,DataInput!F647,NA())","v":"Winter"},{"$f":"IF($E648=DataInput!$B647,DataInput!G647,NA())","v":"Non-Coincident"},{"$f":"IF($E648=DataInput!$B647,DataInput!H647,NA())","v":2022},{"$f":"IF($E648=DataInput!$B647,DataInput!I647,NA())","v":"POE50"},{"$f":"IF($E648=DataInput!$B647,DataInput!J647,NA())","v":152.43936591995799},{"$f":"IF($E648=DataInput!$B647,DataInput!K647,NA())","v":0.99279602098402298},null,null,"VIC Cranbourne (United Energy) 66 kV",null,null,null,null,false,null,null,{"$error":"#N/A"},{"$error":"#N/A"},{"$error":"#N/A"},{"$error":"#N/A"},{"$error":"#N/A"},{"$error":"#N/A"},{"$error":"#N/A"},{"$error":"#N/A"},{"$error":"#N/A"},{"$error":"#N/A"}]
[null,{"$f":"IF(DataInput!B648=$B$8,IF($B$9=$B$10,TRUE,IF(DataInput!E648=$B$9,TRUE,FALSE)))","v":true},null,null,{"$f":"IF(B649=TRUE,DataInput!B648,NA())","v":"VIC"},{"$f":"IF($E649=DataInput!$B648,DataInput!C648,NA())","v":"CBTS66U"},{"$f":"IF($E649=DataInput!$B648,DataInput!D648,NA())","v":"Cranbourne (United Energy) 66 kV"},{"$f":"IF($E649=DataInput!$B648,DataInput!E648,NA())","v":"United Energy"},{"$f":"IF($E649=DataInput!$B648,DataInput!F648,NA())","v":"Winter"},{"$f":"IF($E649=DataInput!$B648,DataInput!G648,NA())","v":"Non-Coincident"},{"$f":"IF($E649=DataInput!$B648,DataInput!H648,NA())","v":2023},{"$f":"IF($E649=DataInput!$B648,DataInput!I648,NA())","v":"POE50"},{"$f":"IF($E649=DataInput!$B648,DataInput!J648,NA())","v":156.18310900136899},{"$f":"IF($E649=DataInput!$B648,DataInput!K648,NA())","v":0.992994866015802},null,null,"VIC Cranbourne (United Energy) 66 kV",null,null,null,null,false,null,null,{"$error":"#N/A"},{"$error":"#N/A"},{"$error":"#N/A"},{"$error":"#N/A"},{"$error":"#N/A"},{"$error":"#N/A"},{"$error":"#N/A"},{"$error":"#N/A"},{"$error":"#N/A"},{"$error":"#N/A"}]
[null,{"$f":"IF(DataInput!B649=$B$8,IF($B$9=$B$10,TRUE,IF(DataInput!E649=$B$9,TRUE,FALSE)))","v":true},null,null,{"$f":"IF(B650=TRUE,DataInput!B649,NA())","v":"VIC"},{"$f":"IF($E650=DataInput!$B649,DataInput!C649,NA())","v":"CBTS66U"},{"$f":"IF($E650=DataInput!$B649,DataInput!D649,NA())","v":"Cranbourne (United Energy) 66 kV"},{"$f":"IF($E650=DataInput!$B649,DataInput!E649,NA())","v":"United Energy"},{"$f":"IF($E650=DataInput!$B649,DataInput!F649,NA())","v":"Winter"},{"$f":"IF($E650=DataInput!$B649,DataInput!G649,NA())","v":"Non-Coincident"},{"$f":"IF($E650=DataInput!$B649,DataInput!H649,NA())","v":2024},{"$f":"IF($E650=DataInput!$B649,DataInput!I649,NA())","v":"POE50"},{"$f":"IF($E650=DataInput!$B649,DataInput!J649,NA())","v":159.028158057734},{"$f":"IF($E650=DataInput!$B649,DataInput!K649,NA())","v":0.99302042679409597},null,null,"VIC Cranbourne (United Energy) 66 kV",null,null,null,null,false,null,null,{"$error":"#N/A"},{"$error":"#N/A"},{"$error":"#N/A"},{"$error":"#N/A"},{"$error":"#N/A"},{"$error":"#N/A"},{"$error":"#N/A"},{"$error":"#N/A"},{"$error":"#N/A"},{"$error":"#N/A"}]
[null,{"$f":"IF(DataInput!B650=$B$8,IF($B$9=$B$10,TRUE,IF(DataInput!E650=$B$9,TRUE,FALSE)))","v":true},null,null,{"$f":"IF(B651=TRUE,DataInput!B650,NA())","v":"VIC"},{"$f":"IF($E651=DataInput!$B650,DataInput!C650,NA())","v":"CBTS66U"},{"$f":"IF($E651=DataInput!$B650,DataInput!D650,NA())","v":"Cranbourne (United Energy) 66 kV"},{"$f":"IF($E651=DataInput!$B650,DataInput!E650,NA())","v":"United Energy"},{"$f":"IF($E651=DataInput!$B650,DataInput!F650,NA())","v":"Winter"},{"$f":"IF($E651=DataInput!$B650,DataInput!G650,NA())","v":"Non-Coincident"},{"$f":"IF($E651=DataInput!$B650,DataInput!H650,NA())","v":2025},{"$f":"IF($E651=DataInput!$B650,DataInput!I650,NA())","v":"POE50"},{"$f":"IF($E651=DataInput!$B650,DataInput!J650,NA())","v":161.71942661352099},{"$f":"IF($E651=DataInput!$B650,DataInput!K650,NA())","v":0.99304100996603595},null,null,"VIC Cranbourne (United Energy) 66 kV",null,null,null,null,false,null,null,{"$error":"#N/A"},{"$error":"#N/A"},{"$error":"#N/A"},{"$error":"#N/A"},{"$error":"#N/A"},{"$error":"#N/A"},{"$error":"#N/A"},{"$error":"#N/A"},{"$error":"#N/A"},{"$error":"#N/A"}]
[null,{"$f":"IF(DataInput!B651=$B$8,IF($B$9=$B$10,TRUE,IF(DataInput!E651=$B$9,TRUE,FALSE)))","v":true},null,null,{"$f":"IF(B652=TRUE,DataInput!B651,NA())","v":"VIC"},{"$f":"IF($E652=DataInput!$B651,DataInput!C651,NA())","v":"DPTS"},{"$f":"IF($E652=DataInput!$B651,DataInput!D651,NA())","v":"Deer Park (Powercor) 66 kV"},{"$f":"IF($E652=DataInput!$B651,DataInput!E651,NA())","v":"Powercor"},{"$f":"IF($E652=DataInput!$B651,DataInput!F651,NA())","v":"Summer"},{"$f":"IF($E652=DataInput!$B651,DataInput!G651,NA())","v":"Non-Coincident"},{"$f":"IF($E652=DataInput!$B651,DataInput!H651,NA())","v":2017},{"$f":"IF($E652=DataInput!$B651,DataInput!I651,NA())","v":"POE10"},{"$f":"IF($E652=DataInput!$B651,DataInput!J651,NA())","v":0},{"$f":"IF($E652=DataInput!$B651,DataInput!K651,NA())","v":0},null,null,{"$f":"IF(OR(ISERROR(E652),ISERROR(G652)),\"  \",E652&\" \"&G652)","v":"VIC Deer Park (Powercor) 66 kV"},null,null,null,null,{"$f":"IF(ISERROR(G652),FALSE,IF($V$9=G652,TRUE,FALSE))","v":false},null,null,{"$f":"IF($V652=TRUE,E652,NA())","v":{"$error":"#N/A"}},{"$error":"#N/A"},{"$error":"#N/A"},{"$error":"#N/A"},{"$error":"#N/A"},{"$error":"#N/A"},{"$error":"#N/A"},{"$error":"#N/A"},{"$error":"#N/A"},{"$error":"#N/A"}]
[null,{"$f":"IF(DataInput!B652=$B$8,IF($B$9=$B$10,TRUE,IF(DataInput!E652=$B$9,TRUE,FALSE)))","v":true},null,null,{"$f":"IF(B653=TRUE,DataInput!B652,NA())","v":"VIC"},{"$f":"IF($E653=DataInput!$B652,DataInput!C652,NA())","v":"DPTS"},{"$f":"IF($E653=DataInput!$B652,DataInput!D652,NA())","v":"Deer Park (Powercor) 66 kV"},{"$f":"IF($E653=DataInput!$B652,DataInput!E652,NA())","v":"Powercor"},{"$f":"IF($E653=DataInput!$B652,DataInput!F652,NA())","v":"Summer"},{"$f":"IF($E653=DataInput!$B652,DataInput!G652,NA())","v":"Non-Coincident"},{"$f":"IF($E653=DataInput!$B652,DataInput!H652,NA())","v":2018},{"$f":"IF($E653=DataInput!$B652,DataInput!I652,NA())","v":"POE10"},{"$f":"IF($E653=DataInput!$B652,DataInput!J652,NA())","v":209.35649098149},{"$f":"IF($E653=DataInput!$B652,DataInput!K652,NA())","v":0.99823000491101499},null,null,"VIC Deer Park (Powercor) 66 kV",null,null,null,null,false,null,null,{"$error":"#N/A"},{"$error":"#N/A"},{"$error":"#N/A"},{"$error":"#N/A"},{"$error":"#N/A"},{"$error":"#N/A"},{"$error":"#N/A"},{"$error":"#N/A"},{"$error":"#N/A"},{"$error":"#N/A"}]
[null,{"$f":"IF(DataInput!B653=$B$8,IF($B$9=$B$10,TRUE,IF(DataInput!E653=$B$9,TRUE,FALSE)))","v":true},null,null,{"$f":"IF(B654=TRUE,DataInput!B653,NA())","v":"VIC"},{"$f":"IF($E654=DataInput!$B653,DataInput!C653,NA())","v":"DPTS"},{"$f":"IF($E654=DataInput!$B653,DataInput!D653,NA())","v":"Deer Park (Powercor) 66 kV"},{"$f":"IF($E654=DataInput!$B653,DataInput!E653,NA())","v":"Powercor"},{"$f":"IF($E654=DataInput!$B653,DataInput!F653,NA())","v":"Summer"},{"$f":"IF($E654=DataInput!$B653,DataInput!G653,NA())","v":"Non-Coincident"},{"$f":"IF($E654=DataInput!$B653,DataInput!H653,NA())","v":2019},{"$f":"IF($E654=DataInput!$B653,DataInput!I653,NA())","v":"POE10"},{"$f":"IF($E654=DataInput!$B653,DataInput!J653,NA())","v":210.954093368164},{"$f":"IF($E654=DataInput!$B653,DataInput!K653,NA())","v":1},null,null,"VIC Deer Park (Powercor) 66 kV",null,null,null,null,false,null,null,{"$error":"#N/A"},{"$error":"#N/A"},{"$error":"#N/A"},{"$error":"#N/A"},{"$error":"#N/A"},{"$error":"#N/A"},{"$error":"#N/A"},{"$error":"#N/A"},{"$error":"#N/A"},{"$error":"#N/A"}]
[null,{"$f":"IF(DataInput!B654=$B$8,IF($B$9=$B$10,TRUE,IF(DataInput!E654=$B$9,TRUE,FALSE)))","v":true},null,null,{"$f":"IF(B655=TRUE,DataInput!B654,NA())","v":"VIC"},{"$f":"IF($E655=DataInput!$B654,DataInput!C654,NA())","v":"DPTS"},{"$f":"IF($E655=DataInput!$B654,DataInput!D654,NA())","v":"Deer Park (Powercor) 66 kV"},{"$f":"IF($E655=DataInput!$B654,DataInput!E654,NA())","v":"Powercor"},{"$f":"IF($E655=DataInput!$B654,DataInput!F654,NA())","v":"Summer"},{"$f":"IF($E655=DataInput!$B654,DataInput!G654,NA())","v":"Non-Coincident"},{"$f":"IF($E655=DataInput!$B654,DataInput!H654,NA())","v":2020},{"$f":"IF($E655=DataInput!$B654,DataInput!I654,NA())","v":"POE10"},{"$f":"IF($E655=DataInput!$B654,DataInput!J654,NA())","v":211.704447704941},{"$f":"IF($E655=DataInput!$B654,DataInput!K654,NA())","v":1},null,null,"VIC Deer Park (Powercor) 66 kV",null,null,null,null,false,null,null,{"$error":"#N/A"},{"$error":"#N/A"},{"$error":"#N/A"},{"$error":"#N/A"},{"$error":"#N/A"},{"$error":"#N/A"},{"$error":"#N/A"},{"$error":"#N/A"},{"$error":"#N/A"},{"$error":"#N/A"}]
[null,{"$f":"IF(DataInput!B655=$B$8,IF($B$9=$B$10,TRUE,IF(DataInput!E655=$B$9,TRUE,FALSE)))","v":true},null,null,{"$f":"IF(B656=TRUE,DataInput!B655,NA())","v":"VIC"},{"$f":"IF($E656=DataInput!$B655,DataInput!C655,NA())","v":"DPTS"},{"$f":"IF($E656=DataInput!$B655,DataInput!D655,NA())","v":"Deer Park (Powercor) 66 kV"},{"$f":"IF($E656=DataInput!$B655,DataInput!E655,NA())","v":"Powercor"},{"$f":"IF($E656=DataInput!$B655,DataInput!F655,NA())","v":"Summer"},{"$f":"IF($E656=DataInput!$B655,DataInput!G655,NA())","v":"Non-Coincident"},{"$f":"IF($E656=DataInput!$B655,DataInput!H655,NA())","v":2021},{"$f":"IF($E656=DataInput!$B655,DataInput!I655,NA())","v":"POE10"},{"$f":"IF($E656=DataInput!$B655,DataInput!J655,NA())","v":214.611903189001},{"$f":"IF($E656=DataInput!$B655,DataInput!K655,NA())","v":1},null,null,"VIC Deer Park (Powercor) 66 kV",null,null,null,null,false,null,null,{"$error":"#N/A"},{"$error":"#N/A"},{"$error":"#N/A"},{"$error":"#N/A"},{"$error":"#N/A"},{"$error":"#N/A"},{"$error":"#N/A"},{"$error":"#N/A"},{"$error":"#N/A"},{"$error":"#N/A"}]
[null,{"$f":"IF(DataInput!B656=$B$8,IF($B$9=$B$10,TRUE,IF(DataInput!E656=$B$9,TRUE,FALSE)))","v":true},null,null,{"$f":"IF(B657=TRUE,DataInput!B656,NA())","v":"VIC"},{"$f":"IF($E657=DataInput!$B656,DataInput!C656,NA())","v":"DPTS"},{"$f":"IF($E657=DataInput!$B656,DataInput!D656,NA())","v":"Deer Park (Powercor) 66 kV"},{"$f":"IF($E657=DataInput!$B656,DataInput!E656,NA())","v":"Powercor"},{"$f":"IF($E657=DataInput!$B656,DataInput!F656,NA())","v":"Summer"},{"$f":"IF($E657=DataInput!$B656,DataInput!G656,NA())","v":"Non-Coincident"},{"$f":"IF($E657=DataInput!$B656,DataInput!H656,NA())","v":2022},{"$f":"IF($E657=DataInput!$B656,DataInput!I656,NA())","v":"POE10"},{"$f":"IF($E657=DataInput!$B656,DataInput!J656,NA())","v":214.63264323504799},{"$f":"IF($E657=DataInput!$B656,DataInput!K656,NA())","v":1},null,null,"VIC Deer Park (Powercor) 66 kV",null,null,null,null,false,null,null,{"$error":"#N/A"},{"$error":"#N/A"},{"$error":"#N/A"},{"$error":"#N/A"},{"$error":"#N/A"},{"$error":"#N/A"},{"$error":"#N/A"},{"$error":"#N/A"},{"$error":"#N/A"},{"$error":"#N/A"}]
[null,{"$f":"IF(DataInput!B657=$B$8,IF($B$9=$B$10,TRUE,IF(DataInput!E657=$B$9,TRUE,FALSE)))","v":true},null,null,{"$f":"IF(B658=TRUE,DataInput!B657,NA())","v":"VIC"},{"$f":"IF($E658=DataInput!$B657,DataInput!C657,NA())","v":"DPTS"},{"$f":"IF($E658=DataInput!$B657,DataInput!D657,NA())","v":"Deer Park (Powercor) 66 kV"},{"$f":"IF($E658=DataInput!$B657,DataInput!E657,NA())","v":"Powercor"},{"$f":"IF($E658=DataInput!$B657,DataInput!F657,NA())","v":"Summer"},{"$f":"IF($E658=DataInput!$B657,DataInput!G657,NA())","v":"Non-Coincident"},{"$f":"IF($E658=DataInput!$B657,DataInput!H657,NA())","v":2023},{"$f":"IF($E658=DataInput!$B657,DataInput!I657,NA())","v":"POE10"},{"$f":"IF($E658=DataInput!$B657,DataInput!J657,NA())","v":215.66784030321699},{"$f":"IF($E658=DataInput!$B657,DataInput!K657,NA())","v":1},null,null,"VIC Deer Park (Powercor) 66 kV",null,null,null,null,false,null,null,{"$error":"#N/A"},{"$error":"#N/A"},{"$error":"#N/A"},{"$error":"#N/A"},{"$error":"#N/A"},{"$error":"#N/A"},{"$error":"#N/A"},{"$error":"#N/A"},{"$error":"#N/A"},{"$error":"#N/A"}]
[null,{"$f":"IF(DataInput!B658=$B$8,IF($B$9=$B$10,TRUE,IF(DataInput!E658=$B$9,TRUE,FALSE)))","v":true},null,null,{"$f":"IF(B659=TRUE,DataInput!B658,NA())","v":"VIC"},{"$f":"IF($E659=DataInput!$B658,DataInput!C658,NA())","v":"DPTS"},{"$f":"IF($E659=DataInput!$B658,DataInput!D658,NA())","v":"Deer Park (Powercor) 66 kV"},{"$f":"IF($E659=DataInput!$B658,DataInput!E658,NA())","v":"Powercor"},{"$f":"IF($E659=DataInput!$B658,DataInput!F658,NA())","v":"Summer"},{"$f":"IF($E659=DataInput!$B658,DataInput!G658,NA())","v":"Non-Coincident"},{"$f":"IF($E659=DataInput!$B658,DataInput!H658,NA())","v":2024},{"$f":"IF($E659=DataInput!$B658,DataInput!I658,NA())","v":"POE10"},{"$f":"IF($E659=DataInput!$B658,DataInput!J658,NA())","v":217.120839141267},{"$f":"IF($E659=DataInput!$B658,DataInput!K658,NA())","v":1},null,null,"VIC Deer Park (Powercor) 66 kV",null,null,null,null,false,null,null,{"$error":"#N/A"},{"$error":"#N/A"},{"$error":"#N/A"},{"$error":"#N/A"},{"$error":"#N/A"},{"$error":"#N/A"},{"$error":"#N/A"},{"$error":"#N/A"},{"$error":"#N/A"},{"$error":"#N/A"}]
[null,{"$f":"IF(DataInput!B659=$B$8,IF($B$9=$B$10,TRUE,IF(DataInput!E659=$B$9,TRUE,FALSE)))","v":true},null,null,{"$f":"IF(B660=TRUE,DataInput!B659,NA())","v":"VIC"},{"$f":"IF($E660=DataInput!$B659,DataInput!C659,NA())","v":"DPTS"},{"$f":"IF($E660=DataInput!$B659,DataInput!D659,NA())","v":"Deer Park (Powercor) 66 kV"},{"$f":"IF($E660=DataInput!$B659,DataInput!E659,NA())","v":"Powercor"},{"$f":"IF($E660=DataInput!$B659,DataInput!F659,NA())","v":"Summer"},{"$f":"IF($E660=DataInput!$B659,DataInput!G659,NA())","v":"Non-Coincident"},{"$f":"IF($E660=DataInput!$B659,DataInput!H659,NA())","v":2025},{"$f":"IF($E660=DataInput!$B659,DataInput!I659,NA())","v":"POE10"},{"$f":"IF($E660=DataInput!$B659,DataInput!J659,NA())","v":217.746817280236},{"$f":"IF($E660=DataInput!$B659,DataInput!K659,NA())","v":1},null,null,"VIC Deer Park (Powercor) 66 kV",null,null,null,null,false,null,null,{"$error":"#N/A"},{"$error":"#N/A"},{"$error":"#N/A"},{"$error":"#N/A"},{"$error":"#N/A"},{"$error":"#N/A"},{"$error":"#N/A"},{"$error":"#N/A"},{"$error":"#N/A"},{"$error":"#N/A"}]
[null,{"$f":"IF(DataInput!B660=$B$8,IF($B$9=$B$10,TRUE,IF(DataInput!E660=$B$9,TRUE,FALSE)))","v":true},null,null,{"$f":"IF(B661=TRUE,DataInput!B660,NA())","v":"VIC"},{"$f":"IF($E661=DataInput!$B660,DataInput!C660,NA())","v":"DPTS"},{"$f":"IF($E661=DataInput!$B660,DataInput!D660,NA())","v":"Deer Park (Powercor) 66 kV"},{"$f":"IF($E661=DataInput!$B660,DataInput!E660,NA())","v":"Powercor"},{"$f":"IF($E661=DataInput!$B660,DataInput!F660,NA())","v":"Summer"},{"$f":"IF($E661=DataInput!$B660,DataInput!G660,NA())","v":"Non-Coincident"},{"$f":"IF($E661=DataInput!$B660,DataInput!H660,NA())","v":2026},{"$f":"IF($E661=DataInput!$B660,DataInput!I660,NA())","v":"POE10"},{"$f":"IF($E661=DataInput!$B660,DataInput!J660,NA())","v":219.88677839153601},{"$f":"IF($E661=DataInput!$B660,DataInput!K660,NA())","v":1},null,null,"VIC Deer Park (Powercor) 66 kV",null,null,null,null,false,null,null,{"$error":"#N/A"},{"$error":"#N/A"},{"$error":"#N/A"},{"$error":"#N/A"},{"$error":"#N/A"},{"$error":"#N/A"},{"$error":"#N/A"},{"$error":"#N/A"},{"$error":"#N/A"},{"$error":"#N/A"}]
[null,{"$f":"IF(DataInput!B661=$B$8,IF($B$9=$B$10,TRUE,IF(DataInput!E661=$B$9,TRUE,FALSE)))","v":true},null,null,{"$f":"IF(B662=TRUE,DataInput!B661,NA())","v":"VIC"},{"$f":"IF($E662=DataInput!$B661,DataInput!C661,NA())","v":"DPTS"},{"$f":"IF($E662=DataInput!$B661,DataInput!D661,NA())","v":"Deer Park (Powercor) 66 kV"},{"$f":"IF($E662=DataInput!$B661,DataInput!E661,NA())","v":"Powercor"},{"$f":"IF($E662=DataInput!$B661,DataInput!F661,NA())","v":"Summer"},{"$f":"IF($E662=DataInput!$B661,DataInput!G661,NA())","v":"Non-Coincident"},{"$f":"IF($E662=DataInput!$B661,DataInput!H661,NA())","v":2017},{"$f":"IF($E662=DataInput!$B661,DataInput!I661,NA())","v":"POE50"},{"$f":"IF($E662=DataInput!$B661,DataInput!J661,NA())","v":0},{"$f":"IF($E662=DataInput!$B661,DataInput!K661,NA())","v":0},null,null,"VIC Deer Park (Powercor) 66 kV",null,null,null,null,false,null,null,{"$error":"#N/A"},{"$error":"#N/A"},{"$error":"#N/A"},{"$error":"#N/A"},{"$error":"#N/A"},{"$error":"#N/A"},{"$error":"#N/A"},{"$error":"#N/A"},{"$error":"#N/A"},{"$error":"#N/A"}]
[null,{"$f":"IF(DataInput!B662=$B$8,IF($B$9=$B$10,TRUE,IF(DataInput!E662=$B$9,TRUE,FALSE)))","v":true},null,null,{"$f":"IF(B663=TRUE,DataInput!B662,NA())","v":"VIC"},{"$f":"IF($E663=DataInput!$B662,DataInput!C662,NA())","v":"DPTS"},{"$f":"IF($E663=DataInput!$B662,DataInput!D662,NA())","v":"Deer Park (Powercor) 66 kV"},{"$f":"IF($E663=DataInput!$B662,DataInput!E662,NA())","v":"Powercor"},{"$f":"IF($E663=DataInput!$B662,DataInput!F662,NA())","v":"Summer"},{"$f":"IF($E663=DataInput!$B662,DataInput!G662,NA())","v":"Non-Coincident"},{"$f":"IF($E663=DataInput!$B662,DataInput!H662,NA())","v":2018},{"$f":"IF($E663=DataInput!$B662,DataInput!I662,NA())","v":"POE50"},{"$f":"IF($E663=DataInput!$B662,DataInput!J662,NA())","v":189.15042460969099},{"$f":"IF($E663=DataInput!$B662,DataInput!K662,NA())","v":1},null,null,"VIC Deer Park (Powercor) 66 kV",null,null,null,null,false,null,null,{"$error":"#N/A"},{"$error":"#N/A"},{"$error":"#N/A"},{"$error":"#N/A"},{"$error":"#N/A"},{"$error":"#N/A"},{"$error":"#N/A"},{"$error":"#N/A"},{"$error":"#N/A"},{"$error":"#N/A"}]
[null,{"$f":"IF(DataInput!B663=$B$8,IF($B$9=$B$10,TRUE,IF(DataInput!E663=$B$9,TRUE,FALSE)))","v":true},null,null,{"$f":"IF(B664=TRUE,DataInput!B663,NA())","v":"VIC"},{"$f":"IF($E664=DataInput!$B663,DataInput!C663,NA())","v":"DPTS"},{"$f":"IF($E664=DataInput!$B663,DataInput!D663,NA())","v":"Deer Park (Powercor) 66 kV"},{"$f":"IF($E664=DataInput!$B663,DataInput!E663,NA())","v":"Powercor"},{"$f":"IF($E664=DataInput!$B663,DataInput!F663,NA())","v":"Summer"},{"$f":"IF($E664=DataInput!$B663,DataInput!G663,NA())","v":"Non-Coincident"},{"$f":"IF($E664=DataInput!$B663,DataInput!H663,NA())","v":2019},{"$f":"IF($E664=DataInput!$B663,DataInput!I663,NA())","v":"POE50"},{"$f":"IF($E664=DataInput!$B663,DataInput!J663,NA())","v":190.30019426930701},{"$f":"IF($E664=DataInput!$B663,DataInput!K663,NA())","v":1},null,null,"VIC Deer Park (Powercor) 66 kV",null,null,null,null,false,null,null,{"$error":"#N/A"},{"$error":"#N/A"},{"$error":"#N/A"},{"$error":"#N/A"},{"$error":"#N/A"},{"$error":"#N/A"},{"$error":"#N/A"},{"$error":"#N/A"},{"$error":"#N/A"},{"$error":"#N/A"}]
[null,{"$f":"IF(DataInput!B664=$B$8,IF($B$9=$B$10,TRUE,IF(DataInput!E664=$B$9,TRUE,FALSE)))","v":true},null,null,{"$f":"IF(B665=TRUE,DataInput!B664,NA())","v":"VIC"},{"$f":"IF($E665=DataInput!$B664,DataInput!C664,NA())","v":"DPTS"},{"$f":"IF($E665=DataInput!$B664,DataInput!D664,NA())","v":"Deer Park (Powercor) 66 kV"},{"$f":"IF($E665=DataInput!$B664,DataInput!E664,NA())","v":"Powercor"},{"$f":"IF($E665=DataInput!$B664,DataInput!F664,NA())","v":"Summer"},{"$f":"IF($E665=DataInput!$B664,DataInput!G664,NA())","v":"Non-Coincident"},{"$f":"IF($E665=DataInput!$B664,DataInput!H664,NA())","v":2020},{"$f":"IF($E665=DataInput!$B664,DataInput!I664,NA())","v":"POE50"},{"$f":"IF($E665=DataInput!$B664,DataInput!J664,NA())","v":189.90306308891201},{"$f":"IF($E665=DataInput!$B664,DataInput!K664,NA())","v":1},null,null,"VIC Deer Park (Powercor) 66 kV",null,null,null,null,false,null,null,{"$error":"#N/A"},{"$error":"#N/A"},{"$error":"#N/A"},{"$error":"#N/A"},{"$error":"#N/A"},{"$error":"#N/A"},{"$error":"#N/A"},{"$error":"#N/A"},{"$error":"#N/A"},{"$error":"#N/A"}]
[null,{"$f":"IF(DataInput!B665=$B$8,IF($B$9=$B$10,TRUE,IF(DataInput!E665=$B$9,TRUE,FALSE)))","v":true},null,null,{"$f":"IF(B666=TRUE,DataInput!B665,NA())","v":"VIC"},{"$f":"IF($E666=DataInput!$B665,DataInput!C665,NA())","v":"DPTS"},{"$f":"IF($E666=DataInput!$B665,DataInput!D665,NA())","v":"Deer Park (Powercor) 66 kV"},{"$f":"IF($E666=DataInput!$B665,DataInput!E665,NA())","v":"Powercor"},{"$f":"IF($E666=DataInput!$B665,DataInput!F665,NA())","v":"Summer"},{"$f":"IF($E666=DataInput!$B665,DataInput!G665,NA())","v":"Non-Coincident"},{"$f":"IF($E666=DataInput!$B665,DataInput!H665,NA())","v":2021},{"$f":"IF($E666=DataInput!$B665,DataInput!I665,NA())","v":"POE50"},{"$f":"IF($E666=DataInput!$B665,DataInput!J665,NA())","v":193.544368221562},{"$f":"IF($E666=DataInput!$B665,DataInput!K665,NA())","v":1},null,null,"VIC Deer Park (Powercor) 66 kV",null,null,null,null,false,null,null,{"$error":"#N/A"},{"$error":"#N/A"},{"$error":"#N/A"},{"$error":"#N/A"},{"$error":"#N/A"},{"$error":"#N/A"},{"$error":"#N/A"},{"$error":"#N/A"},{"$error":"#N/A"},{"$error":"#N/A"}]
[null,{"$f":"IF(DataInput!B666=$B$8,IF($B$9=$B$10,TRUE,IF(DataInput!E666=$B$9,TRUE,FALSE)))","v":true},null,null,{"$f":"IF(B667=TRUE,DataInput!B666,NA())","v":"VIC"},{"$f":"IF($E667=DataInput!$B666,DataInput!C666,NA())","v":"DPTS"},{"$f":"IF($E667=DataInput!$B666,DataInput!D666,NA())","v":"Deer Park (Powercor) 66 kV"},{"$f":"IF($E667=DataInput!$B666,DataInput!E666,NA())","v":"Powercor"},{"$f":"IF($E667=DataInput!$B666,DataInput!F666,NA())","v":"Summer"},{"$f":"IF($E667=DataInput!$B666,DataInput!G666,NA())","v":"Non-Coincident"},{"$f":"IF($E667=DataInput!$B666,DataInput!H666,NA())","v":2022},{"$f":"IF($E667=DataInput!$B666,DataInput!I666,NA())","v":"POE50"},{"$f":"IF($E667=DataInput!$B666,DataInput!J666,NA())","v":191.82441185803299},{"$f":"IF($E667=DataInput!$B666,DataInput!K666,NA())","v":1},null,null,"VIC Deer Park (Powercor) 66 kV",null,null,null,null,false,null,null,{"$error":"#N/A"},{"$error":"#N/A"},{"$error":"#N/A"},{"$error":"#N/A"},{"$error":"#N/A"},{"$error":"#N/A"},{"$error":"#N/A"},{"$error":"#N/A"},{"$error":"#N/A"},{"$error":"#N/A"}]
[null,{"$f":"IF(DataInput!B667=$B$8,IF($B$9=$B$10,TRUE,IF(DataInput!E667=$B$9,TRUE,FALSE)))","v":true},null,null,{"$f":"IF(B668=TRUE,DataInput!B667,NA())","v":"VIC"},{"$f":"IF($E668=DataInput!$B667,DataInput!C667,NA())","v":"DPTS"},{"$f":"IF($E668=DataInput!$B667,DataInput!D667,NA())","v":"Deer Park (Powercor) 66 kV"},{"$f":"IF($E668=DataInput!$B667,DataInput!E667,NA())","v":"Powercor"},{"$f":"IF($E668=DataInput!$B667,DataInput!F667,NA())","v":"Summer"},{"$f":"IF($E668=DataInput!$B667,DataInput!G667,NA())","v":"Non-Coincident"},{"$f":"IF($E668=DataInput!$B667,DataInput!H667,NA())","v":2023},{"$f":"IF($E668=DataInput!$B667,DataInput!I667,NA())","v":"POE50"},{"$f":"IF($E668=DataInput!$B667,DataInput!J667,NA())","v":194.00823123946699},{"$f":"IF($E668=DataInput!$B667,DataInput!K667,NA())","v":1},null,null,"VIC Deer Park (Powercor) 66 kV",null,null,null,null,false,null,null,{"$error":"#N/A"},{"$error":"#N/A"},{"$error":"#N/A"},{"$error":"#N/A"},{"$error":"#N/A"},{"$error":"#N/A"},{"$error":"#N/A"},{"$error":"#N/A"},{"$error":"#N/A"},{"$error":"#N/A"}]
[null,{"$f":"IF(DataInput!B668=$B$8,IF($B$9=$B$10,TRUE,IF(DataInput!E668=$B$9,TRUE,FALSE)))","v":true},null,null,{"$f":"IF(B669=TRUE,DataInput!B668,NA())","v":"VIC"},{"$f":"IF($E669=DataInput!$B668,DataInput!C668,NA())","v":"DPTS"},{"$f":"IF($E669=DataInput!$B668,DataInput!D668,NA())","v":"Deer Park (Powercor) 66 kV"},{"$f":"IF($E669=DataInput!$B668,DataInput!E668,NA())","v":"Powercor"},{"$f":"IF($E669=DataInput!$B668,DataInput!F668,NA())","v":"Summer"},{"$f":"IF($E669=DataInput!$B668,DataInput!G668,NA())","v":"Non-Coincident"},{"$f":"IF($E669=DataInput!$B668,DataInput!H668,NA())","v":2024},{"$f":"IF($E669=DataInput!$B668,DataInput!I668,NA())","v":"POE50"},{"$f":"IF($E669=DataInput!$B668,DataInput!J668,NA())","v":196.375043934139},{"$f":"IF($E669=DataInput!$B668,DataInput!K668,NA())","v":1},null,null,"VIC Deer Park (Powercor) 66 kV",null,null,null,null,false,null,null,{"$error":"#N/A"},{"$error":"#N/A"},{"$error":"#N/A"},{"$error":"#N/A"},{"$error":"#N/A"},{"$error":"#N/A"},{"$error":"#N/A"},{"$error":"#N/A"},{"$error":"#N/A"},{"$error":"#N/A"}]
[null,{"$f":"IF(DataInput!B669=$B$8,IF($B$9=$B$10,TRUE,IF(DataInput!E669=$B$9,TRUE,FALSE)))","v":true},null,null,{"$f":"IF(B670=TRUE,DataInput!B669,NA())","v":"VIC"},{"$f":"IF($E670=DataInput!$B669,DataInput!C669,NA())","v":"DPTS"},{"$f":"IF($E670=DataInput!$B669,DataInput!D669,NA())","v":"Deer Park (Powercor) 66 kV"},{"$f":"IF($E670=DataInput!$B669,DataInput!E669,NA())","v":"Powercor"},{"$f":"IF($E670=DataInput!$B669,DataInput!F669,NA())","v":"Summer"},{"$f":"IF($E670=DataInput!$B669,DataInput!G669,NA())","v":"Non-Coincident"},{"$f":"IF($E670=DataInput!$B669,DataInput!H669,NA())","v":2025},{"$f":"IF($E670=DataInput!$B669,DataInput!I669,NA())","v":"POE50"},{"$f":"IF($E670=DataInput!$B669,DataInput!J669,NA())","v":196.06267140728099},{"$f":"IF($E670=DataInput!$B669,DataInput!K669,NA())","v":1},null,null,"VIC Deer Park (Powercor) 66 kV",null,null,null,null,false,null,null,{"$error":"#N/A"},{"$error":"#N/A"},{"$error":"#N/A"},{"$error":"#N/A"},{"$error":"#N/A"},{"$error":"#N/A"},{"$error":"#N/A"},{"$error":"#N/A"},{"$error":"#N/A"},{"$error":"#N/A"}]
[null,{"$f":"IF(DataInput!B670=$B$8,IF($B$9=$B$10,TRUE,IF(DataInput!E670=$B$9,TRUE,FALSE)))","v":true},null,null,{"$f":"IF(B671=TRUE,DataInput!B670,NA())","v":"VIC"},{"$f":"IF($E671=DataInput!$B670,DataInput!C670,NA())","v":"DPTS"},{"$f":"IF($E671=DataInput!$B670,DataInput!D670,NA())","v":"Deer Park (Powercor) 66 kV"},{"$f":"IF($E671=DataInput!$B670,DataInput!E670,NA())","v":"Powercor"},{"$f":"IF($E671=DataInput!$B670,DataInput!F670,NA())","v":"Summer"},{"$f":"IF($E671=DataInput!$B670,DataInput!G670,NA())","v":"Non-Coincident"},{"$f":"IF($E671=DataInput!$B670,DataInput!H670,NA())","v":2026},{"$f":"IF($E671=DataInput!$B670,DataInput!I670,NA())","v":"POE50"},{"$f":"IF($E671=DataInput!$B670,DataInput!J670,NA())","v":197.608537435274},{"$f":"IF($E671=DataInput!$B670,DataInput!K670,NA())","v":1},null,null,"VIC Deer Park (Powercor) 66 kV",null,null,null,null,false,null,null,{"$error":"#N/A"},{"$error":"#N/A"},{"$error":"#N/A"},{"$error":"#N/A"},{"$error":"#N/A"},{"$error":"#N/A"},{"$error":"#N/A"},{"$error":"#N/A"},{"$error":"#N/A"},{"$error":"#N/A"}]
[null,{"$f":"IF(DataInput!B671=$B$8,IF($B$9=$B$10,TRUE,IF(DataInput!E671=$B$9,TRUE,FALSE)))","v":true},null,null,{"$f":"IF(B672=TRUE,DataInput!B671,NA())","v":"VIC"},{"$f":"IF($E672=DataInput!$B671,DataInput!C671,NA())","v":"DPTS"},{"$f":"IF($E672=DataInput!$B671,DataInput!D671,NA())","v":"Deer Park (Powercor) 66 kV"},{"$f":"IF($E672=DataInput!$B671,DataInput!E671,NA())","v":"Powercor"},{"$f":"IF($E672=DataInput!$B671,DataInput!F671,NA())","v":"Winter"},{"$f":"IF($E672=DataInput!$B671,DataInput!G671,NA())","v":"Non-Coincident"},{"$f":"IF($E672=DataInput!$B671,DataInput!H671,NA())","v":2016},{"$f":"IF($E672=DataInput!$B671,DataInput!I671,NA())","v":"POE10"},{"$f":"IF($E672=DataInput!$B671,DataInput!J671,NA())","v":0},{"$f":"IF($E672=DataInput!$B671,DataInput!K671,NA())","v":0},null,null,"VIC Deer Park (Powercor) 66 kV",null,null,null,null,false,null,null,{"$error":"#N/A"},{"$error":"#N/A"},{"$error":"#N/A"},{"$error":"#N/A"},{"$error":"#N/A"},{"$error":"#N/A"},{"$error":"#N/A"},{"$error":"#N/A"},{"$error":"#N/A"},{"$error":"#N/A"}]
[null,{"$f":"IF(DataInput!B672=$B$8,IF($B$9=$B$10,TRUE,IF(DataInput!E672=$B$9,TRUE,FALSE)))","v":true},null,null,{"$f":"IF(B673=TRUE,DataInput!B672,NA())","v":"VIC"},{"$f":"IF($E673=DataInput!$B672,DataInput!C672,NA())","v":"DPTS"},{"$f":"IF($E673=DataInput!$B672,DataInput!D672,NA())","v":"Deer Park (Powercor) 66 kV"},{"$f":"IF($E673=DataInput!$B672,DataInput!E672,NA())","v":"Powercor"},{"$f":"IF($E673=DataInput!$B672,DataInput!F672,NA())","v":"Winter"},{"$f":"IF($E673=DataInput!$B672,DataInput!G672,NA())","v":"Non-Coincident"},{"$f":"IF($E673=DataInput!$B672,DataInput!H672,NA())","v":2017},{"$f":"IF($E673=DataInput!$B672,DataInput!I672,NA())","v":"POE10"},{"$f":"IF($E673=DataInput!$B672,DataInput!J672,NA())","v":0},{"$f":"IF($E673=DataInput!$B672,DataInput!K672,NA())","v":0},null,null,"VIC Deer Park (Powercor) 66 kV",null,null,null,null,false,null,null,{"$error":"#N/A"},{"$error":"#N/A"},{"$error":"#N/A"},{"$error":"#N/A"},{"$error":"#N/A"},{"$error":"#N/A"},{"$error":"#N/A"},{"$error":"#N/A"},{"$error":"#N/A"},{"$error":"#N/A"}]
[null,{"$f":"IF(DataInput!B673=$B$8,IF($B$9=$B$10,TRUE,IF(DataInput!E673=$B$9,TRUE,FALSE)))","v":true},null,null,{"$f":"IF(B674=TRUE,DataInput!B673,NA())","v":"VIC"},{"$f":"IF($E674=DataInput!$B673,DataInput!C673,NA())","v":"DPTS"},{"$f":"IF($E674=DataInput!$B673,DataInput!D673,NA())","v":"Deer Park (Powercor) 66 kV"},{"$f":"IF($E674=DataInput!$B673,DataInput!E673,NA())","v":"Powercor"},{"$f":"IF($E674=DataInput!$B673,DataInput!F673,NA())","v":"Winter"},{"$f":"IF($E674=DataInput!$B673,DataInput!G673,NA())","v":"Non-Coincident"},{"$f":"IF($E674=DataInput!$B673,DataInput!H673,NA())","v":2018},{"$f":"IF($E674=DataInput!$B673,DataInput!I673,NA())","v":"POE10"},{"$f":"IF($E674=DataInput!$B673,DataInput!J673,NA())","v":184.38732037200899},{"$f":"IF($E674=DataInput!$B673,DataInput!K673,NA())","v":1},null,null,"VIC Deer Park (Powercor) 66 kV",null,null,null,null,false,null,null,{"$error":"#N/A"},{"$error":"#N/A"},{"$error":"#N/A"},{"$error":"#N/A"},{"$error":"#N/A"},{"$error":"#N/A"},{"$error":"#N/A"},{"$error":"#N/A"},{"$error":"#N/A"},{"$error":"#N/A"}]
[null,{"$f":"IF(DataInput!B674=$B$8,IF($B$9=$B$10,TRUE,IF(DataInput!E674=$B$9,TRUE,FALSE)))","v":true},null,null,{"$f":"IF(B675=TRUE,DataInput!B674,NA())","v":"VIC"},{"$f":"IF($E675=DataInput!$B674,DataInput!C674,NA())","v":"DPTS"},{"$f":"IF($E675=DataInput!$B674,DataInput!D674,NA())","v":"Deer Park (Powercor) 66 kV"},{"$f":"IF($E675=DataInput!$B674,DataInput!E674,NA())","v":"Powercor"},{"$f":"IF($E675=DataInput!$B674,DataInput!F674,NA())","v":"Winter"},{"$f":"IF($E675=DataInput!$B674,DataInput!G674,NA())","v":"Non-Coincident"},{"$f":"IF($E675=DataInput!$B674,DataInput!H674,NA())","v":2019},{"$f":"IF($E675=DataInput!$B674,DataInput!I674,NA())","v":"POE10"},{"$f":"IF($E675=DataInput!$B674,DataInput!J674,NA())","v":189.975380361026},{"$f":"IF($E675=DataInput!$B674,DataInput!K674,NA())","v":1},null,null,"VIC Deer Park (Powercor) 66 kV",null,null,null,null,false,null,null,{"$error":"#N/A"},{"$error":"#N/A"},{"$error":"#N/A"},{"$error":"#N/A"},{"$error":"#N/A"},{"$error":"#N/A"},{"$error":"#N/A"},{"$error":"#N/A"},{"$error":"#N/A"},{"$error":"#N/A"}]
[null,{"$f":"IF(DataInput!B675=$B$8,IF($B$9=$B$10,TRUE,IF(DataInput!E675=$B$9,TRUE,FALSE)))","v":true},null,null,{"$f":"IF(B676=TRUE,DataInput!B675,NA())","v":"VIC"},{"$f":"IF($E676=DataInput!$B675,DataInput!C675,NA())","v":"DPTS"},{"$f":"IF($E676=DataInput!$B675,DataInput!D675,NA())","v":"Deer Park (Powercor) 66 kV"},{"$f":"IF($E676=DataInput!$B675,DataInput!E675,NA())","v":"Powercor"},{"$f":"IF($E676=DataInput!$B675,DataInput!F675,NA())","v":"Winter"},{"$f":"IF($E676=DataInput!$B675,DataInput!G675,NA())","v":"Non-Coincident"},{"$f":"IF($E676=DataInput!$B675,DataInput!H675,NA())","v":2020},{"$f":"IF($E676=DataInput!$B675,DataInput!I675,NA())","v":"POE10"},{"$f":"IF($E676=DataInput!$B675,DataInput!J675,NA())","v":196.153143938623},{"$f":"IF($E676=DataInput!$B675,DataInput!K675,NA())","v":1},null,null,"VIC Deer Park (Powercor) 66 kV",null,null,null,null,false,null,null,{"$error":"#N/A"},{"$error":"#N/A"},{"$error":"#N/A"},{"$error":"#N/A"},{"$error":"#N/A"},{"$error":"#N/A"},{"$error":"#N/A"},{"$error":"#N/A"},{"$error":"#N/A"},{"$error":"#N/A"}]
[null,{"$f":"IF(DataInput!B676=$B$8,IF($B$9=$B$10,TRUE,IF(DataInput!E676=$B$9,TRUE,FALSE)))","v":true},null,null,{"$f":"IF(B677=TRUE,DataInput!B676,NA())","v":"VIC"},{"$f":"IF($E677=DataInput!$B676,DataInput!C676,NA())","v":"DPTS"},{"$f":"IF($E677=DataInput!$B676,DataInput!D676,NA())","v":"Deer Park (Powercor) 66 kV"},{"$f":"IF($E677=DataInput!$B676,DataInput!E676,NA())","v":"Powercor"},{"$f":"IF($E677=DataInput!$B676,DataInput!F676,NA())","v":"Winter"},{"$f":"IF($E677=DataInput!$B676,DataInput!G676,NA())","v":"Non-Coincident"},{"$f":"IF($E677=DataInput!$B676,DataInput!H676,NA())","v":2021},{"$f":"IF($E677=DataInput!$B676,DataInput!I676,NA())","v":"POE10"},{"$f":"IF($E677=DataInput!$B676,DataInput!J676,NA())","v":202.00155409207099},{"$f":"IF($E677=DataInput!$B676,DataInput!K676,NA())","v":1},null,null,"VIC Deer Park (Powercor) 66 kV",null,null,null,null,false,null,null,{"$error":"#N/A"},{"$error":"#N/A"},{"$error":"#N/A"},{"$error":"#N/A"},{"$error":"#N/A"},{"$error":"#N/A"},{"$error":"#N/A"},{"$error":"#N/A"},{"$error":"#N/A"},{"$error":"#N/A"}]
[null,{"$f":"IF(DataInput!B677=$B$8,IF($B$9=$B$10,TRUE,IF(DataInput!E677=$B$9,TRUE,FALSE)))","v":true},null,null,{"$f":"IF(B678=TRUE,DataInput!B677,NA())","v":"VIC"},{"$f":"IF($E678=DataInput!$B677,DataInput!C677,NA())","v":"DPTS"},{"$f":"IF($E678=DataInput!$B677,DataInput!D677,NA())","v":"Deer Park (Powercor) 66 kV"},{"$f":"IF($E678=DataInput!$B677,DataInput!E677,NA())","v":"Powercor"},{"$f":"IF($E678=DataInput!$B677,DataInput!F677,NA())","v":"Winter"},{"$f":"IF($E678=DataInput!$B677,DataInput!G677,NA())","v":"Non-Coincident"},{"$f":"IF($E678=DataInput!$B677,DataInput!H677,NA())","v":2022},{"$f":"IF($E678=DataInput!$B677,DataInput!I677,NA())","v":"POE10"},{"$f":"IF($E678=DataInput!$B677,DataInput!J677,NA())","v":208.32403157279799},{"$f":"IF($E678=DataInput!$B677,DataInput!K677,NA())","v":1},null,null,"VIC Deer Park (Powercor) 66 kV",null,null,null,null,false,null,null,{"$error":"#N/A"},{"$error":"#N/A"},{"$error":"#N/A"},{"$error":"#N/A"},{"$error":"#N/A"},{"$error":"#N/A"},{"$error":"#N/A"},{"$error":"#N/A"},{"$error":"#N/A"},{"$error":"#N/A"}]
[null,{"$f":"IF(DataInput!B678=$B$8,IF($B$9=$B$10,TRUE,IF(DataInput!E678=$B$9,TRUE,FALSE)))","v":true},null,null,{"$f":"IF(B679=TRUE,DataInput!B678,NA())","v":"VIC"},{"$f":"IF($E679=DataInput!$B678,DataInput!C678,NA())","v":"DPTS"},{"$f":"IF($E679=DataInput!$B678,DataInput!D678,NA())","v":"Deer Park (Powercor) 66 kV"},{"$f":"IF($E679=DataInput!$B678,DataInput!E678,NA())","v":"Powercor"},{"$f":"IF($E679=DataInput!$B678,DataInput!F678,NA())","v":"Winter"},{"$f":"IF($E679=DataInput!$B678,DataInput!G678,NA())","v":"Non-Coincident"},{"$f":"IF($E679=DataInput!$B678,DataInput!H678,NA())","v":2023},{"$f":"IF($E679=DataInput!$B678,DataInput!I678,NA())","v":"POE10"},{"$f":"IF($E679=DataInput!$B678,DataInput!J678,NA())","v":215.573405963504},{"$f":"IF($E679=DataInput!$B678,DataInput!K678,NA())","v":1},null,null,"VIC Deer Park (Powercor) 66 kV",null,null,null,null,false,null,null,{"$error":"#N/A"},{"$error":"#N/A"},{"$error":"#N/A"},{"$error":"#N/A"},{"$error":"#N/A"},{"$error":"#N/A"},{"$error":"#N/A"},{"$error":"#N/A"},{"$error":"#N/A"},{"$error":"#N/A"}]
[null,{"$f":"IF(DataInput!B679=$B$8,IF($B$9=$B$10,TRUE,IF(DataInput!E679=$B$9,TRUE,FALSE)))","v":true},null,null,{"$f":"IF(B680=TRUE,DataInput!B679,NA())","v":"VIC"},{"$f":"IF($E680=DataInput!$B679,DataInput!C679,NA())","v":"DPTS"},{"$f":"IF($E680=DataInput!$B679,DataInput!D679,NA())","v":"Deer Park (Powercor) 66 kV"},{"$f":"IF($E680=DataInput!$B679,DataInput!E679,NA())","v":"Powercor"},{"$f":"IF($E680=DataInput!$B679,DataInput!F679,NA())","v":"Winter"},{"$f":"IF($E680=DataInput!$B679,DataInput!G679,NA())","v":"Non-Coincident"},{"$f":"IF($E680=DataInput!$B679,DataInput!H679,NA())","v":2024},{"$f":"IF($E680=DataInput!$B679,DataInput!I679,NA())","v":"POE10"},{"$f":"IF($E680=DataInput!$B679,DataInput!J679,NA())","v":221.744293055425},{"$f":"IF($E680=DataInput!$B679,DataInput!K679,NA())","v":1},null,null,"VIC Deer Park (Powercor) 66 kV",null,null,null,null,false,null,null,{"$error":"#N/A"},{"$error":"#N/A"},{"$error":"#N/A"},{"$error":"#N/A"},{"$error":"#N/A"},{"$error":"#N/A"},{"$error":"#N/A"},{"$error":"#N/A"},{"$error":"#N/A"},{"$error":"#N/A"}]
[null,{"$f":"IF(DataInput!B680=$B$8,IF($B$9=$B$10,TRUE,IF(DataInput!E680=$B$9,TRUE,FALSE)))","v":true},null,null,{"$f":"IF(B681=TRUE,DataInput!B680,NA())","v":"VIC"},{"$f":"IF($E681=DataInput!$B680,DataInput!C680,NA())","v":"DPTS"},{"$f":"IF($E681=DataInput!$B680,DataInput!D680,NA())","v":"Deer Park (Powercor) 66 kV"},{"$f":"IF($E681=DataInput!$B680,DataInput!E680,NA())","v":"Powercor"},{"$f":"IF($E681=DataInput!$B680,DataInput!F680,NA())","v":"Winter"},{"$f":"IF($E681=DataInput!$B680,DataInput!G680,NA())","v":"Non-Coincident"},{"$f":"IF($E681=DataInput!$B680,DataInput!H680,NA())","v":2025},{"$f":"IF($E681=DataInput!$B680,DataInput!I680,NA())","v":"POE10"},{"$f":"IF($E681=DataInput!$B680,DataInput!J680,NA())","v":227.64479784820401},{"$f":"IF($E681=DataInput!$B680,DataInput!K680,NA())","v":1},null,null,"VIC Deer Park (Powercor) 66 kV",null,null,null,null,false,null,null,{"$error":"#N/A"},{"$error":"#N/A"},{"$error":"#N/A"},{"$error":"#N/A"},{"$error":"#N/A"},{"$error":"#N/A"},{"$error":"#N/A"},{"$error":"#N/A"},{"$error":"#N/A"},{"$error":"#N/A"}]
[null,{"$f":"IF(DataInput!B681=$B$8,IF($B$9=$B$10,TRUE,IF(DataInput!E681=$B$9,TRUE,FALSE)))","v":true},null,null,{"$f":"IF(B682=TRUE,DataInput!B681,NA())","v":"VIC"},{"$f":"IF($E682=DataInput!$B681,DataInput!C681,NA())","v":"DPTS"},{"$f":"IF($E682=DataInput!$B681,DataInput!D681,NA())","v":"Deer Park (Powercor) 66 kV"},{"$f":"IF($E682=DataInput!$B681,DataInput!E681,NA())","v":"Powercor"},{"$f":"IF($E682=DataInput!$B681,DataInput!F681,NA())","v":"Winter"},{"$f":"IF($E682=DataInput!$B681,DataInput!G681,NA())","v":"Non-Coincident"},{"$f":"IF($E682=DataInput!$B681,DataInput!H681,NA())","v":2016},{"$f":"IF($E682=DataInput!$B681,DataInput!I681,NA())","v":"POE50"},{"$f":"IF($E682=DataInput!$B681,DataInput!J681,NA())","v":0},{"$f":"IF($E682=DataInput!$B681,DataInput!K681,NA())","v":0},null,null,"VIC Deer Park (Powercor) 66 kV",null,null,null,null,false,null,null,{"$error":"#N/A"},{"$error":"#N/A"},{"$error":"#N/A"},{"$error":"#N/A"},{"$error":"#N/A"},{"$error":"#N/A"},{"$error":"#N/A"},{"$error":"#N/A"},{"$error":"#N/A"},{"$error":"#N/A"}]
[null,{"$f":"IF(DataInput!B682=$B$8,IF($B$9=$B$10,TRUE,IF(DataInput!E682=$B$9,TRUE,FALSE)))","v":true},null,null,{"$f":"IF(B683=TRUE,DataInput!B682,NA())","v":"VIC"},{"$f":"IF($E683=DataInput!$B682,DataInput!C682,NA())","v":"DPTS"},{"$f":"IF($E683=DataInput!$B682,DataInput!D682,NA())","v":"Deer Park (Powercor) 66 kV"},{"$f":"IF($E683=DataInput!$B682,DataInput!E682,NA())","v":"Powercor"},{"$f":"IF($E683=DataInput!$B682,DataInput!F682,NA())","v":"Winter"},{"$f":"IF($E683=DataInput!$B682,DataInput!G682,NA())","v":"Non-Coincident"},{"$f":"IF($E683=DataInput!$B682,DataInput!H682,NA())","v":2017},{"$f":"IF($E683=DataInput!$B682,DataInput!I682,NA())","v":"POE50"},{"$f":"IF($E683=DataInput!$B682,DataInput!J682,NA())","v":0},{"$f":"IF($E683=DataInput!$B682,DataInput!K682,NA())","v":0},null,null,"VIC Deer Park (Powercor) 66 kV",null,null,null,null,false,null,null,{"$error":"#N/A"},{"$error":"#N/A"},{"$error":"#N/A"},{"$error":"#N/A"},{"$error":"#N/A"},{"$error":"#N/A"},{"$error":"#N/A"},{"$error":"#N/A"},{"$error":"#N/A"},{"$error":"#N/A"}]
[null,{"$f":"IF(DataInput!B683=$B$8,IF($B$9=$B$10,TRUE,IF(DataInput!E683=$B$9,TRUE,FALSE)))","v":true},null,null,{"$f":"IF(B684=TRUE,DataInput!B683,NA())","v":"VIC"},{"$f":"IF($E684=DataInput!$B683,DataInput!C683,NA())","v":"DPTS"},{"$f":"IF($E684=DataInput!$B683,DataInput!D683,NA())","v":"Deer Park (Powercor) 66 kV"},{"$f":"IF($E684=DataInput!$B683,DataInput!E683,NA())","v":"Powercor"},{"$f":"IF($E684=DataInput!$B683,DataInput!F683,NA())","v":"Winter"},{"$f":"IF($E684=DataInput!$B683,DataInput!G683,NA())","v":"Non-Coincident"},{"$f":"IF($E684=DataInput!$B683,DataInput!H683,NA())","v":2018},{"$f":"IF($E684=DataInput!$B683,DataInput!I683,NA())","v":"POE50"},{"$f":"IF($E684=DataInput!$B683,DataInput!J683,NA())","v":180.00531416577999},{"$f":"IF($E684=DataInput!$B683,DataInput!K683,NA())","v":1},null,null,"VIC Deer Park (Powercor) 66 kV",null,null,null,null,false,null,null,{"$error":"#N/A"},{"$error":"#N/A"},{"$error":"#N/A"},{"$error":"#N/A"},{"$error":"#N/A"},{"$error":"#N/A"},{"$error":"#N/A"},{"$error":"#N/A"},{"$error":"#N/A"},{"$error":"#N/A"}]
[null,{"$f":"IF(DataInput!B684=$B$8,IF($B$9=$B$10,TRUE,IF(DataInput!E684=$B$9,TRUE,FALSE)))","v":true},null,null,{"$f":"IF(B685=TRUE,DataInput!B684,NA())","v":"VIC"},{"$f":"IF($E685=DataInput!$B684,DataInput!C684,NA())","v":"DPTS"},{"$f":"IF($E685=DataInput!$B684,DataInput!D684,NA())","v":"Deer Park (Powercor) 66 kV"},{"$f":"IF($E685=DataInput!$B684,DataInput!E684,NA())","v":"Powercor"},{"$f":"IF($E685=DataInput!$B684,DataInput!F684,NA())","v":"Winter"},{"$f":"IF($E685=DataInput!$B684,DataInput!G684,NA())","v":"Non-Coincident"},{"$f":"IF($E685=DataInput!$B684,DataInput!H684,NA())","v":2019},{"$f":"IF($E685=DataInput!$B684,DataInput!I684,NA())","v":"POE50"},{"$f":"IF($E685=DataInput!$B684,DataInput!J684,NA())","v":185.057586955321},{"$f":"IF($E685=DataInput!$B684,DataInput!K684,NA())","v":1},null,null,"VIC Deer Park (Powercor) 66 kV",null,null,null,null,false,null,null,{"$error":"#N/A"},{"$error":"#N/A"},{"$error":"#N/A"},{"$error":"#N/A"},{"$error":"#N/A"},{"$error":"#N/A"},{"$error":"#N/A"},{"$error":"#N/A"},{"$error":"#N/A"},{"$error":"#N/A"}]
[null,{"$f":"IF(DataInput!B685=$B$8,IF($B$9=$B$10,TRUE,IF(DataInput!E685=$B$9,TRUE,FALSE)))","v":true},null,null,{"$f":"IF(B686=TRUE,DataInput!B685,NA())","v":"VIC"},{"$f":"IF($E686=DataInput!$B685,DataInput!C685,NA())","v":"DPTS"},{"$f":"IF($E686=DataInput!$B685,DataInput!D685,NA())","v":"Deer Park (Powercor) 66 kV"},{"$f":"IF($E686=DataInput!$B685,DataInput!E685,NA())","v":"Powercor"},{"$f":"IF($E686=DataInput!$B685,DataInput!F685,NA())","v":"Winter"},{"$f":"IF($E686=DataInput!$B685,DataInput!G685,NA())","v":"Non-Coincident"},{"$f":"IF($E686=DataInput!$B685,DataInput!H685,NA())","v":2020},{"$f":"IF($E686=DataInput!$B685,DataInput!I685,NA())","v":"POE50"},{"$f":"IF($E686=DataInput!$B685,DataInput!J685,NA())","v":190.79886254725},{"$f":"IF($E686=DataInput!$B685,DataInput!K685,NA())","v":1},null,null,"VIC Deer Park (Powercor) 66 kV",null,null,null,null,false,null,null,{"$error":"#N/A"},{"$error":"#N/A"},{"$error":"#N/A"},{"$error":"#N/A"},{"$error":"#N/A"},{"$error":"#N/A"},{"$error":"#N/A"},{"$error":"#N/A"},{"$error":"#N/A"},{"$error":"#N/A"}]
[null,{"$f":"IF(DataInput!B686=$B$8,IF($B$9=$B$10,TRUE,IF(DataInput!E686=$B$9,TRUE,FALSE)))","v":true},null,null,{"$f":"IF(B687=TRUE,DataInput!B686,NA())","v":"VIC"},{"$f":"IF($E687=DataInput!$B686,DataInput!C686,NA())","v":"DPTS"},{"$f":"IF($E687=DataInput!$B686,DataInput!D686,NA())","v":"Deer Park (Powercor) 66 kV"},{"$f":"IF($E687=DataInput!$B686,DataInput!E686,NA())","v":"Powercor"},{"$f":"IF($E687=DataInput!$B686,DataInput!F686,NA())","v":"Winter"},{"$f":"IF($E687=DataInput!$B686,DataInput!G686,NA())","v":"Non-Coincident"},{"$f":"IF($E687=DataInput!$B686,DataInput!H686,NA())","v":2021},{"$f":"IF($E687=DataInput!$B686,DataInput!I686,NA())","v":"POE50"},{"$f":"IF($E687=DataInput!$B686,DataInput!J686,NA())","v":196.47300526126901},{"$f":"IF($E687=DataInput!$B686,DataInput!K686,NA())","v":1},null,null,"VIC Deer Park (Powercor) 66 kV",null,null,null,null,false,null,null,{"$error":"#N/A"},{"$error":"#N/A"},{"$error":"#N/A"},{"$error":"#N/A"},{"$error":"#N/A"},{"$error":"#N/A"},{"$error":"#N/A"},{"$error":"#N/A"},{"$error":"#N/A"},{"$error":"#N/A"}]
[null,{"$f":"IF(DataInput!B687=$B$8,IF($B$9=$B$10,TRUE,IF(DataInput!E687=$B$9,TRUE,FALSE)))","v":true},null,null,{"$f":"IF(B688=TRUE,DataInput!B687,NA())","v":"VIC"},{"$f":"IF($E688=DataInput!$B687,DataInput!C687,NA())","v":"DPTS"},{"$f":"IF($E688=DataInput!$B687,DataInput!D687,NA())","v":"Deer Park (Powercor) 66 kV"},{"$f":"IF($E688=DataInput!$B687,DataInput!E687,NA())","v":"Powercor"},{"$f":"IF($E688=DataInput!$B687,DataInput!F687,NA())","v":"Winter"},{"$f":"IF($E688=DataInput!$B687,DataInput!G687,NA())","v":"Non-Coincident"},{"$f":"IF($E688=DataInput!$B687,DataInput!H687,NA())","v":2022},{"$f":"IF($E688=DataInput!$B687,DataInput!I687,NA())","v":"POE50"},{"$f":"IF($E688=DataInput!$B687,DataInput!J687,NA())","v":202.41772444847999},{"$f":"IF($E688=DataInput!$B687,DataInput!K687,NA())","v":1},null,null,"VIC Deer Park (Powercor) 66 kV",null,null,null,null,false,null,null,{"$error":"#N/A"},{"$error":"#N/A"},{"$error":"#N/A"},{"$error":"#N/A"},{"$error":"#N/A"},{"$error":"#N/A"},{"$error":"#N/A"},{"$error":"#N/A"},{"$error":"#N/A"},{"$error":"#N/A"}]
[null,{"$f":"IF(DataInput!B688=$B$8,IF($B$9=$B$10,TRUE,IF(DataInput!E688=$B$9,TRUE,FALSE)))","v":true},null,null,{"$f":"IF(B689=TRUE,DataInput!B688,NA())","v":"VIC"},{"$f":"IF($E689=DataInput!$B688,DataInput!C688,NA())","v":"DPTS"},{"$f":"IF($E689=DataInput!$B688,DataInput!D688,NA())","v":"Deer Park (Powercor) 66 kV"},{"$f":"IF($E689=DataInput!$B688,DataInput!E688,NA())","v":"Powercor"},{"$f":"IF($E689=DataInput!$B688,DataInput!F688,NA())","v":"Winter"},{"$f":"IF($E689=DataInput!$B688,DataInput!G688,NA())","v":"Non-Coincident"},{"$f":"IF($E689=DataInput!$B688,DataInput!H688,NA())","v":2023},{"$f":"IF($E689=DataInput!$B688,DataInput!I688,NA())","v":"POE50"},{"$f":"IF($E689=DataInput!$B688,DataInput!J688,NA())","v":209.30358423315499},{"$f":"IF($E689=DataInput!$B688,DataInput!K688,NA())","v":1},null,null,"VIC Deer Park (Powercor) 66 kV",null,null,null,null,false,null,null,{"$error":"#N/A"},{"$error":"#N/A"},{"$error":"#N/A"},{"$error":"#N/A"},{"$error":"#N/A"},{"$error":"#N/A"},{"$error":"#N/A"},{"$error":"#N/A"},{"$error":"#N/A"},{"$error":"#N/A"}]
[null,{"$f":"IF(DataInput!B689=$B$8,IF($B$9=$B$10,TRUE,IF(DataInput!E689=$B$9,TRUE,FALSE)))","v":true},null,null,{"$f":"IF(B690=TRUE,DataInput!B689,NA())","v":"VIC"},{"$f":"IF($E690=DataInput!$B689,DataInput!C689,NA())","v":"DPTS"},{"$f":"IF($E690=DataInput!$B689,DataInput!D689,NA())","v":"Deer Park (Powercor) 66 kV"},{"$f":"IF($E690=DataInput!$B689,DataInput!E689,NA())","v":"Powercor"},{"$f":"IF($E690=DataInput!$B689,DataInput!F689,NA())","v":"Winter"},{"$f":"IF($E690=DataInput!$B689,DataInput!G689,NA())","v":"Non-Coincident"},{"$f":"IF($E690=DataInput!$B689,DataInput!H689,NA())","v":2024},{"$f":"IF($E690=DataInput!$B689,DataInput!I689,NA())","v":"POE50"},{"$f":"IF($E690=DataInput!$B689,DataInput!J689,NA())","v":215.15853185797599},{"$f":"IF($E690=DataInput!$B689,DataInput!K689,NA())","v":1},null,null,"VIC Deer Park (Powercor) 66 kV",null,null,null,null,false,null,null,{"$error":"#N/A"},{"$error":"#N/A"},{"$error":"#N/A"},{"$error":"#N/A"},{"$error":"#N/A"},{"$error":"#N/A"},{"$error":"#N/A"},{"$error":"#N/A"},{"$error":"#N/A"},{"$error":"#N/A"}]
[null,{"$f":"IF(DataInput!B690=$B$8,IF($B$9=$B$10,TRUE,IF(DataInput!E690=$B$9,TRUE,FALSE)))","v":true},null,null,{"$f":"IF(B691=TRUE,DataInput!B690,NA())","v":"VIC"},{"$f":"IF($E691=DataInput!$B690,DataInput!C690,NA())","v":"DPTS"},{"$f":"IF($E691=DataInput!$B690,DataInput!D690,NA())","v":"Deer Park (Powercor) 66 kV"},{"$f":"IF($E691=DataInput!$B690,DataInput!E690,NA())","v":"Powercor"},{"$f":"IF($E691=DataInput!$B690,DataInput!F690,NA())","v":"Winter"},{"$f":"IF($E691=DataInput!$B690,DataInput!G690,NA())","v":"Non-Coincident"},{"$f":"IF($E691=DataInput!$B690,DataInput!H690,NA())","v":2025},{"$f":"IF($E691=DataInput!$B690,DataInput!I690,NA())","v":"POE50"},{"$f":"IF($E691=DataInput!$B690,DataInput!J690,NA())","v":220.99791009223401},{"$f":"IF($E691=DataInput!$B690,DataInput!K690,NA())","v":1},null,null,"VIC Deer Park (Powercor) 66 kV",null,null,null,null,false,null,null,{"$error":"#N/A"},{"$error":"#N/A"},{"$error":"#N/A"},{"$error":"#N/A"},{"$error":"#N/A"},{"$error":"#N/A"},{"$error":"#N/A"},{"$error":"#N/A"},{"$error":"#N/A"},{"$error":"#N/A"}]
[null,{"$f":"IF(DataInput!B691=$B$8,IF($B$9=$B$10,TRUE,IF(DataInput!E691=$B$9,TRUE,FALSE)))","v":true},null,null,{"$f":"IF(B692=TRUE,DataInput!B691,NA())","v":"VIC"},{"$f":"IF($E692=DataInput!$B691,DataInput!C691,NA())","v":"ERTS1266A"},{"$f":"IF($E692=DataInput!$B691,DataInput!D691,NA())","v":"East Rowville 12 (AusNet) 66 kV"},{"$f":"IF($E692=DataInput!$B691,DataInput!E691,NA())","v":"AusNet"},{"$f":"IF($E692=DataInput!$B691,DataInput!F691,NA())","v":"Summer"},{"$f":"IF($E692=DataInput!$B691,DataInput!G691,NA())","v":"Non-Coincident"},{"$f":"IF($E692=DataInput!$B691,DataInput!H691,NA())","v":2017},{"$f":"IF($E692=DataInput!$B691,DataInput!I691,NA())","v":"POE10"},{"$f":"IF($E692=DataInput!$B691,DataInput!J691,NA())","v":97.790550870702404},{"$f":"IF($E692=DataInput!$B691,DataInput!K691,NA())","v":1},null,null,"VIC East Rowville 12 (AusNet) 66 kV",null,null,null,null,false,null,null,{"$error":"#N/A"},{"$error":"#N/A"},{"$error":"#N/A"},{"$error":"#N/A"},{"$error":"#N/A"},{"$error":"#N/A"},{"$error":"#N/A"},{"$error":"#N/A"},{"$error":"#N/A"},{"$error":"#N/A"}]
[null,{"$f":"IF(DataInput!B692=$B$8,IF($B$9=$B$10,TRUE,IF(DataInput!E692=$B$9,TRUE,FALSE)))","v":true},null,null,{"$f":"IF(B693=TRUE,DataInput!B692,NA())","v":"VIC"},{"$f":"IF($E693=DataInput!$B692,DataInput!C692,NA())","v":"ERTS1266A"},{"$f":"IF($E693=DataInput!$B692,DataInput!D692,NA())","v":"East Rowville 12 (AusNet) 66 kV"},{"$f":"IF($E693=DataInput!$B692,DataInput!E692,NA())","v":"AusNet"},{"$f":"IF($E693=DataInput!$B692,DataInput!F692,NA())","v":"Summer"},{"$f":"IF($E693=DataInput!$B692,DataInput!G692,NA())","v":"Non-Coincident"},{"$f":"IF($E693=DataInput!$B692,DataInput!H692,NA())","v":2018},{"$f":"IF($E693=DataInput!$B692,DataInput!I692,NA())","v":"POE10"},{"$f":"IF($E693=DataInput!$B692,DataInput!J692,NA())","v":96.134866285514903},{"$f":"IF($E693=DataInput!$B692,DataInput!K692,NA())","v":0.98616531335577196},null,null,"VIC East Rowville 12 (AusNet) 66 kV",null,null,null,null,false,null,null,{"$error":"#N/A"},{"$error":"#N/A"},{"$error":"#N/A"},{"$error":"#N/A"},{"$error":"#N/A"},{"$error":"#N/A"},{"$error":"#N/A"},{"$error":"#N/A"},{"$error":"#N/A"},{"$error":"#N/A"}]
[null,{"$f":"IF(DataInput!B693=$B$8,IF($B$9=$B$10,TRUE,IF(DataInput!E693=$B$9,TRUE,FALSE)))","v":true},null,null,{"$f":"IF(B694=TRUE,DataInput!B693,NA())","v":"VIC"},{"$f":"IF($E694=DataInput!$B693,DataInput!C693,NA())","v":"ERTS1266A"},{"$f":"IF($E694=DataInput!$B693,DataInput!D693,NA())","v":"East Rowville 12 (AusNet) 66 kV"},{"$f":"IF($E694=DataInput!$B693,DataInput!E693,NA())","v":"AusNet"},{"$f":"IF($E694=DataInput!$B693,DataInput!F693,NA())","v":"Summer"},{"$f":"IF($E694=DataInput!$B693,DataInput!G693,NA())","v":"Non-Coincident"},{"$f":"IF($E694=DataInput!$B693,DataInput!H693,NA())","v":2019},{"$f":"IF($E694=DataInput!$B693,DataInput!I693,NA())","v":"POE10"},{"$f":"IF($E694=DataInput!$B693,DataInput!J693,NA())","v":94.819245843619598},{"$f":"IF($E694=DataInput!$B693,DataInput!K693,NA())","v":0.99195962282630601},null,null,"VIC East Rowville 12 (AusNet) 66 kV",null,null,null,null,false,null,null,{"$error":"#N/A"},{"$error":"#N/A"},{"$error":"#N/A"},{"$error":"#N/A"},{"$error":"#N/A"},{"$error":"#N/A"},{"$error":"#N/A"},{"$error":"#N/A"},{"$error":"#N/A"},{"$error":"#N/A"}]
[null,{"$f":"IF(DataInput!B694=$B$8,IF($B$9=$B$10,TRUE,IF(DataInput!E694=$B$9,TRUE,FALSE)))","v":true},null,null,{"$f":"IF(B695=TRUE,DataInput!B694,NA())","v":"VIC"},{"$f":"IF($E695=DataInput!$B694,DataInput!C694,NA())","v":"ERTS1266A"},{"$f":"IF($E695=DataInput!$B694,DataInput!D694,NA())","v":"East Rowville 12 (AusNet) 66 kV"},{"$f":"IF($E695=DataInput!$B694,DataInput!E694,NA())","v":"AusNet"},{"$f":"IF($E695=DataInput!$B694,DataInput!F694,NA())","v":"Summer"},{"$f":"IF($E695=DataInput!$B694,DataInput!G694,NA())","v":"Non-Coincident"},{"$f":"IF($E695=DataInput!$B694,DataInput!H694,NA())","v":2020},{"$f":"IF($E695=DataInput!$B694,DataInput!I694,NA())","v":"POE10"},{"$f":"IF($E695=DataInput!$B694,DataInput!J694,NA())","v":93.142297939225401},{"$f":"IF($E695=DataInput!$B694,DataInput!K694,NA())","v":0.99705864312478698},null,null,"VIC East Rowville 12 (AusNet) 66 kV",null,null,null,null,false,null,null,{"$error":"#N/A"},{"$f":"IF($V695=TRUE,F695,NA())","v":{"$error":"#N/A"}},{"$f":"IF($V695=TRUE,G695,NA())","v":{"$error":"#N/A"}},{"$f":"IF($V695=TRUE,H695,NA())","v":{"$error":"#N/A"}},{"$f":"IF($V695=TRUE,I695,NA())","v":{"$error":"#N/A"}},{"$f":"IF($V695=TRUE,J695,NA())","v":{"$error":"#N/A"}},{"$f":"IF($V695=TRUE,K695,NA())","v":{"$error":"#N/A"}},{"$f":"IF($V695=TRUE,L695,NA())","v":{"$error":"#N/A"}},{"$f":"IF($V695=TRUE,M695,NA())","v":{"$error":"#N/A"}},{"$f":"IF($V695=TRUE,N695,NA())","v":{"$error":"#N/A"}}]
[null,{"$f":"IF(DataInput!B695=$B$8,IF($B$9=$B$10,TRUE,IF(DataInput!E695=$B$9,TRUE,FALSE)))","v":true},null,null,{"$f":"IF(B696=TRUE,DataInput!B695,NA())","v":"VIC"},{"$f":"IF($E696=DataInput!$B695,DataInput!C695,NA())","v":"ERTS1266A"},{"$f":"IF($E696=DataInput!$B695,DataInput!D695,NA())","v":"East Rowville 12 (AusNet) 66 kV"},{"$f":"IF($E696=DataInput!$B695,DataInput!E695,NA())","v":"AusNet"},{"$f":"IF($E696=DataInput!$B695,DataInput!F695,NA())","v":"Summer"},{"$f":"IF($E696=DataInput!$B695,DataInput!G695,NA())","v":"Non-Coincident"},{"$f":"IF($E696=DataInput!$B695,DataInput!H695,NA())","v":2021},{"$f":"IF($E696=DataInput!$B695,DataInput!I695,NA())","v":"POE10"},{"$f":"IF($E696=DataInput!$B695,DataInput!J695,NA())","v":92.725999672228994},{"$f":"IF($E696=DataInput!$B695,DataInput!K695,NA())","v":1},null,null,"VIC East Rowville 12 (AusNet) 66 kV",null,null,null,null,false,null,null,{"$error":"#N/A"},{"$error":"#N/A"},{"$error":"#N/A"},{"$error":"#N/A"},{"$error":"#N/A"},{"$error":"#N/A"},{"$error":"#N/A"},{"$error":"#N/A"},{"$error":"#N/A"},{"$error":"#N/A"}]
[null,{"$f":"IF(DataInput!B696=$B$8,IF($B$9=$B$10,TRUE,IF(DataInput!E696=$B$9,TRUE,FALSE)))","v":true},null,null,{"$f":"IF(B697=TRUE,DataInput!B696,NA())","v":"VIC"},{"$f":"IF($E697=DataInput!$B696,DataInput!C696,NA())","v":"ERTS1266A"},{"$f":"IF($E697=DataInput!$B696,DataInput!D696,NA())","v":"East Rowville 12 (AusNet) 66 kV"},{"$f":"IF($E697=DataInput!$B696,DataInput!E696,NA())","v":"AusNet"},{"$f":"IF($E697=DataInput!$B696,DataInput!F696,NA())","v":"Summer"},{"$f":"IF($E697=DataInput!$B696,DataInput!G696,NA())","v":"Non-Coincident"},{"$f":"IF($E697=DataInput!$B696,DataInput!H696,NA())","v":2022},{"$f":"IF($E697=DataInput!$B696,DataInput!I696,NA())","v":"POE10"},{"$f":"IF($E697=DataInput!$B696,DataInput!J696,NA())","v":91.419424532061697},{"$f":"IF($E697=DataInput!$B696,DataInput!K696,NA())","v":1},null,null,"VIC East Rowville 12 (AusNet) 66 kV",null,null,null,null,false,null,null,{"$error":"#N/A"},{"$error":"#N/A"},{"$error":"#N/A"},{"$error":"#N/A"},{"$error":"#N/A"},{"$error":"#N/A"},{"$error":"#N/A"},{"$error":"#N/A"},{"$error":"#N/A"},{"$error":"#N/A"}]
[null,{"$f":"IF(DataInput!B697=$B$8,IF($B$9=$B$10,TRUE,IF(DataInput!E697=$B$9,TRUE,FALSE)))","v":true},null,null,{"$f":"IF(B698=TRUE,DataInput!B697,NA())","v":"VIC"},{"$f":"IF($E698=DataInput!$B697,DataInput!C697,NA())","v":"ERTS1266A"},{"$f":"IF($E698=DataInput!$B697,DataInput!D697,NA())","v":"East Rowville 12 (AusNet) 66 kV"},{"$f":"IF($E698=DataInput!$B697,DataInput!E697,NA())","v":"AusNet"},{"$f":"IF($E698=DataInput!$B697,DataInput!F697,NA())","v":"Summer"},{"$f":"IF($E698=DataInput!$B697,DataInput!G697,NA())","v":"Non-Coincident"},{"$f":"IF($E698=DataInput!$B697,DataInput!H697,NA())","v":2023},{"$f":"IF($E698=DataInput!$B697,DataInput!I697,NA())","v":"POE10"},{"$f":"IF($E698=DataInput!$B697,DataInput!J697,NA())","v":90.633044031508703},{"$f":"IF($E698=DataInput!$B697,DataInput!K697,NA())","v":1},null,null,"VIC East Rowville 12 (AusNet) 66 kV",null,null,null,null,false,null,null,{"$error":"#N/A"},{"$error":"#N/A"},{"$error":"#N/A"},{"$error":"#N/A"},{"$error":"#N/A"},{"$error":"#N/A"},{"$error":"#N/A"},{"$error":"#N/A"},{"$error":"#N/A"},{"$error":"#N/A"}]
[null,{"$f":"IF(DataInput!B698=$B$8,IF($B$9=$B$10,TRUE,IF(DataInput!E698=$B$9,TRUE,FALSE)))","v":true},null,null,{"$f":"IF(B699=TRUE,DataInput!B698,NA())","v":"VIC"},{"$f":"IF($E699=DataInput!$B698,DataInput!C698,NA())","v":"ERTS1266A"},{"$f":"IF($E699=DataInput!$B698,DataInput!D698,NA())","v":"East Rowville 12 (AusNet) 66 kV"},{"$f":"IF($E699=DataInput!$B698,DataInput!E698,NA())","v":"AusNet"},{"$f":"IF($E699=DataInput!$B698,DataInput!F698,NA())","v":"Summer"},{"$f":"IF($E699=DataInput!$B698,DataInput!G698,NA())","v":"Non-Coincident"},{"$f":"IF($E699=DataInput!$B698,DataInput!H698,NA())","v":2024},{"$f":"IF($E699=DataInput!$B698,DataInput!I698,NA())","v":"POE10"},{"$f":"IF($E699=DataInput!$B698,DataInput!J698,NA())","v":90.083929412724899},{"$f":"IF($E699=DataInput!$B698,DataInput!K698,NA())","v":1},null,null,"VIC East Rowville 12 (AusNet) 66 kV",null,null,null,null,false,null,null,{"$error":"#N/A"},{"$error":"#N/A"},{"$error":"#N/A"},{"$error":"#N/A"},{"$error":"#N/A"},{"$error":"#N/A"},{"$error":"#N/A"},{"$error":"#N/A"},{"$error":"#N/A"},{"$error":"#N/A"}]
[null,{"$f":"IF(DataInput!B699=$B$8,IF($B$9=$B$10,TRUE,IF(DataInput!E699=$B$9,TRUE,FALSE)))","v":true},null,null,{"$f":"IF(B700=TRUE,DataInput!B699,NA())","v":"VIC"},{"$f":"IF($E700=DataInput!$B699,DataInput!C699,NA())","v":"ERTS1266A"},{"$f":"IF($E700=DataInput!$B699,DataInput!D699,NA())","v":"East Rowville 12 (AusNet) 66 kV"},{"$f":"IF($E700=DataInput!$B699,DataInput!E699,NA())","v":"AusNet"},{"$f":"IF($E700=DataInput!$B699,DataInput!F699,NA())","v":"Summer"},{"$f":"IF($E700=DataInput!$B699,DataInput!G699,NA())","v":"Non-Coincident"},{"$f":"IF($E700=DataInput!$B699,DataInput!H699,NA())","v":2025},{"$f":"IF($E700=DataInput!$B699,DataInput!I699,NA())","v":"POE10"},{"$f":"IF($E700=DataInput!$B699,DataInput!J699,NA())","v":89.059189777292005},{"$f":"IF($E700=DataInput!$B699,DataInput!K699,NA())","v":1},null,null,"VIC East Rowville 12 (AusNet) 66 kV",null,null,null,null,false,null,null,{"$error":"#N/A"},{"$error":"#N/A"},{"$error":"#N/A"},{"$error":"#N/A"},{"$error":"#N/A"},{"$error":"#N/A"},{"$error":"#N/A"},{"$error":"#N/A"},{"$error":"#N/A"},{"$error":"#N/A"}]
[null,{"$f":"IF(DataInput!B700=$B$8,IF($B$9=$B$10,TRUE,IF(DataInput!E700=$B$9,TRUE,FALSE)))","v":true},null,null,{"$f":"IF(B701=TRUE,DataInput!B700,NA())","v":"VIC"},{"$f":"IF($E701=DataInput!$B700,DataInput!C700,NA())","v":"ERTS1266A"},{"$f":"IF($E701=DataInput!$B700,DataInput!D700,NA())","v":"East Rowville 12 (AusNet) 66 kV"},{"$f":"IF($E701=DataInput!$B700,DataInput!E700,NA())","v":"AusNet"},{"$f":"IF($E701=DataInput!$B700,DataInput!F700,NA())","v":"Summer"},{"$f":"IF($E701=DataInput!$B700,DataInput!G700,NA())","v":"Non-Coincident"},{"$f":"IF($E701=DataInput!$B700,DataInput!H700,NA())","v":2026},{"$f":"IF($E701=DataInput!$B700,DataInput!I700,NA())","v":"POE10"},{"$f":"IF($E701=DataInput!$B700,DataInput!J700,NA())","v":88.573615852377301},{"$f":"IF($E701=DataInput!$B700,DataInput!K700,NA())","v":1},null,null,"VIC East Rowville 12 (AusNet) 66 kV",null,null,null,null,false,null,null,{"$error":"#N/A"},{"$error":"#N/A"},{"$error":"#N/A"},{"$error":"#N/A"},{"$error":"#N/A"},{"$error":"#N/A"},{"$error":"#N/A"},{"$error":"#N/A"},{"$error":"#N/A"},{"$error":"#N/A"}]
[null,{"$f":"IF(DataInput!B701=$B$8,IF($B$9=$B$10,TRUE,IF(DataInput!E701=$B$9,TRUE,FALSE)))","v":true},null,null,{"$f":"IF(B702=TRUE,DataInput!B701,NA())","v":"VIC"},{"$f":"IF($E702=DataInput!$B701,DataInput!C701,NA())","v":"ERTS1266A"},{"$f":"IF($E702=DataInput!$B701,DataInput!D701,NA())","v":"East Rowville 12 (AusNet) 66 kV"},{"$f":"IF($E702=DataInput!$B701,DataInput!E701,NA())","v":"AusNet"},{"$f":"IF($E702=DataInput!$B701,DataInput!F701,NA())","v":"Summer"},{"$f":"IF($E702=DataInput!$B701,DataInput!G701,NA())","v":"Non-Coincident"},{"$f":"IF($E702=DataInput!$B701,DataInput!H701,NA())","v":2017},{"$f":"IF($E702=DataInput!$B701,DataInput!I701,NA())","v":"POE50"},{"$f":"IF($E702=DataInput!$B701,DataInput!J701,NA())","v":84.1962930437507},{"$f":"IF($E702=DataInput!$B701,DataInput!K701,NA())","v":1},null,null,"VIC East Rowville 12 (AusNet) 66 kV",null,null,null,null,false,null,null,{"$error":"#N/A"},{"$error":"#N/A"},{"$error":"#N/A"},{"$error":"#N/A"},{"$error":"#N/A"},{"$error":"#N/A"},{"$error":"#N/A"},{"$error":"#N/A"},{"$error":"#N/A"},{"$error":"#N/A"}]
[null,{"$f":"IF(DataInput!B702=$B$8,IF($B$9=$B$10,TRUE,IF(DataInput!E702=$B$9,TRUE,FALSE)))","v":true},null,null,{"$f":"IF(B703=TRUE,DataInput!B702,NA())","v":"VIC"},{"$f":"IF($E703=DataInput!$B702,DataInput!C702,NA())","v":"ERTS1266A"},{"$f":"IF($E703=DataInput!$B702,DataInput!D702,NA())","v":"East Rowville 12 (AusNet) 66 kV"},{"$f":"IF($E703=DataInput!$B702,DataInput!E702,NA())","v":"AusNet"},{"$f":"IF($E703=DataInput!$B702,DataInput!F702,NA())","v":"Summer"},{"$f":"IF($E703=DataInput!$B702,DataInput!G702,NA())","v":"Non-Coincident"},{"$f":"IF($E703=DataInput!$B702,DataInput!H702,NA())","v":2018},{"$f":"IF($E703=DataInput!$B702,DataInput!I702,NA())","v":"POE50"},{"$f":"IF($E703=DataInput!$B702,DataInput!J702,NA())","v":82.818536057036297},{"$f":"IF($E703=DataInput!$B702,DataInput!K702,NA())","v":0.99449699297845995},null,null,"VIC East Rowville 12 (AusNet) 66 kV",null,null,null,null,false,null,null,{"$error":"#N/A"},{"$error":"#N/A"},{"$error":"#N/A"},{"$error":"#N/A"},{"$error":"#N/A"},{"$error":"#N/A"},{"$error":"#N/A"},{"$error":"#N/A"},{"$error":"#N/A"},{"$error":"#N/A"}]
[null,{"$f":"IF(DataInput!B703=$B$8,IF($B$9=$B$10,TRUE,IF(DataInput!E703=$B$9,TRUE,FALSE)))","v":true},null,null,{"$f":"IF(B704=TRUE,DataInput!B703,NA())","v":"VIC"},{"$f":"IF($E704=DataInput!$B703,DataInput!C703,NA())","v":"ERTS1266A"},{"$f":"IF($E704=DataInput!$B703,DataInput!D703,NA())","v":"East Rowville 12 (AusNet) 66 kV"},{"$f":"IF($E704=DataInput!$B703,DataInput!E703,NA())","v":"AusNet"},{"$f":"IF($E704=DataInput!$B703,DataInput!F703,NA())","v":"Summer"},{"$f":"IF($E704=DataInput!$B703,DataInput!G703,NA())","v":"Non-Coincident"},{"$f":"IF($E704=DataInput!$B703,DataInput!H703,NA())","v":2019},{"$f":"IF($E704=DataInput!$B703,DataInput!I703,NA())","v":"POE50"},{"$f":"IF($E704=DataInput!$B703,DataInput!J703,NA())","v":81.529088364009795},{"$f":"IF($E704=DataInput!$B703,DataInput!K703,NA())","v":0.99625840475035699},null,null,"VIC East Rowville 12 (AusNet) 66 kV",null,null,null,null,false,null,null,{"$error":"#N/A"},{"$error":"#N/A"},{"$error":"#N/A"},{"$error":"#N/A"},{"$error":"#N/A"},{"$error":"#N/A"},{"$error":"#N/A"},{"$error":"#N/A"},{"$error":"#N/A"},{"$error":"#N/A"}]
[null,{"$f":"IF(DataInput!B704=$B$8,IF($B$9=$B$10,TRUE,IF(DataInput!E704=$B$9,TRUE,FALSE)))","v":true},null,null,{"$f":"IF(B705=TRUE,DataInput!B704,NA())","v":"VIC"},{"$f":"IF($E705=DataInput!$B704,DataInput!C704,NA())","v":"ERTS1266A"},{"$f":"IF($E705=DataInput!$B704,DataInput!D704,NA())","v":"East Rowville 12 (AusNet) 66 kV"},{"$f":"IF($E705=DataInput!$B704,DataInput!E704,NA())","v":"AusNet"},{"$f":"IF($E705=DataInput!$B704,DataInput!F704,NA())","v":"Summer"},{"$f":"IF($E705=DataInput!$B704,DataInput!G704,NA())","v":"Non-Coincident"},{"$f":"IF($E705=DataInput!$B704,DataInput!H704,NA())","v":2020},{"$f":"IF($E705=DataInput!$B704,DataInput!I704,NA())","v":"POE50"},{"$f":"IF($E705=DataInput!$B704,DataInput!J704,NA())","v":79.796186525086696},{"$f":"IF($E705=DataInput!$B704,DataInput!K704,NA())","v":0.99719776896752399},null,null,"VIC East Rowville 12 (AusNet) 66 kV",null,null,null,null,false,null,null,{"$error":"#N/A"},{"$error":"#N/A"},{"$error":"#N/A"},{"$error":"#N/A"},{"$error":"#N/A"},{"$error":"#N/A"},{"$error":"#N/A"},{"$error":"#N/A"},{"$error":"#N/A"},{"$error":"#N/A"}]
[null,{"$f":"IF(DataInput!B705=$B$8,IF($B$9=$B$10,TRUE,IF(DataInput!E705=$B$9,TRUE,FALSE)))","v":true},null,null,{"$f":"IF(B706=TRUE,DataInput!B705,NA())","v":"VIC"},{"$f":"IF($E706=DataInput!$B705,DataInput!C705,NA())","v":"ERTS1266A"},{"$f":"IF($E706=DataInput!$B705,DataInput!D705,NA())","v":"East Rowville 12 (AusNet) 66 kV"},{"$f":"IF($E706=DataInput!$B705,DataInput!E705,NA())","v":"AusNet"},{"$f":"IF($E706=DataInput!$B705,DataInput!F705,NA())","v":"Summer"},{"$f":"IF($E706=DataInput!$B705,DataInput!G705,NA())","v":"Non-Coincident"},{"$f":"IF($E706=DataInput!$B705,DataInput!H705,NA())","v":2021},{"$f":"IF($E706=DataInput!$B705,DataInput!I705,NA())","v":"POE50"},{"$f":"IF($E706=DataInput!$B705,DataInput!J705,NA())","v":79.747200537487998},{"$f":"IF($E706=DataInput!$B705,DataInput!K705,NA())","v":1},null,null,"VIC East Rowville 12 (AusNet) 66 kV",null,null,null,null,false,null,null,{"$error":"#N/A"},{"$error":"#N/A"},{"$error":"#N/A"},{"$error":"#N/A"},{"$error":"#N/A"},{"$error":"#N/A"},{"$error":"#N/A"},{"$error":"#N/A"},{"$error":"#N/A"},{"$error":"#N/A"}]
[null,{"$f":"IF(DataInput!B706=$B$8,IF($B$9=$B$10,TRUE,IF(DataInput!E706=$B$9,TRUE,FALSE)))","v":true},null,null,{"$f":"IF(B707=TRUE,DataInput!B706,NA())","v":"VIC"},{"$f":"IF($E707=DataInput!$B706,DataInput!C706,NA())","v":"ERTS1266A"},{"$f":"IF($E707=DataInput!$B706,DataInput!D706,NA())","v":"East Rowville 12 (AusNet) 66 kV"},{"$f":"IF($E707=DataInput!$B706,DataInput!E706,NA())","v":"AusNet"},{"$f":"IF($E707=DataInput!$B706,DataInput!F706,NA())","v":"Summer"},{"$f":"IF($E707=DataInput!$B706,DataInput!G706,NA())","v":"Non-Coincident"},{"$f":"IF($E707=DataInput!$B706,DataInput!H706,NA())","v":2022},{"$f":"IF($E707=DataInput!$B706,DataInput!I706,NA())","v":"POE50"},{"$f":"IF($E707=DataInput!$B706,DataInput!J706,NA())","v":77.835200338563794},{"$f":"IF($E707=DataInput!$B706,DataInput!K706,NA())","v":1},null,null,"VIC East Rowville 12 (AusNet) 66 kV",null,null,null,null,false,null,null,{"$error":"#N/A"},{"$error":"#N/A"},{"$error":"#N/A"},{"$error":"#N/A"},{"$error":"#N/A"},{"$error":"#N/A"},{"$error":"#N/A"},{"$error":"#N/A"},{"$error":"#N/A"},{"$error":"#N/A"}]
[null,{"$f":"IF(DataInput!B707=$B$8,IF($B$9=$B$10,TRUE,IF(DataInput!E707=$B$9,TRUE,FALSE)))","v":true},null,null,{"$f":"IF(B708=TRUE,DataInput!B707,NA())","v":"VIC"},{"$f":"IF($E708=DataInput!$B707,DataInput!C707,NA())","v":"ERTS1266A"},{"$f":"IF($E708=DataInput!$B707,DataInput!D707,NA())","v":"East Rowville 12 (AusNet) 66 kV"},{"$f":"IF($E708=DataInput!$B707,DataInput!E707,NA())","v":"AusNet"},{"$f":"IF($E708=DataInput!$B707,DataInput!F707,NA())","v":"Summer"},{"$f":"IF($E708=DataInput!$B707,DataInput!G707,NA())","v":"Non-Coincident"},{"$f":"IF($E708=DataInput!$B707,DataInput!H707,NA())","v":2023},{"$f":"IF($E708=DataInput!$B707,DataInput!I707,NA())","v":"POE50"},{"$f":"IF($E708=DataInput!$B707,DataInput!J707,NA())","v":77.582527505386494},{"$f":"IF($E708=DataInput!$B707,DataInput!K707,NA())","v":1},null,null,"VIC East Rowville 12 (AusNet) 66 kV",null,null,null,null,false,null,null,{"$error":"#N/A"},{"$error":"#N/A"},{"$error":"#N/A"},{"$error":"#N/A"},{"$error":"#N/A"},{"$error":"#N/A"},{"$error":"#N/A"},{"$error":"#N/A"},{"$error":"#N/A"},{"$error":"#N/A"}]
[null,{"$f":"IF(DataInput!B708=$B$8,IF($B$9=$B$10,TRUE,IF(DataInput!E708=$B$9,TRUE,FALSE)))","v":true},null,null,{"$f":"IF(B709=TRUE,DataInput!B708,NA())","v":"VIC"},{"$f":"IF($E709=DataInput!$B708,DataInput!C708,NA())","v":"ERTS1266A"},{"$f":"IF($E709=DataInput!$B708,DataInput!D708,NA())","v":"East Rowville 12 (AusNet) 66 kV"},{"$f":"IF($E709=DataInput!$B708,DataInput!E708,NA())","v":"AusNet"},{"$f":"IF($E709=DataInput!$B708,DataInput!F708,NA())","v":"Summer"},{"$f":"IF($E709=DataInput!$B708,DataInput!G708,NA())","v":"Non-Coincident"},{"$f":"IF($E709=DataInput!$B708,DataInput!H708,NA())","v":2024},{"$f":"IF($E709=DataInput!$B708,DataInput!I708,NA())","v":"POE50"},{"$f":"IF($E709=DataInput!$B708,DataInput!J708,NA())","v":77.225228398538803},{"$f":"IF($E709=DataInput!$B708,DataInput!K708,NA())","v":1},null,null,"VIC East Rowville 12 (AusNet) 66 kV",null,null,null,null,false,null,null,{"$error":"#N/A"},{"$error":"#N/A"},{"$error":"#N/A"},{"$error":"#N/A"},{"$error":"#N/A"},{"$error":"#N/A"},{"$error":"#N/A"},{"$error":"#N/A"},{"$error":"#N/A"},{"$error":"#N/A"}]
[null,{"$f":"IF(DataInput!B709=$B$8,IF($B$9=$B$10,TRUE,IF(DataInput!E709=$B$9,TRUE,FALSE)))","v":true},null,null,{"$f":"IF(B710=TRUE,DataInput!B709,NA())","v":"VIC"},{"$f":"IF($E710=DataInput!$B709,DataInput!C709,NA())","v":"ERTS1266A"},{"$f":"IF($E710=DataInput!$B709,DataInput!D709,NA())","v":"East Rowville 12 (AusNet) 66 kV"},{"$f":"IF($E710=DataInput!$B709,DataInput!E709,NA())","v":"AusNet"},{"$f":"IF($E710=DataInput!$B709,DataInput!F709,NA())","v":"Summer"},{"$f":"IF($E710=DataInput!$B709,DataInput!G709,NA())","v":"Non-Coincident"},{"$f":"IF($E710=DataInput!$B709,DataInput!H709,NA())","v":2025},{"$f":"IF($E710=DataInput!$B709,DataInput!I709,NA())","v":"POE50"},{"$f":"IF($E710=DataInput!$B709,DataInput!J709,NA())","v":75.884499699751103},{"$f":"IF($E710=DataInput!$B709,DataInput!K709,NA())","v":1},null,null,"VIC East Rowville 12 (AusNet) 66 kV",null,null,null,null,false,null,null,{"$error":"#N/A"},{"$error":"#N/A"},{"$error":"#N/A"},{"$error":"#N/A"},{"$error":"#N/A"},{"$error":"#N/A"},{"$error":"#N/A"},{"$error":"#N/A"},{"$error":"#N/A"},{"$error":"#N/A"}]
[null,{"$f":"IF(DataInput!B710=$B$8,IF($B$9=$B$10,TRUE,IF(DataInput!E710=$B$9,TRUE,FALSE)))","v":true},null,null,{"$f":"IF(B711=TRUE,DataInput!B710,NA())","v":"VIC"},{"$f":"IF($E711=DataInput!$B710,DataInput!C710,NA())","v":"ERTS1266A"},{"$f":"IF($E711=DataInput!$B710,DataInput!D710,NA())","v":"East Rowville 12 (AusNet) 66 kV"},{"$f":"IF($E711=DataInput!$B710,DataInput!E710,NA())","v":"AusNet"},{"$f":"IF($E711=DataInput!$B710,DataInput!F710,NA())","v":"Summer"},{"$f":"IF($E711=DataInput!$B710,DataInput!G710,NA())","v":"Non-Coincident"},{"$f":"IF($E711=DataInput!$B710,DataInput!H710,NA())","v":2026},{"$f":"IF($E711=DataInput!$B710,DataInput!I710,NA())","v":"POE50"},{"$f":"IF($E711=DataInput!$B710,DataInput!J710,NA())","v":75.379296412949898},{"$f":"IF($E711=DataInput!$B710,DataInput!K710,NA())","v":1},null,null,"VIC East Rowville 12 (AusNet) 66 kV",null,null,null,null,false,null,null,{"$error":"#N/A"},{"$error":"#N/A"},{"$error":"#N/A"},{"$error":"#N/A"},{"$error":"#N/A"},{"$error":"#N/A"},{"$error":"#N/A"},{"$error":"#N/A"},{"$error":"#N/A"},{"$error":"#N/A"}]
[null,{"$f":"IF(DataInput!B711=$B$8,IF($B$9=$B$10,TRUE,IF(DataInput!E711=$B$9,TRUE,FALSE)))","v":true},null,null,{"$f":"IF(B712=TRUE,DataInput!B711,NA())","v":"VIC"},{"$f":"IF($E712=DataInput!$B711,DataInput!C711,NA())","v":"ERTS1266A"},{"$f":"IF($E712=DataInput!$B711,DataInput!D711,NA())","v":"East Rowville 12 (AusNet) 66 kV"},{"$f":"IF($E712=DataInput!$B711,DataInput!E711,NA())","v":"AusNet"},{"$f":"IF($E712=DataInput!$B711,DataInput!F711,NA())","v":"Winter"},{"$f":"IF($E712=DataInput!$B711,DataInput!G711,NA())","v":"Non-Coincident"},{"$f":"IF($E712=DataInput!$B711,DataInput!H711,NA())","v":2016},{"$f":"IF($E712=DataInput!$B711,DataInput!I711,NA())","v":"POE10"},{"$f":"IF($E712=DataInput!$B711,DataInput!J711,NA())","v":75.106323774744794},{"$f":"IF($E712=DataInput!$B711,DataInput!K711,NA())","v":1},null,null,"VIC East Rowville 12 (AusNet) 66 kV",null,null,null,null,false,null,null,{"$error":"#N/A"},{"$error":"#N/A"},{"$error":"#N/A"},{"$error":"#N/A"},{"$error":"#N/A"},{"$error":"#N/A"},{"$error":"#N/A"},{"$error":"#N/A"},{"$error":"#N/A"},{"$error":"#N/A"}]
[null,{"$f":"IF(DataInput!B712=$B$8,IF($B$9=$B$10,TRUE,IF(DataInput!E712=$B$9,TRUE,FALSE)))","v":true},null,null,{"$f":"IF(B713=TRUE,DataInput!B712,NA())","v":"VIC"},{"$f":"IF($E713=DataInput!$B712,DataInput!C712,NA())","v":"ERTS1266A"},{"$f":"IF($E713=DataInput!$B712,DataInput!D712,NA())","v":"East Rowville 12 (AusNet) 66 kV"},{"$f":"IF($E713=DataInput!$B712,DataInput!E712,NA())","v":"AusNet"},{"$f":"IF($E713=DataInput!$B712,DataInput!F712,NA())","v":"Winter"},{"$f":"IF($E713=DataInput!$B712,DataInput!G712,NA())","v":"Non-Coincident"},{"$f":"IF($E713=DataInput!$B712,DataInput!H712,NA())","v":2017},{"$f":"IF($E713=DataInput!$B712,DataInput!I712,NA())","v":"POE10"},{"$f":"IF($E713=DataInput!$B712,DataInput!J712,NA())","v":74.508722478510904},{"$f":"IF($E713=DataInput!$B712,DataInput!K712,NA())","v":1},null,null,"VIC East Rowville 12 (AusNet) 66 kV",null,null,null,null,false,null,null,{"$error":"#N/A"},{"$error":"#N/A"},{"$error":"#N/A"},{"$error":"#N/A"},{"$error":"#N/A"},{"$error":"#N/A"},{"$error":"#N/A"},{"$error":"#N/A"},{"$error":"#N/A"},{"$error":"#N/A"}]
[null,{"$f":"IF(DataInput!B713=$B$8,IF($B$9=$B$10,TRUE,IF(DataInput!E713=$B$9,TRUE,FALSE)))","v":true},null,null,{"$f":"IF(B714=TRUE,DataInput!B713,NA())","v":"VIC"},{"$f":"IF($E714=DataInput!$B713,DataInput!C713,NA())","v":"ERTS1266A"},{"$f":"IF($E714=DataInput!$B713,DataInput!D713,NA())","v":"East Rowville 12 (AusNet) 66 kV"},{"$f":"IF($E714=DataInput!$B713,DataInput!E713,NA())","v":"AusNet"},{"$f":"IF($E714=DataInput!$B713,DataInput!F713,NA())","v":"Winter"},{"$f":"IF($E714=DataInput!$B713,DataInput!G713,NA())","v":"Non-Coincident"},{"$f":"IF($E714=DataInput!$B713,DataInput!H713,NA())","v":2018},{"$f":"IF($E714=DataInput!$B713,DataInput!I713,NA())","v":"POE10"},{"$f":"IF($E714=DataInput!$B713,DataInput!J713,NA())","v":73.318261691776598},{"$f":"IF($E714=DataInput!$B713,DataInput!K713,NA())","v":1},null,null,"VIC East Rowville 12 (AusNet) 66 kV",null,null,null,null,false,null,null,{"$error":"#N/A"},{"$error":"#N/A"},{"$error":"#N/A"},{"$error":"#N/A"},{"$error":"#N/A"},{"$error":"#N/A"},{"$error":"#N/A"},{"$error":"#N/A"},{"$error":"#N/A"},{"$error":"#N/A"}]
[null,{"$f":"IF(DataInput!B714=$B$8,IF($B$9=$B$10,TRUE,IF(DataInput!E714=$B$9,TRUE,FALSE)))","v":true},null,null,{"$f":"IF(B715=TRUE,DataInput!B714,NA())","v":"VIC"},{"$f":"IF($E715=DataInput!$B714,DataInput!C714,NA())","v":"ERTS1266A"},{"$f":"IF($E715=DataInput!$B714,DataInput!D714,NA())","v":"East Rowville 12 (AusNet) 66 kV"},{"$f":"IF($E715=DataInput!$B714,DataInput!E714,NA())","v":"AusNet"},{"$f":"IF($E715=DataInput!$B714,DataInput!F714,NA())","v":"Winter"},{"$f":"IF($E715=DataInput!$B714,DataInput!G714,NA())","v":"Non-Coincident"},{"$f":"IF($E715=DataInput!$B714,DataInput!H714,NA())","v":2019},{"$f":"IF($E715=DataInput!$B714,DataInput!I714,NA())","v":"POE10"},{"$f":"IF($E715=DataInput!$B714,DataInput!J714,NA())","v":72.957200769671601},{"$f":"IF($E715=DataInput!$B714,DataInput!K714,NA())","v":1},null,null,"VIC East Rowville 12 (AusNet) 66 kV",null,null,null,null,false,null,null,{"$error":"#N/A"},{"$error":"#N/A"},{"$error":"#N/A"},{"$error":"#N/A"},{"$error":"#N/A"},{"$error":"#N/A"},{"$error":"#N/A"},{"$error":"#N/A"},{"$error":"#N/A"},{"$error":"#N/A"}]
[null,{"$f":"IF(DataInput!B715=$B$8,IF($B$9=$B$10,TRUE,IF(DataInput!E715=$B$9,TRUE,FALSE)))","v":true},null,null,{"$f":"IF(B716=TRUE,DataInput!B715,NA())","v":"VIC"},{"$f":"IF($E716=DataInput!$B715,DataInput!C715,NA())","v":"ERTS1266A"},{"$f":"IF($E716=DataInput!$B715,DataInput!D715,NA())","v":"East Rowville 12 (AusNet) 66 kV"},{"$f":"IF($E716=DataInput!$B715,DataInput!E715,NA())","v":"AusNet"},{"$f":"IF($E716=DataInput!$B715,DataInput!F715,NA())","v":"Winter"},{"$f":"IF($E716=DataInput!$B715,DataInput!G715,NA())","v":"Non-Coincident"},{"$f":"IF($E716=DataInput!$B715,DataInput!H715,NA())","v":2020},{"$f":"IF($E716=DataInput!$B715,DataInput!I715,NA())","v":"POE10"},{"$f":"IF($E716=DataInput!$B715,DataInput!J715,NA())","v":73.008523108803601},{"$f":"IF($E716=DataInput!$B715,DataInput!K715,NA())","v":1},null,null,{"$f":"IF(OR(ISERROR(E716),ISERROR(G716)),\"  \",E716&\" \"&G716)","v":"VIC East Rowville 12 (AusNet) 66 kV"},null,null,null,null,{"$f":"IF(ISERROR(G716),FALSE,IF($V$9=G716,TRUE,FALSE))","v":false},null,null,{"$f":"IF($V716=TRUE,E716,NA())","v":{"$error":"#N/A"}},{"$error":"#N/A"},{"$error":"#N/A"},{"$error":"#N/A"},{"$error":"#N/A"},{"$error":"#N/A"},{"$error":"#N/A"},{"$error":"#N/A"},{"$error":"#N/A"},{"$error":"#N/A"}]
[null,{"$f":"IF(DataInput!B716=$B$8,IF($B$9=$B$10,TRUE,IF(DataInput!E716=$B$9,TRUE,FALSE)))","v":true},null,null,{"$f":"IF(B717=TRUE,DataInput!B716,NA())","v":"VIC"},{"$f":"IF($E717=DataInput!$B716,DataInput!C716,NA())","v":"ERTS1266A"},{"$f":"IF($E717=DataInput!$B716,DataInput!D716,NA())","v":"East Rowville 12 (AusNet) 66 kV"},{"$f":"IF($E717=DataInput!$B716,DataInput!E716,NA())","v":"AusNet"},{"$f":"IF($E717=DataInput!$B716,DataInput!F716,NA())","v":"Winter"},{"$f":"IF($E717=DataInput!$B716,DataInput!G716,NA())","v":"Non-Coincident"},{"$f":"IF($E717=DataInput!$B716,DataInput!H716,NA())","v":2021},{"$f":"IF($E717=DataInput!$B716,DataInput!I716,NA())","v":"POE10"},{"$f":"IF($E717=DataInput!$B716,DataInput!J716,NA())","v":73.140189834948103},{"$f":"IF($E717=DataInput!$B716,DataInput!K716,NA())","v":1},null,null,"VIC East Rowville 12 (AusNet) 66 kV",null,null,null,null,false,null,null,{"$error":"#N/A"},{"$error":"#N/A"},{"$error":"#N/A"},{"$error":"#N/A"},{"$error":"#N/A"},{"$error":"#N/A"},{"$error":"#N/A"},{"$error":"#N/A"},{"$error":"#N/A"},{"$error":"#N/A"}]
[null,{"$f":"IF(DataInput!B717=$B$8,IF($B$9=$B$10,TRUE,IF(DataInput!E717=$B$9,TRUE,FALSE)))","v":true},null,null,{"$f":"IF(B718=TRUE,DataInput!B717,NA())","v":"VIC"},{"$f":"IF($E718=DataInput!$B717,DataInput!C717,NA())","v":"ERTS1266A"},{"$f":"IF($E718=DataInput!$B717,DataInput!D717,NA())","v":"East Rowville 12 (AusNet) 66 kV"},{"$f":"IF($E718=DataInput!$B717,DataInput!E717,NA())","v":"AusNet"},{"$f":"IF($E718=DataInput!$B717,DataInput!F717,NA())","v":"Winter"},{"$f":"IF($E718=DataInput!$B717,DataInput!G717,NA())","v":"Non-Coincident"},{"$f":"IF($E718=DataInput!$B717,DataInput!H717,NA())","v":2022},{"$f":"IF($E718=DataInput!$B717,DataInput!I717,NA())","v":"POE10"},{"$f":"IF($E718=DataInput!$B717,DataInput!J717,NA())","v":73.659345399589398},{"$f":"IF($E718=DataInput!$B717,DataInput!K717,NA())","v":1},null,null,"VIC East Rowville 12 (AusNet) 66 kV",null,null,null,null,false,null,null,{"$error":"#N/A"},{"$error":"#N/A"},{"$error":"#N/A"},{"$error":"#N/A"},{"$error":"#N/A"},{"$error":"#N/A"},{"$error":"#N/A"},{"$error":"#N/A"},{"$error":"#N/A"},{"$error":"#N/A"}]
[null,{"$f":"IF(DataInput!B718=$B$8,IF($B$9=$B$10,TRUE,IF(DataInput!E718=$B$9,TRUE,FALSE)))","v":true},null,null,{"$f":"IF(B719=TRUE,DataInput!B718,NA())","v":"VIC"},{"$f":"IF($E719=DataInput!$B718,DataInput!C718,NA())","v":"ERTS1266A"},{"$f":"IF($E719=DataInput!$B718,DataInput!D718,NA())","v":"East Rowville 12 (AusNet) 66 kV"},{"$f":"IF($E719=DataInput!$B718,DataInput!E718,NA())","v":"AusNet"},{"$f":"IF($E719=DataInput!$B718,DataInput!F718,NA())","v":"Winter"},{"$f":"IF($E719=DataInput!$B718,DataInput!G718,NA())","v":"Non-Coincident"},{"$f":"IF($E719=DataInput!$B718,DataInput!H718,NA())","v":2023},{"$f":"IF($E719=DataInput!$B718,DataInput!I718,NA())","v":"POE10"},{"$f":"IF($E719=DataInput!$B718,DataInput!J718,NA())","v":74.721628941637604},{"$f":"IF($E719=DataInput!$B718,DataInput!K718,NA())","v":1},null,null,"VIC East Rowville 12 (AusNet) 66 kV",null,null,null,null,false,null,null,{"$error":"#N/A"},{"$error":"#N/A"},{"$error":"#N/A"},{"$error":"#N/A"},{"$error":"#N/A"},{"$error":"#N/A"},{"$error":"#N/A"},{"$error":"#N/A"},{"$error":"#N/A"},{"$error":"#N/A"}]
[null,{"$f":"IF(DataInput!B719=$B$8,IF($B$9=$B$10,TRUE,IF(DataInput!E719=$B$9,TRUE,FALSE)))","v":true},null,null,{"$f":"IF(B720=TRUE,DataInput!B719,NA())","v":"VIC"},{"$f":"IF($E720=DataInput!$B719,DataInput!C719,NA())","v":"ERTS1266A"},{"$f":"IF($E720=DataInput!$B719,DataInput!D719,NA())","v":"East Rowville 12 (AusNet) 66 kV"},{"$f":"IF($E720=DataInput!$B719,DataInput!E719,NA())","v":"AusNet"},{"$f":"IF($E720=DataInput!$B719,DataInput!F719,NA())","v":"Winter"},{"$f":"IF($E720=DataInput!$B719,DataInput!G719,NA())","v":"Non-Coincident"},{"$f":"IF($E720=DataInput!$B719,DataInput!H719,NA())","v":2024},{"$f":"IF($E720=DataInput!$B719,DataInput!I719,NA())","v":"POE10"},{"$f":"IF($E720=DataInput!$B719,DataInput!J719,NA())","v":75.633029925017397},{"$f":"IF($E720=DataInput!$B719,DataInput!K719,NA())","v":1},null,null,"VIC East Rowville 12 (AusNet) 66 kV",null,null,null,null,false,null,null,{"$error":"#N/A"},{"$error":"#N/A"},{"$error":"#N/A"},{"$error":"#N/A"},{"$error":"#N/A"},{"$error":"#N/A"},{"$error":"#N/A"},{"$error":"#N/A"},{"$error":"#N/A"},{"$error":"#N/A"}]
[null,{"$f":"IF(DataInput!B720=$B$8,IF($B$9=$B$10,TRUE,IF(DataInput!E720=$B$9,TRUE,FALSE)))","v":true},null,null,{"$f":"IF(B721=TRUE,DataInput!B720,NA())","v":"VIC"},{"$f":"IF($E721=DataInput!$B720,DataInput!C720,NA())","v":"ERTS1266A"},{"$f":"IF($E721=DataInput!$B720,DataInput!D720,NA())","v":"East Rowville 12 (AusNet) 66 kV"},{"$f":"IF($E721=DataInput!$B720,DataInput!E720,NA())","v":"AusNet"},{"$f":"IF($E721=DataInput!$B720,DataInput!F720,NA())","v":"Winter"},{"$f":"IF($E721=DataInput!$B720,DataInput!G720,NA())","v":"Non-Coincident"},{"$f":"IF($E721=DataInput!$B720,DataInput!H720,NA())","v":2025},{"$f":"IF($E721=DataInput!$B720,DataInput!I720,NA())","v":"POE10"},{"$f":"IF($E721=DataInput!$B720,DataInput!J720,NA())","v":76.6822163436822},{"$f":"IF($E721=DataInput!$B720,DataInput!K720,NA())","v":1},null,null,"VIC East Rowville 12 (AusNet) 66 kV",null,null,null,null,false,null,null,{"$error":"#N/A"},{"$error":"#N/A"},{"$error":"#N/A"},{"$error":"#N/A"},{"$error":"#N/A"},{"$error":"#N/A"},{"$error":"#N/A"},{"$error":"#N/A"},{"$error":"#N/A"},{"$error":"#N/A"}]
[null,{"$f":"IF(DataInput!B721=$B$8,IF($B$9=$B$10,TRUE,IF(DataInput!E721=$B$9,TRUE,FALSE)))","v":true},null,null,{"$f":"IF(B722=TRUE,DataInput!B721,NA())","v":"VIC"},{"$f":"IF($E722=DataInput!$B721,DataInput!C721,NA())","v":"ERTS1266A"},{"$f":"IF($E722=DataInput!$B721,DataInput!D721,NA())","v":"East Rowville 12 (AusNet) 66 kV"},{"$f":"IF($E722=DataInput!$B721,DataInput!E721,NA())","v":"AusNet"},{"$f":"IF($E722=DataInput!$B721,DataInput!F721,NA())","v":"Winter"},{"$f":"IF($E722=DataInput!$B721,DataInput!G721,NA())","v":"Non-Coincident"},{"$f":"IF($E722=DataInput!$B721,DataInput!H721,NA())","v":2016},{"$f":"IF($E722=DataInput!$B721,DataInput!I721,NA())","v":"POE50"},{"$f":"IF($E722=DataInput!$B721,DataInput!J721,NA())","v":73.031617791493403},{"$f":"IF($E722=DataInput!$B721,DataInput!K721,NA())","v":1},null,null,"VIC East Rowville 12 (AusNet) 66 kV",null,null,null,null,false,null,null,{"$error":"#N/A"},{"$error":"#N/A"},{"$error":"#N/A"},{"$error":"#N/A"},{"$error":"#N/A"},{"$error":"#N/A"},{"$error":"#N/A"},{"$error":"#N/A"},{"$error":"#N/A"},{"$error":"#N/A"}]
[null,{"$f":"IF(DataInput!B722=$B$8,IF($B$9=$B$10,TRUE,IF(DataInput!E722=$B$9,TRUE,FALSE)))","v":true},null,null,{"$f":"IF(B723=TRUE,DataInput!B722,NA())","v":"VIC"},{"$f":"IF($E723=DataInput!$B722,DataInput!C722,NA())","v":"ERTS1266A"},{"$f":"IF($E723=DataInput!$B722,DataInput!D722,NA())","v":"East Rowville 12 (AusNet) 66 kV"},{"$f":"IF($E723=DataInput!$B722,DataInput!E722,NA())","v":"AusNet"},{"$f":"IF($E723=DataInput!$B722,DataInput!F722,NA())","v":"Winter"},{"$f":"IF($E723=DataInput!$B722,DataInput!G722,NA())","v":"Non-Coincident"},{"$f":"IF($E723=DataInput!$B722,DataInput!H722,NA())","v":2017},{"$f":"IF($E723=DataInput!$B722,DataInput!I722,NA())","v":"POE50"},{"$f":"IF($E723=DataInput!$B722,DataInput!J722,NA())","v":72.349753447230697},{"$f":"IF($E723=DataInput!$B722,DataInput!K722,NA())","v":1},null,null,"VIC East Rowville 12 (AusNet) 66 kV",null,null,null,null,false,null,null,{"$error":"#N/A"},{"$error":"#N/A"},{"$error":"#N/A"},{"$error":"#N/A"},{"$error":"#N/A"},{"$error":"#N/A"},{"$error":"#N/A"},{"$error":"#N/A"},{"$error":"#N/A"},{"$error":"#N/A"}]
[null,{"$f":"IF(DataInput!B723=$B$8,IF($B$9=$B$10,TRUE,IF(DataInput!E723=$B$9,TRUE,FALSE)))","v":true},null,null,{"$f":"IF(B724=TRUE,DataInput!B723,NA())","v":"VIC"},{"$f":"IF($E724=DataInput!$B723,DataInput!C723,NA())","v":"ERTS1266A"},{"$f":"IF($E724=DataInput!$B723,DataInput!D723,NA())","v":"East Rowville 12 (AusNet) 66 kV"},{"$f":"IF($E724=DataInput!$B723,DataInput!E723,NA())","v":"AusNet"},{"$f":"IF($E724=DataInput!$B723,DataInput!F723,NA())","v":"Winter"},{"$f":"IF($E724=DataInput!$B723,DataInput!G723,NA())","v":"Non-Coincident"},{"$f":"IF($E724=DataInput!$B723,DataInput!H723,NA())","v":2018},{"$f":"IF($E724=DataInput!$B723,DataInput!I723,NA())","v":"POE50"},{"$f":"IF($E724=DataInput!$B723,DataInput!J723,NA())","v":71.065997455685903},{"$f":"IF($E724=DataInput!$B723,DataInput!K723,NA())","v":1},null,null,"VIC East Rowville 12 (AusNet) 66 kV",null,null,null,null,false,null,null,{"$error":"#N/A"},{"$error":"#N/A"},{"$error":"#N/A"},{"$error":"#N/A"},{"$error":"#N/A"},{"$error":"#N/A"},{"$error":"#N/A"},{"$error":"#N/A"},{"$error":"#N/A"},{"$error":"#N/A"}]
[null,{"$f":"IF(DataInput!B724=$B$8,IF($B$9=$B$10,TRUE,IF(DataInput!E724=$B$9,TRUE,FALSE)))","v":true},null,null,{"$f":"IF(B725=TRUE,DataInput!B724,NA())","v":"VIC"},{"$f":"IF($E725=DataInput!$B724,DataInput!C724,NA())","v":"ERTS1266A"},{"$f":"IF($E725=DataInput!$B724,DataInput!D724,NA())","v":"East Rowville 12 (AusNet) 66 kV"},{"$f":"IF($E725=DataInput!$B724,DataInput!E724,NA())","v":"AusNet"},{"$f":"IF($E725=DataInput!$B724,DataInput!F724,NA())","v":"Winter"},{"$f":"IF($E725=DataInput!$B724,DataInput!G724,NA())","v":"Non-Coincident"},{"$f":"IF($E725=DataInput!$B724,DataInput!H724,NA())","v":2019},{"$f":"IF($E725=DataInput!$B724,DataInput!I724,NA())","v":"POE50"},{"$f":"IF($E725=DataInput!$B724,DataInput!J724,NA())","v":70.533738304869104},{"$f":"IF($E725=DataInput!$B724,DataInput!K724,NA())","v":1},null,null,"VIC East Rowville 12 (AusNet) 66 kV",null,null,null,null,false,null,null,{"$error":"#N/A"},{"$error":"#N/A"},{"$error":"#N/A"},{"$error":"#N/A"},{"$error":"#N/A"},{"$error":"#N/A"},{"$error":"#N/A"},{"$error":"#N/A"},{"$error":"#N/A"},{"$error":"#N/A"}]
[null,{"$f":"IF(DataInput!B725=$B$8,IF($B$9=$B$10,TRUE,IF(DataInput!E725=$B$9,TRUE,FALSE)))","v":true},null,null,{"$f":"IF(B726=TRUE,DataInput!B725,NA())","v":"VIC"},{"$f":"IF($E726=DataInput!$B725,DataInput!C725,NA())","v":"ERTS1266A"},{"$f":"IF($E726=DataInput!$B725,DataInput!D725,NA())","v":"East Rowville 12 (AusNet) 66 kV"},{"$f":"IF($E726=DataInput!$B725,DataInput!E725,NA())","v":"AusNet"},{"$f":"IF($E726=DataInput!$B725,DataInput!F725,NA())","v":"Winter"},{"$f":"IF($E726=DataInput!$B725,DataInput!G725,NA())","v":"Non-Coincident"},{"$f":"IF($E726=DataInput!$B725,DataInput!H725,NA())","v":2020},{"$f":"IF($E726=DataInput!$B725,DataInput!I725,NA())","v":"POE50"},{"$f":"IF($E726=DataInput!$B725,DataInput!J725,NA())","v":70.4562659132595},{"$f":"IF($E726=DataInput!$B725,DataInput!K725,NA())","v":1},null,null,"VIC East Rowville 12 (AusNet) 66 kV",null,null,null,null,false,null,null,{"$error":"#N/A"},{"$error":"#N/A"},{"$error":"#N/A"},{"$error":"#N/A"},{"$error":"#N/A"},{"$error":"#N/A"},{"$error":"#N/A"},{"$error":"#N/A"},{"$error":"#N/A"},{"$error":"#N/A"}]
[null,{"$f":"IF(DataInput!B726=$B$8,IF($B$9=$B$10,TRUE,IF(DataInput!E726=$B$9,TRUE,FALSE)))","v":true},null,null,{"$f":"IF(B727=TRUE,DataInput!B726,NA())","v":"VIC"},{"$f":"IF($E727=DataInput!$B726,DataInput!C726,NA())","v":"ERTS1266A"},{"$f":"IF($E727=DataInput!$B726,DataInput!D726,NA())","v":"East Rowville 12 (AusNet) 66 kV"},{"$f":"IF($E727=DataInput!$B726,DataInput!E726,NA())","v":"AusNet"},{"$f":"IF($E727=DataInput!$B726,DataInput!F726,NA())","v":"Winter"},{"$f":"IF($E727=DataInput!$B726,DataInput!G726,NA())","v":"Non-Coincident"},{"$f":"IF($E727=DataInput!$B726,DataInput!H726,NA())","v":2021},{"$f":"IF($E727=DataInput!$B726,DataInput!I726,NA())","v":"POE50"},{"$f":"IF($E727=DataInput!$B726,DataInput!J726,NA())","v":70.557416802022104},{"$f":"IF($E727=DataInput!$B726,DataInput!K726,NA())","v":1},null,null,"VIC East Rowville 12 (AusNet) 66 kV",null,null,null,null,false,null,null,{"$error":"#N/A"},{"$error":"#N/A"},{"$error":"#N/A"},{"$error":"#N/A"},{"$error":"#N/A"},{"$error":"#N/A"},{"$error":"#N/A"},{"$error":"#N/A"},{"$error":"#N/A"},{"$error":"#N/A"}]
[null,{"$f":"IF(DataInput!B727=$B$8,IF($B$9=$B$10,TRUE,IF(DataInput!E727=$B$9,TRUE,FALSE)))","v":true},null,null,{"$f":"IF(B728=TRUE,DataInput!B727,NA())","v":"VIC"},{"$f":"IF($E728=DataInput!$B727,DataInput!C727,NA())","v":"ERTS1266A"},{"$f":"IF($E728=DataInput!$B727,DataInput!D727,NA())","v":"East Rowville 12 (AusNet) 66 kV"},{"$f":"IF($E728=DataInput!$B727,DataInput!E727,NA())","v":"AusNet"},{"$f":"IF($E728=DataInput!$B727,DataInput!F727,NA())","v":"Winter"},{"$f":"IF($E728=DataInput!$B727,DataInput!G727,NA())","v":"Non-Coincident"},{"$f":"IF($E728=DataInput!$B727,DataInput!H727,NA())","v":2022},{"$f":"IF($E728=DataInput!$B727,DataInput!I727,NA())","v":"POE50"},{"$f":"IF($E728=DataInput!$B727,DataInput!J727,NA())","v":70.970424035208794},{"$f":"IF($E728=DataInput!$B727,DataInput!K727,NA())","v":1},null,null,"VIC East Rowville 12 (AusNet) 66 kV",null,null,null,null,false,null,null,{"$error":"#N/A"},{"$error":"#N/A"},{"$error":"#N/A"},{"$error":"#N/A"},{"$error":"#N/A"},{"$error":"#N/A"},{"$error":"#N/A"},{"$error":"#N/A"},{"$error":"#N/A"},{"$error":"#N/A"}]
[null,{"$f":"IF(DataInput!B728=$B$8,IF($B$9=$B$10,TRUE,IF(DataInput!E728=$B$9,TRUE,FALSE)))","v":true},null,null,{"$f":"IF(B729=TRUE,DataInput!B728,NA())","v":"VIC"},{"$f":"IF($E729=DataInput!$B728,DataInput!C728,NA())","v":"ERTS1266A"},{"$f":"IF($E729=DataInput!$B728,DataInput!D728,NA())","v":"East Rowville 12 (AusNet) 66 kV"},{"$f":"IF($E729=DataInput!$B728,DataInput!E728,NA())","v":"AusNet"},{"$f":"IF($E729=DataInput!$B728,DataInput!F728,NA())","v":"Winter"},{"$f":"IF($E729=DataInput!$B728,DataInput!G728,NA())","v":"Non-Coincident"},{"$f":"IF($E729=DataInput!$B728,DataInput!H728,NA())","v":2023},{"$f":"IF($E729=DataInput!$B728,DataInput!I728,NA())","v":"POE50"},{"$f":"IF($E729=DataInput!$B728,DataInput!J728,NA())","v":71.928468224672898},{"$f":"IF($E729=DataInput!$B728,DataInput!K728,NA())","v":1},null,null,"VIC East Rowville 12 (AusNet) 66 kV",null,null,null,null,false,null,null,{"$error":"#N/A"},{"$error":"#N/A"},{"$error":"#N/A"},{"$error":"#N/A"},{"$error":"#N/A"},{"$error":"#N/A"},{"$error":"#N/A"},{"$error":"#N/A"},{"$error":"#N/A"},{"$error":"#N/A"}]
[null,{"$f":"IF(DataInput!B729=$B$8,IF($B$9=$B$10,TRUE,IF(DataInput!E729=$B$9,TRUE,FALSE)))","v":true},null,null,{"$f":"IF(B730=TRUE,DataInput!B729,NA())","v":"VIC"},{"$f":"IF($E730=DataInput!$B729,DataInput!C729,NA())","v":"ERTS1266A"},{"$f":"IF($E730=DataInput!$B729,DataInput!D729,NA())","v":"East Rowville 12 (AusNet) 66 kV"},{"$f":"IF($E730=DataInput!$B729,DataInput!E729,NA())","v":"AusNet"},{"$f":"IF($E730=DataInput!$B729,DataInput!F729,NA())","v":"Winter"},{"$f":"IF($E730=DataInput!$B729,DataInput!G729,NA())","v":"Non-Coincident"},{"$f":"IF($E730=DataInput!$B729,DataInput!H729,NA())","v":2024},{"$f":"IF($E730=DataInput!$B729,DataInput!I729,NA())","v":"POE50"},{"$f":"IF($E730=DataInput!$B729,DataInput!J729,NA())","v":72.753531847926396},{"$f":"IF($E730=DataInput!$B729,DataInput!K729,NA())","v":1},null,null,"VIC East Rowville 12 (AusNet) 66 kV",null,null,null,null,false,null,null,{"$error":"#N/A"},{"$error":"#N/A"},{"$error":"#N/A"},{"$error":"#N/A"},{"$error":"#N/A"},{"$error":"#N/A"},{"$error":"#N/A"},{"$error":"#N/A"},{"$error":"#N/A"},{"$error":"#N/A"}]
[null,{"$f":"IF(DataInput!B730=$B$8,IF($B$9=$B$10,TRUE,IF(DataInput!E730=$B$9,TRUE,FALSE)))","v":true},null,null,{"$f":"IF(B731=TRUE,DataInput!B730,NA())","v":"VIC"},{"$f":"IF($E731=DataInput!$B730,DataInput!C730,NA())","v":"ERTS1266A"},{"$f":"IF($E731=DataInput!$B730,DataInput!D730,NA())","v":"East Rowville 12 (AusNet) 66 kV"},{"$f":"IF($E731=DataInput!$B730,DataInput!E730,NA())","v":"AusNet"},{"$f":"IF($E731=DataInput!$B730,DataInput!F730,NA())","v":"Winter"},{"$f":"IF($E731=DataInput!$B730,DataInput!G730,NA())","v":"Non-Coincident"},{"$f":"IF($E731=DataInput!$B730,DataInput!H730,NA())","v":2025},{"$f":"IF($E731=DataInput!$B730,DataInput!I730,NA())","v":"POE50"},{"$f":"IF($E731=DataInput!$B730,DataInput!J730,NA())","v":73.799691593245697},{"$f":"IF($E731=DataInput!$B730,DataInput!K730,NA())","v":1},null,null,"VIC East Rowville 12 (AusNet) 66 kV",null,null,null,null,false,null,null,{"$error":"#N/A"},{"$error":"#N/A"},{"$error":"#N/A"},{"$error":"#N/A"},{"$error":"#N/A"},{"$error":"#N/A"},{"$error":"#N/A"},{"$error":"#N/A"},{"$error":"#N/A"},{"$error":"#N/A"}]
[null,{"$f":"IF(DataInput!B731=$B$8,IF($B$9=$B$10,TRUE,IF(DataInput!E731=$B$9,TRUE,FALSE)))","v":true},null,null,{"$f":"IF(B732=TRUE,DataInput!B731,NA())","v":"VIC"},{"$f":"IF($E732=DataInput!$B731,DataInput!C731,NA())","v":"ERTS1266U"},{"$f":"IF($E732=DataInput!$B731,DataInput!D731,NA())","v":"East Rowville 12 (United Energy) 66 kV"},{"$f":"IF($E732=DataInput!$B731,DataInput!E731,NA())","v":"United Energy"},{"$f":"IF($E732=DataInput!$B731,DataInput!F731,NA())","v":"Summer"},{"$f":"IF($E732=DataInput!$B731,DataInput!G731,NA())","v":"Non-Coincident"},{"$f":"IF($E732=DataInput!$B731,DataInput!H731,NA())","v":2017},{"$f":"IF($E732=DataInput!$B731,DataInput!I731,NA())","v":"POE10"},{"$f":"IF($E732=DataInput!$B731,DataInput!J731,NA())","v":144.61365652263899},{"$f":"IF($E732=DataInput!$B731,DataInput!K731,NA())","v":1},null,null,"VIC East Rowville 12 (United Energy) 66 kV",null,null,null,null,false,null,null,{"$error":"#N/A"},{"$error":"#N/A"},{"$error":"#N/A"},{"$error":"#N/A"},{"$error":"#N/A"},{"$error":"#N/A"},{"$error":"#N/A"},{"$error":"#N/A"},{"$error":"#N/A"},{"$error":"#N/A"}]
[null,{"$f":"IF(DataInput!B732=$B$8,IF($B$9=$B$10,TRUE,IF(DataInput!E732=$B$9,TRUE,FALSE)))","v":true},null,null,{"$f":"IF(B733=TRUE,DataInput!B732,NA())","v":"VIC"},{"$f":"IF($E733=DataInput!$B732,DataInput!C732,NA())","v":"ERTS1266U"},{"$f":"IF($E733=DataInput!$B732,DataInput!D732,NA())","v":"East Rowville 12 (United Energy) 66 kV"},{"$f":"IF($E733=DataInput!$B732,DataInput!E732,NA())","v":"United Energy"},{"$f":"IF($E733=DataInput!$B732,DataInput!F732,NA())","v":"Summer"},{"$f":"IF($E733=DataInput!$B732,DataInput!G732,NA())","v":"Non-Coincident"},{"$f":"IF($E733=DataInput!$B732,DataInput!H732,NA())","v":2018},{"$f":"IF($E733=DataInput!$B732,DataInput!I732,NA())","v":"POE10"},{"$f":"IF($E733=DataInput!$B732,DataInput!J732,NA())","v":141.60157847700199},{"$f":"IF($E733=DataInput!$B732,DataInput!K732,NA())","v":1},null,null,"VIC East Rowville 12 (United Energy) 66 kV",null,null,null,null,false,null,null,{"$error":"#N/A"},{"$error":"#N/A"},{"$error":"#N/A"},{"$error":"#N/A"},{"$error":"#N/A"},{"$error":"#N/A"},{"$error":"#N/A"},{"$error":"#N/A"},{"$error":"#N/A"},{"$error":"#N/A"}]
[null,{"$f":"IF(DataInput!B733=$B$8,IF($B$9=$B$10,TRUE,IF(DataInput!E733=$B$9,TRUE,FALSE)))","v":true},null,null,{"$f":"IF(B734=TRUE,DataInput!B733,NA())","v":"VIC"},{"$f":"IF($E734=DataInput!$B733,DataInput!C733,NA())","v":"ERTS1266U"},{"$f":"IF($E734=DataInput!$B733,DataInput!D733,NA())","v":"East Rowville 12 (United Energy) 66 kV"},{"$f":"IF($E734=DataInput!$B733,DataInput!E733,NA())","v":"United Energy"},{"$f":"IF($E734=DataInput!$B733,DataInput!F733,NA())","v":"Summer"},{"$f":"IF($E734=DataInput!$B733,DataInput!G733,NA())","v":"Non-Coincident"},{"$f":"IF($E734=DataInput!$B733,DataInput!H733,NA())","v":2019},{"$f":"IF($E734=DataInput!$B733,DataInput!I733,NA())","v":"POE10"},{"$f":"IF($E734=DataInput!$B733,DataInput!J733,NA())","v":141.80007244797201},{"$f":"IF($E734=DataInput!$B733,DataInput!K733,NA())","v":1},null,null,"VIC East Rowville 12 (United Energy) 66 kV",null,null,null,null,false,null,null,{"$error":"#N/A"},{"$error":"#N/A"},{"$error":"#N/A"},{"$error":"#N/A"},{"$error":"#N/A"},{"$error":"#N/A"},{"$error":"#N/A"},{"$error":"#N/A"},{"$error":"#N/A"},{"$error":"#N/A"}]
[null,{"$f":"IF(DataInput!B734=$B$8,IF($B$9=$B$10,TRUE,IF(DataInput!E734=$B$9,TRUE,FALSE)))","v":true},null,null,{"$f":"IF(B735=TRUE,DataInput!B734,NA())","v":"VIC"},{"$f":"IF($E735=DataInput!$B734,DataInput!C734,NA())","v":"ERTS1266U"},{"$f":"IF($E735=DataInput!$B734,DataInput!D734,NA())","v":"East Rowville 12 (United Energy) 66 kV"},{"$f":"IF($E735=DataInput!$B734,DataInput!E734,NA())","v":"United Energy"},{"$f":"IF($E735=DataInput!$B734,DataInput!F734,NA())","v":"Summer"},{"$f":"IF($E735=DataInput!$B734,DataInput!G734,NA())","v":"Non-Coincident"},{"$f":"IF($E735=DataInput!$B734,DataInput!H734,NA())","v":2020},{"$f":"IF($E735=DataInput!$B734,DataInput!I734,NA())","v":"POE10"},{"$f":"IF($E735=DataInput!$B734,DataInput!J734,NA())","v":141.199382224331},{"$f":"IF($E735=DataInput!$B734,DataInput!K734,NA())","v":1},null,null,"VIC East Rowville 12 (United Energy) 66 kV",null,null,null,null,false,null,null,{"$error":"#N/A"},{"$error":"#N/A"},{"$error":"#N/A"},{"$error":"#N/A"},{"$error":"#N/A"},{"$error":"#N/A"},{"$error":"#N/A"},{"$error":"#N/A"},{"$error":"#N/A"},{"$error":"#N/A"}]
[null,{"$f":"IF(DataInput!B735=$B$8,IF($B$9=$B$10,TRUE,IF(DataInput!E735=$B$9,TRUE,FALSE)))","v":true},null,null,{"$f":"IF(B736=TRUE,DataInput!B735,NA())","v":"VIC"},{"$f":"IF($E736=DataInput!$B735,DataInput!C735,NA())","v":"ERTS1266U"},{"$f":"IF($E736=DataInput!$B735,DataInput!D735,NA())","v":"East Rowville 12 (United Energy) 66 kV"},{"$f":"IF($E736=DataInput!$B735,DataInput!E735,NA())","v":"United Energy"},{"$f":"IF($E736=DataInput!$B735,DataInput!F735,NA())","v":"Summer"},{"$f":"IF($E736=DataInput!$B735,DataInput!G735,NA())","v":"Non-Coincident"},{"$f":"IF($E736=DataInput!$B735,DataInput!H735,NA())","v":2021},{"$f":"IF($E736=DataInput!$B735,DataInput!I735,NA())","v":"POE10"},{"$f":"IF($E736=DataInput!$B735,DataInput!J735,NA())","v":142.04591086301701},{"$f":"IF($E736=DataInput!$B735,DataInput!K735,NA())","v":1},null,null,"VIC East Rowville 12 (United Energy) 66 kV",null,null,null,null,false,null,null,{"$error":"#N/A"},{"$error":"#N/A"},{"$error":"#N/A"},{"$error":"#N/A"},{"$error":"#N/A"},{"$error":"#N/A"},{"$error":"#N/A"},{"$error":"#N/A"},{"$error":"#N/A"},{"$error":"#N/A"}]
[null,{"$f":"IF(DataInput!B736=$B$8,IF($B$9=$B$10,TRUE,IF(DataInput!E736=$B$9,TRUE,FALSE)))","v":true},null,null,{"$f":"IF(B737=TRUE,DataInput!B736,NA())","v":"VIC"},{"$f":"IF($E737=DataInput!$B736,DataInput!C736,NA())","v":"ERTS1266U"},{"$f":"IF($E737=DataInput!$B736,DataInput!D736,NA())","v":"East Rowville 12 (United Energy) 66 kV"},{"$f":"IF($E737=DataInput!$B736,DataInput!E736,NA())","v":"United Energy"},{"$f":"IF($E737=DataInput!$B736,DataInput!F736,NA())","v":"Summer"},{"$f":"IF($E737=DataInput!$B736,DataInput!G736,NA())","v":"Non-Coincident"},{"$f":"IF($E737=DataInput!$B736,DataInput!H736,NA())","v":2022},{"$f":"IF($E737=DataInput!$B736,DataInput!I736,NA())","v":"POE10"},{"$f":"IF($E737=DataInput!$B736,DataInput!J736,NA())","v":140.96818403974899},{"$f":"IF($E737=DataInput!$B736,DataInput!K736,NA())","v":1},null,null,"VIC East Rowville 12 (United Energy) 66 kV",null,null,null,null,false,null,null,{"$error":"#N/A"},{"$error":"#N/A"},{"$error":"#N/A"},{"$error":"#N/A"},{"$error":"#N/A"},{"$error":"#N/A"},{"$error":"#N/A"},{"$error":"#N/A"},{"$error":"#N/A"},{"$error":"#N/A"}]
[null,{"$f":"IF(DataInput!B737=$B$8,IF($B$9=$B$10,TRUE,IF(DataInput!E737=$B$9,TRUE,FALSE)))","v":true},null,null,{"$f":"IF(B738=TRUE,DataInput!B737,NA())","v":"VIC"},{"$f":"IF($E738=DataInput!$B737,DataInput!C737,NA())","v":"ERTS1266U"},{"$f":"IF($E738=DataInput!$B737,DataInput!D737,NA())","v":"East Rowville 12 (United Energy) 66 kV"},{"$f":"IF($E738=DataInput!$B737,DataInput!E737,NA())","v":"United Energy"},{"$f":"IF($E738=DataInput!$B737,DataInput!F737,NA())","v":"Summer"},{"$f":"IF($E738=DataInput!$B737,DataInput!G737,NA())","v":"Non-Coincident"},{"$f":"IF($E738=DataInput!$B737,DataInput!H737,NA())","v":2023},{"$f":"IF($E738=DataInput!$B737,DataInput!I737,NA())","v":"POE10"},{"$f":"IF($E738=DataInput!$B737,DataInput!J737,NA())","v":140.54337276780601},{"$f":"IF($E738=DataInput!$B737,DataInput!K737,NA())","v":1},null,null,"VIC East Rowville 12 (United Energy) 66 kV",null,null,null,null,false,null,null,{"$error":"#N/A"},{"$error":"#N/A"},{"$error":"#N/A"},{"$error":"#N/A"},{"$error":"#N/A"},{"$error":"#N/A"},{"$error":"#N/A"},{"$error":"#N/A"},{"$error":"#N/A"},{"$error":"#N/A"}]
[null,{"$f":"IF(DataInput!B738=$B$8,IF($B$9=$B$10,TRUE,IF(DataInput!E738=$B$9,TRUE,FALSE)))","v":true},null,null,{"$f":"IF(B739=TRUE,DataInput!B738,NA())","v":"VIC"},{"$f":"IF($E739=DataInput!$B738,DataInput!C738,NA())","v":"ERTS1266U"},{"$f":"IF($E739=DataInput!$B738,DataInput!D738,NA())","v":"East Rowville 12 (United Energy) 66 kV"},{"$f":"IF($E739=DataInput!$B738,DataInput!E738,NA())","v":"United Energy"},{"$f":"IF($E739=DataInput!$B738,DataInput!F738,NA())","v":"Summer"},{"$f":"IF($E739=DataInput!$B738,DataInput!G738,NA())","v":"Non-Coincident"},{"$f":"IF($E739=DataInput!$B738,DataInput!H738,NA())","v":2024},{"$f":"IF($E739=DataInput!$B738,DataInput!I738,NA())","v":"POE10"},{"$f":"IF($E739=DataInput!$B738,DataInput!J738,NA())","v":140.34278835971},{"$f":"IF($E739=DataInput!$B738,DataInput!K738,NA())","v":1},null,null,"VIC East Rowville 12 (United Energy) 66 kV",null,null,null,null,false,null,null,{"$error":"#N/A"},{"$error":"#N/A"},{"$error":"#N/A"},{"$error":"#N/A"},{"$error":"#N/A"},{"$error":"#N/A"},{"$error":"#N/A"},{"$error":"#N/A"},{"$error":"#N/A"},{"$error":"#N/A"}]
[null,{"$f":"IF(DataInput!B739=$B$8,IF($B$9=$B$10,TRUE,IF(DataInput!E739=$B$9,TRUE,FALSE)))","v":true},null,null,{"$f":"IF(B740=TRUE,DataInput!B739,NA())","v":"VIC"},{"$f":"IF($E740=DataInput!$B739,DataInput!C739,NA())","v":"ERTS1266U"},{"$f":"IF($E740=DataInput!$B739,DataInput!D739,NA())","v":"East Rowville 12 (United Energy) 66 kV"},{"$f":"IF($E740=DataInput!$B739,DataInput!E739,NA())","v":"United Energy"},{"$f":"IF($E740=DataInput!$B739,DataInput!F739,NA())","v":"Summer"},{"$f":"IF($E740=DataInput!$B739,DataInput!G739,NA())","v":"Non-Coincident"},{"$f":"IF($E740=DataInput!$B739,DataInput!H739,NA())","v":2025},{"$f":"IF($E740=DataInput!$B739,DataInput!I739,NA())","v":"POE10"},{"$f":"IF($E740=DataInput!$B739,DataInput!J739,NA())","v":139.26493736030201},{"$f":"IF($E740=DataInput!$B739,DataInput!K739,NA())","v":1},null,null,"VIC East Rowville 12 (United Energy) 66 kV",null,null,null,null,false,null,null,{"$error":"#N/A"},{"$error":"#N/A"},{"$error":"#N/A"},{"$error":"#N/A"},{"$error":"#N/A"},{"$error":"#N/A"},{"$error":"#N/A"},{"$error":"#N/A"},{"$error":"#N/A"},{"$error":"#N/A"}]
[null,{"$f":"IF(DataInput!B740=$B$8,IF($B$9=$B$10,TRUE,IF(DataInput!E740=$B$9,TRUE,FALSE)))","v":true},null,null,{"$f":"IF(B741=TRUE,DataInput!B740,NA())","v":"VIC"},{"$f":"IF($E741=DataInput!$B740,DataInput!C740,NA())","v":"ERTS1266U"},{"$f":"IF($E741=DataInput!$B740,DataInput!D740,NA())","v":"East Rowville 12 (United Energy) 66 kV"},{"$f":"IF($E741=DataInput!$B740,DataInput!E740,NA())","v":"United Energy"},{"$f":"IF($E741=DataInput!$B740,DataInput!F740,NA())","v":"Summer"},{"$f":"IF($E741=DataInput!$B740,DataInput!G740,NA())","v":"Non-Coincident"},{"$f":"IF($E741=DataInput!$B740,DataInput!H740,NA())","v":2026},{"$f":"IF($E741=DataInput!$B740,DataInput!I740,NA())","v":"POE10"},{"$f":"IF($E741=DataInput!$B740,DataInput!J740,NA())","v":138.89565278659501},{"$f":"IF($E741=DataInput!$B740,DataInput!K740,NA())","v":1},null,null,"VIC East Rowville 12 (United Energy) 66 kV",null,null,null,null,false,null,null,{"$error":"#N/A"},{"$error":"#N/A"},{"$error":"#N/A"},{"$error":"#N/A"},{"$error":"#N/A"},{"$error":"#N/A"},{"$error":"#N/A"},{"$error":"#N/A"},{"$error":"#N/A"},{"$error":"#N/A"}]
[null,{"$f":"IF(DataInput!B741=$B$8,IF($B$9=$B$10,TRUE,IF(DataInput!E741=$B$9,TRUE,FALSE)))","v":true},null,null,{"$f":"IF(B742=TRUE,DataInput!B741,NA())","v":"VIC"},{"$f":"IF($E742=DataInput!$B741,DataInput!C741,NA())","v":"ERTS1266U"},{"$f":"IF($E742=DataInput!$B741,DataInput!D741,NA())","v":"East Rowville 12 (United Energy) 66 kV"},{"$f":"IF($E742=DataInput!$B741,DataInput!E741,NA())","v":"United Energy"},{"$f":"IF($E742=DataInput!$B741,DataInput!F741,NA())","v":"Summer"},{"$f":"IF($E742=DataInput!$B741,DataInput!G741,NA())","v":"Non-Coincident"},{"$f":"IF($E742=DataInput!$B741,DataInput!H741,NA())","v":2017},{"$f":"IF($E742=DataInput!$B741,DataInput!I741,NA())","v":"POE50"},{"$f":"IF($E742=DataInput!$B741,DataInput!J741,NA())","v":127.42485925725499},{"$f":"IF($E742=DataInput!$B741,DataInput!K741,NA())","v":1},null,null,"VIC East Rowville 12 (United Energy) 66 kV",null,null,null,null,false,null,null,{"$error":"#N/A"},{"$error":"#N/A"},{"$error":"#N/A"},{"$error":"#N/A"},{"$error":"#N/A"},{"$error":"#N/A"},{"$error":"#N/A"},{"$error":"#N/A"},{"$error":"#N/A"},{"$error":"#N/A"}]
[null,{"$f":"IF(DataInput!B742=$B$8,IF($B$9=$B$10,TRUE,IF(DataInput!E742=$B$9,TRUE,FALSE)))","v":true},null,null,{"$f":"IF(B743=TRUE,DataInput!B742,NA())","v":"VIC"},{"$f":"IF($E743=DataInput!$B742,DataInput!C742,NA())","v":"ERTS1266U"},{"$f":"IF($E743=DataInput!$B742,DataInput!D742,NA())","v":"East Rowville 12 (United Energy) 66 kV"},{"$f":"IF($E743=DataInput!$B742,DataInput!E742,NA())","v":"United Energy"},{"$f":"IF($E743=DataInput!$B742,DataInput!F742,NA())","v":"Summer"},{"$f":"IF($E743=DataInput!$B742,DataInput!G742,NA())","v":"Non-Coincident"},{"$f":"IF($E743=DataInput!$B742,DataInput!H742,NA())","v":2018},{"$f":"IF($E743=DataInput!$B742,DataInput!I742,NA())","v":"POE50"},{"$f":"IF($E743=DataInput!$B742,DataInput!J742,NA())","v":126.23985941714},{"$f":"IF($E743=DataInput!$B742,DataInput!K742,NA())","v":1},null,null,"VIC East Rowville 12 (United Energy) 66 kV",null,null,null,null,false,null,null,{"$error":"#N/A"},{"$error":"#N/A"},{"$error":"#N/A"},{"$error":"#N/A"},{"$error":"#N/A"},{"$error":"#N/A"},{"$error":"#N/A"},{"$error":"#N/A"},{"$error":"#N/A"},{"$error":"#N/A"}]
[null,{"$f":"IF(DataInput!B743=$B$8,IF($B$9=$B$10,TRUE,IF(DataInput!E743=$B$9,TRUE,FALSE)))","v":true},null,null,{"$f":"IF(B744=TRUE,DataInput!B743,NA())","v":"VIC"},{"$f":"IF($E744=DataInput!$B743,DataInput!C743,NA())","v":"ERTS1266U"},{"$f":"IF($E744=DataInput!$B743,DataInput!D743,NA())","v":"East Rowville 12 (United Energy) 66 kV"},{"$f":"IF($E744=DataInput!$B743,DataInput!E743,NA())","v":"United Energy"},{"$f":"IF($E744=DataInput!$B743,DataInput!F743,NA())","v":"Summer"},{"$f":"IF($E744=DataInput!$B743,DataInput!G743,NA())","v":"Non-Coincident"},{"$f":"IF($E744=DataInput!$B743,DataInput!H743,NA())","v":2019},{"$f":"IF($E744=DataInput!$B743,DataInput!I743,NA())","v":"POE50"},{"$f":"IF($E744=DataInput!$B743,DataInput!J743,NA())","v":125.936965891856},{"$f":"IF($E744=DataInput!$B743,DataInput!K743,NA())","v":1},null,null,"VIC East Rowville 12 (United Energy) 66 kV",null,null,null,null,false,null,null,{"$error":"#N/A"},{"$error":"#N/A"},{"$error":"#N/A"},{"$error":"#N/A"},{"$error":"#N/A"},{"$error":"#N/A"},{"$error":"#N/A"},{"$error":"#N/A"},{"$error":"#N/A"},{"$error":"#N/A"}]
[null,{"$f":"IF(DataInput!B744=$B$8,IF($B$9=$B$10,TRUE,IF(DataInput!E744=$B$9,TRUE,FALSE)))","v":true},null,null,{"$f":"IF(B745=TRUE,DataInput!B744,NA())","v":"VIC"},{"$f":"IF($E745=DataInput!$B744,DataInput!C744,NA())","v":"ERTS1266U"},{"$f":"IF($E745=DataInput!$B744,DataInput!D744,NA())","v":"East Rowville 12 (United Energy) 66 kV"},{"$f":"IF($E745=DataInput!$B744,DataInput!E744,NA())","v":"United Energy"},{"$f":"IF($E745=DataInput!$B744,DataInput!F744,NA())","v":"Summer"},{"$f":"IF($E745=DataInput!$B744,DataInput!G744,NA())","v":"Non-Coincident"},{"$f":"IF($E745=DataInput!$B744,DataInput!H744,NA())","v":2020},{"$f":"IF($E745=DataInput!$B744,DataInput!I744,NA())","v":"POE50"},{"$f":"IF($E745=DataInput!$B744,DataInput!J744,NA())","v":124.62533121647201},{"$f":"IF($E745=DataInput!$B744,DataInput!K744,NA())","v":1},null,null,"VIC East Rowville 12 (United Energy) 66 kV",null,null,null,null,false,null,null,{"$error":"#N/A"},{"$error":"#N/A"},{"$error":"#N/A"},{"$error":"#N/A"},{"$error":"#N/A"},{"$error":"#N/A"},{"$error":"#N/A"},{"$error":"#N/A"},{"$error":"#N/A"},{"$error":"#N/A"}]
[null,{"$f":"IF(DataInput!B745=$B$8,IF($B$9=$B$10,TRUE,IF(DataInput!E745=$B$9,TRUE,FALSE)))","v":true},null,null,{"$f":"IF(B746=TRUE,DataInput!B745,NA())","v":"VIC"},{"$f":"IF($E746=DataInput!$B745,DataInput!C745,NA())","v":"ERTS1266U"},{"$f":"IF($E746=DataInput!$B745,DataInput!D745,NA())","v":"East Rowville 12 (United Energy) 66 kV"},{"$f":"IF($E746=DataInput!$B745,DataInput!E745,NA())","v":"United Energy"},{"$f":"IF($E746=DataInput!$B745,DataInput!F745,NA())","v":"Summer"},{"$f":"IF($E746=DataInput!$B745,DataInput!G745,NA())","v":"Non-Coincident"},{"$f":"IF($E746=DataInput!$B745,DataInput!H745,NA())","v":2021},{"$f":"IF($E746=DataInput!$B745,DataInput!I745,NA())","v":"POE50"},{"$f":"IF($E746=DataInput!$B745,DataInput!J745,NA())","v":125.959725915554},{"$f":"IF($E746=DataInput!$B745,DataInput!K745,NA())","v":1},null,null,"VIC East Rowville 12 (United Energy) 66 kV",null,null,null,null,false,null,null,{"$error":"#N/A"},{"$error":"#N/A"},{"$error":"#N/A"},{"$error":"#N/A"},{"$error":"#N/A"},{"$error":"#N/A"},{"$error":"#N/A"},{"$error":"#N/A"},{"$error":"#N/A"},{"$error":"#N/A"}]
[null,{"$f":"IF(DataInput!B746=$B$8,IF($B$9=$B$10,TRUE,IF(DataInput!E746=$B$9,TRUE,FALSE)))","v":true},null,null,{"$f":"IF(B747=TRUE,DataInput!B746,NA())","v":"VIC"},{"$f":"IF($E747=DataInput!$B746,DataInput!C746,NA())","v":"ERTS1266U"},{"$f":"IF($E747=DataInput!$B746,DataInput!D746,NA())","v":"East Rowville 12 (United Energy) 66 kV"},{"$f":"IF($E747=DataInput!$B746,DataInput!E746,NA())","v":"United Energy"},{"$f":"IF($E747=DataInput!$B746,DataInput!F746,NA())","v":"Summer"},{"$f":"IF($E747=DataInput!$B746,DataInput!G746,NA())","v":"Non-Coincident"},{"$f":"IF($E747=DataInput!$B746,DataInput!H746,NA())","v":2022},{"$f":"IF($E747=DataInput!$B746,DataInput!I746,NA())","v":"POE50"},{"$f":"IF($E747=DataInput!$B746,DataInput!J746,NA())","v":123.783406941742},{"$f":"IF($E747=DataInput!$B746,DataInput!K746,NA())","v":1},null,null,"VIC East Rowville 12 (United Energy) 66 kV",null,null,null,null,false,null,null,{"$error":"#N/A"},{"$error":"#N/A"},{"$error":"#N/A"},{"$error":"#N/A"},{"$error":"#N/A"},{"$error":"#N/A"},{"$error":"#N/A"},{"$error":"#N/A"},{"$error":"#N/A"},{"$error":"#N/A"}]
[null,{"$f":"IF(DataInput!B747=$B$8,IF($B$9=$B$10,TRUE,IF(DataInput!E747=$B$9,TRUE,FALSE)))","v":true},null,null,{"$f":"IF(B748=TRUE,DataInput!B747,NA())","v":"VIC"},{"$f":"IF($E748=DataInput!$B747,DataInput!C747,NA())","v":"ERTS1266U"},{"$f":"IF($E748=DataInput!$B747,DataInput!D747,NA())","v":"East Rowville 12 (United Energy) 66 kV"},{"$f":"IF($E748=DataInput!$B747,DataInput!E747,NA())","v":"United Energy"},{"$f":"IF($E748=DataInput!$B747,DataInput!F747,NA())","v":"Summer"},{"$f":"IF($E748=DataInput!$B747,DataInput!G747,NA())","v":"Non-Coincident"},{"$f":"IF($E748=DataInput!$B747,DataInput!H747,NA())","v":2023},{"$f":"IF($E748=DataInput!$B747,DataInput!I747,NA())","v":"POE50"},{"$f":"IF($E748=DataInput!$B747,DataInput!J747,NA())","v":124.022278762433},{"$f":"IF($E748=DataInput!$B747,DataInput!K747,NA())","v":1},null,null,"VIC East Rowville 12 (United Energy) 66 kV",null,null,null,null,false,null,null,{"$error":"#N/A"},{"$error":"#N/A"},{"$error":"#N/A"},{"$error":"#N/A"},{"$error":"#N/A"},{"$error":"#N/A"},{"$error":"#N/A"},{"$error":"#N/A"},{"$error":"#N/A"},{"$error":"#N/A"}]
[null,{"$f":"IF(DataInput!B748=$B$8,IF($B$9=$B$10,TRUE,IF(DataInput!E748=$B$9,TRUE,FALSE)))","v":true},null,null,{"$f":"IF(B749=TRUE,DataInput!B748,NA())","v":"VIC"},{"$f":"IF($E749=DataInput!$B748,DataInput!C748,NA())","v":"ERTS1266U"},{"$f":"IF($E749=DataInput!$B748,DataInput!D748,NA())","v":"East Rowville 12 (United Energy) 66 kV"},{"$f":"IF($E749=DataInput!$B748,DataInput!E748,NA())","v":"United Energy"},{"$f":"IF($E749=DataInput!$B748,DataInput!F748,NA())","v":"Summer"},{"$f":"IF($E749=DataInput!$B748,DataInput!G748,NA())","v":"Non-Coincident"},{"$f":"IF($E749=DataInput!$B748,DataInput!H748,NA())","v":2024},{"$f":"IF($E749=DataInput!$B748,DataInput!I748,NA())","v":"POE50"},{"$f":"IF($E749=DataInput!$B748,DataInput!J748,NA())","v":123.882507969949},{"$f":"IF($E749=DataInput!$B748,DataInput!K748,NA())","v":1},null,null,"VIC East Rowville 12 (United Energy) 66 kV",null,null,null,null,false,null,null,{"$error":"#N/A"},{"$error":"#N/A"},{"$error":"#N/A"},{"$error":"#N/A"},{"$error":"#N/A"},{"$error":"#N/A"},{"$error":"#N/A"},{"$error":"#N/A"},{"$error":"#N/A"},{"$error":"#N/A"}]
[null,{"$f":"IF(DataInput!B749=$B$8,IF($B$9=$B$10,TRUE,IF(DataInput!E749=$B$9,TRUE,FALSE)))","v":true},null,null,{"$f":"IF(B750=TRUE,DataInput!B749,NA())","v":"VIC"},{"$f":"IF($E750=DataInput!$B749,DataInput!C749,NA())","v":"ERTS1266U"},{"$f":"IF($E750=DataInput!$B749,DataInput!D749,NA())","v":"East Rowville 12 (United Energy) 66 kV"},{"$f":"IF($E750=DataInput!$B749,DataInput!E749,NA())","v":"United Energy"},{"$f":"IF($E750=DataInput!$B749,DataInput!F749,NA())","v":"Summer"},{"$f":"IF($E750=DataInput!$B749,DataInput!G749,NA())","v":"Non-Coincident"},{"$f":"IF($E750=DataInput!$B749,DataInput!H749,NA())","v":2025},{"$f":"IF($E750=DataInput!$B749,DataInput!I749,NA())","v":"POE50"},{"$f":"IF($E750=DataInput!$B749,DataInput!J749,NA())","v":121.95787010552399},{"$f":"IF($E750=DataInput!$B749,DataInput!K749,NA())","v":1},null,null,"VIC East Rowville 12 (United Energy) 66 kV",null,null,null,null,false,null,null,{"$error":"#N/A"},{"$error":"#N/A"},{"$error":"#N/A"},{"$error":"#N/A"},{"$error":"#N/A"},{"$error":"#N/A"},{"$error":"#N/A"},{"$error":"#N/A"},{"$error":"#N/A"},{"$error":"#N/A"}]
[null,{"$f":"IF(DataInput!B750=$B$8,IF($B$9=$B$10,TRUE,IF(DataInput!E750=$B$9,TRUE,FALSE)))","v":true},null,null,{"$f":"IF(B751=TRUE,DataInput!B750,NA())","v":"VIC"},{"$f":"IF($E751=DataInput!$B750,DataInput!C750,NA())","v":"ERTS1266U"},{"$f":"IF($E751=DataInput!$B750,DataInput!D750,NA())","v":"East Rowville 12 (United Energy) 66 kV"},{"$f":"IF($E751=DataInput!$B750,DataInput!E750,NA())","v":"United Energy"},{"$f":"IF($E751=DataInput!$B750,DataInput!F750,NA())","v":"Summer"},{"$f":"IF($E751=DataInput!$B750,DataInput!G750,NA())","v":"Non-Coincident"},{"$f":"IF($E751=DataInput!$B750,DataInput!H750,NA())","v":2026},{"$f":"IF($E751=DataInput!$B750,DataInput!I750,NA())","v":"POE50"},{"$f":"IF($E751=DataInput!$B750,DataInput!J750,NA())","v":121.17366324561399},{"$f":"IF($E751=DataInput!$B750,DataInput!K750,NA())","v":1},null,null,"VIC East Rowville 12 (United Energy) 66 kV",null,null,null,null,false,null,null,{"$error":"#N/A"},{"$error":"#N/A"},{"$error":"#N/A"},{"$error":"#N/A"},{"$error":"#N/A"},{"$error":"#N/A"},{"$error":"#N/A"},{"$error":"#N/A"},{"$error":"#N/A"},{"$error":"#N/A"}]
[null,{"$f":"IF(DataInput!B751=$B$8,IF($B$9=$B$10,TRUE,IF(DataInput!E751=$B$9,TRUE,FALSE)))","v":true},null,null,{"$f":"IF(B752=TRUE,DataInput!B751,NA())","v":"VIC"},{"$f":"IF($E752=DataInput!$B751,DataInput!C751,NA())","v":"ERTS1266U"},{"$f":"IF($E752=DataInput!$B751,DataInput!D751,NA())","v":"East Rowville 12 (United Energy) 66 kV"},{"$f":"IF($E752=DataInput!$B751,DataInput!E751,NA())","v":"United Energy"},{"$f":"IF($E752=DataInput!$B751,DataInput!F751,NA())","v":"Winter"},{"$f":"IF($E752=DataInput!$B751,DataInput!G751,NA())","v":"Non-Coincident"},{"$f":"IF($E752=DataInput!$B751,DataInput!H751,NA())","v":2016},{"$f":"IF($E752=DataInput!$B751,DataInput!I751,NA())","v":"POE10"},{"$f":"IF($E752=DataInput!$B751,DataInput!J751,NA())","v":103.921064701349},{"$f":"IF($E752=DataInput!$B751,DataInput!K751,NA())","v":1},null,null,"VIC East Rowville 12 (United Energy) 66 kV",null,null,null,null,false,null,null,{"$error":"#N/A"},{"$error":"#N/A"},{"$error":"#N/A"},{"$error":"#N/A"},{"$error":"#N/A"},{"$error":"#N/A"},{"$error":"#N/A"},{"$error":"#N/A"},{"$error":"#N/A"},{"$error":"#N/A"}]
[null,{"$f":"IF(DataInput!B752=$B$8,IF($B$9=$B$10,TRUE,IF(DataInput!E752=$B$9,TRUE,FALSE)))","v":true},null,null,{"$f":"IF(B753=TRUE,DataInput!B752,NA())","v":"VIC"},{"$f":"IF($E753=DataInput!$B752,DataInput!C752,NA())","v":"ERTS1266U"},{"$f":"IF($E753=DataInput!$B752,DataInput!D752,NA())","v":"East Rowville 12 (United Energy) 66 kV"},{"$f":"IF($E753=DataInput!$B752,DataInput!E752,NA())","v":"United Energy"},{"$f":"IF($E753=DataInput!$B752,DataInput!F752,NA())","v":"Winter"},{"$f":"IF($E753=DataInput!$B752,DataInput!G752,NA())","v":"Non-Coincident"},{"$f":"IF($E753=DataInput!$B752,DataInput!H752,NA())","v":2017},{"$f":"IF($E753=DataInput!$B752,DataInput!I752,NA())","v":"POE10"},{"$f":"IF($E753=DataInput!$B752,DataInput!J752,NA())","v":106.40676110264199},{"$f":"IF($E753=DataInput!$B752,DataInput!K752,NA())","v":1},null,null,"VIC East Rowville 12 (United Energy) 66 kV",null,null,null,null,false,null,null,{"$error":"#N/A"},{"$error":"#N/A"},{"$error":"#N/A"},{"$error":"#N/A"},{"$error":"#N/A"},{"$error":"#N/A"},{"$error":"#N/A"},{"$error":"#N/A"},{"$error":"#N/A"},{"$error":"#N/A"}]
[null,{"$f":"IF(DataInput!B753=$B$8,IF($B$9=$B$10,TRUE,IF(DataInput!E753=$B$9,TRUE,FALSE)))","v":true},null,null,{"$f":"IF(B754=TRUE,DataInput!B753,NA())","v":"VIC"},{"$f":"IF($E754=DataInput!$B753,DataInput!C753,NA())","v":"ERTS1266U"},{"$f":"IF($E754=DataInput!$B753,DataInput!D753,NA())","v":"East Rowville 12 (United Energy) 66 kV"},{"$f":"IF($E754=DataInput!$B753,DataInput!E753,NA())","v":"United Energy"},{"$f":"IF($E754=DataInput!$B753,DataInput!F753,NA())","v":"Winter"},{"$f":"IF($E754=DataInput!$B753,DataInput!G753,NA())","v":"Non-Coincident"},{"$f":"IF($E754=DataInput!$B753,DataInput!H753,NA())","v":2018},{"$f":"IF($E754=DataInput!$B753,DataInput!I753,NA())","v":"POE10"},{"$f":"IF($E754=DataInput!$B753,DataInput!J753,NA())","v":107.68623281935599},{"$f":"IF($E754=DataInput!$B753,DataInput!K753,NA())","v":1},null,null,"VIC East Rowville 12 (United Energy) 66 kV",null,null,null,null,false,null,null,{"$error":"#N/A"},{"$error":"#N/A"},{"$error":"#N/A"},{"$error":"#N/A"},{"$error":"#N/A"},{"$error":"#N/A"},{"$error":"#N/A"},{"$error":"#N/A"},{"$error":"#N/A"},{"$error":"#N/A"}]
[null,{"$f":"IF(DataInput!B754=$B$8,IF($B$9=$B$10,TRUE,IF(DataInput!E754=$B$9,TRUE,FALSE)))","v":true},null,null,{"$f":"IF(B755=TRUE,DataInput!B754,NA())","v":"VIC"},{"$f":"IF($E755=DataInput!$B754,DataInput!C754,NA())","v":"ERTS1266U"},{"$f":"IF($E755=DataInput!$B754,DataInput!D754,NA())","v":"East Rowville 12 (United Energy) 66 kV"},{"$f":"IF($E755=DataInput!$B754,DataInput!E754,NA())","v":"United Energy"},{"$f":"IF($E755=DataInput!$B754,DataInput!F754,NA())","v":"Winter"},{"$f":"IF($E755=DataInput!$B754,DataInput!G754,NA())","v":"Non-Coincident"},{"$f":"IF($E755=DataInput!$B754,DataInput!H754,NA())","v":2019},{"$f":"IF($E755=DataInput!$B754,DataInput!I754,NA())","v":"POE10"},{"$f":"IF($E755=DataInput!$B754,DataInput!J754,NA())","v":109.765262013875},{"$f":"IF($E755=DataInput!$B754,DataInput!K754,NA())","v":1},null,null,"VIC East Rowville 12 (United Energy) 66 kV",null,null,null,null,false,null,null,{"$error":"#N/A"},{"$error":"#N/A"},{"$error":"#N/A"},{"$error":"#N/A"},{"$error":"#N/A"},{"$error":"#N/A"},{"$error":"#N/A"},{"$error":"#N/A"},{"$error":"#N/A"},{"$error":"#N/A"}]
[null,{"$f":"IF(DataInput!B755=$B$8,IF($B$9=$B$10,TRUE,IF(DataInput!E755=$B$9,TRUE,FALSE)))","v":true},null,null,{"$f":"IF(B756=TRUE,DataInput!B755,NA())","v":"VIC"},{"$f":"IF($E756=DataInput!$B755,DataInput!C755,NA())","v":"ERTS1266U"},{"$f":"IF($E756=DataInput!$B755,DataInput!D755,NA())","v":"East Rowville 12 (United Energy) 66 kV"},{"$f":"IF($E756=DataInput!$B755,DataInput!E755,NA())","v":"United Energy"},{"$f":"IF($E756=DataInput!$B755,DataInput!F755,NA())","v":"Winter"},{"$f":"IF($E756=DataInput!$B755,DataInput!G755,NA())","v":"Non-Coincident"},{"$f":"IF($E756=DataInput!$B755,DataInput!H755,NA())","v":2020},{"$f":"IF($E756=DataInput!$B755,DataInput!I755,NA())","v":"POE10"},{"$f":"IF($E756=DataInput!$B755,DataInput!J755,NA())","v":112.037358153913},{"$f":"IF($E756=DataInput!$B755,DataInput!K755,NA())","v":1},null,null,"VIC East Rowville 12 (United Energy) 66 kV",null,null,null,null,false,null,null,{"$error":"#N/A"},{"$error":"#N/A"},{"$error":"#N/A"},{"$error":"#N/A"},{"$error":"#N/A"},{"$error":"#N/A"},{"$error":"#N/A"},{"$error":"#N/A"},{"$error":"#N/A"},{"$error":"#N/A"}]
[null,{"$f":"IF(DataInput!B756=$B$8,IF($B$9=$B$10,TRUE,IF(DataInput!E756=$B$9,TRUE,FALSE)))","v":true},null,null,{"$f":"IF(B757=TRUE,DataInput!B756,NA())","v":"VIC"},{"$f":"IF($E757=DataInput!$B756,DataInput!C756,NA())","v":"ERTS1266U"},{"$f":"IF($E757=DataInput!$B756,DataInput!D756,NA())","v":"East Rowville 12 (United Energy) 66 kV"},{"$f":"IF($E757=DataInput!$B756,DataInput!E756,NA())","v":"United Energy"},{"$f":"IF($E757=DataInput!$B756,DataInput!F756,NA())","v":"Winter"},{"$f":"IF($E757=DataInput!$B756,DataInput!G756,NA())","v":"Non-Coincident"},{"$f":"IF($E757=DataInput!$B756,DataInput!H756,NA())","v":2021},{"$f":"IF($E757=DataInput!$B756,DataInput!I756,NA())","v":"POE10"},{"$f":"IF($E757=DataInput!$B756,DataInput!J756,NA())","v":113.97827025146501},{"$f":"IF($E757=DataInput!$B756,DataInput!K756,NA())","v":1},null,null,"VIC East Rowville 12 (United Energy) 66 kV",null,null,null,null,false,null,null,{"$error":"#N/A"},{"$error":"#N/A"},{"$error":"#N/A"},{"$error":"#N/A"},{"$error":"#N/A"},{"$error":"#N/A"},{"$error":"#N/A"},{"$error":"#N/A"},{"$error":"#N/A"},{"$error":"#N/A"}]
[null,{"$f":"IF(DataInput!B757=$B$8,IF($B$9=$B$10,TRUE,IF(DataInput!E757=$B$9,TRUE,FALSE)))","v":true},null,null,{"$f":"IF(B758=TRUE,DataInput!B757,NA())","v":"VIC"},{"$f":"IF($E758=DataInput!$B757,DataInput!C757,NA())","v":"ERTS1266U"},{"$f":"IF($E758=DataInput!$B757,DataInput!D757,NA())","v":"East Rowville 12 (United Energy) 66 kV"},{"$f":"IF($E758=DataInput!$B757,DataInput!E757,NA())","v":"United Energy"},{"$f":"IF($E758=DataInput!$B757,DataInput!F757,NA())","v":"Winter"},{"$f":"IF($E758=DataInput!$B757,DataInput!G757,NA())","v":"Non-Coincident"},{"$f":"IF($E758=DataInput!$B757,DataInput!H757,NA())","v":2022},{"$f":"IF($E758=DataInput!$B757,DataInput!I757,NA())","v":"POE10"},{"$f":"IF($E758=DataInput!$B757,DataInput!J757,NA())","v":116.050224013429},{"$f":"IF($E758=DataInput!$B757,DataInput!K757,NA())","v":1},null,null,"VIC East Rowville 12 (United Energy) 66 kV",null,null,null,null,false,null,null,{"$error":"#N/A"},{"$error":"#N/A"},{"$error":"#N/A"},{"$error":"#N/A"},{"$error":"#N/A"},{"$error":"#N/A"},{"$error":"#N/A"},{"$error":"#N/A"},{"$error":"#N/A"},{"$error":"#N/A"}]
[null,{"$f":"IF(DataInput!B758=$B$8,IF($B$9=$B$10,TRUE,IF(DataInput!E758=$B$9,TRUE,FALSE)))","v":true},null,null,{"$f":"IF(B759=TRUE,DataInput!B758,NA())","v":"VIC"},{"$f":"IF($E759=DataInput!$B758,DataInput!C758,NA())","v":"ERTS1266U"},{"$f":"IF($E759=DataInput!$B758,DataInput!D758,NA())","v":"East Rowville 12 (United Energy) 66 kV"},{"$f":"IF($E759=DataInput!$B758,DataInput!E758,NA())","v":"United Energy"},{"$f":"IF($E759=DataInput!$B758,DataInput!F758,NA())","v":"Winter"},{"$f":"IF($E759=DataInput!$B758,DataInput!G758,NA())","v":"Non-Coincident"},{"$f":"IF($E759=DataInput!$B758,DataInput!H758,NA())","v":2023},{"$f":"IF($E759=DataInput!$B758,DataInput!I758,NA())","v":"POE10"},{"$f":"IF($E759=DataInput!$B758,DataInput!J758,NA())","v":118.502249082859},{"$f":"IF($E759=DataInput!$B758,DataInput!K758,NA())","v":1},null,null,"VIC East Rowville 12 (United Energy) 66 kV",null,null,null,null,false,null,null,{"$error":"#N/A"},{"$f":"IF($V759=TRUE,F759,NA())","v":{"$error":"#N/A"}},{"$f":"IF($V759=TRUE,G759,NA())","v":{"$error":"#N/A"}},{"$f":"IF($V759=TRUE,H759,NA())","v":{"$error":"#N/A"}},{"$f":"IF($V759=TRUE,I759,NA())","v":{"$error":"#N/A"}},{"$f":"IF($V759=TRUE,J759,NA())","v":{"$error":"#N/A"}},{"$f":"IF($V759=TRUE,K759,NA())","v":{"$error":"#N/A"}},{"$f":"IF($V759=TRUE,L759,NA())","v":{"$error":"#N/A"}},{"$f":"IF($V759=TRUE,M759,NA())","v":{"$error":"#N/A"}},{"$f":"IF($V759=TRUE,N759,NA())","v":{"$error":"#N/A"}}]
[null,{"$f":"IF(DataInput!B759=$B$8,IF($B$9=$B$10,TRUE,IF(DataInput!E759=$B$9,TRUE,FALSE)))","v":true},null,null,{"$f":"IF(B760=TRUE,DataInput!B759,NA())","v":"VIC"},{"$f":"IF($E760=DataInput!$B759,DataInput!C759,NA())","v":"ERTS1266U"},{"$f":"IF($E760=DataInput!$B759,DataInput!D759,NA())","v":"East Rowville 12 (United Energy) 66 kV"},{"$f":"IF($E760=DataInput!$B759,DataInput!E759,NA())","v":"United Energy"},{"$f":"IF($E760=DataInput!$B759,DataInput!F759,NA())","v":"Winter"},{"$f":"IF($E760=DataInput!$B759,DataInput!G759,NA())","v":"Non-Coincident"},{"$f":"IF($E760=DataInput!$B759,DataInput!H759,NA())","v":2024},{"$f":"IF($E760=DataInput!$B759,DataInput!I759,NA())","v":"POE10"},{"$f":"IF($E760=DataInput!$B759,DataInput!J759,NA())","v":120.235848267237},{"$f":"IF($E760=DataInput!$B759,DataInput!K759,NA())","v":1},null,null,"VIC East Rowville 12 (United Energy) 66 kV",null,null,null,null,false,null,null,{"$error":"#N/A"},{"$error":"#N/A"},{"$error":"#N/A"},{"$error":"#N/A"},{"$error":"#N/A"},{"$error":"#N/A"},{"$error":"#N/A"},{"$error":"#N/A"},{"$error":"#N/A"},{"$error":"#N/A"}]
[null,{"$f":"IF(DataInput!B760=$B$8,IF($B$9=$B$10,TRUE,IF(DataInput!E760=$B$9,TRUE,FALSE)))","v":true},null,null,{"$f":"IF(B761=TRUE,DataInput!B760,NA())","v":"VIC"},{"$f":"IF($E761=DataInput!$B760,DataInput!C760,NA())","v":"ERTS1266U"},{"$f":"IF($E761=DataInput!$B760,DataInput!D760,NA())","v":"East Rowville 12 (United Energy) 66 kV"},{"$f":"IF($E761=DataInput!$B760,DataInput!E760,NA())","v":"United Energy"},{"$f":"IF($E761=DataInput!$B760,DataInput!F760,NA())","v":"Winter"},{"$f":"IF($E761=DataInput!$B760,DataInput!G760,NA())","v":"Non-Coincident"},{"$f":"IF($E761=DataInput!$B760,DataInput!H760,NA())","v":2025},{"$f":"IF($E761=DataInput!$B760,DataInput!I760,NA())","v":"POE10"},{"$f":"IF($E761=DataInput!$B760,DataInput!J760,NA())","v":121.713181734831},{"$f":"IF($E761=DataInput!$B760,DataInput!K760,NA())","v":1},null,null,"VIC East Rowville 12 (United Energy) 66 kV",null,null,null,null,false,null,null,{"$error":"#N/A"},{"$error":"#N/A"},{"$error":"#N/A"},{"$error":"#N/A"},{"$error":"#N/A"},{"$error":"#N/A"},{"$error":"#N/A"},{"$error":"#N/A"},{"$error":"#N/A"},{"$error":"#N/A"}]
[null,{"$f":"IF(DataInput!B761=$B$8,IF($B$9=$B$10,TRUE,IF(DataInput!E761=$B$9,TRUE,FALSE)))","v":true},null,null,{"$f":"IF(B762=TRUE,DataInput!B761,NA())","v":"VIC"},{"$f":"IF($E762=DataInput!$B761,DataInput!C761,NA())","v":"ERTS1266U"},{"$f":"IF($E762=DataInput!$B761,DataInput!D761,NA())","v":"East Rowville 12 (United Energy) 66 kV"},{"$f":"IF($E762=DataInput!$B761,DataInput!E761,NA())","v":"United Energy"},{"$f":"IF($E762=DataInput!$B761,DataInput!F761,NA())","v":"Winter"},{"$f":"IF($E762=DataInput!$B761,DataInput!G761,NA())","v":"Non-Coincident"},{"$f":"IF($E762=DataInput!$B761,DataInput!H761,NA())","v":2016},{"$f":"IF($E762=DataInput!$B761,DataInput!I761,NA())","v":"POE50"},{"$f":"IF($E762=DataInput!$B761,DataInput!J761,NA())","v":101.823337547883},{"$f":"IF($E762=DataInput!$B761,DataInput!K761,NA())","v":1},null,null,"VIC East Rowville 12 (United Energy) 66 kV",null,null,null,null,false,null,null,{"$error":"#N/A"},{"$error":"#N/A"},{"$error":"#N/A"},{"$error":"#N/A"},{"$error":"#N/A"},{"$error":"#N/A"},{"$error":"#N/A"},{"$error":"#N/A"},{"$error":"#N/A"},{"$error":"#N/A"}]
[null,{"$f":"IF(DataInput!B762=$B$8,IF($B$9=$B$10,TRUE,IF(DataInput!E762=$B$9,TRUE,FALSE)))","v":true},null,null,{"$f":"IF(B763=TRUE,DataInput!B762,NA())","v":"VIC"},{"$f":"IF($E763=DataInput!$B762,DataInput!C762,NA())","v":"ERTS1266U"},{"$f":"IF($E763=DataInput!$B762,DataInput!D762,NA())","v":"East Rowville 12 (United Energy) 66 kV"},{"$f":"IF($E763=DataInput!$B762,DataInput!E762,NA())","v":"United Energy"},{"$f":"IF($E763=DataInput!$B762,DataInput!F762,NA())","v":"Winter"},{"$f":"IF($E763=DataInput!$B762,DataInput!G762,NA())","v":"Non-Coincident"},{"$f":"IF($E763=DataInput!$B762,DataInput!H762,NA())","v":2017},{"$f":"IF($E763=DataInput!$B762,DataInput!I762,NA())","v":"POE50"},{"$f":"IF($E763=DataInput!$B762,DataInput!J762,NA())","v":104.143784190522},{"$f":"IF($E763=DataInput!$B762,DataInput!K762,NA())","v":1},null,null,"VIC East Rowville 12 (United Energy) 66 kV",null,null,null,null,false,null,null,{"$error":"#N/A"},{"$error":"#N/A"},{"$error":"#N/A"},{"$error":"#N/A"},{"$error":"#N/A"},{"$error":"#N/A"},{"$error":"#N/A"},{"$error":"#N/A"},{"$error":"#N/A"},{"$error":"#N/A"}]
[null,{"$f":"IF(DataInput!B763=$B$8,IF($B$9=$B$10,TRUE,IF(DataInput!E763=$B$9,TRUE,FALSE)))","v":true},null,null,{"$f":"IF(B764=TRUE,DataInput!B763,NA())","v":"VIC"},{"$f":"IF($E764=DataInput!$B763,DataInput!C763,NA())","v":"ERTS1266U"},{"$f":"IF($E764=DataInput!$B763,DataInput!D763,NA())","v":"East Rowville 12 (United Energy) 66 kV"},{"$f":"IF($E764=DataInput!$B763,DataInput!E763,NA())","v":"United Energy"},{"$f":"IF($E764=DataInput!$B763,DataInput!F763,NA())","v":"Winter"},{"$f":"IF($E764=DataInput!$B763,DataInput!G763,NA())","v":"Non-Coincident"},{"$f":"IF($E764=DataInput!$B763,DataInput!H763,NA())","v":2018},{"$f":"IF($E764=DataInput!$B763,DataInput!I763,NA())","v":"POE50"},{"$f":"IF($E764=DataInput!$B763,DataInput!J763,NA())","v":105.232653425978},{"$f":"IF($E764=DataInput!$B763,DataInput!K763,NA())","v":1},null,null,"VIC East Rowville 12 (United Energy) 66 kV",null,null,null,null,false,null,null,{"$error":"#N/A"},{"$error":"#N/A"},{"$error":"#N/A"},{"$error":"#N/A"},{"$error":"#N/A"},{"$error":"#N/A"},{"$error":"#N/A"},{"$error":"#N/A"},{"$error":"#N/A"},{"$error":"#N/A"}]
[null,{"$f":"IF(DataInput!B764=$B$8,IF($B$9=$B$10,TRUE,IF(DataInput!E764=$B$9,TRUE,FALSE)))","v":true},null,null,{"$f":"IF(B765=TRUE,DataInput!B764,NA())","v":"VIC"},{"$f":"IF($E765=DataInput!$B764,DataInput!C764,NA())","v":"ERTS1266U"},{"$f":"IF($E765=DataInput!$B764,DataInput!D764,NA())","v":"East Rowville 12 (United Energy) 66 kV"},{"$f":"IF($E765=DataInput!$B764,DataInput!E764,NA())","v":"United Energy"},{"$f":"IF($E765=DataInput!$B764,DataInput!F764,NA())","v":"Winter"},{"$f":"IF($E765=DataInput!$B764,DataInput!G764,NA())","v":"Non-Coincident"},{"$f":"IF($E765=DataInput!$B764,DataInput!H764,NA())","v":2019},{"$f":"IF($E765=DataInput!$B764,DataInput!I764,NA())","v":"POE50"},{"$f":"IF($E765=DataInput!$B764,DataInput!J764,NA())","v":107.007877958196},{"$f":"IF($E765=DataInput!$B764,DataInput!K764,NA())","v":1},null,null,"VIC East Rowville 12 (United Energy) 66 kV",null,null,null,null,false,null,null,{"$error":"#N/A"},{"$error":"#N/A"},{"$error":"#N/A"},{"$error":"#N/A"},{"$error":"#N/A"},{"$error":"#N/A"},{"$error":"#N/A"},{"$error":"#N/A"},{"$error":"#N/A"},{"$error":"#N/A"}]
[null,{"$f":"IF(DataInput!B765=$B$8,IF($B$9=$B$10,TRUE,IF(DataInput!E765=$B$9,TRUE,FALSE)))","v":true},null,null,{"$f":"IF(B766=TRUE,DataInput!B765,NA())","v":"VIC"},{"$f":"IF($E766=DataInput!$B765,DataInput!C765,NA())","v":"ERTS1266U"},{"$f":"IF($E766=DataInput!$B765,DataInput!D765,NA())","v":"East Rowville 12 (United Energy) 66 kV"},{"$f":"IF($E766=DataInput!$B765,DataInput!E765,NA())","v":"United Energy"},{"$f":"IF($E766=DataInput!$B765,DataInput!F765,NA())","v":"Winter"},{"$f":"IF($E766=DataInput!$B765,DataInput!G765,NA())","v":"Non-Coincident"},{"$f":"IF($E766=DataInput!$B765,DataInput!H765,NA())","v":2020},{"$f":"IF($E766=DataInput!$B765,DataInput!I765,NA())","v":"POE50"},{"$f":"IF($E766=DataInput!$B765,DataInput!J765,NA())","v":109.03909693138},{"$f":"IF($E766=DataInput!$B765,DataInput!K765,NA())","v":1},null,null,"VIC East Rowville 12 (United Energy) 66 kV",null,null,null,null,false,null,null,{"$error":"#N/A"},{"$error":"#N/A"},{"$error":"#N/A"},{"$error":"#N/A"},{"$error":"#N/A"},{"$error":"#N/A"},{"$error":"#N/A"},{"$error":"#N/A"},{"$error":"#N/A"},{"$error":"#N/A"}]
[null,{"$f":"IF(DataInput!B766=$B$8,IF($B$9=$B$10,TRUE,IF(DataInput!E766=$B$9,TRUE,FALSE)))","v":true},null,null,{"$f":"IF(B767=TRUE,DataInput!B766,NA())","v":"VIC"},{"$f":"IF($E767=DataInput!$B766,DataInput!C766,NA())","v":"ERTS1266U"},{"$f":"IF($E767=DataInput!$B766,DataInput!D766,NA())","v":"East Rowville 12 (United Energy) 66 kV"},{"$f":"IF($E767=DataInput!$B766,DataInput!E766,NA())","v":"United Energy"},{"$f":"IF($E767=DataInput!$B766,DataInput!F766,NA())","v":"Winter"},{"$f":"IF($E767=DataInput!$B766,DataInput!G766,NA())","v":"Non-Coincident"},{"$f":"IF($E767=DataInput!$B766,DataInput!H766,NA())","v":2021},{"$f":"IF($E767=DataInput!$B766,DataInput!I766,NA())","v":"POE50"},{"$f":"IF($E767=DataInput!$B766,DataInput!J766,NA())","v":110.891743878307},{"$f":"IF($E767=DataInput!$B766,DataInput!K766,NA())","v":1},null,null,"VIC East Rowville 12 (United Energy) 66 kV",null,null,null,null,false,null,null,{"$error":"#N/A"},{"$error":"#N/A"},{"$error":"#N/A"},{"$error":"#N/A"},{"$error":"#N/A"},{"$error":"#N/A"},{"$error":"#N/A"},{"$error":"#N/A"},{"$error":"#N/A"},{"$error":"#N/A"}]
[null,{"$f":"IF(DataInput!B767=$B$8,IF($B$9=$B$10,TRUE,IF(DataInput!E767=$B$9,TRUE,FALSE)))","v":true},null,null,{"$f":"IF(B768=TRUE,DataInput!B767,NA())","v":"VIC"},{"$f":"IF($E768=DataInput!$B767,DataInput!C767,NA())","v":"ERTS1266U"},{"$f":"IF($E768=DataInput!$B767,DataInput!D767,NA())","v":"East Rowville 12 (United Energy) 66 kV"},{"$f":"IF($E768=DataInput!$B767,DataInput!E767,NA())","v":"United Energy"},{"$f":"IF($E768=DataInput!$B767,DataInput!F767,NA())","v":"Winter"},{"$f":"IF($E768=DataInput!$B767,DataInput!G767,NA())","v":"Non-Coincident"},{"$f":"IF($E768=DataInput!$B767,DataInput!H767,NA())","v":2022},{"$f":"IF($E768=DataInput!$B767,DataInput!I767,NA())","v":"POE50"},{"$f":"IF($E768=DataInput!$B767,DataInput!J767,NA())","v":112.763107362231},{"$f":"IF($E768=DataInput!$B767,DataInput!K767,NA())","v":1},null,null,"VIC East Rowville 12 (United Energy) 66 kV",null,null,null,null,false,null,null,{"$error":"#N/A"},{"$error":"#N/A"},{"$error":"#N/A"},{"$error":"#N/A"},{"$error":"#N/A"},{"$error":"#N/A"},{"$error":"#N/A"},{"$error":"#N/A"},{"$error":"#N/A"},{"$error":"#N/A"}]
[null,{"$f":"IF(DataInput!B768=$B$8,IF($B$9=$B$10,TRUE,IF(DataInput!E768=$B$9,TRUE,FALSE)))","v":true},null,null,{"$f":"IF(B769=TRUE,DataInput!B768,NA())","v":"VIC"},{"$f":"IF($E769=DataInput!$B768,DataInput!C768,NA())","v":"ERTS1266U"},{"$f":"IF($E769=DataInput!$B768,DataInput!D768,NA())","v":"East Rowville 12 (United Energy) 66 kV"},{"$f":"IF($E769=DataInput!$B768,DataInput!E768,NA())","v":"United Energy"},{"$f":"IF($E769=DataInput!$B768,DataInput!F768,NA())","v":"Winter"},{"$f":"IF($E769=DataInput!$B768,DataInput!G768,NA())","v":"Non-Coincident"},{"$f":"IF($E769=DataInput!$B768,DataInput!H768,NA())","v":2023},{"$f":"IF($E769=DataInput!$B768,DataInput!I768,NA())","v":"POE50"},{"$f":"IF($E769=DataInput!$B768,DataInput!J768,NA())","v":115.026099288266},{"$f":"IF($E769=DataInput!$B768,DataInput!K768,NA())","v":1},null,null,"VIC East Rowville 12 (United Energy) 66 kV",null,null,null,null,false,null,null,{"$error":"#N/A"},{"$error":"#N/A"},{"$error":"#N/A"},{"$error":"#N/A"},{"$error":"#N/A"},{"$error":"#N/A"},{"$error":"#N/A"},{"$error":"#N/A"},{"$error":"#N/A"},{"$error":"#N/A"}]
[null,{"$f":"IF(DataInput!B769=$B$8,IF($B$9=$B$10,TRUE,IF(DataInput!E769=$B$9,TRUE,FALSE)))","v":true},null,null,{"$f":"IF(B770=TRUE,DataInput!B769,NA())","v":"VIC"},{"$f":"IF($E770=DataInput!$B769,DataInput!C769,NA())","v":"ERTS1266U"},{"$f":"IF($E770=DataInput!$B769,DataInput!D769,NA())","v":"East Rowville 12 (United Energy) 66 kV"},{"$f":"IF($E770=DataInput!$B769,DataInput!E769,NA())","v":"United Energy"},{"$f":"IF($E770=DataInput!$B769,DataInput!F769,NA())","v":"Winter"},{"$f":"IF($E770=DataInput!$B769,DataInput!G769,NA())","v":"Non-Coincident"},{"$f":"IF($E770=DataInput!$B769,DataInput!H769,NA())","v":2024},{"$f":"IF($E770=DataInput!$B769,DataInput!I769,NA())","v":"POE50"},{"$f":"IF($E770=DataInput!$B769,DataInput!J769,NA())","v":116.600133101841},{"$f":"IF($E770=DataInput!$B769,DataInput!K769,NA())","v":1},null,null,"VIC East Rowville 12 (United Energy) 66 kV",null,null,null,null,false,null,null,{"$error":"#N/A"},{"$error":"#N/A"},{"$error":"#N/A"},{"$error":"#N/A"},{"$error":"#N/A"},{"$error":"#N/A"},{"$error":"#N/A"},{"$error":"#N/A"},{"$error":"#N/A"},{"$error":"#N/A"}]
[null,{"$f":"IF(DataInput!B770=$B$8,IF($B$9=$B$10,TRUE,IF(DataInput!E770=$B$9,TRUE,FALSE)))","v":true},null,null,{"$f":"IF(B771=TRUE,DataInput!B770,NA())","v":"VIC"},{"$f":"IF($E771=DataInput!$B770,DataInput!C770,NA())","v":"ERTS1266U"},{"$f":"IF($E771=DataInput!$B770,DataInput!D770,NA())","v":"East Rowville 12 (United Energy) 66 kV"},{"$f":"IF($E771=DataInput!$B770,DataInput!E770,NA())","v":"United Energy"},{"$f":"IF($E771=DataInput!$B770,DataInput!F770,NA())","v":"Winter"},{"$f":"IF($E771=DataInput!$B770,DataInput!G770,NA())","v":"Non-Coincident"},{"$f":"IF($E771=DataInput!$B770,DataInput!H770,NA())","v":2025},{"$f":"IF($E771=DataInput!$B770,DataInput!I770,NA())","v":"POE50"},{"$f":"IF($E771=DataInput!$B770,DataInput!J770,NA())","v":118.057119659996},{"$f":"IF($E771=DataInput!$B770,DataInput!K770,NA())","v":1},null,null,"VIC East Rowville 12 (United Energy) 66 kV",null,null,null,null,false,null,null,{"$error":"#N/A"},{"$error":"#N/A"},{"$error":"#N/A"},{"$error":"#N/A"},{"$error":"#N/A"},{"$error":"#N/A"},{"$error":"#N/A"},{"$error":"#N/A"},{"$error":"#N/A"},{"$error":"#N/A"}]
[null,{"$f":"IF(DataInput!B771=$B$8,IF($B$9=$B$10,TRUE,IF(DataInput!E771=$B$9,TRUE,FALSE)))","v":true},null,null,{"$f":"IF(B772=TRUE,DataInput!B771,NA())","v":"VIC"},{"$f":"IF($E772=DataInput!$B771,DataInput!C771,NA())","v":"ERTS3466A"},{"$f":"IF($E772=DataInput!$B771,DataInput!D771,NA())","v":"East Rowville 34 (AusNet) 66 kV"},{"$f":"IF($E772=DataInput!$B771,DataInput!E771,NA())","v":"AusNet"},{"$f":"IF($E772=DataInput!$B771,DataInput!F771,NA())","v":"Summer"},{"$f":"IF($E772=DataInput!$B771,DataInput!G771,NA())","v":"Non-Coincident"},{"$f":"IF($E772=DataInput!$B771,DataInput!H771,NA())","v":2017},{"$f":"IF($E772=DataInput!$B771,DataInput!I771,NA())","v":"POE10"},{"$f":"IF($E772=DataInput!$B771,DataInput!J771,NA())","v":61.885976769568501},{"$f":"IF($E772=DataInput!$B771,DataInput!K771,NA())","v":1},null,null,"VIC East Rowville 34 (AusNet) 66 kV",null,null,null,null,false,null,null,{"$error":"#N/A"},{"$error":"#N/A"},{"$error":"#N/A"},{"$error":"#N/A"},{"$error":"#N/A"},{"$error":"#N/A"},{"$error":"#N/A"},{"$error":"#N/A"},{"$error":"#N/A"},{"$error":"#N/A"}]
[null,{"$f":"IF(DataInput!B772=$B$8,IF($B$9=$B$10,TRUE,IF(DataInput!E772=$B$9,TRUE,FALSE)))","v":true},null,null,{"$f":"IF(B773=TRUE,DataInput!B772,NA())","v":"VIC"},{"$f":"IF($E773=DataInput!$B772,DataInput!C772,NA())","v":"ERTS3466A"},{"$f":"IF($E773=DataInput!$B772,DataInput!D772,NA())","v":"East Rowville 34 (AusNet) 66 kV"},{"$f":"IF($E773=DataInput!$B772,DataInput!E772,NA())","v":"AusNet"},{"$f":"IF($E773=DataInput!$B772,DataInput!F772,NA())","v":"Summer"},{"$f":"IF($E773=DataInput!$B772,DataInput!G772,NA())","v":"Non-Coincident"},{"$f":"IF($E773=DataInput!$B772,DataInput!H772,NA())","v":2018},{"$f":"IF($E773=DataInput!$B772,DataInput!I772,NA())","v":"POE10"},{"$f":"IF($E773=DataInput!$B772,DataInput!J772,NA())","v":60.286241519458002},{"$f":"IF($E773=DataInput!$B772,DataInput!K772,NA())","v":1},null,null,"VIC East Rowville 34 (AusNet) 66 kV",null,null,null,null,false,null,null,{"$error":"#N/A"},{"$error":"#N/A"},{"$error":"#N/A"},{"$error":"#N/A"},{"$error":"#N/A"},{"$error":"#N/A"},{"$error":"#N/A"},{"$error":"#N/A"},{"$error":"#N/A"},{"$error":"#N/A"}]
[null,{"$f":"IF(DataInput!B773=$B$8,IF($B$9=$B$10,TRUE,IF(DataInput!E773=$B$9,TRUE,FALSE)))","v":true},null,null,{"$f":"IF(B774=TRUE,DataInput!B773,NA())","v":"VIC"},{"$f":"IF($E774=DataInput!$B773,DataInput!C773,NA())","v":"ERTS3466A"},{"$f":"IF($E774=DataInput!$B773,DataInput!D773,NA())","v":"East Rowville 34 (AusNet) 66 kV"},{"$f":"IF($E774=DataInput!$B773,DataInput!E773,NA())","v":"AusNet"},{"$f":"IF($E774=DataInput!$B773,DataInput!F773,NA())","v":"Summer"},{"$f":"IF($E774=DataInput!$B773,DataInput!G773,NA())","v":"Non-Coincident"},{"$f":"IF($E774=DataInput!$B773,DataInput!H773,NA())","v":2019},{"$f":"IF($E774=DataInput!$B773,DataInput!I773,NA())","v":"POE10"},{"$f":"IF($E774=DataInput!$B773,DataInput!J773,NA())","v":60.063843436578999},{"$f":"IF($E774=DataInput!$B773,DataInput!K773,NA())","v":1},null,null,"VIC East Rowville 34 (AusNet) 66 kV",null,null,null,null,false,null,null,{"$error":"#N/A"},{"$error":"#N/A"},{"$error":"#N/A"},{"$error":"#N/A"},{"$error":"#N/A"},{"$error":"#N/A"},{"$error":"#N/A"},{"$error":"#N/A"},{"$error":"#N/A"},{"$error":"#N/A"}]
[null,{"$f":"IF(DataInput!B774=$B$8,IF($B$9=$B$10,TRUE,IF(DataInput!E774=$B$9,TRUE,FALSE)))","v":true},null,null,{"$f":"IF(B775=TRUE,DataInput!B774,NA())","v":"VIC"},{"$f":"IF($E775=DataInput!$B774,DataInput!C774,NA())","v":"ERTS3466A"},{"$f":"IF($E775=DataInput!$B774,DataInput!D774,NA())","v":"East Rowville 34 (AusNet) 66 kV"},{"$f":"IF($E775=DataInput!$B774,DataInput!E774,NA())","v":"AusNet"},{"$f":"IF($E775=DataInput!$B774,DataInput!F774,NA())","v":"Summer"},{"$f":"IF($E775=DataInput!$B774,DataInput!G774,NA())","v":"Non-Coincident"},{"$f":"IF($E775=DataInput!$B774,DataInput!H774,NA())","v":2020},{"$f":"IF($E775=DataInput!$B774,DataInput!I774,NA())","v":"POE10"},{"$f":"IF($E775=DataInput!$B774,DataInput!J774,NA())","v":59.509088806085799},{"$f":"IF($E775=DataInput!$B774,DataInput!K774,NA())","v":1},null,null,"VIC East Rowville 34 (AusNet) 66 kV",null,null,null,null,false,null,null,{"$error":"#N/A"},{"$error":"#N/A"},{"$error":"#N/A"},{"$error":"#N/A"},{"$error":"#N/A"},{"$error":"#N/A"},{"$error":"#N/A"},{"$error":"#N/A"},{"$error":"#N/A"},{"$error":"#N/A"}]
[null,{"$f":"IF(DataInput!B775=$B$8,IF($B$9=$B$10,TRUE,IF(DataInput!E775=$B$9,TRUE,FALSE)))","v":true},null,null,{"$f":"IF(B776=TRUE,DataInput!B775,NA())","v":"VIC"},{"$f":"IF($E776=DataInput!$B775,DataInput!C775,NA())","v":"ERTS3466A"},{"$f":"IF($E776=DataInput!$B775,DataInput!D775,NA())","v":"East Rowville 34 (AusNet) 66 kV"},{"$f":"IF($E776=DataInput!$B775,DataInput!E775,NA())","v":"AusNet"},{"$f":"IF($E776=DataInput!$B775,DataInput!F775,NA())","v":"Summer"},{"$f":"IF($E776=DataInput!$B775,DataInput!G775,NA())","v":"Non-Coincident"},{"$f":"IF($E776=DataInput!$B775,DataInput!H775,NA())","v":2021},{"$f":"IF($E776=DataInput!$B775,DataInput!I775,NA())","v":"POE10"},{"$f":"IF($E776=DataInput!$B775,DataInput!J775,NA())","v":59.568761692164998},{"$f":"IF($E776=DataInput!$B775,DataInput!K775,NA())","v":1},null,null,"VIC East Rowville 34 (AusNet) 66 kV",null,null,null,null,false,null,null,{"$error":"#N/A"},{"$error":"#N/A"},{"$error":"#N/A"},{"$error":"#N/A"},{"$error":"#N/A"},{"$error":"#N/A"},{"$error":"#N/A"},{"$error":"#N/A"},{"$error":"#N/A"},{"$error":"#N/A"}]
[null,{"$f":"IF(DataInput!B776=$B$8,IF($B$9=$B$10,TRUE,IF(DataInput!E776=$B$9,TRUE,FALSE)))","v":true},null,null,{"$f":"IF(B777=TRUE,DataInput!B776,NA())","v":"VIC"},{"$f":"IF($E777=DataInput!$B776,DataInput!C776,NA())","v":"ERTS3466A"},{"$f":"IF($E777=DataInput!$B776,DataInput!D776,NA())","v":"East Rowville 34 (AusNet) 66 kV"},{"$f":"IF($E777=DataInput!$B776,DataInput!E776,NA())","v":"AusNet"},{"$f":"IF($E777=DataInput!$B776,DataInput!F776,NA())","v":"Summer"},{"$f":"IF($E777=DataInput!$B776,DataInput!G776,NA())","v":"Non-Coincident"},{"$f":"IF($E777=DataInput!$B776,DataInput!H776,NA())","v":2022},{"$f":"IF($E777=DataInput!$B776,DataInput!I776,NA())","v":"POE10"},{"$f":"IF($E777=DataInput!$B776,DataInput!J776,NA())","v":58.824583321729001},{"$f":"IF($E777=DataInput!$B776,DataInput!K776,NA())","v":1},null,null,"VIC East Rowville 34 (AusNet) 66 kV",null,null,null,null,false,null,null,{"$error":"#N/A"},{"$error":"#N/A"},{"$error":"#N/A"},{"$error":"#N/A"},{"$error":"#N/A"},{"$error":"#N/A"},{"$error":"#N/A"},{"$error":"#N/A"},{"$error":"#N/A"},{"$error":"#N/A"}]
[null,{"$f":"IF(DataInput!B777=$B$8,IF($B$9=$B$10,TRUE,IF(DataInput!E777=$B$9,TRUE,FALSE)))","v":true},null,null,{"$f":"IF(B778=TRUE,DataInput!B777,NA())","v":"VIC"},{"$f":"IF($E778=DataInput!$B777,DataInput!C777,NA())","v":"ERTS3466A"},{"$f":"IF($E778=DataInput!$B777,DataInput!D777,NA())","v":"East Rowville 34 (AusNet) 66 kV"},{"$f":"IF($E778=DataInput!$B777,DataInput!E777,NA())","v":"AusNet"},{"$f":"IF($E778=DataInput!$B777,DataInput!F777,NA())","v":"Summer"},{"$f":"IF($E778=DataInput!$B777,DataInput!G777,NA())","v":"Non-Coincident"},{"$f":"IF($E778=DataInput!$B777,DataInput!H777,NA())","v":2023},{"$f":"IF($E778=DataInput!$B777,DataInput!I777,NA())","v":"POE10"},{"$f":"IF($E778=DataInput!$B777,DataInput!J777,NA())","v":58.357744376170203},{"$f":"IF($E778=DataInput!$B777,DataInput!K777,NA())","v":1},null,null,"VIC East Rowville 34 (AusNet) 66 kV",null,null,null,null,false,null,null,{"$error":"#N/A"},{"$error":"#N/A"},{"$error":"#N/A"},{"$error":"#N/A"},{"$error":"#N/A"},{"$error":"#N/A"},{"$error":"#N/A"},{"$error":"#N/A"},{"$error":"#N/A"},{"$error":"#N/A"}]
[null,{"$f":"IF(DataInput!B778=$B$8,IF($B$9=$B$10,TRUE,IF(DataInput!E778=$B$9,TRUE,FALSE)))","v":true},null,null,{"$f":"IF(B779=TRUE,DataInput!B778,NA())","v":"VIC"},{"$f":"IF($E779=DataInput!$B778,DataInput!C778,NA())","v":"ERTS3466A"},{"$f":"IF($E779=DataInput!$B778,DataInput!D778,NA())","v":"East Rowville 34 (AusNet) 66 kV"},{"$f":"IF($E779=DataInput!$B778,DataInput!E778,NA())","v":"AusNet"},{"$f":"IF($E779=DataInput!$B778,DataInput!F778,NA())","v":"Summer"},{"$f":"IF($E779=DataInput!$B778,DataInput!G778,NA())","v":"Non-Coincident"},{"$f":"IF($E779=DataInput!$B778,DataInput!H778,NA())","v":2024},{"$f":"IF($E779=DataInput!$B778,DataInput!I778,NA())","v":"POE10"},{"$f":"IF($E779=DataInput!$B778,DataInput!J778,NA())","v":57.986679658263803},{"$f":"IF($E779=DataInput!$B778,DataInput!K778,NA())","v":1},null,null,"VIC East Rowville 34 (AusNet) 66 kV",null,null,null,null,false,null,null,{"$error":"#N/A"},{"$error":"#N/A"},{"$error":"#N/A"},{"$error":"#N/A"},{"$error":"#N/A"},{"$error":"#N/A"},{"$error":"#N/A"},{"$error":"#N/A"},{"$error":"#N/A"},{"$error":"#N/A"}]
[null,{"$f":"IF(DataInput!B779=$B$8,IF($B$9=$B$10,TRUE,IF(DataInput!E779=$B$9,TRUE,FALSE)))","v":true},null,null,{"$f":"IF(B780=TRUE,DataInput!B779,NA())","v":"VIC"},{"$f":"IF($E780=DataInput!$B779,DataInput!C779,NA())","v":"ERTS3466A"},{"$f":"IF($E780=DataInput!$B779,DataInput!D779,NA())","v":"East Rowville 34 (AusNet) 66 kV"},{"$f":"IF($E780=DataInput!$B779,DataInput!E779,NA())","v":"AusNet"},{"$f":"IF($E780=DataInput!$B779,DataInput!F779,NA())","v":"Summer"},{"$f":"IF($E780=DataInput!$B779,DataInput!G779,NA())","v":"Non-Coincident"},{"$f":"IF($E780=DataInput!$B779,DataInput!H779,NA())","v":2025},{"$f":"IF($E780=DataInput!$B779,DataInput!I779,NA())","v":"POE10"},{"$f":"IF($E780=DataInput!$B779,DataInput!J779,NA())","v":57.2557363078474},{"$f":"IF($E780=DataInput!$B779,DataInput!K779,NA())","v":1},null,null,{"$f":"IF(OR(ISERROR(E780),ISERROR(G780)),\"  \",E780&\" \"&G780)","v":"VIC East Rowville 34 (AusNet) 66 kV"},null,null,null,null,{"$f":"IF(ISERROR(G780),FALSE,IF($V$9=G780,TRUE,FALSE))","v":false},null,null,{"$f":"IF($V780=TRUE,E780,NA())","v":{"$error":"#N/A"}},{"$error":"#N/A"},{"$error":"#N/A"},{"$error":"#N/A"},{"$error":"#N/A"},{"$error":"#N/A"},{"$error":"#N/A"},{"$error":"#N/A"},{"$error":"#N/A"},{"$error":"#N/A"}]
[null,{"$f":"IF(DataInput!B780=$B$8,IF($B$9=$B$10,TRUE,IF(DataInput!E780=$B$9,TRUE,FALSE)))","v":true},null,null,{"$f":"IF(B781=TRUE,DataInput!B780,NA())","v":"VIC"},{"$f":"IF($E781=DataInput!$B780,DataInput!C780,NA())","v":"ERTS3466A"},{"$f":"IF($E781=DataInput!$B780,DataInput!D780,NA())","v":"East Rowville 34 (AusNet) 66 kV"},{"$f":"IF($E781=DataInput!$B780,DataInput!E780,NA())","v":"AusNet"},{"$f":"IF($E781=DataInput!$B780,DataInput!F780,NA())","v":"Summer"},{"$f":"IF($E781=DataInput!$B780,DataInput!G780,NA())","v":"Non-Coincident"},{"$f":"IF($E781=DataInput!$B780,DataInput!H780,NA())","v":2026},{"$f":"IF($E781=DataInput!$B780,DataInput!I780,NA())","v":"POE10"},{"$f":"IF($E781=DataInput!$B780,DataInput!J780,NA())","v":56.818988352698},{"$f":"IF($E781=DataInput!$B780,DataInput!K780,NA())","v":1},null,null,"VIC East Rowville 34 (AusNet) 66 kV",null,null,null,null,false,null,null,{"$error":"#N/A"},{"$error":"#N/A"},{"$error":"#N/A"},{"$error":"#N/A"},{"$error":"#N/A"},{"$error":"#N/A"},{"$error":"#N/A"},{"$error":"#N/A"},{"$error":"#N/A"},{"$error":"#N/A"}]
[null,{"$f":"IF(DataInput!B781=$B$8,IF($B$9=$B$10,TRUE,IF(DataInput!E781=$B$9,TRUE,FALSE)))","v":true},null,null,{"$f":"IF(B782=TRUE,DataInput!B781,NA())","v":"VIC"},{"$f":"IF($E782=DataInput!$B781,DataInput!C781,NA())","v":"ERTS3466A"},{"$f":"IF($E782=DataInput!$B781,DataInput!D781,NA())","v":"East Rowville 34 (AusNet) 66 kV"},{"$f":"IF($E782=DataInput!$B781,DataInput!E781,NA())","v":"AusNet"},{"$f":"IF($E782=DataInput!$B781,DataInput!F781,NA())","v":"Summer"},{"$f":"IF($E782=DataInput!$B781,DataInput!G781,NA())","v":"Non-Coincident"},{"$f":"IF($E782=DataInput!$B781,DataInput!H781,NA())","v":2017},{"$f":"IF($E782=DataInput!$B781,DataInput!I781,NA())","v":"POE50"},{"$f":"IF($E782=DataInput!$B781,DataInput!J781,NA())","v":53.540624799514099},{"$f":"IF($E782=DataInput!$B781,DataInput!K781,NA())","v":1},null,null,"VIC East Rowville 34 (AusNet) 66 kV",null,null,null,null,false,null,null,{"$error":"#N/A"},{"$error":"#N/A"},{"$error":"#N/A"},{"$error":"#N/A"},{"$error":"#N/A"},{"$error":"#N/A"},{"$error":"#N/A"},{"$error":"#N/A"},{"$error":"#N/A"},{"$error":"#N/A"}]
[null,{"$f":"IF(DataInput!B782=$B$8,IF($B$9=$B$10,TRUE,IF(DataInput!E782=$B$9,TRUE,FALSE)))","v":true},null,null,{"$f":"IF(B783=TRUE,DataInput!B782,NA())","v":"VIC"},{"$f":"IF($E783=DataInput!$B782,DataInput!C782,NA())","v":"ERTS3466A"},{"$f":"IF($E783=DataInput!$B782,DataInput!D782,NA())","v":"East Rowville 34 (AusNet) 66 kV"},{"$f":"IF($E783=DataInput!$B782,DataInput!E782,NA())","v":"AusNet"},{"$f":"IF($E783=DataInput!$B782,DataInput!F782,NA())","v":"Summer"},{"$f":"IF($E783=DataInput!$B782,DataInput!G782,NA())","v":"Non-Coincident"},{"$f":"IF($E783=DataInput!$B782,DataInput!H782,NA())","v":2018},{"$f":"IF($E783=DataInput!$B782,DataInput!I782,NA())","v":"POE50"},{"$f":"IF($E783=DataInput!$B782,DataInput!J782,NA())","v":52.889861173116302},{"$f":"IF($E783=DataInput!$B782,DataInput!K782,NA())","v":1},null,null,"VIC East Rowville 34 (AusNet) 66 kV",null,null,null,null,false,null,null,{"$error":"#N/A"},{"$error":"#N/A"},{"$error":"#N/A"},{"$error":"#N/A"},{"$error":"#N/A"},{"$error":"#N/A"},{"$error":"#N/A"},{"$error":"#N/A"},{"$error":"#N/A"},{"$error":"#N/A"}]
[null,{"$f":"IF(DataInput!B783=$B$8,IF($B$9=$B$10,TRUE,IF(DataInput!E783=$B$9,TRUE,FALSE)))","v":true},null,null,{"$f":"IF(B784=TRUE,DataInput!B783,NA())","v":"VIC"},{"$f":"IF($E784=DataInput!$B783,DataInput!C783,NA())","v":"ERTS3466A"},{"$f":"IF($E784=DataInput!$B783,DataInput!D783,NA())","v":"East Rowville 34 (AusNet) 66 kV"},{"$f":"IF($E784=DataInput!$B783,DataInput!E783,NA())","v":"AusNet"},{"$f":"IF($E784=DataInput!$B783,DataInput!F783,NA())","v":"Summer"},{"$f":"IF($E784=DataInput!$B783,DataInput!G783,NA())","v":"Non-Coincident"},{"$f":"IF($E784=DataInput!$B783,DataInput!H783,NA())","v":2019},{"$f":"IF($E784=DataInput!$B783,DataInput!I783,NA())","v":"POE50"},{"$f":"IF($E784=DataInput!$B783,DataInput!J783,NA())","v":52.613109040940003},{"$f":"IF($E784=DataInput!$B783,DataInput!K783,NA())","v":1},null,null,"VIC East Rowville 34 (AusNet) 66 kV",null,null,null,null,false,null,null,{"$error":"#N/A"},{"$error":"#N/A"},{"$error":"#N/A"},{"$error":"#N/A"},{"$error":"#N/A"},{"$error":"#N/A"},{"$error":"#N/A"},{"$error":"#N/A"},{"$error":"#N/A"},{"$error":"#N/A"}]
[null,{"$f":"IF(DataInput!B784=$B$8,IF($B$9=$B$10,TRUE,IF(DataInput!E784=$B$9,TRUE,FALSE)))","v":true},null,null,{"$f":"IF(B785=TRUE,DataInput!B784,NA())","v":"VIC"},{"$f":"IF($E785=DataInput!$B784,DataInput!C784,NA())","v":"ERTS3466A"},{"$f":"IF($E785=DataInput!$B784,DataInput!D784,NA())","v":"East Rowville 34 (AusNet) 66 kV"},{"$f":"IF($E785=DataInput!$B784,DataInput!E784,NA())","v":"AusNet"},{"$f":"IF($E785=DataInput!$B784,DataInput!F784,NA())","v":"Summer"},{"$f":"IF($E785=DataInput!$B784,DataInput!G784,NA())","v":"Non-Coincident"},{"$f":"IF($E785=DataInput!$B784,DataInput!H784,NA())","v":2020},{"$f":"IF($E785=DataInput!$B784,DataInput!I784,NA())","v":"POE50"},{"$f":"IF($E785=DataInput!$B784,DataInput!J784,NA())","v":51.920571640436002},{"$f":"IF($E785=DataInput!$B784,DataInput!K784,NA())","v":1},null,null,"VIC East Rowville 34 (AusNet) 66 kV",null,null,null,null,false,null,null,{"$error":"#N/A"},{"$error":"#N/A"},{"$error":"#N/A"},{"$error":"#N/A"},{"$error":"#N/A"},{"$error":"#N/A"},{"$error":"#N/A"},{"$error":"#N/A"},{"$error":"#N/A"},{"$error":"#N/A"}]
[null,{"$f":"IF(DataInput!B785=$B$8,IF($B$9=$B$10,TRUE,IF(DataInput!E785=$B$9,TRUE,FALSE)))","v":true},null,null,{"$f":"IF(B786=TRUE,DataInput!B785,NA())","v":"VIC"},{"$f":"IF($E786=DataInput!$B785,DataInput!C785,NA())","v":"ERTS3466A"},{"$f":"IF($E786=DataInput!$B785,DataInput!D785,NA())","v":"East Rowville 34 (AusNet) 66 kV"},{"$f":"IF($E786=DataInput!$B785,DataInput!E785,NA())","v":"AusNet"},{"$f":"IF($E786=DataInput!$B785,DataInput!F785,NA())","v":"Summer"},{"$f":"IF($E786=DataInput!$B785,DataInput!G785,NA())","v":"Non-Coincident"},{"$f":"IF($E786=DataInput!$B785,DataInput!H785,NA())","v":2021},{"$f":"IF($E786=DataInput!$B785,DataInput!I785,NA())","v":"POE50"},{"$f":"IF($E786=DataInput!$B785,DataInput!J785,NA())","v":52.334036502191402},{"$f":"IF($E786=DataInput!$B785,DataInput!K785,NA())","v":1},null,null,"VIC East Rowville 34 (AusNet) 66 kV",null,null,null,null,false,null,null,{"$error":"#N/A"},{"$error":"#N/A"},{"$error":"#N/A"},{"$error":"#N/A"},{"$error":"#N/A"},{"$error":"#N/A"},{"$error":"#N/A"},{"$error":"#N/A"},{"$error":"#N/A"},{"$error":"#N/A"}]
[null,{"$f":"IF(DataInput!B786=$B$8,IF($B$9=$B$10,TRUE,IF(DataInput!E786=$B$9,TRUE,FALSE)))","v":true},null,null,{"$f":"IF(B787=TRUE,DataInput!B786,NA())","v":"VIC"},{"$f":"IF($E787=DataInput!$B786,DataInput!C786,NA())","v":"ERTS3466A"},{"$f":"IF($E787=DataInput!$B786,DataInput!D786,NA())","v":"East Rowville 34 (AusNet) 66 kV"},{"$f":"IF($E787=DataInput!$B786,DataInput!E786,NA())","v":"AusNet"},{"$f":"IF($E787=DataInput!$B786,DataInput!F786,NA())","v":"Summer"},{"$f":"IF($E787=DataInput!$B786,DataInput!G786,NA())","v":"Non-Coincident"},{"$f":"IF($E787=DataInput!$B786,DataInput!H786,NA())","v":2022},{"$f":"IF($E787=DataInput!$B786,DataInput!I786,NA())","v":"POE50"},{"$f":"IF($E787=DataInput!$B786,DataInput!J786,NA())","v":51.291342194810902},{"$f":"IF($E787=DataInput!$B786,DataInput!K786,NA())","v":1},null,null,"VIC East Rowville 34 (AusNet) 66 kV",null,null,null,null,false,null,null,{"$error":"#N/A"},{"$error":"#N/A"},{"$error":"#N/A"},{"$error":"#N/A"},{"$error":"#N/A"},{"$error":"#N/A"},{"$error":"#N/A"},{"$error":"#N/A"},{"$error":"#N/A"},{"$error":"#N/A"}]
[null,{"$f":"IF(DataInput!B787=$B$8,IF($B$9=$B$10,TRUE,IF(DataInput!E787=$B$9,TRUE,FALSE)))","v":true},null,null,{"$f":"IF(B788=TRUE,DataInput!B787,NA())","v":"VIC"},{"$f":"IF($E788=DataInput!$B787,DataInput!C787,NA())","v":"ERTS3466A"},{"$f":"IF($E788=DataInput!$B787,DataInput!D787,NA())","v":"East Rowville 34 (AusNet) 66 kV"},{"$f":"IF($E788=DataInput!$B787,DataInput!E787,NA())","v":"AusNet"},{"$f":"IF($E788=DataInput!$B787,DataInput!F787,NA())","v":"Summer"},{"$f":"IF($E788=DataInput!$B787,DataInput!G787,NA())","v":"Non-Coincident"},{"$f":"IF($E788=DataInput!$B787,DataInput!H787,NA())","v":2023},{"$f":"IF($E788=DataInput!$B787,DataInput!I787,NA())","v":"POE50"},{"$f":"IF($E788=DataInput!$B787,DataInput!J787,NA())","v":51.252383545802999},{"$f":"IF($E788=DataInput!$B787,DataInput!K787,NA())","v":1},null,null,"VIC East Rowville 34 (AusNet) 66 kV",null,null,null,null,false,null,null,{"$error":"#N/A"},{"$error":"#N/A"},{"$error":"#N/A"},{"$error":"#N/A"},{"$error":"#N/A"},{"$error":"#N/A"},{"$error":"#N/A"},{"$error":"#N/A"},{"$error":"#N/A"},{"$error":"#N/A"}]
[null,{"$f":"IF(DataInput!B788=$B$8,IF($B$9=$B$10,TRUE,IF(DataInput!E788=$B$9,TRUE,FALSE)))","v":true},null,null,{"$f":"IF(B789=TRUE,DataInput!B788,NA())","v":"VIC"},{"$f":"IF($E789=DataInput!$B788,DataInput!C788,NA())","v":"ERTS3466A"},{"$f":"IF($E789=DataInput!$B788,DataInput!D788,NA())","v":"East Rowville 34 (AusNet) 66 kV"},{"$f":"IF($E789=DataInput!$B788,DataInput!E788,NA())","v":"AusNet"},{"$f":"IF($E789=DataInput!$B788,DataInput!F788,NA())","v":"Summer"},{"$f":"IF($E789=DataInput!$B788,DataInput!G788,NA())","v":"Non-Coincident"},{"$f":"IF($E789=DataInput!$B788,DataInput!H788,NA())","v":2024},{"$f":"IF($E789=DataInput!$B788,DataInput!I788,NA())","v":"POE50"},{"$f":"IF($E789=DataInput!$B788,DataInput!J788,NA())","v":51.057326344791498},{"$f":"IF($E789=DataInput!$B788,DataInput!K788,NA())","v":1},null,null,"VIC East Rowville 34 (AusNet) 66 kV",null,null,null,null,false,null,null,{"$error":"#N/A"},{"$error":"#N/A"},{"$error":"#N/A"},{"$error":"#N/A"},{"$error":"#N/A"},{"$error":"#N/A"},{"$error":"#N/A"},{"$error":"#N/A"},{"$error":"#N/A"},{"$error":"#N/A"}]
[null,{"$f":"IF(DataInput!B789=$B$8,IF($B$9=$B$10,TRUE,IF(DataInput!E789=$B$9,TRUE,FALSE)))","v":true},null,null,{"$f":"IF(B790=TRUE,DataInput!B789,NA())","v":"VIC"},{"$f":"IF($E790=DataInput!$B789,DataInput!C789,NA())","v":"ERTS3466A"},{"$f":"IF($E790=DataInput!$B789,DataInput!D789,NA())","v":"East Rowville 34 (AusNet) 66 kV"},{"$f":"IF($E790=DataInput!$B789,DataInput!E789,NA())","v":"AusNet"},{"$f":"IF($E790=DataInput!$B789,DataInput!F789,NA())","v":"Summer"},{"$f":"IF($E790=DataInput!$B789,DataInput!G789,NA())","v":"Non-Coincident"},{"$f":"IF($E790=DataInput!$B789,DataInput!H789,NA())","v":2025},{"$f":"IF($E790=DataInput!$B789,DataInput!I789,NA())","v":"POE50"},{"$f":"IF($E790=DataInput!$B789,DataInput!J789,NA())","v":50.205490477916399},{"$f":"IF($E790=DataInput!$B789,DataInput!K789,NA())","v":1},null,null,"VIC East Rowville 34 (AusNet) 66 kV",null,null,null,null,false,null,null,{"$error":"#N/A"},{"$error":"#N/A"},{"$error":"#N/A"},{"$error":"#N/A"},{"$error":"#N/A"},{"$error":"#N/A"},{"$error":"#N/A"},{"$error":"#N/A"},{"$error":"#N/A"},{"$error":"#N/A"}]
[null,{"$f":"IF(DataInput!B790=$B$8,IF($B$9=$B$10,TRUE,IF(DataInput!E790=$B$9,TRUE,FALSE)))","v":true},null,null,{"$f":"IF(B791=TRUE,DataInput!B790,NA())","v":"VIC"},{"$f":"IF($E791=DataInput!$B790,DataInput!C790,NA())","v":"ERTS3466A"},{"$f":"IF($E791=DataInput!$B790,DataInput!D790,NA())","v":"East Rowville 34 (AusNet) 66 kV"},{"$f":"IF($E791=DataInput!$B790,DataInput!E790,NA())","v":"AusNet"},{"$f":"IF($E791=DataInput!$B790,DataInput!F790,NA())","v":"Summer"},{"$f":"IF($E791=DataInput!$B790,DataInput!G790,NA())","v":"Non-Coincident"},{"$f":"IF($E791=DataInput!$B790,DataInput!H790,NA())","v":2026},{"$f":"IF($E791=DataInput!$B790,DataInput!I790,NA())","v":"POE50"},{"$f":"IF($E791=DataInput!$B790,DataInput!J790,NA())","v":49.893275418799199},{"$f":"IF($E791=DataInput!$B790,DataInput!K790,NA())","v":1},null,null,"VIC East Rowville 34 (AusNet) 66 kV",null,null,null,null,false,null,null,{"$error":"#N/A"},{"$error":"#N/A"},{"$error":"#N/A"},{"$error":"#N/A"},{"$error":"#N/A"},{"$error":"#N/A"},{"$error":"#N/A"},{"$error":"#N/A"},{"$error":"#N/A"},{"$error":"#N/A"}]
[null,{"$f":"IF(DataInput!B791=$B$8,IF($B$9=$B$10,TRUE,IF(DataInput!E791=$B$9,TRUE,FALSE)))","v":true},null,null,{"$f":"IF(B792=TRUE,DataInput!B791,NA())","v":"VIC"},{"$f":"IF($E792=DataInput!$B791,DataInput!C791,NA())","v":"ERTS3466A"},{"$f":"IF($E792=DataInput!$B791,DataInput!D791,NA())","v":"East Rowville 34 (AusNet) 66 kV"},{"$f":"IF($E792=DataInput!$B791,DataInput!E791,NA())","v":"AusNet"},{"$f":"IF($E792=DataInput!$B791,DataInput!F791,NA())","v":"Winter"},{"$f":"IF($E792=DataInput!$B791,DataInput!G791,NA())","v":"Non-Coincident"},{"$f":"IF($E792=DataInput!$B791,DataInput!H791,NA())","v":2016},{"$f":"IF($E792=DataInput!$B791,DataInput!I791,NA())","v":"POE10"},{"$f":"IF($E792=DataInput!$B791,DataInput!J791,NA())","v":45.368342951038997},{"$f":"IF($E792=DataInput!$B791,DataInput!K791,NA())","v":1},null,null,"VIC East Rowville 34 (AusNet) 66 kV",null,null,null,null,false,null,null,{"$error":"#N/A"},{"$error":"#N/A"},{"$error":"#N/A"},{"$error":"#N/A"},{"$error":"#N/A"},{"$error":"#N/A"},{"$error":"#N/A"},{"$error":"#N/A"},{"$error":"#N/A"},{"$error":"#N/A"}]
[null,{"$f":"IF(DataInput!B792=$B$8,IF($B$9=$B$10,TRUE,IF(DataInput!E792=$B$9,TRUE,FALSE)))","v":true},null,null,{"$f":"IF(B793=TRUE,DataInput!B792,NA())","v":"VIC"},{"$f":"IF($E793=DataInput!$B792,DataInput!C792,NA())","v":"ERTS3466A"},{"$f":"IF($E793=DataInput!$B792,DataInput!D792,NA())","v":"East Rowville 34 (AusNet) 66 kV"},{"$f":"IF($E793=DataInput!$B792,DataInput!E792,NA())","v":"AusNet"},{"$f":"IF($E793=DataInput!$B792,DataInput!F792,NA())","v":"Winter"},{"$f":"IF($E793=DataInput!$B792,DataInput!G792,NA())","v":"Non-Coincident"},{"$f":"IF($E793=DataInput!$B792,DataInput!H792,NA())","v":2017},{"$f":"IF($E793=DataInput!$B792,DataInput!I792,NA())","v":"POE10"},{"$f":"IF($E793=DataInput!$B792,DataInput!J792,NA())","v":45.976099439689499},{"$f":"IF($E793=DataInput!$B792,DataInput!K792,NA())","v":1},null,null,"VIC East Rowville 34 (AusNet) 66 kV",null,null,null,null,false,null,null,{"$error":"#N/A"},{"$error":"#N/A"},{"$error":"#N/A"},{"$error":"#N/A"},{"$error":"#N/A"},{"$error":"#N/A"},{"$error":"#N/A"},{"$error":"#N/A"},{"$error":"#N/A"},{"$error":"#N/A"}]
[null,{"$f":"IF(DataInput!B793=$B$8,IF($B$9=$B$10,TRUE,IF(DataInput!E793=$B$9,TRUE,FALSE)))","v":true},null,null,{"$f":"IF(B794=TRUE,DataInput!B793,NA())","v":"VIC"},{"$f":"IF($E794=DataInput!$B793,DataInput!C793,NA())","v":"ERTS3466A"},{"$f":"IF($E794=DataInput!$B793,DataInput!D793,NA())","v":"East Rowville 34 (AusNet) 66 kV"},{"$f":"IF($E794=DataInput!$B793,DataInput!E793,NA())","v":"AusNet"},{"$f":"IF($E794=DataInput!$B793,DataInput!F793,NA())","v":"Winter"},{"$f":"IF($E794=DataInput!$B793,DataInput!G793,NA())","v":"Non-Coincident"},{"$f":"IF($E794=DataInput!$B793,DataInput!H793,NA())","v":2018},{"$f":"IF($E794=DataInput!$B793,DataInput!I793,NA())","v":"POE10"},{"$f":"IF($E794=DataInput!$B793,DataInput!J793,NA())","v":46.055608708507002},{"$f":"IF($E794=DataInput!$B793,DataInput!K793,NA())","v":1},null,null,"VIC East Rowville 34 (AusNet) 66 kV",null,null,null,null,false,null,null,{"$error":"#N/A"},{"$error":"#N/A"},{"$error":"#N/A"},{"$error":"#N/A"},{"$error":"#N/A"},{"$error":"#N/A"},{"$error":"#N/A"},{"$error":"#N/A"},{"$error":"#N/A"},{"$error":"#N/A"}]
[null,{"$f":"IF(DataInput!B794=$B$8,IF($B$9=$B$10,TRUE,IF(DataInput!E794=$B$9,TRUE,FALSE)))","v":true},null,null,{"$f":"IF(B795=TRUE,DataInput!B794,NA())","v":"VIC"},{"$f":"IF($E795=DataInput!$B794,DataInput!C794,NA())","v":"ERTS3466A"},{"$f":"IF($E795=DataInput!$B794,DataInput!D794,NA())","v":"East Rowville 34 (AusNet) 66 kV"},{"$f":"IF($E795=DataInput!$B794,DataInput!E794,NA())","v":"AusNet"},{"$f":"IF($E795=DataInput!$B794,DataInput!F794,NA())","v":"Winter"},{"$f":"IF($E795=DataInput!$B794,DataInput!G794,NA())","v":"Non-Coincident"},{"$f":"IF($E795=DataInput!$B794,DataInput!H794,NA())","v":2019},{"$f":"IF($E795=DataInput!$B794,DataInput!I794,NA())","v":"POE10"},{"$f":"IF($E795=DataInput!$B794,DataInput!J794,NA())","v":46.472030456918098},{"$f":"IF($E795=DataInput!$B794,DataInput!K794,NA())","v":1},null,null,"VIC East Rowville 34 (AusNet) 66 kV",null,null,null,null,false,null,null,{"$error":"#N/A"},{"$error":"#N/A"},{"$error":"#N/A"},{"$error":"#N/A"},{"$error":"#N/A"},{"$error":"#N/A"},{"$error":"#N/A"},{"$error":"#N/A"},{"$error":"#N/A"},{"$error":"#N/A"}]
[null,{"$f":"IF(DataInput!B795=$B$8,IF($B$9=$B$10,TRUE,IF(DataInput!E795=$B$9,TRUE,FALSE)))","v":true},null,null,{"$f":"IF(B796=TRUE,DataInput!B795,NA())","v":"VIC"},{"$f":"IF($E796=DataInput!$B795,DataInput!C795,NA())","v":"ERTS3466A"},{"$f":"IF($E796=DataInput!$B795,DataInput!D795,NA())","v":"East Rowville 34 (AusNet) 66 kV"},{"$f":"IF($E796=DataInput!$B795,DataInput!E795,NA())","v":"AusNet"},{"$f":"IF($E796=DataInput!$B795,DataInput!F795,NA())","v":"Winter"},{"$f":"IF($E796=DataInput!$B795,DataInput!G795,NA())","v":"Non-Coincident"},{"$f":"IF($E796=DataInput!$B795,DataInput!H795,NA())","v":2020},{"$f":"IF($E796=DataInput!$B795,DataInput!I795,NA())","v":"POE10"},{"$f":"IF($E796=DataInput!$B795,DataInput!J795,NA())","v":46.961073971039497},{"$f":"IF($E796=DataInput!$B795,DataInput!K795,NA())","v":1},null,null,"VIC East Rowville 34 (AusNet) 66 kV",null,null,null,null,false,null,null,{"$error":"#N/A"},{"$error":"#N/A"},{"$error":"#N/A"},{"$error":"#N/A"},{"$error":"#N/A"},{"$error":"#N/A"},{"$error":"#N/A"},{"$error":"#N/A"},{"$error":"#N/A"},{"$error":"#N/A"}]
[null,{"$f":"IF(DataInput!B796=$B$8,IF($B$9=$B$10,TRUE,IF(DataInput!E796=$B$9,TRUE,FALSE)))","v":true},null,null,{"$f":"IF(B797=TRUE,DataInput!B796,NA())","v":"VIC"},{"$f":"IF($E797=DataInput!$B796,DataInput!C796,NA())","v":"ERTS3466A"},{"$f":"IF($E797=DataInput!$B796,DataInput!D796,NA())","v":"East Rowville 34 (AusNet) 66 kV"},{"$f":"IF($E797=DataInput!$B796,DataInput!E796,NA())","v":"AusNet"},{"$f":"IF($E797=DataInput!$B796,DataInput!F796,NA())","v":"Winter"},{"$f":"IF($E797=DataInput!$B796,DataInput!G796,NA())","v":"Non-Coincident"},{"$f":"IF($E797=DataInput!$B796,DataInput!H796,NA())","v":2021},{"$f":"IF($E797=DataInput!$B796,DataInput!I796,NA())","v":"POE10"},{"$f":"IF($E797=DataInput!$B796,DataInput!J796,NA())","v":47.303015102524},{"$f":"IF($E797=DataInput!$B796,DataInput!K796,NA())","v":1},null,null,"VIC East Rowville 34 (AusNet) 66 kV",null,null,null,null,false,null,null,{"$error":"#N/A"},{"$error":"#N/A"},{"$error":"#N/A"},{"$error":"#N/A"},{"$error":"#N/A"},{"$error":"#N/A"},{"$error":"#N/A"},{"$error":"#N/A"},{"$error":"#N/A"},{"$error":"#N/A"}]
[null,{"$f":"IF(DataInput!B797=$B$8,IF($B$9=$B$10,TRUE,IF(DataInput!E797=$B$9,TRUE,FALSE)))","v":true},null,null,{"$f":"IF(B798=TRUE,DataInput!B797,NA())","v":"VIC"},{"$f":"IF($E798=DataInput!$B797,DataInput!C797,NA())","v":"ERTS3466A"},{"$f":"IF($E798=DataInput!$B797,DataInput!D797,NA())","v":"East Rowville 34 (AusNet) 66 kV"},{"$f":"IF($E798=DataInput!$B797,DataInput!E797,NA())","v":"AusNet"},{"$f":"IF($E798=DataInput!$B797,DataInput!F797,NA())","v":"Winter"},{"$f":"IF($E798=DataInput!$B797,DataInput!G797,NA())","v":"Non-Coincident"},{"$f":"IF($E798=DataInput!$B797,DataInput!H797,NA())","v":2022},{"$f":"IF($E798=DataInput!$B797,DataInput!I797,NA())","v":"POE10"},{"$f":"IF($E798=DataInput!$B797,DataInput!J797,NA())","v":47.6921243639934},{"$f":"IF($E798=DataInput!$B797,DataInput!K797,NA())","v":1},null,null,"VIC East Rowville 34 (AusNet) 66 kV",null,null,null,null,false,null,null,{"$error":"#N/A"},{"$error":"#N/A"},{"$error":"#N/A"},{"$error":"#N/A"},{"$error":"#N/A"},{"$error":"#N/A"},{"$error":"#N/A"},{"$error":"#N/A"},{"$error":"#N/A"},{"$error":"#N/A"}]
[null,{"$f":"IF(DataInput!B798=$B$8,IF($B$9=$B$10,TRUE,IF(DataInput!E798=$B$9,TRUE,FALSE)))","v":true},null,null,{"$f":"IF(B799=TRUE,DataInput!B798,NA())","v":"VIC"},{"$f":"IF($E799=DataInput!$B798,DataInput!C798,NA())","v":"ERTS3466A"},{"$f":"IF($E799=DataInput!$B798,DataInput!D798,NA())","v":"East Rowville 34 (AusNet) 66 kV"},{"$f":"IF($E799=DataInput!$B798,DataInput!E798,NA())","v":"AusNet"},{"$f":"IF($E799=DataInput!$B798,DataInput!F798,NA())","v":"Winter"},{"$f":"IF($E799=DataInput!$B798,DataInput!G798,NA())","v":"Non-Coincident"},{"$f":"IF($E799=DataInput!$B798,DataInput!H798,NA())","v":2023},{"$f":"IF($E799=DataInput!$B798,DataInput!I798,NA())","v":"POE10"},{"$f":"IF($E799=DataInput!$B798,DataInput!J798,NA())","v":48.228382744609497},{"$f":"IF($E799=DataInput!$B798,DataInput!K798,NA())","v":1},null,null,"VIC East Rowville 34 (AusNet) 66 kV",null,null,null,null,false,null,null,{"$error":"#N/A"},{"$error":"#N/A"},{"$error":"#N/A"},{"$error":"#N/A"},{"$error":"#N/A"},{"$error":"#N/A"},{"$error":"#N/A"},{"$error":"#N/A"},{"$error":"#N/A"},{"$error":"#N/A"}]
[null,{"$f":"IF(DataInput!B799=$B$8,IF($B$9=$B$10,TRUE,IF(DataInput!E799=$B$9,TRUE,FALSE)))","v":true},null,null,{"$f":"IF(B800=TRUE,DataInput!B799,NA())","v":"VIC"},{"$f":"IF($E800=DataInput!$B799,DataInput!C799,NA())","v":"ERTS3466A"},{"$f":"IF($E800=DataInput!$B799,DataInput!D799,NA())","v":"East Rowville 34 (AusNet) 66 kV"},{"$f":"IF($E800=DataInput!$B799,DataInput!E799,NA())","v":"AusNet"},{"$f":"IF($E800=DataInput!$B799,DataInput!F799,NA())","v":"Winter"},{"$f":"IF($E800=DataInput!$B799,DataInput!G799,NA())","v":"Non-Coincident"},{"$f":"IF($E800=DataInput!$B799,DataInput!H799,NA())","v":2024},{"$f":"IF($E800=DataInput!$B799,DataInput!I799,NA())","v":"POE10"},{"$f":"IF($E800=DataInput!$B799,DataInput!J799,NA())","v":48.464774631544103},{"$f":"IF($E800=DataInput!$B799,DataInput!K799,NA())","v":1},null,null,"VIC East Rowville 34 (AusNet) 66 kV",null,null,null,null,false,null,null,{"$error":"#N/A"},{"$error":"#N/A"},{"$error":"#N/A"},{"$error":"#N/A"},{"$error":"#N/A"},{"$error":"#N/A"},{"$error":"#N/A"},{"$error":"#N/A"},{"$error":"#N/A"},{"$error":"#N/A"}]
[null,{"$f":"IF(DataInput!B800=$B$8,IF($B$9=$B$10,TRUE,IF(DataInput!E800=$B$9,TRUE,FALSE)))","v":true},null,null,{"$f":"IF(B801=TRUE,DataInput!B800,NA())","v":"VIC"},{"$f":"IF($E801=DataInput!$B800,DataInput!C800,NA())","v":"ERTS3466A"},{"$f":"IF($E801=DataInput!$B800,DataInput!D800,NA())","v":"East Rowville 34 (AusNet) 66 kV"},{"$f":"IF($E801=DataInput!$B800,DataInput!E800,NA())","v":"AusNet"},{"$f":"IF($E801=DataInput!$B800,DataInput!F800,NA())","v":"Winter"},{"$f":"IF($E801=DataInput!$B800,DataInput!G800,NA())","v":"Non-Coincident"},{"$f":"IF($E801=DataInput!$B800,DataInput!H800,NA())","v":2025},{"$f":"IF($E801=DataInput!$B800,DataInput!I800,NA())","v":"POE10"},{"$f":"IF($E801=DataInput!$B800,DataInput!J800,NA())","v":48.5943618821412},{"$f":"IF($E801=DataInput!$B800,DataInput!K800,NA())","v":1},null,null,"VIC East Rowville 34 (AusNet) 66 kV",null,null,null,null,false,null,null,{"$error":"#N/A"},{"$error":"#N/A"},{"$error":"#N/A"},{"$error":"#N/A"},{"$error":"#N/A"},{"$error":"#N/A"},{"$error":"#N/A"},{"$error":"#N/A"},{"$error":"#N/A"},{"$error":"#N/A"}]
[null,{"$f":"IF(DataInput!B801=$B$8,IF($B$9=$B$10,TRUE,IF(DataInput!E801=$B$9,TRUE,FALSE)))","v":true},null,null,{"$f":"IF(B802=TRUE,DataInput!B801,NA())","v":"VIC"},{"$f":"IF($E802=DataInput!$B801,DataInput!C801,NA())","v":"ERTS3466A"},{"$f":"IF($E802=DataInput!$B801,DataInput!D801,NA())","v":"East Rowville 34 (AusNet) 66 kV"},{"$f":"IF($E802=DataInput!$B801,DataInput!E801,NA())","v":"AusNet"},{"$f":"IF($E802=DataInput!$B801,DataInput!F801,NA())","v":"Winter"},{"$f":"IF($E802=DataInput!$B801,DataInput!G801,NA())","v":"Non-Coincident"},{"$f":"IF($E802=DataInput!$B801,DataInput!H801,NA())","v":2016},{"$f":"IF($E802=DataInput!$B801,DataInput!I801,NA())","v":"POE50"},{"$f":"IF($E802=DataInput!$B801,DataInput!J801,NA())","v":43.8589564424651},{"$f":"IF($E802=DataInput!$B801,DataInput!K801,NA())","v":1},null,null,"VIC East Rowville 34 (AusNet) 66 kV",null,null,null,null,false,null,null,{"$error":"#N/A"},{"$error":"#N/A"},{"$error":"#N/A"},{"$error":"#N/A"},{"$error":"#N/A"},{"$error":"#N/A"},{"$error":"#N/A"},{"$error":"#N/A"},{"$error":"#N/A"},{"$error":"#N/A"}]
[null,{"$f":"IF(DataInput!B802=$B$8,IF($B$9=$B$10,TRUE,IF(DataInput!E802=$B$9,TRUE,FALSE)))","v":true},null,null,{"$f":"IF(B803=TRUE,DataInput!B802,NA())","v":"VIC"},{"$f":"IF($E803=DataInput!$B802,DataInput!C802,NA())","v":"ERTS3466A"},{"$f":"IF($E803=DataInput!$B802,DataInput!D802,NA())","v":"East Rowville 34 (AusNet) 66 kV"},{"$f":"IF($E803=DataInput!$B802,DataInput!E802,NA())","v":"AusNet"},{"$f":"IF($E803=DataInput!$B802,DataInput!F802,NA())","v":"Winter"},{"$f":"IF($E803=DataInput!$B802,DataInput!G802,NA())","v":"Non-Coincident"},{"$f":"IF($E803=DataInput!$B802,DataInput!H802,NA())","v":2017},{"$f":"IF($E803=DataInput!$B802,DataInput!I802,NA())","v":"POE50"},{"$f":"IF($E803=DataInput!$B802,DataInput!J802,NA())","v":44.411019332333296},{"$f":"IF($E803=DataInput!$B802,DataInput!K802,NA())","v":1},null,null,"VIC East Rowville 34 (AusNet) 66 kV",null,null,null,null,false,null,null,{"$error":"#N/A"},{"$error":"#N/A"},{"$error":"#N/A"},{"$error":"#N/A"},{"$error":"#N/A"},{"$error":"#N/A"},{"$error":"#N/A"},{"$error":"#N/A"},{"$error":"#N/A"},{"$error":"#N/A"}]
[null,{"$f":"IF(DataInput!B803=$B$8,IF($B$9=$B$10,TRUE,IF(DataInput!E803=$B$9,TRUE,FALSE)))","v":true},null,null,{"$f":"IF(B804=TRUE,DataInput!B803,NA())","v":"VIC"},{"$f":"IF($E804=DataInput!$B803,DataInput!C803,NA())","v":"ERTS3466A"},{"$f":"IF($E804=DataInput!$B803,DataInput!D803,NA())","v":"East Rowville 34 (AusNet) 66 kV"},{"$f":"IF($E804=DataInput!$B803,DataInput!E803,NA())","v":"AusNet"},{"$f":"IF($E804=DataInput!$B803,DataInput!F803,NA())","v":"Winter"},{"$f":"IF($E804=DataInput!$B803,DataInput!G803,NA())","v":"Non-Coincident"},{"$f":"IF($E804=DataInput!$B803,DataInput!H803,NA())","v":2018},{"$f":"IF($E804=DataInput!$B803,DataInput!I803,NA())","v":"POE50"},{"$f":"IF($E804=DataInput!$B803,DataInput!J803,NA())","v":44.432171533671699},{"$f":"IF($E804=DataInput!$B803,DataInput!K803,NA())","v":1},null,null,"VIC East Rowville 34 (AusNet) 66 kV",null,null,null,null,false,null,null,{"$error":"#N/A"},{"$error":"#N/A"},{"$error":"#N/A"},{"$error":"#N/A"},{"$error":"#N/A"},{"$error":"#N/A"},{"$error":"#N/A"},{"$error":"#N/A"},{"$error":"#N/A"},{"$error":"#N/A"}]
[null,{"$f":"IF(DataInput!B804=$B$8,IF($B$9=$B$10,TRUE,IF(DataInput!E804=$B$9,TRUE,FALSE)))","v":true},null,null,{"$f":"IF(B805=TRUE,DataInput!B804,NA())","v":"VIC"},{"$f":"IF($E805=DataInput!$B804,DataInput!C804,NA())","v":"ERTS3466A"},{"$f":"IF($E805=DataInput!$B804,DataInput!D804,NA())","v":"East Rowville 34 (AusNet) 66 kV"},{"$f":"IF($E805=DataInput!$B804,DataInput!E804,NA())","v":"AusNet"},{"$f":"IF($E805=DataInput!$B804,DataInput!F804,NA())","v":"Winter"},{"$f":"IF($E805=DataInput!$B804,DataInput!G804,NA())","v":"Non-Coincident"},{"$f":"IF($E805=DataInput!$B804,DataInput!H804,NA())","v":2019},{"$f":"IF($E805=DataInput!$B804,DataInput!I804,NA())","v":"POE50"},{"$f":"IF($E805=DataInput!$B804,DataInput!J804,NA())","v":44.739874410597103},{"$f":"IF($E805=DataInput!$B804,DataInput!K804,NA())","v":1},null,null,"VIC East Rowville 34 (AusNet) 66 kV",null,null,null,null,false,null,null,{"$error":"#N/A"},{"$error":"#N/A"},{"$error":"#N/A"},{"$error":"#N/A"},{"$error":"#N/A"},{"$error":"#N/A"},{"$error":"#N/A"},{"$error":"#N/A"},{"$error":"#N/A"},{"$error":"#N/A"}]
[null,{"$f":"IF(DataInput!B805=$B$8,IF($B$9=$B$10,TRUE,IF(DataInput!E805=$B$9,TRUE,FALSE)))","v":true},null,null,{"$f":"IF(B806=TRUE,DataInput!B805,NA())","v":"VIC"},{"$f":"IF($E806=DataInput!$B805,DataInput!C805,NA())","v":"ERTS3466A"},{"$f":"IF($E806=DataInput!$B805,DataInput!D805,NA())","v":"East Rowville 34 (AusNet) 66 kV"},{"$f":"IF($E806=DataInput!$B805,DataInput!E805,NA())","v":"AusNet"},{"$f":"IF($E806=DataInput!$B805,DataInput!F805,NA())","v":"Winter"},{"$f":"IF($E806=DataInput!$B805,DataInput!G805,NA())","v":"Non-Coincident"},{"$f":"IF($E806=DataInput!$B805,DataInput!H805,NA())","v":2020},{"$f":"IF($E806=DataInput!$B805,DataInput!I805,NA())","v":"POE50"},{"$f":"IF($E806=DataInput!$B805,DataInput!J805,NA())","v":45.147611757302897},{"$f":"IF($E806=DataInput!$B805,DataInput!K805,NA())","v":1},null,null,"VIC East Rowville 34 (AusNet) 66 kV",null,null,null,null,false,null,null,{"$error":"#N/A"},{"$error":"#N/A"},{"$error":"#N/A"},{"$error":"#N/A"},{"$error":"#N/A"},{"$error":"#N/A"},{"$error":"#N/A"},{"$error":"#N/A"},{"$error":"#N/A"},{"$error":"#N/A"}]
[null,{"$f":"IF(DataInput!B806=$B$8,IF($B$9=$B$10,TRUE,IF(DataInput!E806=$B$9,TRUE,FALSE)))","v":true},null,null,{"$f":"IF(B807=TRUE,DataInput!B806,NA())","v":"VIC"},{"$f":"IF($E807=DataInput!$B806,DataInput!C806,NA())","v":"ERTS3466A"},{"$f":"IF($E807=DataInput!$B806,DataInput!D806,NA())","v":"East Rowville 34 (AusNet) 66 kV"},{"$f":"IF($E807=DataInput!$B806,DataInput!E806,NA())","v":"AusNet"},{"$f":"IF($E807=DataInput!$B806,DataInput!F806,NA())","v":"Winter"},{"$f":"IF($E807=DataInput!$B806,DataInput!G806,NA())","v":"Non-Coincident"},{"$f":"IF($E807=DataInput!$B806,DataInput!H806,NA())","v":2021},{"$f":"IF($E807=DataInput!$B806,DataInput!I806,NA())","v":"POE50"},{"$f":"IF($E807=DataInput!$B806,DataInput!J806,NA())","v":45.4742987836675},{"$f":"IF($E807=DataInput!$B806,DataInput!K806,NA())","v":1},null,null,"VIC East Rowville 34 (AusNet) 66 kV",null,null,null,null,false,null,null,{"$error":"#N/A"},{"$error":"#N/A"},{"$error":"#N/A"},{"$error":"#N/A"},{"$error":"#N/A"},{"$error":"#N/A"},{"$error":"#N/A"},{"$error":"#N/A"},{"$error":"#N/A"},{"$error":"#N/A"}]
[null,{"$f":"IF(DataInput!B807=$B$8,IF($B$9=$B$10,TRUE,IF(DataInput!E807=$B$9,TRUE,FALSE)))","v":true},null,null,{"$f":"IF(B808=TRUE,DataInput!B807,NA())","v":"VIC"},{"$f":"IF($E808=DataInput!$B807,DataInput!C807,NA())","v":"ERTS3466A"},{"$f":"IF($E808=DataInput!$B807,DataInput!D807,NA())","v":"East Rowville 34 (AusNet) 66 kV"},{"$f":"IF($E808=DataInput!$B807,DataInput!E807,NA())","v":"AusNet"},{"$f":"IF($E808=DataInput!$B807,DataInput!F807,NA())","v":"Winter"},{"$f":"IF($E808=DataInput!$B807,DataInput!G807,NA())","v":"Non-Coincident"},{"$f":"IF($E808=DataInput!$B807,DataInput!H807,NA())","v":2022},{"$f":"IF($E808=DataInput!$B807,DataInput!I807,NA())","v":"POE50"},{"$f":"IF($E808=DataInput!$B807,DataInput!J807,NA())","v":45.8023806948352},{"$f":"IF($E808=DataInput!$B807,DataInput!K807,NA())","v":1},null,null,"VIC East Rowville 34 (AusNet) 66 kV",null,null,null,null,false,null,null,{"$error":"#N/A"},{"$error":"#N/A"},{"$error":"#N/A"},{"$error":"#N/A"},{"$error":"#N/A"},{"$error":"#N/A"},{"$error":"#N/A"},{"$error":"#N/A"},{"$error":"#N/A"},{"$error":"#N/A"}]
[null,{"$f":"IF(DataInput!B808=$B$8,IF($B$9=$B$10,TRUE,IF(DataInput!E808=$B$9,TRUE,FALSE)))","v":true},null,null,{"$f":"IF(B809=TRUE,DataInput!B808,NA())","v":"VIC"},{"$f":"IF($E809=DataInput!$B808,DataInput!C808,NA())","v":"ERTS3466A"},{"$f":"IF($E809=DataInput!$B808,DataInput!D808,NA())","v":"East Rowville 34 (AusNet) 66 kV"},{"$f":"IF($E809=DataInput!$B808,DataInput!E808,NA())","v":"AusNet"},{"$f":"IF($E809=DataInput!$B808,DataInput!F808,NA())","v":"Winter"},{"$f":"IF($E809=DataInput!$B808,DataInput!G808,NA())","v":"Non-Coincident"},{"$f":"IF($E809=DataInput!$B808,DataInput!H808,NA())","v":2023},{"$f":"IF($E809=DataInput!$B808,DataInput!I808,NA())","v":"POE50"},{"$f":"IF($E809=DataInput!$B808,DataInput!J808,NA())","v":46.2818628176123},{"$f":"IF($E809=DataInput!$B808,DataInput!K808,NA())","v":1},null,null,"VIC East Rowville 34 (AusNet) 66 kV",null,null,null,null,false,null,null,{"$error":"#N/A"},{"$error":"#N/A"},{"$error":"#N/A"},{"$error":"#N/A"},{"$error":"#N/A"},{"$error":"#N/A"},{"$error":"#N/A"},{"$error":"#N/A"},{"$error":"#N/A"},{"$error":"#N/A"}]
[null,{"$f":"IF(DataInput!B809=$B$8,IF($B$9=$B$10,TRUE,IF(DataInput!E809=$B$9,TRUE,FALSE)))","v":true},null,null,{"$f":"IF(B810=TRUE,DataInput!B809,NA())","v":"VIC"},{"$f":"IF($E810=DataInput!$B809,DataInput!C809,NA())","v":"ERTS3466A"},{"$f":"IF($E810=DataInput!$B809,DataInput!D809,NA())","v":"East Rowville 34 (AusNet) 66 kV"},{"$f":"IF($E810=DataInput!$B809,DataInput!E809,NA())","v":"AusNet"},{"$f":"IF($E810=DataInput!$B809,DataInput!F809,NA())","v":"Winter"},{"$f":"IF($E810=DataInput!$B809,DataInput!G809,NA())","v":"Non-Coincident"},{"$f":"IF($E810=DataInput!$B809,DataInput!H809,NA())","v":2024},{"$f":"IF($E810=DataInput!$B809,DataInput!I809,NA())","v":"POE50"},{"$f":"IF($E810=DataInput!$B809,DataInput!J809,NA())","v":46.477779681866203},{"$f":"IF($E810=DataInput!$B809,DataInput!K809,NA())","v":1},null,null,"VIC East Rowville 34 (AusNet) 66 kV",null,null,null,null,false,null,null,{"$error":"#N/A"},{"$error":"#N/A"},{"$error":"#N/A"},{"$error":"#N/A"},{"$error":"#N/A"},{"$error":"#N/A"},{"$error":"#N/A"},{"$error":"#N/A"},{"$error":"#N/A"},{"$error":"#N/A"}]
[null,{"$f":"IF(DataInput!B810=$B$8,IF($B$9=$B$10,TRUE,IF(DataInput!E810=$B$9,TRUE,FALSE)))","v":true},null,null,{"$f":"IF(B811=TRUE,DataInput!B810,NA())","v":"VIC"},{"$f":"IF($E811=DataInput!$B810,DataInput!C810,NA())","v":"ERTS3466A"},{"$f":"IF($E811=DataInput!$B810,DataInput!D810,NA())","v":"East Rowville 34 (AusNet) 66 kV"},{"$f":"IF($E811=DataInput!$B810,DataInput!E810,NA())","v":"AusNet"},{"$f":"IF($E811=DataInput!$B810,DataInput!F810,NA())","v":"Winter"},{"$f":"IF($E811=DataInput!$B810,DataInput!G810,NA())","v":"Non-Coincident"},{"$f":"IF($E811=DataInput!$B810,DataInput!H810,NA())","v":2025},{"$f":"IF($E811=DataInput!$B810,DataInput!I810,NA())","v":"POE50"},{"$f":"IF($E811=DataInput!$B810,DataInput!J810,NA())","v":46.623852024722503},{"$f":"IF($E811=DataInput!$B810,DataInput!K810,NA())","v":1},null,null,"VIC East Rowville 34 (AusNet) 66 kV",null,null,null,null,false,null,null,{"$error":"#N/A"},{"$error":"#N/A"},{"$error":"#N/A"},{"$error":"#N/A"},{"$error":"#N/A"},{"$error":"#N/A"},{"$error":"#N/A"},{"$error":"#N/A"},{"$error":"#N/A"},{"$error":"#N/A"}]
[null,{"$f":"IF(DataInput!B811=$B$8,IF($B$9=$B$10,TRUE,IF(DataInput!E811=$B$9,TRUE,FALSE)))","v":true},null,null,{"$f":"IF(B812=TRUE,DataInput!B811,NA())","v":"VIC"},{"$f":"IF($E812=DataInput!$B811,DataInput!C811,NA())","v":"ERTS3466U"},{"$f":"IF($E812=DataInput!$B811,DataInput!D811,NA())","v":"East Rowville 34 (United Energy) 66 kV"},{"$f":"IF($E812=DataInput!$B811,DataInput!E811,NA())","v":"United Energy"},{"$f":"IF($E812=DataInput!$B811,DataInput!F811,NA())","v":"Summer"},{"$f":"IF($E812=DataInput!$B811,DataInput!G811,NA())","v":"Non-Coincident"},{"$f":"IF($E812=DataInput!$B811,DataInput!H811,NA())","v":2017},{"$f":"IF($E812=DataInput!$B811,DataInput!I811,NA())","v":"POE10"},{"$f":"IF($E812=DataInput!$B811,DataInput!J811,NA())","v":204.60475180627699},{"$f":"IF($E812=DataInput!$B811,DataInput!K811,NA())","v":0.88915953936608105},null,null,"VIC East Rowville 34 (United Energy) 66 kV",null,null,null,null,false,null,null,{"$error":"#N/A"},{"$error":"#N/A"},{"$error":"#N/A"},{"$error":"#N/A"},{"$error":"#N/A"},{"$error":"#N/A"},{"$error":"#N/A"},{"$error":"#N/A"},{"$error":"#N/A"},{"$error":"#N/A"}]
[null,{"$f":"IF(DataInput!B812=$B$8,IF($B$9=$B$10,TRUE,IF(DataInput!E812=$B$9,TRUE,FALSE)))","v":true},null,null,{"$f":"IF(B813=TRUE,DataInput!B812,NA())","v":"VIC"},{"$f":"IF($E813=DataInput!$B812,DataInput!C812,NA())","v":"ERTS3466U"},{"$f":"IF($E813=DataInput!$B812,DataInput!D812,NA())","v":"East Rowville 34 (United Energy) 66 kV"},{"$f":"IF($E813=DataInput!$B812,DataInput!E812,NA())","v":"United Energy"},{"$f":"IF($E813=DataInput!$B812,DataInput!F812,NA())","v":"Summer"},{"$f":"IF($E813=DataInput!$B812,DataInput!G812,NA())","v":"Non-Coincident"},{"$f":"IF($E813=DataInput!$B812,DataInput!H812,NA())","v":2018},{"$f":"IF($E813=DataInput!$B812,DataInput!I812,NA())","v":"POE10"},{"$f":"IF($E813=DataInput!$B812,DataInput!J812,NA())","v":202.612077411537},{"$f":"IF($E813=DataInput!$B812,DataInput!K812,NA())","v":0.87412033513659004},null,null,"VIC East Rowville 34 (United Energy) 66 kV",null,null,null,null,false,null,null,{"$error":"#N/A"},{"$error":"#N/A"},{"$error":"#N/A"},{"$error":"#N/A"},{"$error":"#N/A"},{"$error":"#N/A"},{"$error":"#N/A"},{"$error":"#N/A"},{"$error":"#N/A"},{"$error":"#N/A"}]
[null,{"$f":"IF(DataInput!B813=$B$8,IF($B$9=$B$10,TRUE,IF(DataInput!E813=$B$9,TRUE,FALSE)))","v":true},null,null,{"$f":"IF(B814=TRUE,DataInput!B813,NA())","v":"VIC"},{"$f":"IF($E814=DataInput!$B813,DataInput!C813,NA())","v":"ERTS3466U"},{"$f":"IF($E814=DataInput!$B813,DataInput!D813,NA())","v":"East Rowville 34 (United Energy) 66 kV"},{"$f":"IF($E814=DataInput!$B813,DataInput!E813,NA())","v":"United Energy"},{"$f":"IF($E814=DataInput!$B813,DataInput!F813,NA())","v":"Summer"},{"$f":"IF($E814=DataInput!$B813,DataInput!G813,NA())","v":"Non-Coincident"},{"$f":"IF($E814=DataInput!$B813,DataInput!H813,NA())","v":2019},{"$f":"IF($E814=DataInput!$B813,DataInput!I813,NA())","v":"POE10"},{"$f":"IF($E814=DataInput!$B813,DataInput!J813,NA())","v":200.520189850744},{"$f":"IF($E814=DataInput!$B813,DataInput!K813,NA())","v":0.87925631352446698},null,null,"VIC East Rowville 34 (United Energy) 66 kV",null,null,null,null,false,null,null,{"$error":"#N/A"},{"$error":"#N/A"},{"$error":"#N/A"},{"$error":"#N/A"},{"$error":"#N/A"},{"$error":"#N/A"},{"$error":"#N/A"},{"$error":"#N/A"},{"$error":"#N/A"},{"$error":"#N/A"}]
[null,{"$f":"IF(DataInput!B814=$B$8,IF($B$9=$B$10,TRUE,IF(DataInput!E814=$B$9,TRUE,FALSE)))","v":true},null,null,{"$f":"IF(B815=TRUE,DataInput!B814,NA())","v":"VIC"},{"$f":"IF($E815=DataInput!$B814,DataInput!C814,NA())","v":"ERTS3466U"},{"$f":"IF($E815=DataInput!$B814,DataInput!D814,NA())","v":"East Rowville 34 (United Energy) 66 kV"},{"$f":"IF($E815=DataInput!$B814,DataInput!E814,NA())","v":"United Energy"},{"$f":"IF($E815=DataInput!$B814,DataInput!F814,NA())","v":"Summer"},{"$f":"IF($E815=DataInput!$B814,DataInput!G814,NA())","v":"Non-Coincident"},{"$f":"IF($E815=DataInput!$B814,DataInput!H814,NA())","v":2020},{"$f":"IF($E815=DataInput!$B814,DataInput!I814,NA())","v":"POE10"},{"$f":"IF($E815=DataInput!$B814,DataInput!J814,NA())","v":197.44135645207601},{"$f":"IF($E815=DataInput!$B814,DataInput!K814,NA())","v":0.88377599929298101},null,null,"VIC East Rowville 34 (United Energy) 66 kV",null,null,null,null,false,null,null,{"$error":"#N/A"},{"$error":"#N/A"},{"$error":"#N/A"},{"$error":"#N/A"},{"$error":"#N/A"},{"$error":"#N/A"},{"$error":"#N/A"},{"$error":"#N/A"},{"$error":"#N/A"},{"$error":"#N/A"}]
[null,{"$f":"IF(DataInput!B815=$B$8,IF($B$9=$B$10,TRUE,IF(DataInput!E815=$B$9,TRUE,FALSE)))","v":true},null,null,{"$f":"IF(B816=TRUE,DataInput!B815,NA())","v":"VIC"},{"$f":"IF($E816=DataInput!$B815,DataInput!C815,NA())","v":"ERTS3466U"},{"$f":"IF($E816=DataInput!$B815,DataInput!D815,NA())","v":"East Rowville 34 (United Energy) 66 kV"},{"$f":"IF($E816=DataInput!$B815,DataInput!E815,NA())","v":"United Energy"},{"$f":"IF($E816=DataInput!$B815,DataInput!F815,NA())","v":"Summer"},{"$f":"IF($E816=DataInput!$B815,DataInput!G815,NA())","v":"Non-Coincident"},{"$f":"IF($E816=DataInput!$B815,DataInput!H815,NA())","v":2021},{"$f":"IF($E816=DataInput!$B815,DataInput!I815,NA())","v":"POE10"},{"$f":"IF($E816=DataInput!$B815,DataInput!J815,NA())","v":195.87428614151801},{"$f":"IF($E816=DataInput!$B815,DataInput!K815,NA())","v":0.89056280257192699},null,null,"VIC East Rowville 34 (United Energy) 66 kV",null,null,null,null,false,null,null,{"$error":"#N/A"},{"$error":"#N/A"},{"$error":"#N/A"},{"$error":"#N/A"},{"$error":"#N/A"},{"$error":"#N/A"},{"$error":"#N/A"},{"$error":"#N/A"},{"$error":"#N/A"},{"$error":"#N/A"}]
[null,{"$f":"IF(DataInput!B816=$B$8,IF($B$9=$B$10,TRUE,IF(DataInput!E816=$B$9,TRUE,FALSE)))","v":true},null,null,{"$f":"IF(B817=TRUE,DataInput!B816,NA())","v":"VIC"},{"$f":"IF($E817=DataInput!$B816,DataInput!C816,NA())","v":"ERTS3466U"},{"$f":"IF($E817=DataInput!$B816,DataInput!D816,NA())","v":"East Rowville 34 (United Energy) 66 kV"},{"$f":"IF($E817=DataInput!$B816,DataInput!E816,NA())","v":"United Energy"},{"$f":"IF($E817=DataInput!$B816,DataInput!F816,NA())","v":"Summer"},{"$f":"IF($E817=DataInput!$B816,DataInput!G816,NA())","v":"Non-Coincident"},{"$f":"IF($E817=DataInput!$B816,DataInput!H816,NA())","v":2022},{"$f":"IF($E817=DataInput!$B816,DataInput!I816,NA())","v":"POE10"},{"$f":"IF($E817=DataInput!$B816,DataInput!J816,NA())","v":193.12355624699299},{"$f":"IF($E817=DataInput!$B816,DataInput!K816,NA())","v":0.89065643734216504},null,null,"VIC East Rowville 34 (United Energy) 66 kV",null,null,null,null,false,null,null,{"$error":"#N/A"},{"$error":"#N/A"},{"$error":"#N/A"},{"$error":"#N/A"},{"$error":"#N/A"},{"$error":"#N/A"},{"$error":"#N/A"},{"$error":"#N/A"},{"$error":"#N/A"},{"$error":"#N/A"}]
[null,{"$f":"IF(DataInput!B817=$B$8,IF($B$9=$B$10,TRUE,IF(DataInput!E817=$B$9,TRUE,FALSE)))","v":true},null,null,{"$f":"IF(B818=TRUE,DataInput!B817,NA())","v":"VIC"},{"$f":"IF($E818=DataInput!$B817,DataInput!C817,NA())","v":"ERTS3466U"},{"$f":"IF($E818=DataInput!$B817,DataInput!D817,NA())","v":"East Rowville 34 (United Energy) 66 kV"},{"$f":"IF($E818=DataInput!$B817,DataInput!E817,NA())","v":"United Energy"},{"$f":"IF($E818=DataInput!$B817,DataInput!F817,NA())","v":"Summer"},{"$f":"IF($E818=DataInput!$B817,DataInput!G817,NA())","v":"Non-Coincident"},{"$f":"IF($E818=DataInput!$B817,DataInput!H817,NA())","v":2023},{"$f":"IF($E818=DataInput!$B817,DataInput!I817,NA())","v":"POE10"},{"$f":"IF($E818=DataInput!$B817,DataInput!J817,NA())","v":191.25649239262799},{"$f":"IF($E818=DataInput!$B817,DataInput!K817,NA())","v":0.89080840583449605},null,null,"VIC East Rowville 34 (United Energy) 66 kV",null,null,null,null,false,null,null,{"$error":"#N/A"},{"$error":"#N/A"},{"$error":"#N/A"},{"$error":"#N/A"},{"$error":"#N/A"},{"$error":"#N/A"},{"$error":"#N/A"},{"$error":"#N/A"},{"$error":"#N/A"},{"$error":"#N/A"}]
[null,{"$f":"IF(DataInput!B818=$B$8,IF($B$9=$B$10,TRUE,IF(DataInput!E818=$B$9,TRUE,FALSE)))","v":true},null,null,{"$f":"IF(B819=TRUE,DataInput!B818,NA())","v":"VIC"},{"$f":"IF($E819=DataInput!$B818,DataInput!C818,NA())","v":"ERTS3466U"},{"$f":"IF($E819=DataInput!$B818,DataInput!D818,NA())","v":"East Rowville 34 (United Energy) 66 kV"},{"$f":"IF($E819=DataInput!$B818,DataInput!E818,NA())","v":"United Energy"},{"$f":"IF($E819=DataInput!$B818,DataInput!F818,NA())","v":"Summer"},{"$f":"IF($E819=DataInput!$B818,DataInput!G818,NA())","v":"Non-Coincident"},{"$f":"IF($E819=DataInput!$B818,DataInput!H818,NA())","v":2024},{"$f":"IF($E819=DataInput!$B818,DataInput!I818,NA())","v":"POE10"},{"$f":"IF($E819=DataInput!$B818,DataInput!J818,NA())","v":189.70526616665899},{"$f":"IF($E819=DataInput!$B818,DataInput!K818,NA())","v":0.89088957555790704},null,null,"VIC East Rowville 34 (United Energy) 66 kV",null,null,null,null,false,null,null,{"$error":"#N/A"},{"$error":"#N/A"},{"$error":"#N/A"},{"$error":"#N/A"},{"$error":"#N/A"},{"$error":"#N/A"},{"$error":"#N/A"},{"$error":"#N/A"},{"$error":"#N/A"},{"$error":"#N/A"}]
[null,{"$f":"IF(DataInput!B819=$B$8,IF($B$9=$B$10,TRUE,IF(DataInput!E819=$B$9,TRUE,FALSE)))","v":true},null,null,{"$f":"IF(B820=TRUE,DataInput!B819,NA())","v":"VIC"},{"$f":"IF($E820=DataInput!$B819,DataInput!C819,NA())","v":"ERTS3466U"},{"$f":"IF($E820=DataInput!$B819,DataInput!D819,NA())","v":"East Rowville 34 (United Energy) 66 kV"},{"$f":"IF($E820=DataInput!$B819,DataInput!E819,NA())","v":"United Energy"},{"$f":"IF($E820=DataInput!$B819,DataInput!F819,NA())","v":"Summer"},{"$f":"IF($E820=DataInput!$B819,DataInput!G819,NA())","v":"Non-Coincident"},{"$f":"IF($E820=DataInput!$B819,DataInput!H819,NA())","v":2025},{"$f":"IF($E820=DataInput!$B819,DataInput!I819,NA())","v":"POE10"},{"$f":"IF($E820=DataInput!$B819,DataInput!J819,NA())","v":186.98005721831899},{"$f":"IF($E820=DataInput!$B819,DataInput!K819,NA())","v":0.89097519370549805},null,null,"VIC East Rowville 34 (United Energy) 66 kV",null,null,null,null,false,null,null,{"$error":"#N/A"},{"$error":"#N/A"},{"$error":"#N/A"},{"$error":"#N/A"},{"$error":"#N/A"},{"$error":"#N/A"},{"$error":"#N/A"},{"$error":"#N/A"},{"$error":"#N/A"},{"$error":"#N/A"}]
[null,{"$f":"IF(DataInput!B820=$B$8,IF($B$9=$B$10,TRUE,IF(DataInput!E820=$B$9,TRUE,FALSE)))","v":true},null,null,{"$f":"IF(B821=TRUE,DataInput!B820,NA())","v":"VIC"},{"$f":"IF($E821=DataInput!$B820,DataInput!C820,NA())","v":"ERTS3466U"},{"$f":"IF($E821=DataInput!$B820,DataInput!D820,NA())","v":"East Rowville 34 (United Energy) 66 kV"},{"$f":"IF($E821=DataInput!$B820,DataInput!E820,NA())","v":"United Energy"},{"$f":"IF($E821=DataInput!$B820,DataInput!F820,NA())","v":"Summer"},{"$f":"IF($E821=DataInput!$B820,DataInput!G820,NA())","v":"Non-Coincident"},{"$f":"IF($E821=DataInput!$B820,DataInput!H820,NA())","v":2026},{"$f":"IF($E821=DataInput!$B820,DataInput!I820,NA())","v":"POE10"},{"$f":"IF($E821=DataInput!$B820,DataInput!J820,NA())","v":185.22112997907101},{"$f":"IF($E821=DataInput!$B820,DataInput!K820,NA())","v":0.89106077028396402},null,null,"VIC East Rowville 34 (United Energy) 66 kV",null,null,null,null,false,null,null,{"$error":"#N/A"},{"$error":"#N/A"},{"$error":"#N/A"},{"$error":"#N/A"},{"$error":"#N/A"},{"$error":"#N/A"},{"$error":"#N/A"},{"$error":"#N/A"},{"$error":"#N/A"},{"$error":"#N/A"}]
[null,{"$f":"IF(DataInput!B821=$B$8,IF($B$9=$B$10,TRUE,IF(DataInput!E821=$B$9,TRUE,FALSE)))","v":true},null,null,{"$f":"IF(B822=TRUE,DataInput!B821,NA())","v":"VIC"},{"$f":"IF($E822=DataInput!$B821,DataInput!C821,NA())","v":"ERTS3466U"},{"$f":"IF($E822=DataInput!$B821,DataInput!D821,NA())","v":"East Rowville 34 (United Energy) 66 kV"},{"$f":"IF($E822=DataInput!$B821,DataInput!E821,NA())","v":"United Energy"},{"$f":"IF($E822=DataInput!$B821,DataInput!F821,NA())","v":"Summer"},{"$f":"IF($E822=DataInput!$B821,DataInput!G821,NA())","v":"Non-Coincident"},{"$f":"IF($E822=DataInput!$B821,DataInput!H821,NA())","v":2017},{"$f":"IF($E822=DataInput!$B821,DataInput!I821,NA())","v":"POE50"},{"$f":"IF($E822=DataInput!$B821,DataInput!J821,NA())","v":195.50824280925201},{"$f":"IF($E822=DataInput!$B821,DataInput!K821,NA())","v":0.88695346613942105},null,null,"VIC East Rowville 34 (United Energy) 66 kV",null,null,null,null,false,null,null,{"$error":"#N/A"},{"$error":"#N/A"},{"$error":"#N/A"},{"$error":"#N/A"},{"$error":"#N/A"},{"$error":"#N/A"},{"$error":"#N/A"},{"$error":"#N/A"},{"$error":"#N/A"},{"$error":"#N/A"}]
[null,{"$f":"IF(DataInput!B822=$B$8,IF($B$9=$B$10,TRUE,IF(DataInput!E822=$B$9,TRUE,FALSE)))","v":true},null,null,{"$f":"IF(B823=TRUE,DataInput!B822,NA())","v":"VIC"},{"$f":"IF($E823=DataInput!$B822,DataInput!C822,NA())","v":"ERTS3466U"},{"$f":"IF($E823=DataInput!$B822,DataInput!D822,NA())","v":"East Rowville 34 (United Energy) 66 kV"},{"$f":"IF($E823=DataInput!$B822,DataInput!E822,NA())","v":"United Energy"},{"$f":"IF($E823=DataInput!$B822,DataInput!F822,NA())","v":"Summer"},{"$f":"IF($E823=DataInput!$B822,DataInput!G822,NA())","v":"Non-Coincident"},{"$f":"IF($E823=DataInput!$B822,DataInput!H822,NA())","v":2018},{"$f":"IF($E823=DataInput!$B822,DataInput!I822,NA())","v":"POE50"},{"$f":"IF($E823=DataInput!$B822,DataInput!J822,NA())","v":194.271415530148},{"$f":"IF($E823=DataInput!$B822,DataInput!K822,NA())","v":0.88150539571964004},null,null,"VIC East Rowville 34 (United Energy) 66 kV",null,null,null,null,false,null,null,{"$error":"#N/A"},{"$f":"IF($V823=TRUE,F823,NA())","v":{"$error":"#N/A"}},{"$f":"IF($V823=TRUE,G823,NA())","v":{"$error":"#N/A"}},{"$f":"IF($V823=TRUE,H823,NA())","v":{"$error":"#N/A"}},{"$f":"IF($V823=TRUE,I823,NA())","v":{"$error":"#N/A"}},{"$f":"IF($V823=TRUE,J823,NA())","v":{"$error":"#N/A"}},{"$f":"IF($V823=TRUE,K823,NA())","v":{"$error":"#N/A"}},{"$f":"IF($V823=TRUE,L823,NA())","v":{"$error":"#N/A"}},{"$f":"IF($V823=TRUE,M823,NA())","v":{"$error":"#N/A"}},{"$f":"IF($V823=TRUE,N823,NA())","v":{"$error":"#N/A"}}]
[null,{"$f":"IF(DataInput!B823=$B$8,IF($B$9=$B$10,TRUE,IF(DataInput!E823=$B$9,TRUE,FALSE)))","v":true},null,null,{"$f":"IF(B824=TRUE,DataInput!B823,NA())","v":"VIC"},{"$f":"IF($E824=DataInput!$B823,DataInput!C823,NA())","v":"ERTS3466U"},{"$f":"IF($E824=DataInput!$B823,DataInput!D823,NA())","v":"East Rowville 34 (United Energy) 66 kV"},{"$f":"IF($E824=DataInput!$B823,DataInput!E823,NA())","v":"United Energy"},{"$f":"IF($E824=DataInput!$B823,DataInput!F823,NA())","v":"Summer"},{"$f":"IF($E824=DataInput!$B823,DataInput!G823,NA())","v":"Non-Coincident"},{"$f":"IF($E824=DataInput!$B823,DataInput!H823,NA())","v":2019},{"$f":"IF($E824=DataInput!$B823,DataInput!I823,NA())","v":"POE50"},{"$f":"IF($E824=DataInput!$B823,DataInput!J823,NA())","v":192.83122476548499},{"$f":"IF($E824=DataInput!$B823,DataInput!K823,NA())","v":0.883066681467082},null,null,"VIC East Rowville 34 (United Energy) 66 kV",null,null,null,null,false,null,null,{"$error":"#N/A"},{"$error":"#N/A"},{"$error":"#N/A"},{"$error":"#N/A"},{"$error":"#N/A"},{"$error":"#N/A"},{"$error":"#N/A"},{"$error":"#N/A"},{"$error":"#N/A"},{"$error":"#N/A"}]
[null,{"$f":"IF(DataInput!B824=$B$8,IF($B$9=$B$10,TRUE,IF(DataInput!E824=$B$9,TRUE,FALSE)))","v":true},null,null,{"$f":"IF(B825=TRUE,DataInput!B824,NA())","v":"VIC"},{"$f":"IF($E825=DataInput!$B824,DataInput!C824,NA())","v":"ERTS3466U"},{"$f":"IF($E825=DataInput!$B824,DataInput!D824,NA())","v":"East Rowville 34 (United Energy) 66 kV"},{"$f":"IF($E825=DataInput!$B824,DataInput!E824,NA())","v":"United Energy"},{"$f":"IF($E825=DataInput!$B824,DataInput!F824,NA())","v":"Summer"},{"$f":"IF($E825=DataInput!$B824,DataInput!G824,NA())","v":"Non-Coincident"},{"$f":"IF($E825=DataInput!$B824,DataInput!H824,NA())","v":2020},{"$f":"IF($E825=DataInput!$B824,DataInput!I824,NA())","v":"POE50"},{"$f":"IF($E825=DataInput!$B824,DataInput!J824,NA())","v":189.99265795767499},{"$f":"IF($E825=DataInput!$B824,DataInput!K824,NA())","v":0.88389931809828903},null,null,"VIC East Rowville 34 (United Energy) 66 kV",null,null,null,null,false,null,null,{"$error":"#N/A"},{"$error":"#N/A"},{"$error":"#N/A"},{"$error":"#N/A"},{"$error":"#N/A"},{"$error":"#N/A"},{"$error":"#N/A"},{"$error":"#N/A"},{"$error":"#N/A"},{"$error":"#N/A"}]
[null,{"$f":"IF(DataInput!B825=$B$8,IF($B$9=$B$10,TRUE,IF(DataInput!E825=$B$9,TRUE,FALSE)))","v":true},null,null,{"$f":"IF(B826=TRUE,DataInput!B825,NA())","v":"VIC"},{"$f":"IF($E826=DataInput!$B825,DataInput!C825,NA())","v":"ERTS3466U"},{"$f":"IF($E826=DataInput!$B825,DataInput!D825,NA())","v":"East Rowville 34 (United Energy) 66 kV"},{"$f":"IF($E826=DataInput!$B825,DataInput!E825,NA())","v":"United Energy"},{"$f":"IF($E826=DataInput!$B825,DataInput!F825,NA())","v":"Summer"},{"$f":"IF($E826=DataInput!$B825,DataInput!G825,NA())","v":"Non-Coincident"},{"$f":"IF($E826=DataInput!$B825,DataInput!H825,NA())","v":2021},{"$f":"IF($E826=DataInput!$B825,DataInput!I825,NA())","v":"POE50"},{"$f":"IF($E826=DataInput!$B825,DataInput!J825,NA())","v":190.36644987443501},{"$f":"IF($E826=DataInput!$B825,DataInput!K825,NA())","v":0.88842562784785495},null,null,"VIC East Rowville 34 (United Energy) 66 kV",null,null,null,null,false,null,null,{"$error":"#N/A"},{"$error":"#N/A"},{"$error":"#N/A"},{"$error":"#N/A"},{"$error":"#N/A"},{"$error":"#N/A"},{"$error":"#N/A"},{"$error":"#N/A"},{"$error":"#N/A"},{"$error":"#N/A"}]
[null,{"$f":"IF(DataInput!B826=$B$8,IF($B$9=$B$10,TRUE,IF(DataInput!E826=$B$9,TRUE,FALSE)))","v":true},null,null,{"$f":"IF(B827=TRUE,DataInput!B826,NA())","v":"VIC"},{"$f":"IF($E827=DataInput!$B826,DataInput!C826,NA())","v":"ERTS3466U"},{"$f":"IF($E827=DataInput!$B826,DataInput!D826,NA())","v":"East Rowville 34 (United Energy) 66 kV"},{"$f":"IF($E827=DataInput!$B826,DataInput!E826,NA())","v":"United Energy"},{"$f":"IF($E827=DataInput!$B826,DataInput!F826,NA())","v":"Summer"},{"$f":"IF($E827=DataInput!$B826,DataInput!G826,NA())","v":"Non-Coincident"},{"$f":"IF($E827=DataInput!$B826,DataInput!H826,NA())","v":2022},{"$f":"IF($E827=DataInput!$B826,DataInput!I826,NA())","v":"POE50"},{"$f":"IF($E827=DataInput!$B826,DataInput!J826,NA())","v":186.36787988921699},{"$f":"IF($E827=DataInput!$B826,DataInput!K826,NA())","v":0.88853115808373995},null,null,"VIC East Rowville 34 (United Energy) 66 kV",null,null,null,null,false,null,null,{"$error":"#N/A"},{"$error":"#N/A"},{"$error":"#N/A"},{"$error":"#N/A"},{"$error":"#N/A"},{"$error":"#N/A"},{"$error":"#N/A"},{"$error":"#N/A"},{"$error":"#N/A"},{"$error":"#N/A"}]
[null,{"$f":"IF(DataInput!B827=$B$8,IF($B$9=$B$10,TRUE,IF(DataInput!E827=$B$9,TRUE,FALSE)))","v":true},null,null,{"$f":"IF(B828=TRUE,DataInput!B827,NA())","v":"VIC"},{"$f":"IF($E828=DataInput!$B827,DataInput!C827,NA())","v":"ERTS3466U"},{"$f":"IF($E828=DataInput!$B827,DataInput!D827,NA())","v":"East Rowville 34 (United Energy) 66 kV"},{"$f":"IF($E828=DataInput!$B827,DataInput!E827,NA())","v":"United Energy"},{"$f":"IF($E828=DataInput!$B827,DataInput!F827,NA())","v":"Summer"},{"$f":"IF($E828=DataInput!$B827,DataInput!G827,NA())","v":"Non-Coincident"},{"$f":"IF($E828=DataInput!$B827,DataInput!H827,NA())","v":2023},{"$f":"IF($E828=DataInput!$B827,DataInput!I827,NA())","v":"POE50"},{"$f":"IF($E828=DataInput!$B827,DataInput!J827,NA())","v":185.98897921095201},{"$f":"IF($E828=DataInput!$B827,DataInput!K827,NA())","v":0.88870536800175604},null,null,"VIC East Rowville 34 (United Energy) 66 kV",null,null,null,null,false,null,null,{"$error":"#N/A"},{"$error":"#N/A"},{"$error":"#N/A"},{"$error":"#N/A"},{"$error":"#N/A"},{"$error":"#N/A"},{"$error":"#N/A"},{"$error":"#N/A"},{"$error":"#N/A"},{"$error":"#N/A"}]
[null,{"$f":"IF(DataInput!B828=$B$8,IF($B$9=$B$10,TRUE,IF(DataInput!E828=$B$9,TRUE,FALSE)))","v":true},null,null,{"$f":"IF(B829=TRUE,DataInput!B828,NA())","v":"VIC"},{"$f":"IF($E829=DataInput!$B828,DataInput!C828,NA())","v":"ERTS3466U"},{"$f":"IF($E829=DataInput!$B828,DataInput!D828,NA())","v":"East Rowville 34 (United Energy) 66 kV"},{"$f":"IF($E829=DataInput!$B828,DataInput!E828,NA())","v":"United Energy"},{"$f":"IF($E829=DataInput!$B828,DataInput!F828,NA())","v":"Summer"},{"$f":"IF($E829=DataInput!$B828,DataInput!G828,NA())","v":"Non-Coincident"},{"$f":"IF($E829=DataInput!$B828,DataInput!H828,NA())","v":2024},{"$f":"IF($E829=DataInput!$B828,DataInput!I828,NA())","v":"POE50"},{"$f":"IF($E829=DataInput!$B828,DataInput!J828,NA())","v":185.04516110670099},{"$f":"IF($E829=DataInput!$B828,DataInput!K828,NA())","v":0.88880449870413902},null,null,"VIC East Rowville 34 (United Energy) 66 kV",null,null,null,null,false,null,null,{"$error":"#N/A"},{"$error":"#N/A"},{"$error":"#N/A"},{"$error":"#N/A"},{"$error":"#N/A"},{"$error":"#N/A"},{"$error":"#N/A"},{"$error":"#N/A"},{"$error":"#N/A"},{"$error":"#N/A"}]
[null,{"$f":"IF(DataInput!B829=$B$8,IF($B$9=$B$10,TRUE,IF(DataInput!E829=$B$9,TRUE,FALSE)))","v":true},null,null,{"$f":"IF(B830=TRUE,DataInput!B829,NA())","v":"VIC"},{"$f":"IF($E830=DataInput!$B829,DataInput!C829,NA())","v":"ERTS3466U"},{"$f":"IF($E830=DataInput!$B829,DataInput!D829,NA())","v":"East Rowville 34 (United Energy) 66 kV"},{"$f":"IF($E830=DataInput!$B829,DataInput!E829,NA())","v":"United Energy"},{"$f":"IF($E830=DataInput!$B829,DataInput!F829,NA())","v":"Summer"},{"$f":"IF($E830=DataInput!$B829,DataInput!G829,NA())","v":"Non-Coincident"},{"$f":"IF($E830=DataInput!$B829,DataInput!H829,NA())","v":2025},{"$f":"IF($E830=DataInput!$B829,DataInput!I829,NA())","v":"POE50"},{"$f":"IF($E830=DataInput!$B829,DataInput!J829,NA())","v":181.44444273833699},{"$f":"IF($E830=DataInput!$B829,DataInput!K829,NA())","v":0.88890157630809397},null,null,"VIC East Rowville 34 (United Energy) 66 kV",null,null,null,null,false,null,null,{"$error":"#N/A"},{"$error":"#N/A"},{"$error":"#N/A"},{"$error":"#N/A"},{"$error":"#N/A"},{"$error":"#N/A"},{"$error":"#N/A"},{"$error":"#N/A"},{"$error":"#N/A"},{"$error":"#N/A"}]
[null,{"$f":"IF(DataInput!B830=$B$8,IF($B$9=$B$10,TRUE,IF(DataInput!E830=$B$9,TRUE,FALSE)))","v":true},null,null,{"$f":"IF(B831=TRUE,DataInput!B830,NA())","v":"VIC"},{"$f":"IF($E831=DataInput!$B830,DataInput!C830,NA())","v":"ERTS3466U"},{"$f":"IF($E831=DataInput!$B830,DataInput!D830,NA())","v":"East Rowville 34 (United Energy) 66 kV"},{"$f":"IF($E831=DataInput!$B830,DataInput!E830,NA())","v":"United Energy"},{"$f":"IF($E831=DataInput!$B830,DataInput!F830,NA())","v":"Summer"},{"$f":"IF($E831=DataInput!$B830,DataInput!G830,NA())","v":"Non-Coincident"},{"$f":"IF($E831=DataInput!$B830,DataInput!H830,NA())","v":2026},{"$f":"IF($E831=DataInput!$B830,DataInput!I830,NA())","v":"POE50"},{"$f":"IF($E831=DataInput!$B830,DataInput!J830,NA())","v":179.55271224448401},{"$f":"IF($E831=DataInput!$B830,DataInput!K830,NA())","v":0.88900264716678701},null,null,"VIC East Rowville 34 (United Energy) 66 kV",null,null,null,null,false,null,null,{"$error":"#N/A"},{"$error":"#N/A"},{"$error":"#N/A"},{"$error":"#N/A"},{"$error":"#N/A"},{"$error":"#N/A"},{"$error":"#N/A"},{"$error":"#N/A"},{"$error":"#N/A"},{"$error":"#N/A"}]
[null,{"$f":"IF(DataInput!B831=$B$8,IF($B$9=$B$10,TRUE,IF(DataInput!E831=$B$9,TRUE,FALSE)))","v":true},null,null,{"$f":"IF(B832=TRUE,DataInput!B831,NA())","v":"VIC"},{"$f":"IF($E832=DataInput!$B831,DataInput!C831,NA())","v":"ERTS3466U"},{"$f":"IF($E832=DataInput!$B831,DataInput!D831,NA())","v":"East Rowville 34 (United Energy) 66 kV"},{"$f":"IF($E832=DataInput!$B831,DataInput!E831,NA())","v":"United Energy"},{"$f":"IF($E832=DataInput!$B831,DataInput!F831,NA())","v":"Winter"},{"$f":"IF($E832=DataInput!$B831,DataInput!G831,NA())","v":"Non-Coincident"},{"$f":"IF($E832=DataInput!$B831,DataInput!H831,NA())","v":2016},{"$f":"IF($E832=DataInput!$B831,DataInput!I831,NA())","v":"POE10"},{"$f":"IF($E832=DataInput!$B831,DataInput!J831,NA())","v":200.19531689777901},{"$f":"IF($E832=DataInput!$B831,DataInput!K831,NA())","v":0.79379840760703502},null,null,"VIC East Rowville 34 (United Energy) 66 kV",null,null,null,null,false,null,null,{"$error":"#N/A"},{"$error":"#N/A"},{"$error":"#N/A"},{"$error":"#N/A"},{"$error":"#N/A"},{"$error":"#N/A"},{"$error":"#N/A"},{"$error":"#N/A"},{"$error":"#N/A"},{"$error":"#N/A"}]
[null,{"$f":"IF(DataInput!B832=$B$8,IF($B$9=$B$10,TRUE,IF(DataInput!E832=$B$9,TRUE,FALSE)))","v":true},null,null,{"$f":"IF(B833=TRUE,DataInput!B832,NA())","v":"VIC"},{"$f":"IF($E833=DataInput!$B832,DataInput!C832,NA())","v":"ERTS3466U"},{"$f":"IF($E833=DataInput!$B832,DataInput!D832,NA())","v":"East Rowville 34 (United Energy) 66 kV"},{"$f":"IF($E833=DataInput!$B832,DataInput!E832,NA())","v":"United Energy"},{"$f":"IF($E833=DataInput!$B832,DataInput!F832,NA())","v":"Winter"},{"$f":"IF($E833=DataInput!$B832,DataInput!G832,NA())","v":"Non-Coincident"},{"$f":"IF($E833=DataInput!$B832,DataInput!H832,NA())","v":2017},{"$f":"IF($E833=DataInput!$B832,DataInput!I832,NA())","v":"POE10"},{"$f":"IF($E833=DataInput!$B832,DataInput!J832,NA())","v":201.60876320936299},{"$f":"IF($E833=DataInput!$B832,DataInput!K832,NA())","v":0.80185498250679799},null,null,"VIC East Rowville 34 (United Energy) 66 kV",null,null,null,null,false,null,null,{"$error":"#N/A"},{"$error":"#N/A"},{"$error":"#N/A"},{"$error":"#N/A"},{"$error":"#N/A"},{"$error":"#N/A"},{"$error":"#N/A"},{"$error":"#N/A"},{"$error":"#N/A"},{"$error":"#N/A"}]
[null,{"$f":"IF(DataInput!B833=$B$8,IF($B$9=$B$10,TRUE,IF(DataInput!E833=$B$9,TRUE,FALSE)))","v":true},null,null,{"$f":"IF(B834=TRUE,DataInput!B833,NA())","v":"VIC"},{"$f":"IF($E834=DataInput!$B833,DataInput!C833,NA())","v":"ERTS3466U"},{"$f":"IF($E834=DataInput!$B833,DataInput!D833,NA())","v":"East Rowville 34 (United Energy) 66 kV"},{"$f":"IF($E834=DataInput!$B833,DataInput!E833,NA())","v":"United Energy"},{"$f":"IF($E834=DataInput!$B833,DataInput!F833,NA())","v":"Winter"},{"$f":"IF($E834=DataInput!$B833,DataInput!G833,NA())","v":"Non-Coincident"},{"$f":"IF($E834=DataInput!$B833,DataInput!H833,NA())","v":2018},{"$f":"IF($E834=DataInput!$B833,DataInput!I833,NA())","v":"POE10"},{"$f":"IF($E834=DataInput!$B833,DataInput!J833,NA())","v":203.15046583779599},{"$f":"IF($E834=DataInput!$B833,DataInput!K833,NA())","v":0.80010476267265296},null,null,"VIC East Rowville 34 (United Energy) 66 kV",null,null,null,null,false,null,null,{"$error":"#N/A"},{"$error":"#N/A"},{"$error":"#N/A"},{"$error":"#N/A"},{"$error":"#N/A"},{"$error":"#N/A"},{"$error":"#N/A"},{"$error":"#N/A"},{"$error":"#N/A"},{"$error":"#N/A"}]
[null,{"$f":"IF(DataInput!B834=$B$8,IF($B$9=$B$10,TRUE,IF(DataInput!E834=$B$9,TRUE,FALSE)))","v":true},null,null,{"$f":"IF(B835=TRUE,DataInput!B834,NA())","v":"VIC"},{"$f":"IF($E835=DataInput!$B834,DataInput!C834,NA())","v":"ERTS3466U"},{"$f":"IF($E835=DataInput!$B834,DataInput!D834,NA())","v":"East Rowville 34 (United Energy) 66 kV"},{"$f":"IF($E835=DataInput!$B834,DataInput!E834,NA())","v":"United Energy"},{"$f":"IF($E835=DataInput!$B834,DataInput!F834,NA())","v":"Winter"},{"$f":"IF($E835=DataInput!$B834,DataInput!G834,NA())","v":"Non-Coincident"},{"$f":"IF($E835=DataInput!$B834,DataInput!H834,NA())","v":2019},{"$f":"IF($E835=DataInput!$B834,DataInput!I834,NA())","v":"POE10"},{"$f":"IF($E835=DataInput!$B834,DataInput!J834,NA())","v":205.97205376311999},{"$f":"IF($E835=DataInput!$B834,DataInput!K834,NA())","v":0.79911165520592198},null,null,"VIC East Rowville 34 (United Energy) 66 kV",null,null,null,null,false,null,null,{"$error":"#N/A"},{"$error":"#N/A"},{"$error":"#N/A"},{"$error":"#N/A"},{"$error":"#N/A"},{"$error":"#N/A"},{"$error":"#N/A"},{"$error":"#N/A"},{"$error":"#N/A"},{"$error":"#N/A"}]
[null,{"$f":"IF(DataInput!B835=$B$8,IF($B$9=$B$10,TRUE,IF(DataInput!E835=$B$9,TRUE,FALSE)))","v":true},null,null,{"$f":"IF(B836=TRUE,DataInput!B835,NA())","v":"VIC"},{"$f":"IF($E836=DataInput!$B835,DataInput!C835,NA())","v":"ERTS3466U"},{"$f":"IF($E836=DataInput!$B835,DataInput!D835,NA())","v":"East Rowville 34 (United Energy) 66 kV"},{"$f":"IF($E836=DataInput!$B835,DataInput!E835,NA())","v":"United Energy"},{"$f":"IF($E836=DataInput!$B835,DataInput!F835,NA())","v":"Winter"},{"$f":"IF($E836=DataInput!$B835,DataInput!G835,NA())","v":"Non-Coincident"},{"$f":"IF($E836=DataInput!$B835,DataInput!H835,NA())","v":2020},{"$f":"IF($E836=DataInput!$B835,DataInput!I835,NA())","v":"POE10"},{"$f":"IF($E836=DataInput!$B835,DataInput!J835,NA())","v":209.839657243559},{"$f":"IF($E836=DataInput!$B835,DataInput!K835,NA())","v":0.79527225262200396},null,null,"VIC East Rowville 34 (United Energy) 66 kV",null,null,null,null,false,null,null,{"$error":"#N/A"},{"$error":"#N/A"},{"$error":"#N/A"},{"$error":"#N/A"},{"$error":"#N/A"},{"$error":"#N/A"},{"$error":"#N/A"},{"$error":"#N/A"},{"$error":"#N/A"},{"$error":"#N/A"}]
[null,{"$f":"IF(DataInput!B836=$B$8,IF($B$9=$B$10,TRUE,IF(DataInput!E836=$B$9,TRUE,FALSE)))","v":true},null,null,{"$f":"IF(B837=TRUE,DataInput!B836,NA())","v":"VIC"},{"$f":"IF($E837=DataInput!$B836,DataInput!C836,NA())","v":"ERTS3466U"},{"$f":"IF($E837=DataInput!$B836,DataInput!D836,NA())","v":"East Rowville 34 (United Energy) 66 kV"},{"$f":"IF($E837=DataInput!$B836,DataInput!E836,NA())","v":"United Energy"},{"$f":"IF($E837=DataInput!$B836,DataInput!F836,NA())","v":"Winter"},{"$f":"IF($E837=DataInput!$B836,DataInput!G836,NA())","v":"Non-Coincident"},{"$f":"IF($E837=DataInput!$B836,DataInput!H836,NA())","v":2021},{"$f":"IF($E837=DataInput!$B836,DataInput!I836,NA())","v":"POE10"},{"$f":"IF($E837=DataInput!$B836,DataInput!J836,NA())","v":212.02403472514899},{"$f":"IF($E837=DataInput!$B836,DataInput!K836,NA())","v":0.79533075850422297},null,null,"VIC East Rowville 34 (United Energy) 66 kV",null,null,null,null,false,null,null,{"$error":"#N/A"},{"$error":"#N/A"},{"$error":"#N/A"},{"$error":"#N/A"},{"$error":"#N/A"},{"$error":"#N/A"},{"$error":"#N/A"},{"$error":"#N/A"},{"$error":"#N/A"},{"$error":"#N/A"}]
[null,{"$f":"IF(DataInput!B837=$B$8,IF($B$9=$B$10,TRUE,IF(DataInput!E837=$B$9,TRUE,FALSE)))","v":true},null,null,{"$f":"IF(B838=TRUE,DataInput!B837,NA())","v":"VIC"},{"$f":"IF($E838=DataInput!$B837,DataInput!C837,NA())","v":"ERTS3466U"},{"$f":"IF($E838=DataInput!$B837,DataInput!D837,NA())","v":"East Rowville 34 (United Energy) 66 kV"},{"$f":"IF($E838=DataInput!$B837,DataInput!E837,NA())","v":"United Energy"},{"$f":"IF($E838=DataInput!$B837,DataInput!F837,NA())","v":"Winter"},{"$f":"IF($E838=DataInput!$B837,DataInput!G837,NA())","v":"Non-Coincident"},{"$f":"IF($E838=DataInput!$B837,DataInput!H837,NA())","v":2022},{"$f":"IF($E838=DataInput!$B837,DataInput!I837,NA())","v":"POE10"},{"$f":"IF($E838=DataInput!$B837,DataInput!J837,NA())","v":214.416602122283},{"$f":"IF($E838=DataInput!$B837,DataInput!K837,NA())","v":0.79538474682641003},null,null,"VIC East Rowville 34 (United Energy) 66 kV",null,null,null,null,false,null,null,{"$error":"#N/A"},{"$error":"#N/A"},{"$error":"#N/A"},{"$error":"#N/A"},{"$error":"#N/A"},{"$error":"#N/A"},{"$error":"#N/A"},{"$error":"#N/A"},{"$error":"#N/A"},{"$error":"#N/A"}]
[null,{"$f":"IF(DataInput!B838=$B$8,IF($B$9=$B$10,TRUE,IF(DataInput!E838=$B$9,TRUE,FALSE)))","v":true},null,null,{"$f":"IF(B839=TRUE,DataInput!B838,NA())","v":"VIC"},{"$f":"IF($E839=DataInput!$B838,DataInput!C838,NA())","v":"ERTS3466U"},{"$f":"IF($E839=DataInput!$B838,DataInput!D838,NA())","v":"East Rowville 34 (United Energy) 66 kV"},{"$f":"IF($E839=DataInput!$B838,DataInput!E838,NA())","v":"United Energy"},{"$f":"IF($E839=DataInput!$B838,DataInput!F838,NA())","v":"Winter"},{"$f":"IF($E839=DataInput!$B838,DataInput!G838,NA())","v":"Non-Coincident"},{"$f":"IF($E839=DataInput!$B838,DataInput!H838,NA())","v":2023},{"$f":"IF($E839=DataInput!$B838,DataInput!I838,NA())","v":"POE10"},{"$f":"IF($E839=DataInput!$B838,DataInput!J838,NA())","v":217.433916403214},{"$f":"IF($E839=DataInput!$B838,DataInput!K838,NA())","v":0.79556385848017097},null,null,"VIC East Rowville 34 (United Energy) 66 kV",null,null,null,null,false,null,null,{"$error":"#N/A"},{"$error":"#N/A"},{"$error":"#N/A"},{"$error":"#N/A"},{"$error":"#N/A"},{"$error":"#N/A"},{"$error":"#N/A"},{"$error":"#N/A"},{"$error":"#N/A"},{"$error":"#N/A"}]
[null,{"$f":"IF(DataInput!B839=$B$8,IF($B$9=$B$10,TRUE,IF(DataInput!E839=$B$9,TRUE,FALSE)))","v":true},null,null,{"$f":"IF(B840=TRUE,DataInput!B839,NA())","v":"VIC"},{"$f":"IF($E840=DataInput!$B839,DataInput!C839,NA())","v":"ERTS3466U"},{"$f":"IF($E840=DataInput!$B839,DataInput!D839,NA())","v":"East Rowville 34 (United Energy) 66 kV"},{"$f":"IF($E840=DataInput!$B839,DataInput!E839,NA())","v":"United Energy"},{"$f":"IF($E840=DataInput!$B839,DataInput!F839,NA())","v":"Winter"},{"$f":"IF($E840=DataInput!$B839,DataInput!G839,NA())","v":"Non-Coincident"},{"$f":"IF($E840=DataInput!$B839,DataInput!H839,NA())","v":2024},{"$f":"IF($E840=DataInput!$B839,DataInput!I839,NA())","v":"POE10"},{"$f":"IF($E840=DataInput!$B839,DataInput!J839,NA())","v":219.135107903472},{"$f":"IF($E840=DataInput!$B839,DataInput!K839,NA())","v":0.79560602934444402},null,null,"VIC East Rowville 34 (United Energy) 66 kV",null,null,null,null,false,null,null,{"$error":"#N/A"},{"$error":"#N/A"},{"$error":"#N/A"},{"$error":"#N/A"},{"$error":"#N/A"},{"$error":"#N/A"},{"$error":"#N/A"},{"$error":"#N/A"},{"$error":"#N/A"},{"$error":"#N/A"}]
[null,{"$f":"IF(DataInput!B840=$B$8,IF($B$9=$B$10,TRUE,IF(DataInput!E840=$B$9,TRUE,FALSE)))","v":true},null,null,{"$f":"IF(B841=TRUE,DataInput!B840,NA())","v":"VIC"},{"$f":"IF($E841=DataInput!$B840,DataInput!C840,NA())","v":"ERTS3466U"},{"$f":"IF($E841=DataInput!$B840,DataInput!D840,NA())","v":"East Rowville 34 (United Energy) 66 kV"},{"$f":"IF($E841=DataInput!$B840,DataInput!E840,NA())","v":"United Energy"},{"$f":"IF($E841=DataInput!$B840,DataInput!F840,NA())","v":"Winter"},{"$f":"IF($E841=DataInput!$B840,DataInput!G840,NA())","v":"Non-Coincident"},{"$f":"IF($E841=DataInput!$B840,DataInput!H840,NA())","v":2025},{"$f":"IF($E841=DataInput!$B840,DataInput!I840,NA())","v":"POE10"},{"$f":"IF($E841=DataInput!$B840,DataInput!J840,NA())","v":220.37474489658101},{"$f":"IF($E841=DataInput!$B840,DataInput!K840,NA())","v":0.79564394632944402},null,null,"VIC East Rowville 34 (United Energy) 66 kV",null,null,null,null,false,null,null,{"$error":"#N/A"},{"$error":"#N/A"},{"$error":"#N/A"},{"$error":"#N/A"},{"$error":"#N/A"},{"$error":"#N/A"},{"$error":"#N/A"},{"$error":"#N/A"},{"$error":"#N/A"},{"$error":"#N/A"}]
[null,{"$f":"IF(DataInput!B841=$B$8,IF($B$9=$B$10,TRUE,IF(DataInput!E841=$B$9,TRUE,FALSE)))","v":true},null,null,{"$f":"IF(B842=TRUE,DataInput!B841,NA())","v":"VIC"},{"$f":"IF($E842=DataInput!$B841,DataInput!C841,NA())","v":"ERTS3466U"},{"$f":"IF($E842=DataInput!$B841,DataInput!D841,NA())","v":"East Rowville 34 (United Energy) 66 kV"},{"$f":"IF($E842=DataInput!$B841,DataInput!E841,NA())","v":"United Energy"},{"$f":"IF($E842=DataInput!$B841,DataInput!F841,NA())","v":"Winter"},{"$f":"IF($E842=DataInput!$B841,DataInput!G841,NA())","v":"Non-Coincident"},{"$f":"IF($E842=DataInput!$B841,DataInput!H841,NA())","v":2016},{"$f":"IF($E842=DataInput!$B841,DataInput!I841,NA())","v":"POE50"},{"$f":"IF($E842=DataInput!$B841,DataInput!J841,NA())","v":195.01550101124101},{"$f":"IF($E842=DataInput!$B841,DataInput!K841,NA())","v":0.79795200418045897},null,null,"VIC East Rowville 34 (United Energy) 66 kV",null,null,null,null,false,null,null,{"$error":"#N/A"},{"$error":"#N/A"},{"$error":"#N/A"},{"$error":"#N/A"},{"$error":"#N/A"},{"$error":"#N/A"},{"$error":"#N/A"},{"$error":"#N/A"},{"$error":"#N/A"},{"$error":"#N/A"}]
[null,{"$f":"IF(DataInput!B842=$B$8,IF($B$9=$B$10,TRUE,IF(DataInput!E842=$B$9,TRUE,FALSE)))","v":true},null,null,{"$f":"IF(B843=TRUE,DataInput!B842,NA())","v":"VIC"},{"$f":"IF($E843=DataInput!$B842,DataInput!C842,NA())","v":"ERTS3466U"},{"$f":"IF($E843=DataInput!$B842,DataInput!D842,NA())","v":"East Rowville 34 (United Energy) 66 kV"},{"$f":"IF($E843=DataInput!$B842,DataInput!E842,NA())","v":"United Energy"},{"$f":"IF($E843=DataInput!$B842,DataInput!F842,NA())","v":"Winter"},{"$f":"IF($E843=DataInput!$B842,DataInput!G842,NA())","v":"Non-Coincident"},{"$f":"IF($E843=DataInput!$B842,DataInput!H842,NA())","v":2017},{"$f":"IF($E843=DataInput!$B842,DataInput!I842,NA())","v":"POE50"},{"$f":"IF($E843=DataInput!$B842,DataInput!J842,NA())","v":196.315687154551},{"$f":"IF($E843=DataInput!$B842,DataInput!K842,NA())","v":0.80556500951777299},null,null,"VIC East Rowville 34 (United Energy) 66 kV",null,null,null,null,false,null,null,{"$error":"#N/A"},{"$error":"#N/A"},{"$error":"#N/A"},{"$error":"#N/A"},{"$error":"#N/A"},{"$error":"#N/A"},{"$error":"#N/A"},{"$error":"#N/A"},{"$error":"#N/A"},{"$error":"#N/A"}]
[null,{"$f":"IF(DataInput!B843=$B$8,IF($B$9=$B$10,TRUE,IF(DataInput!E843=$B$9,TRUE,FALSE)))","v":true},null,null,{"$f":"IF(B844=TRUE,DataInput!B843,NA())","v":"VIC"},{"$f":"IF($E844=DataInput!$B843,DataInput!C843,NA())","v":"ERTS3466U"},{"$f":"IF($E844=DataInput!$B843,DataInput!D843,NA())","v":"East Rowville 34 (United Energy) 66 kV"},{"$f":"IF($E844=DataInput!$B843,DataInput!E843,NA())","v":"United Energy"},{"$f":"IF($E844=DataInput!$B843,DataInput!F843,NA())","v":"Winter"},{"$f":"IF($E844=DataInput!$B843,DataInput!G843,NA())","v":"Non-Coincident"},{"$f":"IF($E844=DataInput!$B843,DataInput!H843,NA())","v":2018},{"$f":"IF($E844=DataInput!$B843,DataInput!I843,NA())","v":"POE50"},{"$f":"IF($E844=DataInput!$B843,DataInput!J843,NA())","v":197.618067355053},{"$f":"IF($E844=DataInput!$B843,DataInput!K843,NA())","v":0.80345121827362298},null,null,{"$f":"IF(OR(ISERROR(E844),ISERROR(G844)),\"  \",E844&\" \"&G844)","v":"VIC East Rowville 34 (United Energy) 66 kV"},null,null,null,null,{"$f":"IF(ISERROR(G844),FALSE,IF($V$9=G844,TRUE,FALSE))","v":false},null,null,{"$f":"IF($V844=TRUE,E844,NA())","v":{"$error":"#N/A"}},{"$error":"#N/A"},{"$error":"#N/A"},{"$error":"#N/A"},{"$error":"#N/A"},{"$error":"#N/A"},{"$error":"#N/A"},{"$error":"#N/A"},{"$error":"#N/A"},{"$error":"#N/A"}]
[null,{"$f":"IF(DataInput!B844=$B$8,IF($B$9=$B$10,TRUE,IF(DataInput!E844=$B$9,TRUE,FALSE)))","v":true},null,null,{"$f":"IF(B845=TRUE,DataInput!B844,NA())","v":"VIC"},{"$f":"IF($E845=DataInput!$B844,DataInput!C844,NA())","v":"ERTS3466U"},{"$f":"IF($E845=DataInput!$B844,DataInput!D844,NA())","v":"East Rowville 34 (United Energy) 66 kV"},{"$f":"IF($E845=DataInput!$B844,DataInput!E844,NA())","v":"United Energy"},{"$f":"IF($E845=DataInput!$B844,DataInput!F844,NA())","v":"Winter"},{"$f":"IF($E845=DataInput!$B844,DataInput!G844,NA())","v":"Non-Coincident"},{"$f":"IF($E845=DataInput!$B844,DataInput!H844,NA())","v":2019},{"$f":"IF($E845=DataInput!$B844,DataInput!I844,NA())","v":"POE50"},{"$f":"IF($E845=DataInput!$B844,DataInput!J844,NA())","v":199.910048952908},{"$f":"IF($E845=DataInput!$B844,DataInput!K844,NA())","v":0.80242490813979095},null,null,"VIC East Rowville 34 (United Energy) 66 kV",null,null,null,null,false,null,null,{"$error":"#N/A"},{"$error":"#N/A"},{"$error":"#N/A"},{"$error":"#N/A"},{"$error":"#N/A"},{"$error":"#N/A"},{"$error":"#N/A"},{"$error":"#N/A"},{"$error":"#N/A"},{"$error":"#N/A"}]
[null,{"$f":"IF(DataInput!B845=$B$8,IF($B$9=$B$10,TRUE,IF(DataInput!E845=$B$9,TRUE,FALSE)))","v":true},null,null,{"$f":"IF(B846=TRUE,DataInput!B845,NA())","v":"VIC"},{"$f":"IF($E846=DataInput!$B845,DataInput!C845,NA())","v":"ERTS3466U"},{"$f":"IF($E846=DataInput!$B845,DataInput!D845,NA())","v":"East Rowville 34 (United Energy) 66 kV"},{"$f":"IF($E846=DataInput!$B845,DataInput!E845,NA())","v":"United Energy"},{"$f":"IF($E846=DataInput!$B845,DataInput!F845,NA())","v":"Winter"},{"$f":"IF($E846=DataInput!$B845,DataInput!G845,NA())","v":"Non-Coincident"},{"$f":"IF($E846=DataInput!$B845,DataInput!H845,NA())","v":2020},{"$f":"IF($E846=DataInput!$B845,DataInput!I845,NA())","v":"POE50"},{"$f":"IF($E846=DataInput!$B845,DataInput!J845,NA())","v":203.140164830082},{"$f":"IF($E846=DataInput!$B845,DataInput!K845,NA())","v":0.79934851636824},null,null,"VIC East Rowville 34 (United Energy) 66 kV",null,null,null,null,false,null,null,{"$error":"#N/A"},{"$error":"#N/A"},{"$error":"#N/A"},{"$error":"#N/A"},{"$error":"#N/A"},{"$error":"#N/A"},{"$error":"#N/A"},{"$error":"#N/A"},{"$error":"#N/A"},{"$error":"#N/A"}]
[null,{"$f":"IF(DataInput!B846=$B$8,IF($B$9=$B$10,TRUE,IF(DataInput!E846=$B$9,TRUE,FALSE)))","v":true},null,null,{"$f":"IF(B847=TRUE,DataInput!B846,NA())","v":"VIC"},{"$f":"IF($E847=DataInput!$B846,DataInput!C846,NA())","v":"ERTS3466U"},{"$f":"IF($E847=DataInput!$B846,DataInput!D846,NA())","v":"East Rowville 34 (United Energy) 66 kV"},{"$f":"IF($E847=DataInput!$B846,DataInput!E846,NA())","v":"United Energy"},{"$f":"IF($E847=DataInput!$B846,DataInput!F846,NA())","v":"Winter"},{"$f":"IF($E847=DataInput!$B846,DataInput!G846,NA())","v":"Non-Coincident"},{"$f":"IF($E847=DataInput!$B846,DataInput!H846,NA())","v":2021},{"$f":"IF($E847=DataInput!$B846,DataInput!I846,NA())","v":"POE50"},{"$f":"IF($E847=DataInput!$B846,DataInput!J846,NA())","v":205.20881941335099},{"$f":"IF($E847=DataInput!$B846,DataInput!K846,NA())","v":0.799385907988728},null,null,"VIC East Rowville 34 (United Energy) 66 kV",null,null,null,null,false,null,null,{"$error":"#N/A"},{"$error":"#N/A"},{"$error":"#N/A"},{"$error":"#N/A"},{"$error":"#N/A"},{"$error":"#N/A"},{"$error":"#N/A"},{"$error":"#N/A"},{"$error":"#N/A"},{"$error":"#N/A"}]
[null,{"$f":"IF(DataInput!B847=$B$8,IF($B$9=$B$10,TRUE,IF(DataInput!E847=$B$9,TRUE,FALSE)))","v":true},null,null,{"$f":"IF(B848=TRUE,DataInput!B847,NA())","v":"VIC"},{"$f":"IF($E848=DataInput!$B847,DataInput!C847,NA())","v":"ERTS3466U"},{"$f":"IF($E848=DataInput!$B847,DataInput!D847,NA())","v":"East Rowville 34 (United Energy) 66 kV"},{"$f":"IF($E848=DataInput!$B847,DataInput!E847,NA())","v":"United Energy"},{"$f":"IF($E848=DataInput!$B847,DataInput!F847,NA())","v":"Winter"},{"$f":"IF($E848=DataInput!$B847,DataInput!G847,NA())","v":"Non-Coincident"},{"$f":"IF($E848=DataInput!$B847,DataInput!H847,NA())","v":2022},{"$f":"IF($E848=DataInput!$B847,DataInput!I847,NA())","v":"POE50"},{"$f":"IF($E848=DataInput!$B847,DataInput!J847,NA())","v":207.27914934724399},{"$f":"IF($E848=DataInput!$B847,DataInput!K847,NA())","v":0.799418600370287},null,null,"VIC East Rowville 34 (United Energy) 66 kV",null,null,null,null,false,null,null,{"$error":"#N/A"},{"$error":"#N/A"},{"$error":"#N/A"},{"$error":"#N/A"},{"$error":"#N/A"},{"$error":"#N/A"},{"$error":"#N/A"},{"$error":"#N/A"},{"$error":"#N/A"},{"$error":"#N/A"}]
[null,{"$f":"IF(DataInput!B848=$B$8,IF($B$9=$B$10,TRUE,IF(DataInput!E848=$B$9,TRUE,FALSE)))","v":true},null,null,{"$f":"IF(B849=TRUE,DataInput!B848,NA())","v":"VIC"},{"$f":"IF($E849=DataInput!$B848,DataInput!C848,NA())","v":"ERTS3466U"},{"$f":"IF($E849=DataInput!$B848,DataInput!D848,NA())","v":"East Rowville 34 (United Energy) 66 kV"},{"$f":"IF($E849=DataInput!$B848,DataInput!E848,NA())","v":"United Energy"},{"$f":"IF($E849=DataInput!$B848,DataInput!F848,NA())","v":"Winter"},{"$f":"IF($E849=DataInput!$B848,DataInput!G848,NA())","v":"Non-Coincident"},{"$f":"IF($E849=DataInput!$B848,DataInput!H848,NA())","v":2023},{"$f":"IF($E849=DataInput!$B848,DataInput!I848,NA())","v":"POE50"},{"$f":"IF($E849=DataInput!$B848,DataInput!J848,NA())","v":209.99652631604101},{"$f":"IF($E849=DataInput!$B848,DataInput!K848,NA())","v":0.79957871424427096},null,null,"VIC East Rowville 34 (United Energy) 66 kV",null,null,null,null,false,null,null,{"$error":"#N/A"},{"$error":"#N/A"},{"$error":"#N/A"},{"$error":"#N/A"},{"$error":"#N/A"},{"$error":"#N/A"},{"$error":"#N/A"},{"$error":"#N/A"},{"$error":"#N/A"},{"$error":"#N/A"}]
[null,{"$f":"IF(DataInput!B849=$B$8,IF($B$9=$B$10,TRUE,IF(DataInput!E849=$B$9,TRUE,FALSE)))","v":true},null,null,{"$f":"IF(B850=TRUE,DataInput!B849,NA())","v":"VIC"},{"$f":"IF($E850=DataInput!$B849,DataInput!C849,NA())","v":"ERTS3466U"},{"$f":"IF($E850=DataInput!$B849,DataInput!D849,NA())","v":"East Rowville 34 (United Energy) 66 kV"},{"$f":"IF($E850=DataInput!$B849,DataInput!E849,NA())","v":"United Energy"},{"$f":"IF($E850=DataInput!$B849,DataInput!F849,NA())","v":"Winter"},{"$f":"IF($E850=DataInput!$B849,DataInput!G849,NA())","v":"Non-Coincident"},{"$f":"IF($E850=DataInput!$B849,DataInput!H849,NA())","v":2024},{"$f":"IF($E850=DataInput!$B849,DataInput!I849,NA())","v":"POE50"},{"$f":"IF($E850=DataInput!$B849,DataInput!J849,NA())","v":211.46067339192999},{"$f":"IF($E850=DataInput!$B849,DataInput!K849,NA())","v":0.79959929627842097},null,null,"VIC East Rowville 34 (United Energy) 66 kV",null,null,null,null,false,null,null,{"$error":"#N/A"},{"$error":"#N/A"},{"$error":"#N/A"},{"$error":"#N/A"},{"$error":"#N/A"},{"$error":"#N/A"},{"$error":"#N/A"},{"$error":"#N/A"},{"$error":"#N/A"},{"$error":"#N/A"}]
[null,{"$f":"IF(DataInput!B850=$B$8,IF($B$9=$B$10,TRUE,IF(DataInput!E850=$B$9,TRUE,FALSE)))","v":true},null,null,{"$f":"IF(B851=TRUE,DataInput!B850,NA())","v":"VIC"},{"$f":"IF($E851=DataInput!$B850,DataInput!C850,NA())","v":"ERTS3466U"},{"$f":"IF($E851=DataInput!$B850,DataInput!D850,NA())","v":"East Rowville 34 (United Energy) 66 kV"},{"$f":"IF($E851=DataInput!$B850,DataInput!E850,NA())","v":"United Energy"},{"$f":"IF($E851=DataInput!$B850,DataInput!F850,NA())","v":"Winter"},{"$f":"IF($E851=DataInput!$B850,DataInput!G850,NA())","v":"Non-Coincident"},{"$f":"IF($E851=DataInput!$B850,DataInput!H850,NA())","v":2025},{"$f":"IF($E851=DataInput!$B850,DataInput!I850,NA())","v":"POE50"},{"$f":"IF($E851=DataInput!$B850,DataInput!J850,NA())","v":212.718655416697},{"$f":"IF($E851=DataInput!$B850,DataInput!K850,NA())","v":0.79961587024744996},null,null,"VIC East Rowville 34 (United Energy) 66 kV",null,null,null,null,false,null,null,{"$error":"#N/A"},{"$error":"#N/A"},{"$error":"#N/A"},{"$error":"#N/A"},{"$error":"#N/A"},{"$error":"#N/A"},{"$error":"#N/A"},{"$error":"#N/A"},{"$error":"#N/A"},{"$error":"#N/A"}]
[null,{"$f":"IF(DataInput!B851=$B$8,IF($B$9=$B$10,TRUE,IF(DataInput!E851=$B$9,TRUE,FALSE)))","v":true},null,null,{"$f":"IF(B852=TRUE,DataInput!B851,NA())","v":"VIC"},{"$f":"IF($E852=DataInput!$B851,DataInput!C851,NA())","v":"FBTS66C"},{"$f":"IF($E852=DataInput!$B851,DataInput!D851,NA())","v":"Fishermans Bend (Citipower) 66 kV"},{"$f":"IF($E852=DataInput!$B851,DataInput!E851,NA())","v":"Citipower"},{"$f":"IF($E852=DataInput!$B851,DataInput!F851,NA())","v":"Summer"},{"$f":"IF($E852=DataInput!$B851,DataInput!G851,NA())","v":"Non-Coincident"},{"$f":"IF($E852=DataInput!$B851,DataInput!H851,NA())","v":2017},{"$f":"IF($E852=DataInput!$B851,DataInput!I851,NA())","v":"POE10"},{"$f":"IF($E852=DataInput!$B851,DataInput!J851,NA())","v":276.12866432700002},{"$f":"IF($E852=DataInput!$B851,DataInput!K851,NA())","v":1},null,null,"VIC Fishermans Bend (Citipower) 66 kV",null,null,null,null,false,null,null,{"$error":"#N/A"},{"$error":"#N/A"},{"$error":"#N/A"},{"$error":"#N/A"},{"$error":"#N/A"},{"$error":"#N/A"},{"$error":"#N/A"},{"$error":"#N/A"},{"$error":"#N/A"},{"$error":"#N/A"}]
[null,{"$f":"IF(DataInput!B852=$B$8,IF($B$9=$B$10,TRUE,IF(DataInput!E852=$B$9,TRUE,FALSE)))","v":true},null,null,{"$f":"IF(B853=TRUE,DataInput!B852,NA())","v":"VIC"},{"$f":"IF($E853=DataInput!$B852,DataInput!C852,NA())","v":"FBTS66C"},{"$f":"IF($E853=DataInput!$B852,DataInput!D852,NA())","v":"Fishermans Bend (Citipower) 66 kV"},{"$f":"IF($E853=DataInput!$B852,DataInput!E852,NA())","v":"Citipower"},{"$f":"IF($E853=DataInput!$B852,DataInput!F852,NA())","v":"Summer"},{"$f":"IF($E853=DataInput!$B852,DataInput!G852,NA())","v":"Non-Coincident"},{"$f":"IF($E853=DataInput!$B852,DataInput!H852,NA())","v":2018},{"$f":"IF($E853=DataInput!$B852,DataInput!I852,NA())","v":"POE10"},{"$f":"IF($E853=DataInput!$B852,DataInput!J852,NA())","v":282.12457277317998},{"$f":"IF($E853=DataInput!$B852,DataInput!K852,NA())","v":0.99126274960640504},null,null,"VIC Fishermans Bend (Citipower) 66 kV",null,null,null,null,false,null,null,{"$error":"#N/A"},{"$error":"#N/A"},{"$error":"#N/A"},{"$error":"#N/A"},{"$error":"#N/A"},{"$error":"#N/A"},{"$error":"#N/A"},{"$error":"#N/A"},{"$error":"#N/A"},{"$error":"#N/A"}]
[null,{"$f":"IF(DataInput!B853=$B$8,IF($B$9=$B$10,TRUE,IF(DataInput!E853=$B$9,TRUE,FALSE)))","v":true},null,null,{"$f":"IF(B854=TRUE,DataInput!B853,NA())","v":"VIC"},{"$f":"IF($E854=DataInput!$B853,DataInput!C853,NA())","v":"FBTS66C"},{"$f":"IF($E854=DataInput!$B853,DataInput!D853,NA())","v":"Fishermans Bend (Citipower) 66 kV"},{"$f":"IF($E854=DataInput!$B853,DataInput!E853,NA())","v":"Citipower"},{"$f":"IF($E854=DataInput!$B853,DataInput!F853,NA())","v":"Summer"},{"$f":"IF($E854=DataInput!$B853,DataInput!G853,NA())","v":"Non-Coincident"},{"$f":"IF($E854=DataInput!$B853,DataInput!H853,NA())","v":2019},{"$f":"IF($E854=DataInput!$B853,DataInput!I853,NA())","v":"POE10"},{"$f":"IF($E854=DataInput!$B853,DataInput!J853,NA())","v":287.366980728334},{"$f":"IF($E854=DataInput!$B853,DataInput!K853,NA())","v":0.99708700955556895},null,null,"VIC Fishermans Bend (Citipower) 66 kV",null,null,null,null,false,null,null,{"$error":"#N/A"},{"$error":"#N/A"},{"$error":"#N/A"},{"$error":"#N/A"},{"$error":"#N/A"},{"$error":"#N/A"},{"$error":"#N/A"},{"$error":"#N/A"},{"$error":"#N/A"},{"$error":"#N/A"}]
[null,{"$f":"IF(DataInput!B854=$B$8,IF($B$9=$B$10,TRUE,IF(DataInput!E854=$B$9,TRUE,FALSE)))","v":true},null,null,{"$f":"IF(B855=TRUE,DataInput!B854,NA())","v":"VIC"},{"$f":"IF($E855=DataInput!$B854,DataInput!C854,NA())","v":"FBTS66C"},{"$f":"IF($E855=DataInput!$B854,DataInput!D854,NA())","v":"Fishermans Bend (Citipower) 66 kV"},{"$f":"IF($E855=DataInput!$B854,DataInput!E854,NA())","v":"Citipower"},{"$f":"IF($E855=DataInput!$B854,DataInput!F854,NA())","v":"Summer"},{"$f":"IF($E855=DataInput!$B854,DataInput!G854,NA())","v":"Non-Coincident"},{"$f":"IF($E855=DataInput!$B854,DataInput!H854,NA())","v":2020},{"$f":"IF($E855=DataInput!$B854,DataInput!I854,NA())","v":"POE10"},{"$f":"IF($E855=DataInput!$B854,DataInput!J854,NA())","v":289.111067367038},{"$f":"IF($E855=DataInput!$B854,DataInput!K854,NA())","v":1},null,null,"VIC Fishermans Bend (Citipower) 66 kV",null,null,null,null,false,null,null,{"$error":"#N/A"},{"$error":"#N/A"},{"$error":"#N/A"},{"$error":"#N/A"},{"$error":"#N/A"},{"$error":"#N/A"},{"$error":"#N/A"},{"$error":"#N/A"},{"$error":"#N/A"},{"$error":"#N/A"}]
[null,{"$f":"IF(DataInput!B855=$B$8,IF($B$9=$B$10,TRUE,IF(DataInput!E855=$B$9,TRUE,FALSE)))","v":true},null,null,{"$f":"IF(B856=TRUE,DataInput!B855,NA())","v":"VIC"},{"$f":"IF($E856=DataInput!$B855,DataInput!C855,NA())","v":"FBTS66C"},{"$f":"IF($E856=DataInput!$B855,DataInput!D855,NA())","v":"Fishermans Bend (Citipower) 66 kV"},{"$f":"IF($E856=DataInput!$B855,DataInput!E855,NA())","v":"Citipower"},{"$f":"IF($E856=DataInput!$B855,DataInput!F855,NA())","v":"Summer"},{"$f":"IF($E856=DataInput!$B855,DataInput!G855,NA())","v":"Non-Coincident"},{"$f":"IF($E856=DataInput!$B855,DataInput!H855,NA())","v":2021},{"$f":"IF($E856=DataInput!$B855,DataInput!I855,NA())","v":"POE10"},{"$f":"IF($E856=DataInput!$B855,DataInput!J855,NA())","v":294.76570275245001},{"$f":"IF($E856=DataInput!$B855,DataInput!K855,NA())","v":1},null,null,"VIC Fishermans Bend (Citipower) 66 kV",null,null,null,null,false,null,null,{"$error":"#N/A"},{"$error":"#N/A"},{"$error":"#N/A"},{"$error":"#N/A"},{"$error":"#N/A"},{"$error":"#N/A"},{"$error":"#N/A"},{"$error":"#N/A"},{"$error":"#N/A"},{"$error":"#N/A"}]
[null,{"$f":"IF(DataInput!B856=$B$8,IF($B$9=$B$10,TRUE,IF(DataInput!E856=$B$9,TRUE,FALSE)))","v":true},null,null,{"$f":"IF(B857=TRUE,DataInput!B856,NA())","v":"VIC"},{"$f":"IF($E857=DataInput!$B856,DataInput!C856,NA())","v":"FBTS66C"},{"$f":"IF($E857=DataInput!$B856,DataInput!D856,NA())","v":"Fishermans Bend (Citipower) 66 kV"},{"$f":"IF($E857=DataInput!$B856,DataInput!E856,NA())","v":"Citipower"},{"$f":"IF($E857=DataInput!$B856,DataInput!F856,NA())","v":"Summer"},{"$f":"IF($E857=DataInput!$B856,DataInput!G856,NA())","v":"Non-Coincident"},{"$f":"IF($E857=DataInput!$B856,DataInput!H856,NA())","v":2022},{"$f":"IF($E857=DataInput!$B856,DataInput!I856,NA())","v":"POE10"},{"$f":"IF($E857=DataInput!$B856,DataInput!J856,NA())","v":296.47647769677502},{"$f":"IF($E857=DataInput!$B856,DataInput!K856,NA())","v":1},null,null,"VIC Fishermans Bend (Citipower) 66 kV",null,null,null,null,false,null,null,{"$error":"#N/A"},{"$error":"#N/A"},{"$error":"#N/A"},{"$error":"#N/A"},{"$error":"#N/A"},{"$error":"#N/A"},{"$error":"#N/A"},{"$error":"#N/A"},{"$error":"#N/A"},{"$error":"#N/A"}]
[null,{"$f":"IF(DataInput!B857=$B$8,IF($B$9=$B$10,TRUE,IF(DataInput!E857=$B$9,TRUE,FALSE)))","v":true},null,null,{"$f":"IF(B858=TRUE,DataInput!B857,NA())","v":"VIC"},{"$f":"IF($E858=DataInput!$B857,DataInput!C857,NA())","v":"FBTS66C"},{"$f":"IF($E858=DataInput!$B857,DataInput!D857,NA())","v":"Fishermans Bend (Citipower) 66 kV"},{"$f":"IF($E858=DataInput!$B857,DataInput!E857,NA())","v":"Citipower"},{"$f":"IF($E858=DataInput!$B857,DataInput!F857,NA())","v":"Summer"},{"$f":"IF($E858=DataInput!$B857,DataInput!G857,NA())","v":"Non-Coincident"},{"$f":"IF($E858=DataInput!$B857,DataInput!H857,NA())","v":2023},{"$f":"IF($E858=DataInput!$B857,DataInput!I857,NA())","v":"POE10"},{"$f":"IF($E858=DataInput!$B857,DataInput!J857,NA())","v":299.558685883257},{"$f":"IF($E858=DataInput!$B857,DataInput!K857,NA())","v":1},null,null,"VIC Fishermans Bend (Citipower) 66 kV",null,null,null,null,false,null,null,{"$error":"#N/A"},{"$error":"#N/A"},{"$error":"#N/A"},{"$error":"#N/A"},{"$error":"#N/A"},{"$error":"#N/A"},{"$error":"#N/A"},{"$error":"#N/A"},{"$error":"#N/A"},{"$error":"#N/A"}]
[null,{"$f":"IF(DataInput!B858=$B$8,IF($B$9=$B$10,TRUE,IF(DataInput!E858=$B$9,TRUE,FALSE)))","v":true},null,null,{"$f":"IF(B859=TRUE,DataInput!B858,NA())","v":"VIC"},{"$f":"IF($E859=DataInput!$B858,DataInput!C858,NA())","v":"FBTS66C"},{"$f":"IF($E859=DataInput!$B858,DataInput!D858,NA())","v":"Fishermans Bend (Citipower) 66 kV"},{"$f":"IF($E859=DataInput!$B858,DataInput!E858,NA())","v":"Citipower"},{"$f":"IF($E859=DataInput!$B858,DataInput!F858,NA())","v":"Summer"},{"$f":"IF($E859=DataInput!$B858,DataInput!G858,NA())","v":"Non-Coincident"},{"$f":"IF($E859=DataInput!$B858,DataInput!H858,NA())","v":2024},{"$f":"IF($E859=DataInput!$B858,DataInput!I858,NA())","v":"POE10"},{"$f":"IF($E859=DataInput!$B858,DataInput!J858,NA())","v":303.13634342128699},{"$f":"IF($E859=DataInput!$B858,DataInput!K858,NA())","v":1},null,null,"VIC Fishermans Bend (Citipower) 66 kV",null,null,null,null,false,null,null,{"$error":"#N/A"},{"$error":"#N/A"},{"$error":"#N/A"},{"$error":"#N/A"},{"$error":"#N/A"},{"$error":"#N/A"},{"$error":"#N/A"},{"$error":"#N/A"},{"$error":"#N/A"},{"$error":"#N/A"}]
[null,{"$f":"IF(DataInput!B859=$B$8,IF($B$9=$B$10,TRUE,IF(DataInput!E859=$B$9,TRUE,FALSE)))","v":true},null,null,{"$f":"IF(B860=TRUE,DataInput!B859,NA())","v":"VIC"},{"$f":"IF($E860=DataInput!$B859,DataInput!C859,NA())","v":"FBTS66C"},{"$f":"IF($E860=DataInput!$B859,DataInput!D859,NA())","v":"Fishermans Bend (Citipower) 66 kV"},{"$f":"IF($E860=DataInput!$B859,DataInput!E859,NA())","v":"Citipower"},{"$f":"IF($E860=DataInput!$B859,DataInput!F859,NA())","v":"Summer"},{"$f":"IF($E860=DataInput!$B859,DataInput!G859,NA())","v":"Non-Coincident"},{"$f":"IF($E860=DataInput!$B859,DataInput!H859,NA())","v":2025},{"$f":"IF($E860=DataInput!$B859,DataInput!I859,NA())","v":"POE10"},{"$f":"IF($E860=DataInput!$B859,DataInput!J859,NA())","v":304.77967159930802},{"$f":"IF($E860=DataInput!$B859,DataInput!K859,NA())","v":1},null,null,"VIC Fishermans Bend (Citipower) 66 kV",null,null,null,null,false,null,null,{"$error":"#N/A"},{"$error":"#N/A"},{"$error":"#N/A"},{"$error":"#N/A"},{"$error":"#N/A"},{"$error":"#N/A"},{"$error":"#N/A"},{"$error":"#N/A"},{"$error":"#N/A"},{"$error":"#N/A"}]
[null,{"$f":"IF(DataInput!B860=$B$8,IF($B$9=$B$10,TRUE,IF(DataInput!E860=$B$9,TRUE,FALSE)))","v":true},null,null,{"$f":"IF(B861=TRUE,DataInput!B860,NA())","v":"VIC"},{"$f":"IF($E861=DataInput!$B860,DataInput!C860,NA())","v":"FBTS66C"},{"$f":"IF($E861=DataInput!$B860,DataInput!D860,NA())","v":"Fishermans Bend (Citipower) 66 kV"},{"$f":"IF($E861=DataInput!$B860,DataInput!E860,NA())","v":"Citipower"},{"$f":"IF($E861=DataInput!$B860,DataInput!F860,NA())","v":"Summer"},{"$f":"IF($E861=DataInput!$B860,DataInput!G860,NA())","v":"Non-Coincident"},{"$f":"IF($E861=DataInput!$B860,DataInput!H860,NA())","v":2026},{"$f":"IF($E861=DataInput!$B860,DataInput!I860,NA())","v":"POE10"},{"$f":"IF($E861=DataInput!$B860,DataInput!J860,NA())","v":307.92740651549701},{"$f":"IF($E861=DataInput!$B860,DataInput!K860,NA())","v":1},null,null,"VIC Fishermans Bend (Citipower) 66 kV",null,null,null,null,false,null,null,{"$error":"#N/A"},{"$error":"#N/A"},{"$error":"#N/A"},{"$error":"#N/A"},{"$error":"#N/A"},{"$error":"#N/A"},{"$error":"#N/A"},{"$error":"#N/A"},{"$error":"#N/A"},{"$error":"#N/A"}]
[null,{"$f":"IF(DataInput!B861=$B$8,IF($B$9=$B$10,TRUE,IF(DataInput!E861=$B$9,TRUE,FALSE)))","v":true},null,null,{"$f":"IF(B862=TRUE,DataInput!B861,NA())","v":"VIC"},{"$f":"IF($E862=DataInput!$B861,DataInput!C861,NA())","v":"FBTS66C"},{"$f":"IF($E862=DataInput!$B861,DataInput!D861,NA())","v":"Fishermans Bend (Citipower) 66 kV"},{"$f":"IF($E862=DataInput!$B861,DataInput!E861,NA())","v":"Citipower"},{"$f":"IF($E862=DataInput!$B861,DataInput!F861,NA())","v":"Summer"},{"$f":"IF($E862=DataInput!$B861,DataInput!G861,NA())","v":"Non-Coincident"},{"$f":"IF($E862=DataInput!$B861,DataInput!H861,NA())","v":2017},{"$f":"IF($E862=DataInput!$B861,DataInput!I861,NA())","v":"POE50"},{"$f":"IF($E862=DataInput!$B861,DataInput!J861,NA())","v":253.17256134438699},{"$f":"IF($E862=DataInput!$B861,DataInput!K861,NA())","v":1},null,null,"VIC Fishermans Bend (Citipower) 66 kV",null,null,null,null,false,null,null,{"$error":"#N/A"},{"$error":"#N/A"},{"$error":"#N/A"},{"$error":"#N/A"},{"$error":"#N/A"},{"$error":"#N/A"},{"$error":"#N/A"},{"$error":"#N/A"},{"$error":"#N/A"},{"$error":"#N/A"}]
[null,{"$f":"IF(DataInput!B862=$B$8,IF($B$9=$B$10,TRUE,IF(DataInput!E862=$B$9,TRUE,FALSE)))","v":true},null,null,{"$f":"IF(B863=TRUE,DataInput!B862,NA())","v":"VIC"},{"$f":"IF($E863=DataInput!$B862,DataInput!C862,NA())","v":"FBTS66C"},{"$f":"IF($E863=DataInput!$B862,DataInput!D862,NA())","v":"Fishermans Bend (Citipower) 66 kV"},{"$f":"IF($E863=DataInput!$B862,DataInput!E862,NA())","v":"Citipower"},{"$f":"IF($E863=DataInput!$B862,DataInput!F862,NA())","v":"Summer"},{"$f":"IF($E863=DataInput!$B862,DataInput!G862,NA())","v":"Non-Coincident"},{"$f":"IF($E863=DataInput!$B862,DataInput!H862,NA())","v":2018},{"$f":"IF($E863=DataInput!$B862,DataInput!I862,NA())","v":"POE50"},{"$f":"IF($E863=DataInput!$B862,DataInput!J862,NA())","v":260.332550312644},{"$f":"IF($E863=DataInput!$B862,DataInput!K862,NA())","v":0.999637495239591},null,null,"VIC Fishermans Bend (Citipower) 66 kV",null,null,null,null,false,null,null,{"$error":"#N/A"},{"$error":"#N/A"},{"$error":"#N/A"},{"$error":"#N/A"},{"$error":"#N/A"},{"$error":"#N/A"},{"$error":"#N/A"},{"$error":"#N/A"},{"$error":"#N/A"},{"$error":"#N/A"}]
[null,{"$f":"IF(DataInput!B863=$B$8,IF($B$9=$B$10,TRUE,IF(DataInput!E863=$B$9,TRUE,FALSE)))","v":true},null,null,{"$f":"IF(B864=TRUE,DataInput!B863,NA())","v":"VIC"},{"$f":"IF($E864=DataInput!$B863,DataInput!C863,NA())","v":"FBTS66C"},{"$f":"IF($E864=DataInput!$B863,DataInput!D863,NA())","v":"Fishermans Bend (Citipower) 66 kV"},{"$f":"IF($E864=DataInput!$B863,DataInput!E863,NA())","v":"Citipower"},{"$f":"IF($E864=DataInput!$B863,DataInput!F863,NA())","v":"Summer"},{"$f":"IF($E864=DataInput!$B863,DataInput!G863,NA())","v":"Non-Coincident"},{"$f":"IF($E864=DataInput!$B863,DataInput!H863,NA())","v":2019},{"$f":"IF($E864=DataInput!$B863,DataInput!I863,NA())","v":"POE50"},{"$f":"IF($E864=DataInput!$B863,DataInput!J863,NA())","v":266.21916157570303},{"$f":"IF($E864=DataInput!$B863,DataInput!K863,NA())","v":1},null,null,"VIC Fishermans Bend (Citipower) 66 kV",null,null,null,null,false,null,null,{"$error":"#N/A"},{"$error":"#N/A"},{"$error":"#N/A"},{"$error":"#N/A"},{"$error":"#N/A"},{"$error":"#N/A"},{"$error":"#N/A"},{"$error":"#N/A"},{"$error":"#N/A"},{"$error":"#N/A"}]
[null,{"$f":"IF(DataInput!B864=$B$8,IF($B$9=$B$10,TRUE,IF(DataInput!E864=$B$9,TRUE,FALSE)))","v":true},null,null,{"$f":"IF(B865=TRUE,DataInput!B864,NA())","v":"VIC"},{"$f":"IF($E865=DataInput!$B864,DataInput!C864,NA())","v":"FBTS66C"},{"$f":"IF($E865=DataInput!$B864,DataInput!D864,NA())","v":"Fishermans Bend (Citipower) 66 kV"},{"$f":"IF($E865=DataInput!$B864,DataInput!E864,NA())","v":"Citipower"},{"$f":"IF($E865=DataInput!$B864,DataInput!F864,NA())","v":"Summer"},{"$f":"IF($E865=DataInput!$B864,DataInput!G864,NA())","v":"Non-Coincident"},{"$f":"IF($E865=DataInput!$B864,DataInput!H864,NA())","v":2020},{"$f":"IF($E865=DataInput!$B864,DataInput!I864,NA())","v":"POE50"},{"$f":"IF($E865=DataInput!$B864,DataInput!J864,NA())","v":267.34963178658899},{"$f":"IF($E865=DataInput!$B864,DataInput!K864,NA())","v":1},null,null,"VIC Fishermans Bend (Citipower) 66 kV",null,null,null,null,false,null,null,{"$error":"#N/A"},{"$error":"#N/A"},{"$error":"#N/A"},{"$error":"#N/A"},{"$error":"#N/A"},{"$error":"#N/A"},{"$error":"#N/A"},{"$error":"#N/A"},{"$error":"#N/A"},{"$error":"#N/A"}]
[null,{"$f":"IF(DataInput!B865=$B$8,IF($B$9=$B$10,TRUE,IF(DataInput!E865=$B$9,TRUE,FALSE)))","v":true},null,null,{"$f":"IF(B866=TRUE,DataInput!B865,NA())","v":"VIC"},{"$f":"IF($E866=DataInput!$B865,DataInput!C865,NA())","v":"FBTS66C"},{"$f":"IF($E866=DataInput!$B865,DataInput!D865,NA())","v":"Fishermans Bend (Citipower) 66 kV"},{"$f":"IF($E866=DataInput!$B865,DataInput!E865,NA())","v":"Citipower"},{"$f":"IF($E866=DataInput!$B865,DataInput!F865,NA())","v":"Summer"},{"$f":"IF($E866=DataInput!$B865,DataInput!G865,NA())","v":"Non-Coincident"},{"$f":"IF($E866=DataInput!$B865,DataInput!H865,NA())","v":2021},{"$f":"IF($E866=DataInput!$B865,DataInput!I865,NA())","v":"POE50"},{"$f":"IF($E866=DataInput!$B865,DataInput!J865,NA())","v":274.291409399462},{"$f":"IF($E866=DataInput!$B865,DataInput!K865,NA())","v":1},null,null,"VIC Fishermans Bend (Citipower) 66 kV",null,null,null,null,false,null,null,{"$error":"#N/A"},{"$error":"#N/A"},{"$error":"#N/A"},{"$error":"#N/A"},{"$error":"#N/A"},{"$error":"#N/A"},{"$error":"#N/A"},{"$error":"#N/A"},{"$error":"#N/A"},{"$error":"#N/A"}]
[null,{"$f":"IF(DataInput!B866=$B$8,IF($B$9=$B$10,TRUE,IF(DataInput!E866=$B$9,TRUE,FALSE)))","v":true},null,null,{"$f":"IF(B867=TRUE,DataInput!B866,NA())","v":"VIC"},{"$f":"IF($E867=DataInput!$B866,DataInput!C866,NA())","v":"FBTS66C"},{"$f":"IF($E867=DataInput!$B866,DataInput!D866,NA())","v":"Fishermans Bend (Citipower) 66 kV"},{"$f":"IF($E867=DataInput!$B866,DataInput!E866,NA())","v":"Citipower"},{"$f":"IF($E867=DataInput!$B866,DataInput!F866,NA())","v":"Summer"},{"$f":"IF($E867=DataInput!$B866,DataInput!G866,NA())","v":"Non-Coincident"},{"$f":"IF($E867=DataInput!$B866,DataInput!H866,NA())","v":2022},{"$f":"IF($E867=DataInput!$B866,DataInput!I866,NA())","v":"POE50"},{"$f":"IF($E867=DataInput!$B866,DataInput!J866,NA())","v":273.64416084238002},{"$f":"IF($E867=DataInput!$B866,DataInput!K866,NA())","v":1},null,null,"VIC Fishermans Bend (Citipower) 66 kV",null,null,null,null,false,null,null,{"$error":"#N/A"},{"$error":"#N/A"},{"$error":"#N/A"},{"$error":"#N/A"},{"$error":"#N/A"},{"$error":"#N/A"},{"$error":"#N/A"},{"$error":"#N/A"},{"$error":"#N/A"},{"$error":"#N/A"}]
[null,{"$f":"IF(DataInput!B867=$B$8,IF($B$9=$B$10,TRUE,IF(DataInput!E867=$B$9,TRUE,FALSE)))","v":true},null,null,{"$f":"IF(B868=TRUE,DataInput!B867,NA())","v":"VIC"},{"$f":"IF($E868=DataInput!$B867,DataInput!C867,NA())","v":"FBTS66C"},{"$f":"IF($E868=DataInput!$B867,DataInput!D867,NA())","v":"Fishermans Bend (Citipower) 66 kV"},{"$f":"IF($E868=DataInput!$B867,DataInput!E867,NA())","v":"Citipower"},{"$f":"IF($E868=DataInput!$B867,DataInput!F867,NA())","v":"Summer"},{"$f":"IF($E868=DataInput!$B867,DataInput!G867,NA())","v":"Non-Coincident"},{"$f":"IF($E868=DataInput!$B867,DataInput!H867,NA())","v":2023},{"$f":"IF($E868=DataInput!$B867,DataInput!I867,NA())","v":"POE50"},{"$f":"IF($E868=DataInput!$B867,DataInput!J867,NA())","v":278.34015142336199},{"$f":"IF($E868=DataInput!$B867,DataInput!K867,NA())","v":1},null,null,"VIC Fishermans Bend (Citipower) 66 kV",null,null,null,null,false,null,null,{"$error":"#N/A"},{"$error":"#N/A"},{"$error":"#N/A"},{"$error":"#N/A"},{"$error":"#N/A"},{"$error":"#N/A"},{"$error":"#N/A"},{"$error":"#N/A"},{"$error":"#N/A"},{"$error":"#N/A"}]
[null,{"$f":"IF(DataInput!B868=$B$8,IF($B$9=$B$10,TRUE,IF(DataInput!E868=$B$9,TRUE,FALSE)))","v":true},null,null,{"$f":"IF(B869=TRUE,DataInput!B868,NA())","v":"VIC"},{"$f":"IF($E869=DataInput!$B868,DataInput!C868,NA())","v":"FBTS66C"},{"$f":"IF($E869=DataInput!$B868,DataInput!D868,NA())","v":"Fishermans Bend (Citipower) 66 kV"},{"$f":"IF($E869=DataInput!$B868,DataInput!E868,NA())","v":"Citipower"},{"$f":"IF($E869=DataInput!$B868,DataInput!F868,NA())","v":"Summer"},{"$f":"IF($E869=DataInput!$B868,DataInput!G868,NA())","v":"Non-Coincident"},{"$f":"IF($E869=DataInput!$B868,DataInput!H868,NA())","v":2024},{"$f":"IF($E869=DataInput!$B868,DataInput!I868,NA())","v":"POE50"},{"$f":"IF($E869=DataInput!$B868,DataInput!J868,NA())","v":282.25308353717202},{"$f":"IF($E869=DataInput!$B868,DataInput!K868,NA())","v":1},null,null,"VIC Fishermans Bend (Citipower) 66 kV",null,null,null,null,false,null,null,{"$error":"#N/A"},{"$error":"#N/A"},{"$error":"#N/A"},{"$error":"#N/A"},{"$error":"#N/A"},{"$error":"#N/A"},{"$error":"#N/A"},{"$error":"#N/A"},{"$error":"#N/A"},{"$error":"#N/A"}]
[null,{"$f":"IF(DataInput!B869=$B$8,IF($B$9=$B$10,TRUE,IF(DataInput!E869=$B$9,TRUE,FALSE)))","v":true},null,null,{"$f":"IF(B870=TRUE,DataInput!B869,NA())","v":"VIC"},{"$f":"IF($E870=DataInput!$B869,DataInput!C869,NA())","v":"FBTS66C"},{"$f":"IF($E870=DataInput!$B869,DataInput!D869,NA())","v":"Fishermans Bend (Citipower) 66 kV"},{"$f":"IF($E870=DataInput!$B869,DataInput!E869,NA())","v":"Citipower"},{"$f":"IF($E870=DataInput!$B869,DataInput!F869,NA())","v":"Summer"},{"$f":"IF($E870=DataInput!$B869,DataInput!G869,NA())","v":"Non-Coincident"},{"$f":"IF($E870=DataInput!$B869,DataInput!H869,NA())","v":2025},{"$f":"IF($E870=DataInput!$B869,DataInput!I869,NA())","v":"POE50"},{"$f":"IF($E870=DataInput!$B869,DataInput!J869,NA())","v":282.05111671416603},{"$f":"IF($E870=DataInput!$B869,DataInput!K869,NA())","v":1},null,null,"VIC Fishermans Bend (Citipower) 66 kV",null,null,null,null,false,null,null,{"$error":"#N/A"},{"$error":"#N/A"},{"$error":"#N/A"},{"$error":"#N/A"},{"$error":"#N/A"},{"$error":"#N/A"},{"$error":"#N/A"},{"$error":"#N/A"},{"$error":"#N/A"},{"$error":"#N/A"}]
[null,{"$f":"IF(DataInput!B870=$B$8,IF($B$9=$B$10,TRUE,IF(DataInput!E870=$B$9,TRUE,FALSE)))","v":true},null,null,{"$f":"IF(B871=TRUE,DataInput!B870,NA())","v":"VIC"},{"$f":"IF($E871=DataInput!$B870,DataInput!C870,NA())","v":"FBTS66C"},{"$f":"IF($E871=DataInput!$B870,DataInput!D870,NA())","v":"Fishermans Bend (Citipower) 66 kV"},{"$f":"IF($E871=DataInput!$B870,DataInput!E870,NA())","v":"Citipower"},{"$f":"IF($E871=DataInput!$B870,DataInput!F870,NA())","v":"Summer"},{"$f":"IF($E871=DataInput!$B870,DataInput!G870,NA())","v":"Non-Coincident"},{"$f":"IF($E871=DataInput!$B870,DataInput!H870,NA())","v":2026},{"$f":"IF($E871=DataInput!$B870,DataInput!I870,NA())","v":"POE50"},{"$f":"IF($E871=DataInput!$B870,DataInput!J870,NA())","v":284.41368762546603},{"$f":"IF($E871=DataInput!$B870,DataInput!K870,NA())","v":1},null,null,"VIC Fishermans Bend (Citipower) 66 kV",null,null,null,null,false,null,null,{"$error":"#N/A"},{"$error":"#N/A"},{"$error":"#N/A"},{"$error":"#N/A"},{"$error":"#N/A"},{"$error":"#N/A"},{"$error":"#N/A"},{"$error":"#N/A"},{"$error":"#N/A"},{"$error":"#N/A"}]
[null,{"$f":"IF(DataInput!B871=$B$8,IF($B$9=$B$10,TRUE,IF(DataInput!E871=$B$9,TRUE,FALSE)))","v":true},null,null,{"$f":"IF(B872=TRUE,DataInput!B871,NA())","v":"VIC"},{"$f":"IF($E872=DataInput!$B871,DataInput!C871,NA())","v":"FBTS66C"},{"$f":"IF($E872=DataInput!$B871,DataInput!D871,NA())","v":"Fishermans Bend (Citipower) 66 kV"},{"$f":"IF($E872=DataInput!$B871,DataInput!E871,NA())","v":"Citipower"},{"$f":"IF($E872=DataInput!$B871,DataInput!F871,NA())","v":"Winter"},{"$f":"IF($E872=DataInput!$B871,DataInput!G871,NA())","v":"Non-Coincident"},{"$f":"IF($E872=DataInput!$B871,DataInput!H871,NA())","v":2016},{"$f":"IF($E872=DataInput!$B871,DataInput!I871,NA())","v":"POE10"},{"$f":"IF($E872=DataInput!$B871,DataInput!J871,NA())","v":195.31108142154599},{"$f":"IF($E872=DataInput!$B871,DataInput!K871,NA())","v":1},null,null,"VIC Fishermans Bend (Citipower) 66 kV",null,null,null,null,false,null,null,{"$error":"#N/A"},{"$error":"#N/A"},{"$error":"#N/A"},{"$error":"#N/A"},{"$error":"#N/A"},{"$error":"#N/A"},{"$error":"#N/A"},{"$error":"#N/A"},{"$error":"#N/A"},{"$error":"#N/A"}]
[null,{"$f":"IF(DataInput!B872=$B$8,IF($B$9=$B$10,TRUE,IF(DataInput!E872=$B$9,TRUE,FALSE)))","v":true},null,null,{"$f":"IF(B873=TRUE,DataInput!B872,NA())","v":"VIC"},{"$f":"IF($E873=DataInput!$B872,DataInput!C872,NA())","v":"FBTS66C"},{"$f":"IF($E873=DataInput!$B872,DataInput!D872,NA())","v":"Fishermans Bend (Citipower) 66 kV"},{"$f":"IF($E873=DataInput!$B872,DataInput!E872,NA())","v":"Citipower"},{"$f":"IF($E873=DataInput!$B872,DataInput!F872,NA())","v":"Winter"},{"$f":"IF($E873=DataInput!$B872,DataInput!G872,NA())","v":"Non-Coincident"},{"$f":"IF($E873=DataInput!$B872,DataInput!H872,NA())","v":2017},{"$f":"IF($E873=DataInput!$B872,DataInput!I872,NA())","v":"POE10"},{"$f":"IF($E873=DataInput!$B872,DataInput!J872,NA())","v":201.53485935161299},{"$f":"IF($E873=DataInput!$B872,DataInput!K872,NA())","v":1},null,null,"VIC Fishermans Bend (Citipower) 66 kV",null,null,null,null,false,null,null,{"$error":"#N/A"},{"$error":"#N/A"},{"$error":"#N/A"},{"$error":"#N/A"},{"$error":"#N/A"},{"$error":"#N/A"},{"$error":"#N/A"},{"$error":"#N/A"},{"$error":"#N/A"},{"$error":"#N/A"}]
[null,{"$f":"IF(DataInput!B873=$B$8,IF($B$9=$B$10,TRUE,IF(DataInput!E873=$B$9,TRUE,FALSE)))","v":true},null,null,{"$f":"IF(B874=TRUE,DataInput!B873,NA())","v":"VIC"},{"$f":"IF($E874=DataInput!$B873,DataInput!C873,NA())","v":"FBTS66C"},{"$f":"IF($E874=DataInput!$B873,DataInput!D873,NA())","v":"Fishermans Bend (Citipower) 66 kV"},{"$f":"IF($E874=DataInput!$B873,DataInput!E873,NA())","v":"Citipower"},{"$f":"IF($E874=DataInput!$B873,DataInput!F873,NA())","v":"Winter"},{"$f":"IF($E874=DataInput!$B873,DataInput!G873,NA())","v":"Non-Coincident"},{"$f":"IF($E874=DataInput!$B873,DataInput!H873,NA())","v":2018},{"$f":"IF($E874=DataInput!$B873,DataInput!I873,NA())","v":"POE10"},{"$f":"IF($E874=DataInput!$B873,DataInput!J873,NA())","v":213.756093973801},{"$f":"IF($E874=DataInput!$B873,DataInput!K873,NA())","v":1},null,null,"VIC Fishermans Bend (Citipower) 66 kV",null,null,null,null,false,null,null,{"$error":"#N/A"},{"$error":"#N/A"},{"$error":"#N/A"},{"$error":"#N/A"},{"$error":"#N/A"},{"$error":"#N/A"},{"$error":"#N/A"},{"$error":"#N/A"},{"$error":"#N/A"},{"$error":"#N/A"}]
[null,{"$f":"IF(DataInput!B874=$B$8,IF($B$9=$B$10,TRUE,IF(DataInput!E874=$B$9,TRUE,FALSE)))","v":true},null,null,{"$f":"IF(B875=TRUE,DataInput!B874,NA())","v":"VIC"},{"$f":"IF($E875=DataInput!$B874,DataInput!C874,NA())","v":"FBTS66C"},{"$f":"IF($E875=DataInput!$B874,DataInput!D874,NA())","v":"Fishermans Bend (Citipower) 66 kV"},{"$f":"IF($E875=DataInput!$B874,DataInput!E874,NA())","v":"Citipower"},{"$f":"IF($E875=DataInput!$B874,DataInput!F874,NA())","v":"Winter"},{"$f":"IF($E875=DataInput!$B874,DataInput!G874,NA())","v":"Non-Coincident"},{"$f":"IF($E875=DataInput!$B874,DataInput!H874,NA())","v":2019},{"$f":"IF($E875=DataInput!$B874,DataInput!I874,NA())","v":"POE10"},{"$f":"IF($E875=DataInput!$B874,DataInput!J874,NA())","v":219.73779632856099},{"$f":"IF($E875=DataInput!$B874,DataInput!K874,NA())","v":1},null,null,"VIC Fishermans Bend (Citipower) 66 kV",null,null,null,null,false,null,null,{"$error":"#N/A"},{"$error":"#N/A"},{"$error":"#N/A"},{"$error":"#N/A"},{"$error":"#N/A"},{"$error":"#N/A"},{"$error":"#N/A"},{"$error":"#N/A"},{"$error":"#N/A"},{"$error":"#N/A"}]
[null,{"$f":"IF(DataInput!B875=$B$8,IF($B$9=$B$10,TRUE,IF(DataInput!E875=$B$9,TRUE,FALSE)))","v":true},null,null,{"$f":"IF(B876=TRUE,DataInput!B875,NA())","v":"VIC"},{"$f":"IF($E876=DataInput!$B875,DataInput!C875,NA())","v":"FBTS66C"},{"$f":"IF($E876=DataInput!$B875,DataInput!D875,NA())","v":"Fishermans Bend (Citipower) 66 kV"},{"$f":"IF($E876=DataInput!$B875,DataInput!E875,NA())","v":"Citipower"},{"$f":"IF($E876=DataInput!$B875,DataInput!F875,NA())","v":"Winter"},{"$f":"IF($E876=DataInput!$B875,DataInput!G875,NA())","v":"Non-Coincident"},{"$f":"IF($E876=DataInput!$B875,DataInput!H875,NA())","v":2020},{"$f":"IF($E876=DataInput!$B875,DataInput!I875,NA())","v":"POE10"},{"$f":"IF($E876=DataInput!$B875,DataInput!J875,NA())","v":225.71757325906799},{"$f":"IF($E876=DataInput!$B875,DataInput!K875,NA())","v":1},null,null,"VIC Fishermans Bend (Citipower) 66 kV",null,null,null,null,false,null,null,{"$error":"#N/A"},{"$error":"#N/A"},{"$error":"#N/A"},{"$error":"#N/A"},{"$error":"#N/A"},{"$error":"#N/A"},{"$error":"#N/A"},{"$error":"#N/A"},{"$error":"#N/A"},{"$error":"#N/A"}]
[null,{"$f":"IF(DataInput!B876=$B$8,IF($B$9=$B$10,TRUE,IF(DataInput!E876=$B$9,TRUE,FALSE)))","v":true},null,null,{"$f":"IF(B877=TRUE,DataInput!B876,NA())","v":"VIC"},{"$f":"IF($E877=DataInput!$B876,DataInput!C876,NA())","v":"FBTS66C"},{"$f":"IF($E877=DataInput!$B876,DataInput!D876,NA())","v":"Fishermans Bend (Citipower) 66 kV"},{"$f":"IF($E877=DataInput!$B876,DataInput!E876,NA())","v":"Citipower"},{"$f":"IF($E877=DataInput!$B876,DataInput!F876,NA())","v":"Winter"},{"$f":"IF($E877=DataInput!$B876,DataInput!G876,NA())","v":"Non-Coincident"},{"$f":"IF($E877=DataInput!$B876,DataInput!H876,NA())","v":2021},{"$f":"IF($E877=DataInput!$B876,DataInput!I876,NA())","v":"POE10"},{"$f":"IF($E877=DataInput!$B876,DataInput!J876,NA())","v":231.050212962616},{"$f":"IF($E877=DataInput!$B876,DataInput!K876,NA())","v":1},null,null,"VIC Fishermans Bend (Citipower) 66 kV",null,null,null,null,false,null,null,{"$error":"#N/A"},{"$error":"#N/A"},{"$error":"#N/A"},{"$error":"#N/A"},{"$error":"#N/A"},{"$error":"#N/A"},{"$error":"#N/A"},{"$error":"#N/A"},{"$error":"#N/A"},{"$error":"#N/A"}]
[null,{"$f":"IF(DataInput!B877=$B$8,IF($B$9=$B$10,TRUE,IF(DataInput!E877=$B$9,TRUE,FALSE)))","v":true},null,null,{"$f":"IF(B878=TRUE,DataInput!B877,NA())","v":"VIC"},{"$f":"IF($E878=DataInput!$B877,DataInput!C877,NA())","v":"FBTS66C"},{"$f":"IF($E878=DataInput!$B877,DataInput!D877,NA())","v":"Fishermans Bend (Citipower) 66 kV"},{"$f":"IF($E878=DataInput!$B877,DataInput!E877,NA())","v":"Citipower"},{"$f":"IF($E878=DataInput!$B877,DataInput!F877,NA())","v":"Winter"},{"$f":"IF($E878=DataInput!$B877,DataInput!G877,NA())","v":"Non-Coincident"},{"$f":"IF($E878=DataInput!$B877,DataInput!H877,NA())","v":2022},{"$f":"IF($E878=DataInput!$B877,DataInput!I877,NA())","v":"POE10"},{"$f":"IF($E878=DataInput!$B877,DataInput!J877,NA())","v":236.667696836071},{"$f":"IF($E878=DataInput!$B877,DataInput!K877,NA())","v":1},null,null,"VIC Fishermans Bend (Citipower) 66 kV",null,null,null,null,false,null,null,{"$error":"#N/A"},{"$error":"#N/A"},{"$error":"#N/A"},{"$error":"#N/A"},{"$error":"#N/A"},{"$error":"#N/A"},{"$error":"#N/A"},{"$error":"#N/A"},{"$error":"#N/A"},{"$error":"#N/A"}]
[null,{"$f":"IF(DataInput!B878=$B$8,IF($B$9=$B$10,TRUE,IF(DataInput!E878=$B$9,TRUE,FALSE)))","v":true},null,null,{"$f":"IF(B879=TRUE,DataInput!B878,NA())","v":"VIC"},{"$f":"IF($E879=DataInput!$B878,DataInput!C878,NA())","v":"FBTS66C"},{"$f":"IF($E879=DataInput!$B878,DataInput!D878,NA())","v":"Fishermans Bend (Citipower) 66 kV"},{"$f":"IF($E879=DataInput!$B878,DataInput!E878,NA())","v":"Citipower"},{"$f":"IF($E879=DataInput!$B878,DataInput!F878,NA())","v":"Winter"},{"$f":"IF($E879=DataInput!$B878,DataInput!G878,NA())","v":"Non-Coincident"},{"$f":"IF($E879=DataInput!$B878,DataInput!H878,NA())","v":2023},{"$f":"IF($E879=DataInput!$B878,DataInput!I878,NA())","v":"POE10"},{"$f":"IF($E879=DataInput!$B878,DataInput!J878,NA())","v":243.08484434650001},{"$f":"IF($E879=DataInput!$B878,DataInput!K878,NA())","v":1},null,null,"VIC Fishermans Bend (Citipower) 66 kV",null,null,null,null,false,null,null,{"$error":"#N/A"},{"$error":"#N/A"},{"$error":"#N/A"},{"$error":"#N/A"},{"$error":"#N/A"},{"$error":"#N/A"},{"$error":"#N/A"},{"$error":"#N/A"},{"$error":"#N/A"},{"$error":"#N/A"}]
[null,{"$f":"IF(DataInput!B879=$B$8,IF($B$9=$B$10,TRUE,IF(DataInput!E879=$B$9,TRUE,FALSE)))","v":true},null,null,{"$f":"IF(B880=TRUE,DataInput!B879,NA())","v":"VIC"},{"$f":"IF($E880=DataInput!$B879,DataInput!C879,NA())","v":"FBTS66C"},{"$f":"IF($E880=DataInput!$B879,DataInput!D879,NA())","v":"Fishermans Bend (Citipower) 66 kV"},{"$f":"IF($E880=DataInput!$B879,DataInput!E879,NA())","v":"Citipower"},{"$f":"IF($E880=DataInput!$B879,DataInput!F879,NA())","v":"Winter"},{"$f":"IF($E880=DataInput!$B879,DataInput!G879,NA())","v":"Non-Coincident"},{"$f":"IF($E880=DataInput!$B879,DataInput!H879,NA())","v":2024},{"$f":"IF($E880=DataInput!$B879,DataInput!I879,NA())","v":"POE10"},{"$f":"IF($E880=DataInput!$B879,DataInput!J879,NA())","v":248.04874670655801},{"$f":"IF($E880=DataInput!$B879,DataInput!K879,NA())","v":1},null,null,"VIC Fishermans Bend (Citipower) 66 kV",null,null,null,null,false,null,null,{"$error":"#N/A"},{"$error":"#N/A"},{"$error":"#N/A"},{"$error":"#N/A"},{"$error":"#N/A"},{"$error":"#N/A"},{"$error":"#N/A"},{"$error":"#N/A"},{"$error":"#N/A"},{"$error":"#N/A"}]
[null,{"$f":"IF(DataInput!B880=$B$8,IF($B$9=$B$10,TRUE,IF(DataInput!E880=$B$9,TRUE,FALSE)))","v":true},null,null,{"$f":"IF(B881=TRUE,DataInput!B880,NA())","v":"VIC"},{"$f":"IF($E881=DataInput!$B880,DataInput!C880,NA())","v":"FBTS66C"},{"$f":"IF($E881=DataInput!$B880,DataInput!D880,NA())","v":"Fishermans Bend (Citipower) 66 kV"},{"$f":"IF($E881=DataInput!$B880,DataInput!E880,NA())","v":"Citipower"},{"$f":"IF($E881=DataInput!$B880,DataInput!F880,NA())","v":"Winter"},{"$f":"IF($E881=DataInput!$B880,DataInput!G880,NA())","v":"Non-Coincident"},{"$f":"IF($E881=DataInput!$B880,DataInput!H880,NA())","v":2025},{"$f":"IF($E881=DataInput!$B880,DataInput!I880,NA())","v":"POE10"},{"$f":"IF($E881=DataInput!$B880,DataInput!J880,NA())","v":252.497228640543},{"$f":"IF($E881=DataInput!$B880,DataInput!K880,NA())","v":1},null,null,"VIC Fishermans Bend (Citipower) 66 kV",null,null,null,null,false,null,null,{"$error":"#N/A"},{"$error":"#N/A"},{"$error":"#N/A"},{"$error":"#N/A"},{"$error":"#N/A"},{"$error":"#N/A"},{"$error":"#N/A"},{"$error":"#N/A"},{"$error":"#N/A"},{"$error":"#N/A"}]
[null,{"$f":"IF(DataInput!B881=$B$8,IF($B$9=$B$10,TRUE,IF(DataInput!E881=$B$9,TRUE,FALSE)))","v":true},null,null,{"$f":"IF(B882=TRUE,DataInput!B881,NA())","v":"VIC"},{"$f":"IF($E882=DataInput!$B881,DataInput!C881,NA())","v":"FBTS66C"},{"$f":"IF($E882=DataInput!$B881,DataInput!D881,NA())","v":"Fishermans Bend (Citipower) 66 kV"},{"$f":"IF($E882=DataInput!$B881,DataInput!E881,NA())","v":"Citipower"},{"$f":"IF($E882=DataInput!$B881,DataInput!F881,NA())","v":"Winter"},{"$f":"IF($E882=DataInput!$B881,DataInput!G881,NA())","v":"Non-Coincident"},{"$f":"IF($E882=DataInput!$B881,DataInput!H881,NA())","v":2016},{"$f":"IF($E882=DataInput!$B881,DataInput!I881,NA())","v":"POE50"},{"$f":"IF($E882=DataInput!$B881,DataInput!J881,NA())","v":192.12975896443001},{"$f":"IF($E882=DataInput!$B881,DataInput!K881,NA())","v":1},null,null,"VIC Fishermans Bend (Citipower) 66 kV",null,null,null,null,false,null,null,{"$error":"#N/A"},{"$error":"#N/A"},{"$error":"#N/A"},{"$error":"#N/A"},{"$error":"#N/A"},{"$error":"#N/A"},{"$error":"#N/A"},{"$error":"#N/A"},{"$error":"#N/A"},{"$error":"#N/A"}]
[null,{"$f":"IF(DataInput!B882=$B$8,IF($B$9=$B$10,TRUE,IF(DataInput!E882=$B$9,TRUE,FALSE)))","v":true},null,null,{"$f":"IF(B883=TRUE,DataInput!B882,NA())","v":"VIC"},{"$f":"IF($E883=DataInput!$B882,DataInput!C882,NA())","v":"FBTS66C"},{"$f":"IF($E883=DataInput!$B882,DataInput!D882,NA())","v":"Fishermans Bend (Citipower) 66 kV"},{"$f":"IF($E883=DataInput!$B882,DataInput!E882,NA())","v":"Citipower"},{"$f":"IF($E883=DataInput!$B882,DataInput!F882,NA())","v":"Winter"},{"$f":"IF($E883=DataInput!$B882,DataInput!G882,NA())","v":"Non-Coincident"},{"$f":"IF($E883=DataInput!$B882,DataInput!H882,NA())","v":2017},{"$f":"IF($E883=DataInput!$B882,DataInput!I882,NA())","v":"POE50"},{"$f":"IF($E883=DataInput!$B882,DataInput!J882,NA())","v":198.06644127331001},{"$f":"IF($E883=DataInput!$B882,DataInput!K882,NA())","v":1},null,null,"VIC Fishermans Bend (Citipower) 66 kV",null,null,null,null,false,null,null,{"$error":"#N/A"},{"$error":"#N/A"},{"$error":"#N/A"},{"$error":"#N/A"},{"$error":"#N/A"},{"$error":"#N/A"},{"$error":"#N/A"},{"$error":"#N/A"},{"$error":"#N/A"},{"$error":"#N/A"}]
[null,{"$f":"IF(DataInput!B883=$B$8,IF($B$9=$B$10,TRUE,IF(DataInput!E883=$B$9,TRUE,FALSE)))","v":true},null,null,{"$f":"IF(B884=TRUE,DataInput!B883,NA())","v":"VIC"},{"$f":"IF($E884=DataInput!$B883,DataInput!C883,NA())","v":"FBTS66C"},{"$f":"IF($E884=DataInput!$B883,DataInput!D883,NA())","v":"Fishermans Bend (Citipower) 66 kV"},{"$f":"IF($E884=DataInput!$B883,DataInput!E883,NA())","v":"Citipower"},{"$f":"IF($E884=DataInput!$B883,DataInput!F883,NA())","v":"Winter"},{"$f":"IF($E884=DataInput!$B883,DataInput!G883,NA())","v":"Non-Coincident"},{"$f":"IF($E884=DataInput!$B883,DataInput!H883,NA())","v":2018},{"$f":"IF($E884=DataInput!$B883,DataInput!I883,NA())","v":"POE50"},{"$f":"IF($E884=DataInput!$B883,DataInput!J883,NA())","v":209.966053938149},{"$f":"IF($E884=DataInput!$B883,DataInput!K883,NA())","v":1},null,null,"VIC Fishermans Bend (Citipower) 66 kV",null,null,null,null,false,null,null,{"$error":"#N/A"},{"$error":"#N/A"},{"$error":"#N/A"},{"$error":"#N/A"},{"$error":"#N/A"},{"$error":"#N/A"},{"$error":"#N/A"},{"$error":"#N/A"},{"$error":"#N/A"},{"$error":"#N/A"}]
[null,{"$f":"IF(DataInput!B884=$B$8,IF($B$9=$B$10,TRUE,IF(DataInput!E884=$B$9,TRUE,FALSE)))","v":true},null,null,{"$f":"IF(B885=TRUE,DataInput!B884,NA())","v":"VIC"},{"$f":"IF($E885=DataInput!$B884,DataInput!C884,NA())","v":"FBTS66C"},{"$f":"IF($E885=DataInput!$B884,DataInput!D884,NA())","v":"Fishermans Bend (Citipower) 66 kV"},{"$f":"IF($E885=DataInput!$B884,DataInput!E884,NA())","v":"Citipower"},{"$f":"IF($E885=DataInput!$B884,DataInput!F884,NA())","v":"Winter"},{"$f":"IF($E885=DataInput!$B884,DataInput!G884,NA())","v":"Non-Coincident"},{"$f":"IF($E885=DataInput!$B884,DataInput!H884,NA())","v":2019},{"$f":"IF($E885=DataInput!$B884,DataInput!I884,NA())","v":"POE50"},{"$f":"IF($E885=DataInput!$B884,DataInput!J884,NA())","v":215.367587174931},{"$f":"IF($E885=DataInput!$B884,DataInput!K884,NA())","v":1},null,null,"VIC Fishermans Bend (Citipower) 66 kV",null,null,null,null,false,null,null,{"$error":"#N/A"},{"$error":"#N/A"},{"$error":"#N/A"},{"$error":"#N/A"},{"$error":"#N/A"},{"$error":"#N/A"},{"$error":"#N/A"},{"$error":"#N/A"},{"$error":"#N/A"},{"$error":"#N/A"}]
[null,{"$f":"IF(DataInput!B885=$B$8,IF($B$9=$B$10,TRUE,IF(DataInput!E885=$B$9,TRUE,FALSE)))","v":true},null,null,{"$f":"IF(B886=TRUE,DataInput!B885,NA())","v":"VIC"},{"$f":"IF($E886=DataInput!$B885,DataInput!C885,NA())","v":"FBTS66C"},{"$f":"IF($E886=DataInput!$B885,DataInput!D885,NA())","v":"Fishermans Bend (Citipower) 66 kV"},{"$f":"IF($E886=DataInput!$B885,DataInput!E885,NA())","v":"Citipower"},{"$f":"IF($E886=DataInput!$B885,DataInput!F885,NA())","v":"Winter"},{"$f":"IF($E886=DataInput!$B885,DataInput!G885,NA())","v":"Non-Coincident"},{"$f":"IF($E886=DataInput!$B885,DataInput!H885,NA())","v":2020},{"$f":"IF($E886=DataInput!$B885,DataInput!I885,NA())","v":"POE50"},{"$f":"IF($E886=DataInput!$B885,DataInput!J885,NA())","v":220.88972677306299},{"$f":"IF($E886=DataInput!$B885,DataInput!K885,NA())","v":1},null,null,"VIC Fishermans Bend (Citipower) 66 kV",null,null,null,null,false,null,null,{"$error":"#N/A"},{"$error":"#N/A"},{"$error":"#N/A"},{"$error":"#N/A"},{"$error":"#N/A"},{"$error":"#N/A"},{"$error":"#N/A"},{"$error":"#N/A"},{"$error":"#N/A"},{"$error":"#N/A"}]
[null,{"$f":"IF(DataInput!B886=$B$8,IF($B$9=$B$10,TRUE,IF(DataInput!E886=$B$9,TRUE,FALSE)))","v":true},null,null,{"$f":"IF(B887=TRUE,DataInput!B886,NA())","v":"VIC"},{"$f":"IF($E887=DataInput!$B886,DataInput!C886,NA())","v":"FBTS66C"},{"$f":"IF($E887=DataInput!$B886,DataInput!D886,NA())","v":"Fishermans Bend (Citipower) 66 kV"},{"$f":"IF($E887=DataInput!$B886,DataInput!E886,NA())","v":"Citipower"},{"$f":"IF($E887=DataInput!$B886,DataInput!F886,NA())","v":"Winter"},{"$f":"IF($E887=DataInput!$B886,DataInput!G886,NA())","v":"Non-Coincident"},{"$f":"IF($E887=DataInput!$B886,DataInput!H886,NA())","v":2021},{"$f":"IF($E887=DataInput!$B886,DataInput!I886,NA())","v":"POE50"},{"$f":"IF($E887=DataInput!$B886,DataInput!J886,NA())","v":226.06823431306},{"$f":"IF($E887=DataInput!$B886,DataInput!K886,NA())","v":1},null,null,"VIC Fishermans Bend (Citipower) 66 kV",null,null,null,null,false,null,null,{"$error":"#N/A"},{"$f":"IF($V887=TRUE,F887,NA())","v":{"$error":"#N/A"}},{"$f":"IF($V887=TRUE,G887,NA())","v":{"$error":"#N/A"}},{"$f":"IF($V887=TRUE,H887,NA())","v":{"$error":"#N/A"}},{"$f":"IF($V887=TRUE,I887,NA())","v":{"$error":"#N/A"}},{"$f":"IF($V887=TRUE,J887,NA())","v":{"$error":"#N/A"}},{"$f":"IF($V887=TRUE,K887,NA())","v":{"$error":"#N/A"}},{"$f":"IF($V887=TRUE,L887,NA())","v":{"$error":"#N/A"}},{"$f":"IF($V887=TRUE,M887,NA())","v":{"$error":"#N/A"}},{"$f":"IF($V887=TRUE,N887,NA())","v":{"$error":"#N/A"}}]
[null,{"$f":"IF(DataInput!B887=$B$8,IF($B$9=$B$10,TRUE,IF(DataInput!E887=$B$9,TRUE,FALSE)))","v":true},null,null,{"$f":"IF(B888=TRUE,DataInput!B887,NA())","v":"VIC"},{"$f":"IF($E888=DataInput!$B887,DataInput!C887,NA())","v":"FBTS66C"},{"$f":"IF($E888=DataInput!$B887,DataInput!D887,NA())","v":"Fishermans Bend (Citipower) 66 kV"},{"$f":"IF($E888=DataInput!$B887,DataInput!E887,NA())","v":"Citipower"},{"$f":"IF($E888=DataInput!$B887,DataInput!F887,NA())","v":"Winter"},{"$f":"IF($E888=DataInput!$B887,DataInput!G887,NA())","v":"Non-Coincident"},{"$f":"IF($E888=DataInput!$B887,DataInput!H887,NA())","v":2022},{"$f":"IF($E888=DataInput!$B887,DataInput!I887,NA())","v":"POE50"},{"$f":"IF($E888=DataInput!$B887,DataInput!J887,NA())","v":231.30266830281701},{"$f":"IF($E888=DataInput!$B887,DataInput!K887,NA())","v":1},null,null,"VIC Fishermans Bend (Citipower) 66 kV",null,null,null,null,false,null,null,{"$error":"#N/A"},{"$error":"#N/A"},{"$error":"#N/A"},{"$error":"#N/A"},{"$error":"#N/A"},{"$error":"#N/A"},{"$error":"#N/A"},{"$error":"#N/A"},{"$error":"#N/A"},{"$error":"#N/A"}]
[null,{"$f":"IF(DataInput!B888=$B$8,IF($B$9=$B$10,TRUE,IF(DataInput!E888=$B$9,TRUE,FALSE)))","v":true},null,null,{"$f":"IF(B889=TRUE,DataInput!B888,NA())","v":"VIC"},{"$f":"IF($E889=DataInput!$B888,DataInput!C888,NA())","v":"FBTS66C"},{"$f":"IF($E889=DataInput!$B888,DataInput!D888,NA())","v":"Fishermans Bend (Citipower) 66 kV"},{"$f":"IF($E889=DataInput!$B888,DataInput!E888,NA())","v":"Citipower"},{"$f":"IF($E889=DataInput!$B888,DataInput!F888,NA())","v":"Winter"},{"$f":"IF($E889=DataInput!$B888,DataInput!G888,NA())","v":"Non-Coincident"},{"$f":"IF($E889=DataInput!$B888,DataInput!H888,NA())","v":2023},{"$f":"IF($E889=DataInput!$B888,DataInput!I888,NA())","v":"POE50"},{"$f":"IF($E889=DataInput!$B888,DataInput!J888,NA())","v":237.362546279741},{"$f":"IF($E889=DataInput!$B888,DataInput!K888,NA())","v":1},null,null,"VIC Fishermans Bend (Citipower) 66 kV",null,null,null,null,false,null,null,{"$error":"#N/A"},{"$error":"#N/A"},{"$error":"#N/A"},{"$error":"#N/A"},{"$error":"#N/A"},{"$error":"#N/A"},{"$error":"#N/A"},{"$error":"#N/A"},{"$error":"#N/A"},{"$error":"#N/A"}]
[null,{"$f":"IF(DataInput!B889=$B$8,IF($B$9=$B$10,TRUE,IF(DataInput!E889=$B$9,TRUE,FALSE)))","v":true},null,null,{"$f":"IF(B890=TRUE,DataInput!B889,NA())","v":"VIC"},{"$f":"IF($E890=DataInput!$B889,DataInput!C889,NA())","v":"FBTS66C"},{"$f":"IF($E890=DataInput!$B889,DataInput!D889,NA())","v":"Fishermans Bend (Citipower) 66 kV"},{"$f":"IF($E890=DataInput!$B889,DataInput!E889,NA())","v":"Citipower"},{"$f":"IF($E890=DataInput!$B889,DataInput!F889,NA())","v":"Winter"},{"$f":"IF($E890=DataInput!$B889,DataInput!G889,NA())","v":"Non-Coincident"},{"$f":"IF($E890=DataInput!$B889,DataInput!H889,NA())","v":2024},{"$f":"IF($E890=DataInput!$B889,DataInput!I889,NA())","v":"POE50"},{"$f":"IF($E890=DataInput!$B889,DataInput!J889,NA())","v":242.01921958146301},{"$f":"IF($E890=DataInput!$B889,DataInput!K889,NA())","v":1},null,null,"VIC Fishermans Bend (Citipower) 66 kV",null,null,null,null,false,null,null,{"$error":"#N/A"},{"$error":"#N/A"},{"$error":"#N/A"},{"$error":"#N/A"},{"$error":"#N/A"},{"$error":"#N/A"},{"$error":"#N/A"},{"$error":"#N/A"},{"$error":"#N/A"},{"$error":"#N/A"}]
[null,{"$f":"IF(DataInput!B890=$B$8,IF($B$9=$B$10,TRUE,IF(DataInput!E890=$B$9,TRUE,FALSE)))","v":true},null,null,{"$f":"IF(B891=TRUE,DataInput!B890,NA())","v":"VIC"},{"$f":"IF($E891=DataInput!$B890,DataInput!C890,NA())","v":"FBTS66C"},{"$f":"IF($E891=DataInput!$B890,DataInput!D890,NA())","v":"Fishermans Bend (Citipower) 66 kV"},{"$f":"IF($E891=DataInput!$B890,DataInput!E890,NA())","v":"Citipower"},{"$f":"IF($E891=DataInput!$B890,DataInput!F890,NA())","v":"Winter"},{"$f":"IF($E891=DataInput!$B890,DataInput!G890,NA())","v":"Non-Coincident"},{"$f":"IF($E891=DataInput!$B890,DataInput!H890,NA())","v":2025},{"$f":"IF($E891=DataInput!$B890,DataInput!I890,NA())","v":"POE50"},{"$f":"IF($E891=DataInput!$B890,DataInput!J890,NA())","v":246.445938779724},{"$f":"IF($E891=DataInput!$B890,DataInput!K890,NA())","v":1},null,null,"VIC Fishermans Bend (Citipower) 66 kV",null,null,null,null,false,null,null,{"$error":"#N/A"},{"$error":"#N/A"},{"$error":"#N/A"},{"$error":"#N/A"},{"$error":"#N/A"},{"$error":"#N/A"},{"$error":"#N/A"},{"$error":"#N/A"},{"$error":"#N/A"},{"$error":"#N/A"}]
[null,{"$f":"IF(DataInput!B891=$B$8,IF($B$9=$B$10,TRUE,IF(DataInput!E891=$B$9,TRUE,FALSE)))","v":true},null,null,{"$f":"IF(B892=TRUE,DataInput!B891,NA())","v":"VIC"},{"$f":"IF($E892=DataInput!$B891,DataInput!C891,NA())","v":"FBTS66P"},{"$f":"IF($E892=DataInput!$B891,DataInput!D891,NA())","v":"Fishermans Bend (Powercor) 66 kV"},{"$f":"IF($E892=DataInput!$B891,DataInput!E891,NA())","v":"Powercor"},{"$f":"IF($E892=DataInput!$B891,DataInput!F891,NA())","v":"Summer"},{"$f":"IF($E892=DataInput!$B891,DataInput!G891,NA())","v":"Non-Coincident"},{"$f":"IF($E892=DataInput!$B891,DataInput!H891,NA())","v":2017},{"$f":"IF($E892=DataInput!$B891,DataInput!I891,NA())","v":"POE10"},{"$f":"IF($E892=DataInput!$B891,DataInput!J891,NA())","v":18.660954122384201},{"$f":"IF($E892=DataInput!$B891,DataInput!K891,NA())","v":0.98802990455484496},null,null,"VIC Fishermans Bend (Powercor) 66 kV",null,null,null,null,false,null,null,{"$error":"#N/A"},{"$error":"#N/A"},{"$error":"#N/A"},{"$error":"#N/A"},{"$error":"#N/A"},{"$error":"#N/A"},{"$error":"#N/A"},{"$error":"#N/A"},{"$error":"#N/A"},{"$error":"#N/A"}]
[null,{"$f":"IF(DataInput!B892=$B$8,IF($B$9=$B$10,TRUE,IF(DataInput!E892=$B$9,TRUE,FALSE)))","v":true},null,null,{"$f":"IF(B893=TRUE,DataInput!B892,NA())","v":"VIC"},{"$f":"IF($E893=DataInput!$B892,DataInput!C892,NA())","v":"FBTS66P"},{"$f":"IF($E893=DataInput!$B892,DataInput!D892,NA())","v":"Fishermans Bend (Powercor) 66 kV"},{"$f":"IF($E893=DataInput!$B892,DataInput!E892,NA())","v":"Powercor"},{"$f":"IF($E893=DataInput!$B892,DataInput!F892,NA())","v":"Summer"},{"$f":"IF($E893=DataInput!$B892,DataInput!G892,NA())","v":"Non-Coincident"},{"$f":"IF($E893=DataInput!$B892,DataInput!H892,NA())","v":2018},{"$f":"IF($E893=DataInput!$B892,DataInput!I892,NA())","v":"POE10"},{"$f":"IF($E893=DataInput!$B892,DataInput!J892,NA())","v":18.5485471049378},{"$f":"IF($E893=DataInput!$B892,DataInput!K892,NA())","v":0.97131841144075404},null,null,"VIC Fishermans Bend (Powercor) 66 kV",null,null,null,null,false,null,null,{"$error":"#N/A"},{"$error":"#N/A"},{"$error":"#N/A"},{"$error":"#N/A"},{"$error":"#N/A"},{"$error":"#N/A"},{"$error":"#N/A"},{"$error":"#N/A"},{"$error":"#N/A"},{"$error":"#N/A"}]
[null,{"$f":"IF(DataInput!B893=$B$8,IF($B$9=$B$10,TRUE,IF(DataInput!E893=$B$9,TRUE,FALSE)))","v":true},null,null,{"$f":"IF(B894=TRUE,DataInput!B893,NA())","v":"VIC"},{"$f":"IF($E894=DataInput!$B893,DataInput!C893,NA())","v":"FBTS66P"},{"$f":"IF($E894=DataInput!$B893,DataInput!D893,NA())","v":"Fishermans Bend (Powercor) 66 kV"},{"$f":"IF($E894=DataInput!$B893,DataInput!E893,NA())","v":"Powercor"},{"$f":"IF($E894=DataInput!$B893,DataInput!F893,NA())","v":"Summer"},{"$f":"IF($E894=DataInput!$B893,DataInput!G893,NA())","v":"Non-Coincident"},{"$f":"IF($E894=DataInput!$B893,DataInput!H893,NA())","v":2019},{"$f":"IF($E894=DataInput!$B893,DataInput!I893,NA())","v":"POE10"},{"$f":"IF($E894=DataInput!$B893,DataInput!J893,NA())","v":18.433524678418902},{"$f":"IF($E894=DataInput!$B893,DataInput!K893,NA())","v":0.97702548650625598},null,null,"VIC Fishermans Bend (Powercor) 66 kV",null,null,null,null,false,null,null,{"$error":"#N/A"},{"$error":"#N/A"},{"$error":"#N/A"},{"$error":"#N/A"},{"$error":"#N/A"},{"$error":"#N/A"},{"$error":"#N/A"},{"$error":"#N/A"},{"$error":"#N/A"},{"$error":"#N/A"}]
[null,{"$f":"IF(DataInput!B894=$B$8,IF($B$9=$B$10,TRUE,IF(DataInput!E894=$B$9,TRUE,FALSE)))","v":true},null,null,{"$f":"IF(B895=TRUE,DataInput!B894,NA())","v":"VIC"},{"$f":"IF($E895=DataInput!$B894,DataInput!C894,NA())","v":"FBTS66P"},{"$f":"IF($E895=DataInput!$B894,DataInput!D894,NA())","v":"Fishermans Bend (Powercor) 66 kV"},{"$f":"IF($E895=DataInput!$B894,DataInput!E894,NA())","v":"Powercor"},{"$f":"IF($E895=DataInput!$B894,DataInput!F894,NA())","v":"Summer"},{"$f":"IF($E895=DataInput!$B894,DataInput!G894,NA())","v":"Non-Coincident"},{"$f":"IF($E895=DataInput!$B894,DataInput!H894,NA())","v":2020},{"$f":"IF($E895=DataInput!$B894,DataInput!I894,NA())","v":"POE10"},{"$f":"IF($E895=DataInput!$B894,DataInput!J894,NA())","v":18.2369322295737},{"$f":"IF($E895=DataInput!$B894,DataInput!K894,NA())","v":0.98204774010729901},null,null,"VIC Fishermans Bend (Powercor) 66 kV",null,null,null,null,false,null,null,{"$error":"#N/A"},{"$error":"#N/A"},{"$error":"#N/A"},{"$error":"#N/A"},{"$error":"#N/A"},{"$error":"#N/A"},{"$error":"#N/A"},{"$error":"#N/A"},{"$error":"#N/A"},{"$error":"#N/A"}]
[null,{"$f":"IF(DataInput!B895=$B$8,IF($B$9=$B$10,TRUE,IF(DataInput!E895=$B$9,TRUE,FALSE)))","v":true},null,null,{"$f":"IF(B896=TRUE,DataInput!B895,NA())","v":"VIC"},{"$f":"IF($E896=DataInput!$B895,DataInput!C895,NA())","v":"FBTS66P"},{"$f":"IF($E896=DataInput!$B895,DataInput!D895,NA())","v":"Fishermans Bend (Powercor) 66 kV"},{"$f":"IF($E896=DataInput!$B895,DataInput!E895,NA())","v":"Powercor"},{"$f":"IF($E896=DataInput!$B895,DataInput!F895,NA())","v":"Summer"},{"$f":"IF($E896=DataInput!$B895,DataInput!G895,NA())","v":"Non-Coincident"},{"$f":"IF($E896=DataInput!$B895,DataInput!H895,NA())","v":2021},{"$f":"IF($E896=DataInput!$B895,DataInput!I895,NA())","v":"POE10"},{"$f":"IF($E896=DataInput!$B895,DataInput!J895,NA())","v":18.189557309051299},{"$f":"IF($E896=DataInput!$B895,DataInput!K895,NA())","v":0.98958920403930695},null,null,"VIC Fishermans Bend (Powercor) 66 kV",null,null,null,null,false,null,null,{"$error":"#N/A"},{"$error":"#N/A"},{"$error":"#N/A"},{"$error":"#N/A"},{"$error":"#N/A"},{"$error":"#N/A"},{"$error":"#N/A"},{"$error":"#N/A"},{"$error":"#N/A"},{"$error":"#N/A"}]
[null,{"$f":"IF(DataInput!B896=$B$8,IF($B$9=$B$10,TRUE,IF(DataInput!E896=$B$9,TRUE,FALSE)))","v":true},null,null,{"$f":"IF(B897=TRUE,DataInput!B896,NA())","v":"VIC"},{"$f":"IF($E897=DataInput!$B896,DataInput!C896,NA())","v":"FBTS66P"},{"$f":"IF($E897=DataInput!$B896,DataInput!D896,NA())","v":"Fishermans Bend (Powercor) 66 kV"},{"$f":"IF($E897=DataInput!$B896,DataInput!E896,NA())","v":"Powercor"},{"$f":"IF($E897=DataInput!$B896,DataInput!F896,NA())","v":"Summer"},{"$f":"IF($E897=DataInput!$B896,DataInput!G896,NA())","v":"Non-Coincident"},{"$f":"IF($E897=DataInput!$B896,DataInput!H896,NA())","v":2022},{"$f":"IF($E897=DataInput!$B896,DataInput!I896,NA())","v":"POE10"},{"$f":"IF($E897=DataInput!$B896,DataInput!J896,NA())","v":18.036975115001901},{"$f":"IF($E897=DataInput!$B896,DataInput!K896,NA())","v":0.98969325055627599},null,null,"VIC Fishermans Bend (Powercor) 66 kV",null,null,null,null,false,null,null,{"$error":"#N/A"},{"$error":"#N/A"},{"$error":"#N/A"},{"$error":"#N/A"},{"$error":"#N/A"},{"$error":"#N/A"},{"$error":"#N/A"},{"$error":"#N/A"},{"$error":"#N/A"},{"$error":"#N/A"}]
[null,{"$f":"IF(DataInput!B897=$B$8,IF($B$9=$B$10,TRUE,IF(DataInput!E897=$B$9,TRUE,FALSE)))","v":true},null,null,{"$f":"IF(B898=TRUE,DataInput!B897,NA())","v":"VIC"},{"$f":"IF($E898=DataInput!$B897,DataInput!C897,NA())","v":"FBTS66P"},{"$f":"IF($E898=DataInput!$B897,DataInput!D897,NA())","v":"Fishermans Bend (Powercor) 66 kV"},{"$f":"IF($E898=DataInput!$B897,DataInput!E897,NA())","v":"Powercor"},{"$f":"IF($E898=DataInput!$B897,DataInput!F897,NA())","v":"Summer"},{"$f":"IF($E898=DataInput!$B897,DataInput!G897,NA())","v":"Non-Coincident"},{"$f":"IF($E898=DataInput!$B897,DataInput!H897,NA())","v":2023},{"$f":"IF($E898=DataInput!$B897,DataInput!I897,NA())","v":"POE10"},{"$f":"IF($E898=DataInput!$B897,DataInput!J897,NA())","v":17.969795355607101},{"$f":"IF($E898=DataInput!$B897,DataInput!K897,NA())","v":0.98986211723129403},null,null,"VIC Fishermans Bend (Powercor) 66 kV",null,null,null,null,false,null,null,{"$error":"#N/A"},{"$error":"#N/A"},{"$error":"#N/A"},{"$error":"#N/A"},{"$error":"#N/A"},{"$error":"#N/A"},{"$error":"#N/A"},{"$error":"#N/A"},{"$error":"#N/A"},{"$error":"#N/A"}]
[null,{"$f":"IF(DataInput!B898=$B$8,IF($B$9=$B$10,TRUE,IF(DataInput!E898=$B$9,TRUE,FALSE)))","v":true},null,null,{"$f":"IF(B899=TRUE,DataInput!B898,NA())","v":"VIC"},{"$f":"IF($E899=DataInput!$B898,DataInput!C898,NA())","v":"FBTS66P"},{"$f":"IF($E899=DataInput!$B898,DataInput!D898,NA())","v":"Fishermans Bend (Powercor) 66 kV"},{"$f":"IF($E899=DataInput!$B898,DataInput!E898,NA())","v":"Powercor"},{"$f":"IF($E899=DataInput!$B898,DataInput!F898,NA())","v":"Summer"},{"$f":"IF($E899=DataInput!$B898,DataInput!G898,NA())","v":"Non-Coincident"},{"$f":"IF($E899=DataInput!$B898,DataInput!H898,NA())","v":2024},{"$f":"IF($E899=DataInput!$B898,DataInput!I898,NA())","v":"POE10"},{"$f":"IF($E899=DataInput!$B898,DataInput!J898,NA())","v":17.935181295789501},{"$f":"IF($E899=DataInput!$B898,DataInput!K898,NA())","v":0.98995231264676697},null,null,"VIC Fishermans Bend (Powercor) 66 kV",null,null,null,null,false,null,null,{"$error":"#N/A"},{"$error":"#N/A"},{"$error":"#N/A"},{"$error":"#N/A"},{"$error":"#N/A"},{"$error":"#N/A"},{"$error":"#N/A"},{"$error":"#N/A"},{"$error":"#N/A"},{"$error":"#N/A"}]
[null,{"$f":"IF(DataInput!B899=$B$8,IF($B$9=$B$10,TRUE,IF(DataInput!E899=$B$9,TRUE,FALSE)))","v":true},null,null,{"$f":"IF(B900=TRUE,DataInput!B899,NA())","v":"VIC"},{"$f":"IF($E900=DataInput!$B899,DataInput!C899,NA())","v":"FBTS66P"},{"$f":"IF($E900=DataInput!$B899,DataInput!D899,NA())","v":"Fishermans Bend (Powercor) 66 kV"},{"$f":"IF($E900=DataInput!$B899,DataInput!E899,NA())","v":"Powercor"},{"$f":"IF($E900=DataInput!$B899,DataInput!F899,NA())","v":"Summer"},{"$f":"IF($E900=DataInput!$B899,DataInput!G899,NA())","v":"Non-Coincident"},{"$f":"IF($E900=DataInput!$B899,DataInput!H899,NA())","v":2025},{"$f":"IF($E900=DataInput!$B899,DataInput!I899,NA())","v":"POE10"},{"$f":"IF($E900=DataInput!$B899,DataInput!J899,NA())","v":17.7883009498109},{"$f":"IF($E900=DataInput!$B899,DataInput!K899,NA())","v":0.99004745113029802},null,null,"VIC Fishermans Bend (Powercor) 66 kV",null,null,null,null,false,null,null,{"$error":"#N/A"},{"$error":"#N/A"},{"$error":"#N/A"},{"$error":"#N/A"},{"$error":"#N/A"},{"$error":"#N/A"},{"$error":"#N/A"},{"$error":"#N/A"},{"$error":"#N/A"},{"$error":"#N/A"}]
[null,{"$f":"IF(DataInput!B900=$B$8,IF($B$9=$B$10,TRUE,IF(DataInput!E900=$B$9,TRUE,FALSE)))","v":true},null,null,{"$f":"IF(B901=TRUE,DataInput!B900,NA())","v":"VIC"},{"$f":"IF($E901=DataInput!$B900,DataInput!C900,NA())","v":"FBTS66P"},{"$f":"IF($E901=DataInput!$B900,DataInput!D900,NA())","v":"Fishermans Bend (Powercor) 66 kV"},{"$f":"IF($E901=DataInput!$B900,DataInput!E900,NA())","v":"Powercor"},{"$f":"IF($E901=DataInput!$B900,DataInput!F900,NA())","v":"Summer"},{"$f":"IF($E901=DataInput!$B900,DataInput!G900,NA())","v":"Non-Coincident"},{"$f":"IF($E901=DataInput!$B900,DataInput!H900,NA())","v":2026},{"$f":"IF($E901=DataInput!$B900,DataInput!I900,NA())","v":"POE10"},{"$f":"IF($E901=DataInput!$B900,DataInput!J900,NA())","v":17.731751429375102},{"$f":"IF($E901=DataInput!$B900,DataInput!K900,NA())","v":0.99014254342241204},null,null,"VIC Fishermans Bend (Powercor) 66 kV",null,null,null,null,false,null,null,{"$error":"#N/A"},{"$error":"#N/A"},{"$error":"#N/A"},{"$error":"#N/A"},{"$error":"#N/A"},{"$error":"#N/A"},{"$error":"#N/A"},{"$error":"#N/A"},{"$error":"#N/A"},{"$error":"#N/A"}]
[null,{"$f":"IF(DataInput!B901=$B$8,IF($B$9=$B$10,TRUE,IF(DataInput!E901=$B$9,TRUE,FALSE)))","v":true},null,null,{"$f":"IF(B902=TRUE,DataInput!B901,NA())","v":"VIC"},{"$f":"IF($E902=DataInput!$B901,DataInput!C901,NA())","v":"FBTS66P"},{"$f":"IF($E902=DataInput!$B901,DataInput!D901,NA())","v":"Fishermans Bend (Powercor) 66 kV"},{"$f":"IF($E902=DataInput!$B901,DataInput!E901,NA())","v":"Powercor"},{"$f":"IF($E902=DataInput!$B901,DataInput!F901,NA())","v":"Summer"},{"$f":"IF($E902=DataInput!$B901,DataInput!G901,NA())","v":"Non-Coincident"},{"$f":"IF($E902=DataInput!$B901,DataInput!H901,NA())","v":2017},{"$f":"IF($E902=DataInput!$B901,DataInput!I901,NA())","v":"POE50"},{"$f":"IF($E902=DataInput!$B901,DataInput!J901,NA())","v":17.247967399235201},{"$f":"IF($E902=DataInput!$B901,DataInput!K901,NA())","v":0.98557852634533805},null,null,"VIC Fishermans Bend (Powercor) 66 kV",null,null,null,null,false,null,null,{"$error":"#N/A"},{"$error":"#N/A"},{"$error":"#N/A"},{"$error":"#N/A"},{"$error":"#N/A"},{"$error":"#N/A"},{"$error":"#N/A"},{"$error":"#N/A"},{"$error":"#N/A"},{"$error":"#N/A"}]
[null,{"$f":"IF(DataInput!B902=$B$8,IF($B$9=$B$10,TRUE,IF(DataInput!E902=$B$9,TRUE,FALSE)))","v":true},null,null,{"$f":"IF(B903=TRUE,DataInput!B902,NA())","v":"VIC"},{"$f":"IF($E903=DataInput!$B902,DataInput!C902,NA())","v":"FBTS66P"},{"$f":"IF($E903=DataInput!$B902,DataInput!D902,NA())","v":"Fishermans Bend (Powercor) 66 kV"},{"$f":"IF($E903=DataInput!$B902,DataInput!E902,NA())","v":"Powercor"},{"$f":"IF($E903=DataInput!$B902,DataInput!F902,NA())","v":"Summer"},{"$f":"IF($E903=DataInput!$B902,DataInput!G902,NA())","v":"Non-Coincident"},{"$f":"IF($E903=DataInput!$B902,DataInput!H902,NA())","v":2018},{"$f":"IF($E903=DataInput!$B902,DataInput!I902,NA())","v":"POE50"},{"$f":"IF($E903=DataInput!$B902,DataInput!J902,NA())","v":17.205101101368498},{"$f":"IF($E903=DataInput!$B902,DataInput!K902,NA())","v":0.97952465607960104},null,null,"VIC Fishermans Bend (Powercor) 66 kV",null,null,null,null,false,null,null,{"$error":"#N/A"},{"$error":"#N/A"},{"$error":"#N/A"},{"$error":"#N/A"},{"$error":"#N/A"},{"$error":"#N/A"},{"$error":"#N/A"},{"$error":"#N/A"},{"$error":"#N/A"},{"$error":"#N/A"}]
[null,{"$f":"IF(DataInput!B903=$B$8,IF($B$9=$B$10,TRUE,IF(DataInput!E903=$B$9,TRUE,FALSE)))","v":true},null,null,{"$f":"IF(B904=TRUE,DataInput!B903,NA())","v":"VIC"},{"$f":"IF($E904=DataInput!$B903,DataInput!C903,NA())","v":"FBTS66P"},{"$f":"IF($E904=DataInput!$B903,DataInput!D903,NA())","v":"Fishermans Bend (Powercor) 66 kV"},{"$f":"IF($E904=DataInput!$B903,DataInput!E903,NA())","v":"Powercor"},{"$f":"IF($E904=DataInput!$B903,DataInput!F903,NA())","v":"Summer"},{"$f":"IF($E904=DataInput!$B903,DataInput!G903,NA())","v":"Non-Coincident"},{"$f":"IF($E904=DataInput!$B903,DataInput!H903,NA())","v":2019},{"$f":"IF($E904=DataInput!$B903,DataInput!I903,NA())","v":"POE50"},{"$f":"IF($E904=DataInput!$B903,DataInput!J903,NA())","v":17.150970374805599},{"$f":"IF($E904=DataInput!$B903,DataInput!K903,NA())","v":0.981259549470194},null,null,"VIC Fishermans Bend (Powercor) 66 kV",null,null,null,null,false,null,null,{"$error":"#N/A"},{"$error":"#N/A"},{"$error":"#N/A"},{"$error":"#N/A"},{"$error":"#N/A"},{"$error":"#N/A"},{"$error":"#N/A"},{"$error":"#N/A"},{"$error":"#N/A"},{"$error":"#N/A"}]
[null,{"$f":"IF(DataInput!B904=$B$8,IF($B$9=$B$10,TRUE,IF(DataInput!E904=$B$9,TRUE,FALSE)))","v":true},null,null,{"$f":"IF(B905=TRUE,DataInput!B904,NA())","v":"VIC"},{"$f":"IF($E905=DataInput!$B904,DataInput!C904,NA())","v":"FBTS66P"},{"$f":"IF($E905=DataInput!$B904,DataInput!D904,NA())","v":"Fishermans Bend (Powercor) 66 kV"},{"$f":"IF($E905=DataInput!$B904,DataInput!E904,NA())","v":"Powercor"},{"$f":"IF($E905=DataInput!$B904,DataInput!F904,NA())","v":"Summer"},{"$f":"IF($E905=DataInput!$B904,DataInput!G904,NA())","v":"Non-Coincident"},{"$f":"IF($E905=DataInput!$B904,DataInput!H904,NA())","v":2020},{"$f":"IF($E905=DataInput!$B904,DataInput!I904,NA())","v":"POE50"},{"$f":"IF($E905=DataInput!$B904,DataInput!J904,NA())","v":16.981684398396901},{"$f":"IF($E905=DataInput!$B904,DataInput!K904,NA())","v":0.982184771384639},null,null,"VIC Fishermans Bend (Powercor) 66 kV",null,null,null,null,false,null,null,{"$error":"#N/A"},{"$error":"#N/A"},{"$error":"#N/A"},{"$error":"#N/A"},{"$error":"#N/A"},{"$error":"#N/A"},{"$error":"#N/A"},{"$error":"#N/A"},{"$error":"#N/A"},{"$error":"#N/A"}]
[null,{"$f":"IF(DataInput!B905=$B$8,IF($B$9=$B$10,TRUE,IF(DataInput!E905=$B$9,TRUE,FALSE)))","v":true},null,null,{"$f":"IF(B906=TRUE,DataInput!B905,NA())","v":"VIC"},{"$f":"IF($E906=DataInput!$B905,DataInput!C905,NA())","v":"FBTS66P"},{"$f":"IF($E906=DataInput!$B905,DataInput!D905,NA())","v":"Fishermans Bend (Powercor) 66 kV"},{"$f":"IF($E906=DataInput!$B905,DataInput!E905,NA())","v":"Powercor"},{"$f":"IF($E906=DataInput!$B905,DataInput!F905,NA())","v":"Summer"},{"$f":"IF($E906=DataInput!$B905,DataInput!G905,NA())","v":"Non-Coincident"},{"$f":"IF($E906=DataInput!$B905,DataInput!H905,NA())","v":2021},{"$f":"IF($E906=DataInput!$B905,DataInput!I905,NA())","v":"POE50"},{"$f":"IF($E906=DataInput!$B905,DataInput!J905,NA())","v":17.109888287327198},{"$f":"IF($E906=DataInput!$B905,DataInput!K905,NA())","v":0.98721438552231999},null,null,"VIC Fishermans Bend (Powercor) 66 kV",null,null,null,null,false,null,null,{"$error":"#N/A"},{"$error":"#N/A"},{"$error":"#N/A"},{"$error":"#N/A"},{"$error":"#N/A"},{"$error":"#N/A"},{"$error":"#N/A"},{"$error":"#N/A"},{"$error":"#N/A"},{"$error":"#N/A"}]
[null,{"$f":"IF(DataInput!B906=$B$8,IF($B$9=$B$10,TRUE,IF(DataInput!E906=$B$9,TRUE,FALSE)))","v":true},null,null,{"$f":"IF(B907=TRUE,DataInput!B906,NA())","v":"VIC"},{"$f":"IF($E907=DataInput!$B906,DataInput!C906,NA())","v":"FBTS66P"},{"$f":"IF($E907=DataInput!$B906,DataInput!D906,NA())","v":"Fishermans Bend (Powercor) 66 kV"},{"$f":"IF($E907=DataInput!$B906,DataInput!E906,NA())","v":"Powercor"},{"$f":"IF($E907=DataInput!$B906,DataInput!F906,NA())","v":"Summer"},{"$f":"IF($E907=DataInput!$B906,DataInput!G906,NA())","v":"Non-Coincident"},{"$f":"IF($E907=DataInput!$B906,DataInput!H906,NA())","v":2022},{"$f":"IF($E907=DataInput!$B906,DataInput!I906,NA())","v":"POE50"},{"$f":"IF($E907=DataInput!$B906,DataInput!J906,NA())","v":16.8500347733134},{"$f":"IF($E907=DataInput!$B906,DataInput!K906,NA())","v":0.98733165022485403},null,null,"VIC Fishermans Bend (Powercor) 66 kV",null,null,null,null,false,null,null,{"$error":"#N/A"},{"$error":"#N/A"},{"$error":"#N/A"},{"$error":"#N/A"},{"$error":"#N/A"},{"$error":"#N/A"},{"$error":"#N/A"},{"$error":"#N/A"},{"$error":"#N/A"},{"$error":"#N/A"}]
[null,{"$f":"IF(DataInput!B907=$B$8,IF($B$9=$B$10,TRUE,IF(DataInput!E907=$B$9,TRUE,FALSE)))","v":true},null,null,{"$f":"IF(B908=TRUE,DataInput!B907,NA())","v":"VIC"},{"$f":"IF($E908=DataInput!$B907,DataInput!C907,NA())","v":"FBTS66P"},{"$f":"IF($E908=DataInput!$B907,DataInput!D907,NA())","v":"Fishermans Bend (Powercor) 66 kV"},{"$f":"IF($E908=DataInput!$B907,DataInput!E907,NA())","v":"Powercor"},{"$f":"IF($E908=DataInput!$B907,DataInput!F907,NA())","v":"Summer"},{"$f":"IF($E908=DataInput!$B907,DataInput!G907,NA())","v":"Non-Coincident"},{"$f":"IF($E908=DataInput!$B907,DataInput!H907,NA())","v":2023},{"$f":"IF($E908=DataInput!$B907,DataInput!I907,NA())","v":"POE50"},{"$f":"IF($E908=DataInput!$B907,DataInput!J907,NA())","v":16.9203939083501},{"$f":"IF($E908=DataInput!$B907,DataInput!K907,NA())","v":0.98752523146764504},null,null,{"$f":"IF(OR(ISERROR(E908),ISERROR(G908)),\"  \",E908&\" \"&G908)","v":"VIC Fishermans Bend (Powercor) 66 kV"},null,null,null,null,{"$f":"IF(ISERROR(G908),FALSE,IF($V$9=G908,TRUE,FALSE))","v":false},null,null,{"$f":"IF($V908=TRUE,E908,NA())","v":{"$error":"#N/A"}},{"$error":"#N/A"},{"$error":"#N/A"},{"$error":"#N/A"},{"$error":"#N/A"},{"$error":"#N/A"},{"$error":"#N/A"},{"$error":"#N/A"},{"$error":"#N/A"},{"$error":"#N/A"}]
[null,{"$f":"IF(DataInput!B908=$B$8,IF($B$9=$B$10,TRUE,IF(DataInput!E908=$B$9,TRUE,FALSE)))","v":true},null,null,{"$f":"IF(B909=TRUE,DataInput!B908,NA())","v":"VIC"},{"$f":"IF($E909=DataInput!$B908,DataInput!C908,NA())","v":"FBTS66P"},{"$f":"IF($E909=DataInput!$B908,DataInput!D908,NA())","v":"Fishermans Bend (Powercor) 66 kV"},{"$f":"IF($E909=DataInput!$B908,DataInput!E908,NA())","v":"Powercor"},{"$f":"IF($E909=DataInput!$B908,DataInput!F908,NA())","v":"Summer"},{"$f":"IF($E909=DataInput!$B908,DataInput!G908,NA())","v":"Non-Coincident"},{"$f":"IF($E909=DataInput!$B908,DataInput!H908,NA())","v":2024},{"$f":"IF($E909=DataInput!$B908,DataInput!I908,NA())","v":"POE50"},{"$f":"IF($E909=DataInput!$B908,DataInput!J908,NA())","v":16.943406553732299},{"$f":"IF($E909=DataInput!$B908,DataInput!K908,NA())","v":0.98763538503860404},null,null,"VIC Fishermans Bend (Powercor) 66 kV",null,null,null,null,false,null,null,{"$error":"#N/A"},{"$error":"#N/A"},{"$error":"#N/A"},{"$error":"#N/A"},{"$error":"#N/A"},{"$error":"#N/A"},{"$error":"#N/A"},{"$error":"#N/A"},{"$error":"#N/A"},{"$error":"#N/A"}]
[null,{"$f":"IF(DataInput!B909=$B$8,IF($B$9=$B$10,TRUE,IF(DataInput!E909=$B$9,TRUE,FALSE)))","v":true},null,null,{"$f":"IF(B910=TRUE,DataInput!B909,NA())","v":"VIC"},{"$f":"IF($E910=DataInput!$B909,DataInput!C909,NA())","v":"FBTS66P"},{"$f":"IF($E910=DataInput!$B909,DataInput!D909,NA())","v":"Fishermans Bend (Powercor) 66 kV"},{"$f":"IF($E910=DataInput!$B909,DataInput!E909,NA())","v":"Powercor"},{"$f":"IF($E910=DataInput!$B909,DataInput!F909,NA())","v":"Summer"},{"$f":"IF($E910=DataInput!$B909,DataInput!G909,NA())","v":"Non-Coincident"},{"$f":"IF($E910=DataInput!$B909,DataInput!H909,NA())","v":2025},{"$f":"IF($E910=DataInput!$B909,DataInput!I909,NA())","v":"POE50"},{"$f":"IF($E910=DataInput!$B909,DataInput!J909,NA())","v":16.721722856613699},{"$f":"IF($E910=DataInput!$B909,DataInput!K909,NA())","v":0.98774325721623202},null,null,"VIC Fishermans Bend (Powercor) 66 kV",null,null,null,null,false,null,null,{"$error":"#N/A"},{"$error":"#N/A"},{"$error":"#N/A"},{"$error":"#N/A"},{"$error":"#N/A"},{"$error":"#N/A"},{"$error":"#N/A"},{"$error":"#N/A"},{"$error":"#N/A"},{"$error":"#N/A"}]
[null,{"$f":"IF(DataInput!B910=$B$8,IF($B$9=$B$10,TRUE,IF(DataInput!E910=$B$9,TRUE,FALSE)))","v":true},null,null,{"$f":"IF(B911=TRUE,DataInput!B910,NA())","v":"VIC"},{"$f":"IF($E911=DataInput!$B910,DataInput!C910,NA())","v":"FBTS66P"},{"$f":"IF($E911=DataInput!$B910,DataInput!D910,NA())","v":"Fishermans Bend (Powercor) 66 kV"},{"$f":"IF($E911=DataInput!$B910,DataInput!E910,NA())","v":"Powercor"},{"$f":"IF($E911=DataInput!$B910,DataInput!F910,NA())","v":"Summer"},{"$f":"IF($E911=DataInput!$B910,DataInput!G910,NA())","v":"Non-Coincident"},{"$f":"IF($E911=DataInput!$B910,DataInput!H910,NA())","v":2026},{"$f":"IF($E911=DataInput!$B910,DataInput!I910,NA())","v":"POE50"},{"$f":"IF($E911=DataInput!$B910,DataInput!J910,NA())","v":16.6553540503484},{"$f":"IF($E911=DataInput!$B910,DataInput!K910,NA())","v":0.98785556667977203},null,null,"VIC Fishermans Bend (Powercor) 66 kV",null,null,null,null,false,null,null,{"$error":"#N/A"},{"$error":"#N/A"},{"$error":"#N/A"},{"$error":"#N/A"},{"$error":"#N/A"},{"$error":"#N/A"},{"$error":"#N/A"},{"$error":"#N/A"},{"$error":"#N/A"},{"$error":"#N/A"}]
[null,{"$f":"IF(DataInput!B911=$B$8,IF($B$9=$B$10,TRUE,IF(DataInput!E911=$B$9,TRUE,FALSE)))","v":true},null,null,{"$f":"IF(B912=TRUE,DataInput!B911,NA())","v":"VIC"},{"$f":"IF($E912=DataInput!$B911,DataInput!C911,NA())","v":"FBTS66P"},{"$f":"IF($E912=DataInput!$B911,DataInput!D911,NA())","v":"Fishermans Bend (Powercor) 66 kV"},{"$f":"IF($E912=DataInput!$B911,DataInput!E911,NA())","v":"Powercor"},{"$f":"IF($E912=DataInput!$B911,DataInput!F911,NA())","v":"Winter"},{"$f":"IF($E912=DataInput!$B911,DataInput!G911,NA())","v":"Non-Coincident"},{"$f":"IF($E912=DataInput!$B911,DataInput!H911,NA())","v":2016},{"$f":"IF($E912=DataInput!$B911,DataInput!I911,NA())","v":"POE10"},{"$f":"IF($E912=DataInput!$B911,DataInput!J911,NA())","v":16.821100766120502},{"$f":"IF($E912=DataInput!$B911,DataInput!K911,NA())","v":1},null,null,"VIC Fishermans Bend (Powercor) 66 kV",null,null,null,null,false,null,null,{"$error":"#N/A"},{"$error":"#N/A"},{"$error":"#N/A"},{"$error":"#N/A"},{"$error":"#N/A"},{"$error":"#N/A"},{"$error":"#N/A"},{"$error":"#N/A"},{"$error":"#N/A"},{"$error":"#N/A"}]
[null,{"$f":"IF(DataInput!B912=$B$8,IF($B$9=$B$10,TRUE,IF(DataInput!E912=$B$9,TRUE,FALSE)))","v":true},null,null,{"$f":"IF(B913=TRUE,DataInput!B912,NA())","v":"VIC"},{"$f":"IF($E913=DataInput!$B912,DataInput!C912,NA())","v":"FBTS66P"},{"$f":"IF($E913=DataInput!$B912,DataInput!D912,NA())","v":"Fishermans Bend (Powercor) 66 kV"},{"$f":"IF($E913=DataInput!$B912,DataInput!E912,NA())","v":"Powercor"},{"$f":"IF($E913=DataInput!$B912,DataInput!F912,NA())","v":"Winter"},{"$f":"IF($E913=DataInput!$B912,DataInput!G912,NA())","v":"Non-Coincident"},{"$f":"IF($E913=DataInput!$B912,DataInput!H912,NA())","v":2017},{"$f":"IF($E913=DataInput!$B912,DataInput!I912,NA())","v":"POE10"},{"$f":"IF($E913=DataInput!$B912,DataInput!J912,NA())","v":17.044804826476799},{"$f":"IF($E913=DataInput!$B912,DataInput!K912,NA())","v":1},null,null,"VIC Fishermans Bend (Powercor) 66 kV",null,null,null,null,false,null,null,{"$error":"#N/A"},{"$error":"#N/A"},{"$error":"#N/A"},{"$error":"#N/A"},{"$error":"#N/A"},{"$error":"#N/A"},{"$error":"#N/A"},{"$error":"#N/A"},{"$error":"#N/A"},{"$error":"#N/A"}]
[null,{"$f":"IF(DataInput!B913=$B$8,IF($B$9=$B$10,TRUE,IF(DataInput!E913=$B$9,TRUE,FALSE)))","v":true},null,null,{"$f":"IF(B914=TRUE,DataInput!B913,NA())","v":"VIC"},{"$f":"IF($E914=DataInput!$B913,DataInput!C913,NA())","v":"FBTS66P"},{"$f":"IF($E914=DataInput!$B913,DataInput!D913,NA())","v":"Fishermans Bend (Powercor) 66 kV"},{"$f":"IF($E914=DataInput!$B913,DataInput!E913,NA())","v":"Powercor"},{"$f":"IF($E914=DataInput!$B913,DataInput!F913,NA())","v":"Winter"},{"$f":"IF($E914=DataInput!$B913,DataInput!G913,NA())","v":"Non-Coincident"},{"$f":"IF($E914=DataInput!$B913,DataInput!H913,NA())","v":2018},{"$f":"IF($E914=DataInput!$B913,DataInput!I913,NA())","v":"POE10"},{"$f":"IF($E914=DataInput!$B913,DataInput!J913,NA())","v":17.0725368584473},{"$f":"IF($E914=DataInput!$B913,DataInput!K913,NA())","v":1},null,null,"VIC Fishermans Bend (Powercor) 66 kV",null,null,null,null,false,null,null,{"$error":"#N/A"},{"$error":"#N/A"},{"$error":"#N/A"},{"$error":"#N/A"},{"$error":"#N/A"},{"$error":"#N/A"},{"$error":"#N/A"},{"$error":"#N/A"},{"$error":"#N/A"},{"$error":"#N/A"}]
[null,{"$f":"IF(DataInput!B914=$B$8,IF($B$9=$B$10,TRUE,IF(DataInput!E914=$B$9,TRUE,FALSE)))","v":true},null,null,{"$f":"IF(B915=TRUE,DataInput!B914,NA())","v":"VIC"},{"$f":"IF($E915=DataInput!$B914,DataInput!C914,NA())","v":"FBTS66P"},{"$f":"IF($E915=DataInput!$B914,DataInput!D914,NA())","v":"Fishermans Bend (Powercor) 66 kV"},{"$f":"IF($E915=DataInput!$B914,DataInput!E914,NA())","v":"Powercor"},{"$f":"IF($E915=DataInput!$B914,DataInput!F914,NA())","v":"Winter"},{"$f":"IF($E915=DataInput!$B914,DataInput!G914,NA())","v":"Non-Coincident"},{"$f":"IF($E915=DataInput!$B914,DataInput!H914,NA())","v":2019},{"$f":"IF($E915=DataInput!$B914,DataInput!I914,NA())","v":"POE10"},{"$f":"IF($E915=DataInput!$B914,DataInput!J914,NA())","v":17.2249957459752},{"$f":"IF($E915=DataInput!$B914,DataInput!K914,NA())","v":1},null,null,"VIC Fishermans Bend (Powercor) 66 kV",null,null,null,null,false,null,null,{"$error":"#N/A"},{"$error":"#N/A"},{"$error":"#N/A"},{"$error":"#N/A"},{"$error":"#N/A"},{"$error":"#N/A"},{"$error":"#N/A"},{"$error":"#N/A"},{"$error":"#N/A"},{"$error":"#N/A"}]
[null,{"$f":"IF(DataInput!B915=$B$8,IF($B$9=$B$10,TRUE,IF(DataInput!E915=$B$9,TRUE,FALSE)))","v":true},null,null,{"$f":"IF(B916=TRUE,DataInput!B915,NA())","v":"VIC"},{"$f":"IF($E916=DataInput!$B915,DataInput!C915,NA())","v":"FBTS66P"},{"$f":"IF($E916=DataInput!$B915,DataInput!D915,NA())","v":"Fishermans Bend (Powercor) 66 kV"},{"$f":"IF($E916=DataInput!$B915,DataInput!E915,NA())","v":"Powercor"},{"$f":"IF($E916=DataInput!$B915,DataInput!F915,NA())","v":"Winter"},{"$f":"IF($E916=DataInput!$B915,DataInput!G915,NA())","v":"Non-Coincident"},{"$f":"IF($E916=DataInput!$B915,DataInput!H915,NA())","v":2020},{"$f":"IF($E916=DataInput!$B915,DataInput!I915,NA())","v":"POE10"},{"$f":"IF($E916=DataInput!$B915,DataInput!J915,NA())","v":17.4041046630389},{"$f":"IF($E916=DataInput!$B915,DataInput!K915,NA())","v":1},null,null,"VIC Fishermans Bend (Powercor) 66 kV",null,null,null,null,false,null,null,{"$error":"#N/A"},{"$error":"#N/A"},{"$error":"#N/A"},{"$error":"#N/A"},{"$error":"#N/A"},{"$error":"#N/A"},{"$error":"#N/A"},{"$error":"#N/A"},{"$error":"#N/A"},{"$error":"#N/A"}]
[null,{"$f":"IF(DataInput!B916=$B$8,IF($B$9=$B$10,TRUE,IF(DataInput!E916=$B$9,TRUE,FALSE)))","v":true},null,null,{"$f":"IF(B917=TRUE,DataInput!B916,NA())","v":"VIC"},{"$f":"IF($E917=DataInput!$B916,DataInput!C916,NA())","v":"FBTS66P"},{"$f":"IF($E917=DataInput!$B916,DataInput!D916,NA())","v":"Fishermans Bend (Powercor) 66 kV"},{"$f":"IF($E917=DataInput!$B916,DataInput!E916,NA())","v":"Powercor"},{"$f":"IF($E917=DataInput!$B916,DataInput!F916,NA())","v":"Winter"},{"$f":"IF($E917=DataInput!$B916,DataInput!G916,NA())","v":"Non-Coincident"},{"$f":"IF($E917=DataInput!$B916,DataInput!H916,NA())","v":2021},{"$f":"IF($E917=DataInput!$B916,DataInput!I916,NA())","v":"POE10"},{"$f":"IF($E917=DataInput!$B916,DataInput!J916,NA())","v":17.528516970843},{"$f":"IF($E917=DataInput!$B916,DataInput!K916,NA())","v":1},null,null,"VIC Fishermans Bend (Powercor) 66 kV",null,null,null,null,false,null,null,{"$error":"#N/A"},{"$error":"#N/A"},{"$error":"#N/A"},{"$error":"#N/A"},{"$error":"#N/A"},{"$error":"#N/A"},{"$error":"#N/A"},{"$error":"#N/A"},{"$error":"#N/A"},{"$error":"#N/A"}]
[null,{"$f":"IF(DataInput!B917=$B$8,IF($B$9=$B$10,TRUE,IF(DataInput!E917=$B$9,TRUE,FALSE)))","v":true},null,null,{"$f":"IF(B918=TRUE,DataInput!B917,NA())","v":"VIC"},{"$f":"IF($E918=DataInput!$B917,DataInput!C917,NA())","v":"FBTS66P"},{"$f":"IF($E918=DataInput!$B917,DataInput!D917,NA())","v":"Fishermans Bend (Powercor) 66 kV"},{"$f":"IF($E918=DataInput!$B917,DataInput!E917,NA())","v":"Powercor"},{"$f":"IF($E918=DataInput!$B917,DataInput!F917,NA())","v":"Winter"},{"$f":"IF($E918=DataInput!$B917,DataInput!G917,NA())","v":"Non-Coincident"},{"$f":"IF($E918=DataInput!$B917,DataInput!H917,NA())","v":2022},{"$f":"IF($E918=DataInput!$B917,DataInput!I917,NA())","v":"POE10"},{"$f":"IF($E918=DataInput!$B917,DataInput!J917,NA())","v":17.670299517704201},{"$f":"IF($E918=DataInput!$B917,DataInput!K917,NA())","v":1},null,null,"VIC Fishermans Bend (Powercor) 66 kV",null,null,null,null,false,null,null,{"$error":"#N/A"},{"$error":"#N/A"},{"$error":"#N/A"},{"$error":"#N/A"},{"$error":"#N/A"},{"$error":"#N/A"},{"$error":"#N/A"},{"$error":"#N/A"},{"$error":"#N/A"},{"$error":"#N/A"}]
[null,{"$f":"IF(DataInput!B918=$B$8,IF($B$9=$B$10,TRUE,IF(DataInput!E918=$B$9,TRUE,FALSE)))","v":true},null,null,{"$f":"IF(B919=TRUE,DataInput!B918,NA())","v":"VIC"},{"$f":"IF($E919=DataInput!$B918,DataInput!C918,NA())","v":"FBTS66P"},{"$f":"IF($E919=DataInput!$B918,DataInput!D918,NA())","v":"Fishermans Bend (Powercor) 66 kV"},{"$f":"IF($E919=DataInput!$B918,DataInput!E918,NA())","v":"Powercor"},{"$f":"IF($E919=DataInput!$B918,DataInput!F918,NA())","v":"Winter"},{"$f":"IF($E919=DataInput!$B918,DataInput!G918,NA())","v":"Non-Coincident"},{"$f":"IF($E919=DataInput!$B918,DataInput!H918,NA())","v":2023},{"$f":"IF($E919=DataInput!$B918,DataInput!I918,NA())","v":"POE10"},{"$f":"IF($E919=DataInput!$B918,DataInput!J918,NA())","v":17.866479688422601},{"$f":"IF($E919=DataInput!$B918,DataInput!K918,NA())","v":1},null,null,"VIC Fishermans Bend (Powercor) 66 kV",null,null,null,null,false,null,null,{"$error":"#N/A"},{"$error":"#N/A"},{"$error":"#N/A"},{"$error":"#N/A"},{"$error":"#N/A"},{"$error":"#N/A"},{"$error":"#N/A"},{"$error":"#N/A"},{"$error":"#N/A"},{"$error":"#N/A"}]
[null,{"$f":"IF(DataInput!B919=$B$8,IF($B$9=$B$10,TRUE,IF(DataInput!E919=$B$9,TRUE,FALSE)))","v":true},null,null,{"$f":"IF(B920=TRUE,DataInput!B919,NA())","v":"VIC"},{"$f":"IF($E920=DataInput!$B919,DataInput!C919,NA())","v":"FBTS66P"},{"$f":"IF($E920=DataInput!$B919,DataInput!D919,NA())","v":"Fishermans Bend (Powercor) 66 kV"},{"$f":"IF($E920=DataInput!$B919,DataInput!E919,NA())","v":"Powercor"},{"$f":"IF($E920=DataInput!$B919,DataInput!F919,NA())","v":"Winter"},{"$f":"IF($E920=DataInput!$B919,DataInput!G919,NA())","v":"Non-Coincident"},{"$f":"IF($E920=DataInput!$B919,DataInput!H919,NA())","v":2024},{"$f":"IF($E920=DataInput!$B919,DataInput!I919,NA())","v":"POE10"},{"$f":"IF($E920=DataInput!$B919,DataInput!J919,NA())","v":17.951475606100701},{"$f":"IF($E920=DataInput!$B919,DataInput!K919,NA())","v":1},null,null,"VIC Fishermans Bend (Powercor) 66 kV",null,null,null,null,false,null,null,{"$error":"#N/A"},{"$error":"#N/A"},{"$error":"#N/A"},{"$error":"#N/A"},{"$error":"#N/A"},{"$error":"#N/A"},{"$error":"#N/A"},{"$error":"#N/A"},{"$error":"#N/A"},{"$error":"#N/A"}]
[null,{"$f":"IF(DataInput!B920=$B$8,IF($B$9=$B$10,TRUE,IF(DataInput!E920=$B$9,TRUE,FALSE)))","v":true},null,null,{"$f":"IF(B921=TRUE,DataInput!B920,NA())","v":"VIC"},{"$f":"IF($E921=DataInput!$B920,DataInput!C920,NA())","v":"FBTS66P"},{"$f":"IF($E921=DataInput!$B920,DataInput!D920,NA())","v":"Fishermans Bend (Powercor) 66 kV"},{"$f":"IF($E921=DataInput!$B920,DataInput!E920,NA())","v":"Powercor"},{"$f":"IF($E921=DataInput!$B920,DataInput!F920,NA())","v":"Winter"},{"$f":"IF($E921=DataInput!$B920,DataInput!G920,NA())","v":"Non-Coincident"},{"$f":"IF($E921=DataInput!$B920,DataInput!H920,NA())","v":2025},{"$f":"IF($E921=DataInput!$B920,DataInput!I920,NA())","v":"POE10"},{"$f":"IF($E921=DataInput!$B920,DataInput!J920,NA())","v":17.996968736359602},{"$f":"IF($E921=DataInput!$B920,DataInput!K920,NA())","v":1},null,null,"VIC Fishermans Bend (Powercor) 66 kV",null,null,null,null,false,null,null,{"$error":"#N/A"},{"$error":"#N/A"},{"$error":"#N/A"},{"$error":"#N/A"},{"$error":"#N/A"},{"$error":"#N/A"},{"$error":"#N/A"},{"$error":"#N/A"},{"$error":"#N/A"},{"$error":"#N/A"}]
[null,{"$f":"IF(DataInput!B921=$B$8,IF($B$9=$B$10,TRUE,IF(DataInput!E921=$B$9,TRUE,FALSE)))","v":true},null,null,{"$f":"IF(B922=TRUE,DataInput!B921,NA())","v":"VIC"},{"$f":"IF($E922=DataInput!$B921,DataInput!C921,NA())","v":"FBTS66P"},{"$f":"IF($E922=DataInput!$B921,DataInput!D921,NA())","v":"Fishermans Bend (Powercor) 66 kV"},{"$f":"IF($E922=DataInput!$B921,DataInput!E921,NA())","v":"Powercor"},{"$f":"IF($E922=DataInput!$B921,DataInput!F921,NA())","v":"Winter"},{"$f":"IF($E922=DataInput!$B921,DataInput!G921,NA())","v":"Non-Coincident"},{"$f":"IF($E922=DataInput!$B921,DataInput!H921,NA())","v":2016},{"$f":"IF($E922=DataInput!$B921,DataInput!I921,NA())","v":"POE50"},{"$f":"IF($E922=DataInput!$B921,DataInput!J921,NA())","v":16.182475560190301},{"$f":"IF($E922=DataInput!$B921,DataInput!K921,NA())","v":1},null,null,"VIC Fishermans Bend (Powercor) 66 kV",null,null,null,null,false,null,null,{"$error":"#N/A"},{"$error":"#N/A"},{"$error":"#N/A"},{"$error":"#N/A"},{"$error":"#N/A"},{"$error":"#N/A"},{"$error":"#N/A"},{"$error":"#N/A"},{"$error":"#N/A"},{"$error":"#N/A"}]
[null,{"$f":"IF(DataInput!B922=$B$8,IF($B$9=$B$10,TRUE,IF(DataInput!E922=$B$9,TRUE,FALSE)))","v":true},null,null,{"$f":"IF(B923=TRUE,DataInput!B922,NA())","v":"VIC"},{"$f":"IF($E923=DataInput!$B922,DataInput!C922,NA())","v":"FBTS66P"},{"$f":"IF($E923=DataInput!$B922,DataInput!D922,NA())","v":"Fishermans Bend (Powercor) 66 kV"},{"$f":"IF($E923=DataInput!$B922,DataInput!E922,NA())","v":"Powercor"},{"$f":"IF($E923=DataInput!$B922,DataInput!F922,NA())","v":"Winter"},{"$f":"IF($E923=DataInput!$B922,DataInput!G922,NA())","v":"Non-Coincident"},{"$f":"IF($E923=DataInput!$B922,DataInput!H922,NA())","v":2017},{"$f":"IF($E923=DataInput!$B922,DataInput!I922,NA())","v":"POE50"},{"$f":"IF($E923=DataInput!$B922,DataInput!J922,NA())","v":16.3845287055405},{"$f":"IF($E923=DataInput!$B922,DataInput!K922,NA())","v":1},null,null,"VIC Fishermans Bend (Powercor) 66 kV",null,null,null,null,false,null,null,{"$error":"#N/A"},{"$error":"#N/A"},{"$error":"#N/A"},{"$error":"#N/A"},{"$error":"#N/A"},{"$error":"#N/A"},{"$error":"#N/A"},{"$error":"#N/A"},{"$error":"#N/A"},{"$error":"#N/A"}]
[null,{"$f":"IF(DataInput!B923=$B$8,IF($B$9=$B$10,TRUE,IF(DataInput!E923=$B$9,TRUE,FALSE)))","v":true},null,null,{"$f":"IF(B924=TRUE,DataInput!B923,NA())","v":"VIC"},{"$f":"IF($E924=DataInput!$B923,DataInput!C923,NA())","v":"FBTS66P"},{"$f":"IF($E924=DataInput!$B923,DataInput!D923,NA())","v":"Fishermans Bend (Powercor) 66 kV"},{"$f":"IF($E924=DataInput!$B923,DataInput!E923,NA())","v":"Powercor"},{"$f":"IF($E924=DataInput!$B923,DataInput!F923,NA())","v":"Winter"},{"$f":"IF($E924=DataInput!$B923,DataInput!G923,NA())","v":"Non-Coincident"},{"$f":"IF($E924=DataInput!$B923,DataInput!H923,NA())","v":2018},{"$f":"IF($E924=DataInput!$B923,DataInput!I923,NA())","v":"POE50"},{"$f":"IF($E924=DataInput!$B923,DataInput!J923,NA())","v":16.3905822494714},{"$f":"IF($E924=DataInput!$B923,DataInput!K923,NA())","v":1},null,null,"VIC Fishermans Bend (Powercor) 66 kV",null,null,null,null,false,null,null,{"$error":"#N/A"},{"$error":"#N/A"},{"$error":"#N/A"},{"$error":"#N/A"},{"$error":"#N/A"},{"$error":"#N/A"},{"$error":"#N/A"},{"$error":"#N/A"},{"$error":"#N/A"},{"$error":"#N/A"}]
[null,{"$f":"IF(DataInput!B924=$B$8,IF($B$9=$B$10,TRUE,IF(DataInput!E924=$B$9,TRUE,FALSE)))","v":true},null,null,{"$f":"IF(B925=TRUE,DataInput!B924,NA())","v":"VIC"},{"$f":"IF($E925=DataInput!$B924,DataInput!C924,NA())","v":"FBTS66P"},{"$f":"IF($E925=DataInput!$B924,DataInput!D924,NA())","v":"Fishermans Bend (Powercor) 66 kV"},{"$f":"IF($E925=DataInput!$B924,DataInput!E924,NA())","v":"Powercor"},{"$f":"IF($E925=DataInput!$B924,DataInput!F924,NA())","v":"Winter"},{"$f":"IF($E925=DataInput!$B924,DataInput!G924,NA())","v":"Non-Coincident"},{"$f":"IF($E925=DataInput!$B924,DataInput!H924,NA())","v":2019},{"$f":"IF($E925=DataInput!$B924,DataInput!I924,NA())","v":"POE50"},{"$f":"IF($E925=DataInput!$B924,DataInput!J924,NA())","v":16.502182567012401},{"$f":"IF($E925=DataInput!$B924,DataInput!K924,NA())","v":1},null,null,"VIC Fishermans Bend (Powercor) 66 kV",null,null,null,null,false,null,null,{"$error":"#N/A"},{"$error":"#N/A"},{"$error":"#N/A"},{"$error":"#N/A"},{"$error":"#N/A"},{"$error":"#N/A"},{"$error":"#N/A"},{"$error":"#N/A"},{"$error":"#N/A"},{"$error":"#N/A"}]
[null,{"$f":"IF(DataInput!B925=$B$8,IF($B$9=$B$10,TRUE,IF(DataInput!E925=$B$9,TRUE,FALSE)))","v":true},null,null,{"$f":"IF(B926=TRUE,DataInput!B925,NA())","v":"VIC"},{"$f":"IF($E926=DataInput!$B925,DataInput!C925,NA())","v":"FBTS66P"},{"$f":"IF($E926=DataInput!$B925,DataInput!D925,NA())","v":"Fishermans Bend (Powercor) 66 kV"},{"$f":"IF($E926=DataInput!$B925,DataInput!E925,NA())","v":"Powercor"},{"$f":"IF($E926=DataInput!$B925,DataInput!F925,NA())","v":"Winter"},{"$f":"IF($E926=DataInput!$B925,DataInput!G925,NA())","v":"Non-Coincident"},{"$f":"IF($E926=DataInput!$B925,DataInput!H925,NA())","v":2020},{"$f":"IF($E926=DataInput!$B925,DataInput!I925,NA())","v":"POE50"},{"$f":"IF($E926=DataInput!$B925,DataInput!J925,NA())","v":16.650419587996801},{"$f":"IF($E926=DataInput!$B925,DataInput!K925,NA())","v":1},null,null,"VIC Fishermans Bend (Powercor) 66 kV",null,null,null,null,false,null,null,{"$error":"#N/A"},{"$error":"#N/A"},{"$error":"#N/A"},{"$error":"#N/A"},{"$error":"#N/A"},{"$error":"#N/A"},{"$error":"#N/A"},{"$error":"#N/A"},{"$error":"#N/A"},{"$error":"#N/A"}]
[null,{"$f":"IF(DataInput!B926=$B$8,IF($B$9=$B$10,TRUE,IF(DataInput!E926=$B$9,TRUE,FALSE)))","v":true},null,null,{"$f":"IF(B927=TRUE,DataInput!B926,NA())","v":"VIC"},{"$f":"IF($E927=DataInput!$B926,DataInput!C926,NA())","v":"FBTS66P"},{"$f":"IF($E927=DataInput!$B926,DataInput!D926,NA())","v":"Fishermans Bend (Powercor) 66 kV"},{"$f":"IF($E927=DataInput!$B926,DataInput!E926,NA())","v":"Powercor"},{"$f":"IF($E927=DataInput!$B926,DataInput!F926,NA())","v":"Winter"},{"$f":"IF($E927=DataInput!$B926,DataInput!G926,NA())","v":"Non-Coincident"},{"$f":"IF($E927=DataInput!$B926,DataInput!H926,NA())","v":2021},{"$f":"IF($E927=DataInput!$B926,DataInput!I926,NA())","v":"POE50"},{"$f":"IF($E927=DataInput!$B926,DataInput!J926,NA())","v":16.7685889990967},{"$f":"IF($E927=DataInput!$B926,DataInput!K926,NA())","v":1},null,null,"VIC Fishermans Bend (Powercor) 66 kV",null,null,null,null,false,null,null,{"$error":"#N/A"},{"$error":"#N/A"},{"$error":"#N/A"},{"$error":"#N/A"},{"$error":"#N/A"},{"$error":"#N/A"},{"$error":"#N/A"},{"$error":"#N/A"},{"$error":"#N/A"},{"$error":"#N/A"}]
[null,{"$f":"IF(DataInput!B927=$B$8,IF($B$9=$B$10,TRUE,IF(DataInput!E927=$B$9,TRUE,FALSE)))","v":true},null,null,{"$f":"IF(B928=TRUE,DataInput!B927,NA())","v":"VIC"},{"$f":"IF($E928=DataInput!$B927,DataInput!C927,NA())","v":"FBTS66P"},{"$f":"IF($E928=DataInput!$B927,DataInput!D927,NA())","v":"Fishermans Bend (Powercor) 66 kV"},{"$f":"IF($E928=DataInput!$B927,DataInput!E927,NA())","v":"Powercor"},{"$f":"IF($E928=DataInput!$B927,DataInput!F927,NA())","v":"Winter"},{"$f":"IF($E928=DataInput!$B927,DataInput!G927,NA())","v":"Non-Coincident"},{"$f":"IF($E928=DataInput!$B927,DataInput!H927,NA())","v":2022},{"$f":"IF($E928=DataInput!$B927,DataInput!I927,NA())","v":"POE50"},{"$f":"IF($E928=DataInput!$B927,DataInput!J927,NA())","v":16.887167032111901},{"$f":"IF($E928=DataInput!$B927,DataInput!K927,NA())","v":1},null,null,"VIC Fishermans Bend (Powercor) 66 kV",null,null,null,null,false,null,null,{"$error":"#N/A"},{"$error":"#N/A"},{"$error":"#N/A"},{"$error":"#N/A"},{"$error":"#N/A"},{"$error":"#N/A"},{"$error":"#N/A"},{"$error":"#N/A"},{"$error":"#N/A"},{"$error":"#N/A"}]
[null,{"$f":"IF(DataInput!B928=$B$8,IF($B$9=$B$10,TRUE,IF(DataInput!E928=$B$9,TRUE,FALSE)))","v":true},null,null,{"$f":"IF(B929=TRUE,DataInput!B928,NA())","v":"VIC"},{"$f":"IF($E929=DataInput!$B928,DataInput!C928,NA())","v":"FBTS66P"},{"$f":"IF($E929=DataInput!$B928,DataInput!D928,NA())","v":"Fishermans Bend (Powercor) 66 kV"},{"$f":"IF($E929=DataInput!$B928,DataInput!E928,NA())","v":"Powercor"},{"$f":"IF($E929=DataInput!$B928,DataInput!F928,NA())","v":"Winter"},{"$f":"IF($E929=DataInput!$B928,DataInput!G928,NA())","v":"Non-Coincident"},{"$f":"IF($E929=DataInput!$B928,DataInput!H928,NA())","v":2023},{"$f":"IF($E929=DataInput!$B928,DataInput!I928,NA())","v":"POE50"},{"$f":"IF($E929=DataInput!$B928,DataInput!J928,NA())","v":17.0614479808835},{"$f":"IF($E929=DataInput!$B928,DataInput!K928,NA())","v":1},null,null,"VIC Fishermans Bend (Powercor) 66 kV",null,null,null,null,false,null,null,{"$error":"#N/A"},{"$error":"#N/A"},{"$error":"#N/A"},{"$error":"#N/A"},{"$error":"#N/A"},{"$error":"#N/A"},{"$error":"#N/A"},{"$error":"#N/A"},{"$error":"#N/A"},{"$error":"#N/A"}]
[null,{"$f":"IF(DataInput!B929=$B$8,IF($B$9=$B$10,TRUE,IF(DataInput!E929=$B$9,TRUE,FALSE)))","v":true},null,null,{"$f":"IF(B930=TRUE,DataInput!B929,NA())","v":"VIC"},{"$f":"IF($E930=DataInput!$B929,DataInput!C929,NA())","v":"FBTS66P"},{"$f":"IF($E930=DataInput!$B929,DataInput!D929,NA())","v":"Fishermans Bend (Powercor) 66 kV"},{"$f":"IF($E930=DataInput!$B929,DataInput!E929,NA())","v":"Powercor"},{"$f":"IF($E930=DataInput!$B929,DataInput!F929,NA())","v":"Winter"},{"$f":"IF($E930=DataInput!$B929,DataInput!G929,NA())","v":"Non-Coincident"},{"$f":"IF($E930=DataInput!$B929,DataInput!H929,NA())","v":2024},{"$f":"IF($E930=DataInput!$B929,DataInput!I929,NA())","v":"POE50"},{"$f":"IF($E930=DataInput!$B929,DataInput!J929,NA())","v":17.131101626024599},{"$f":"IF($E930=DataInput!$B929,DataInput!K929,NA())","v":1},null,null,"VIC Fishermans Bend (Powercor) 66 kV",null,null,null,null,false,null,null,{"$error":"#N/A"},{"$error":"#N/A"},{"$error":"#N/A"},{"$error":"#N/A"},{"$error":"#N/A"},{"$error":"#N/A"},{"$error":"#N/A"},{"$error":"#N/A"},{"$error":"#N/A"},{"$error":"#N/A"}]
[null,{"$f":"IF(DataInput!B930=$B$8,IF($B$9=$B$10,TRUE,IF(DataInput!E930=$B$9,TRUE,FALSE)))","v":true},null,null,{"$f":"IF(B931=TRUE,DataInput!B930,NA())","v":"VIC"},{"$f":"IF($E931=DataInput!$B930,DataInput!C930,NA())","v":"FBTS66P"},{"$f":"IF($E931=DataInput!$B930,DataInput!D930,NA())","v":"Fishermans Bend (Powercor) 66 kV"},{"$f":"IF($E931=DataInput!$B930,DataInput!E930,NA())","v":"Powercor"},{"$f":"IF($E931=DataInput!$B930,DataInput!F930,NA())","v":"Winter"},{"$f":"IF($E931=DataInput!$B930,DataInput!G930,NA())","v":"Non-Coincident"},{"$f":"IF($E931=DataInput!$B930,DataInput!H930,NA())","v":2025},{"$f":"IF($E931=DataInput!$B930,DataInput!I930,NA())","v":"POE50"},{"$f":"IF($E931=DataInput!$B930,DataInput!J930,NA())","v":17.182441524125},{"$f":"IF($E931=DataInput!$B930,DataInput!K930,NA())","v":1},null,null,"VIC Fishermans Bend (Powercor) 66 kV",null,null,null,null,false,null,null,{"$error":"#N/A"},{"$error":"#N/A"},{"$error":"#N/A"},{"$error":"#N/A"},{"$error":"#N/A"},{"$error":"#N/A"},{"$error":"#N/A"},{"$error":"#N/A"},{"$error":"#N/A"},{"$error":"#N/A"}]
[null,{"$f":"IF(DataInput!B931=$B$8,IF($B$9=$B$10,TRUE,IF(DataInput!E931=$B$9,TRUE,FALSE)))","v":true},null,null,{"$f":"IF(B932=TRUE,DataInput!B931,NA())","v":"VIC"},{"$f":"IF($E932=DataInput!$B931,DataInput!C931,NA())","v":"FVTS220"},{"$f":"IF($E932=DataInput!$B931,DataInput!D931,NA())","v":"Fosterville 220 kV"},{"$f":"IF($E932=DataInput!$B931,DataInput!E931,NA())","v":"Direct connect"},{"$f":"IF($E932=DataInput!$B931,DataInput!F931,NA())","v":"Summer"},{"$f":"IF($E932=DataInput!$B931,DataInput!G931,NA())","v":"Non-Coincident"},{"$f":"IF($E932=DataInput!$B931,DataInput!H931,NA())","v":2017},{"$f":"IF($E932=DataInput!$B931,DataInput!I931,NA())","v":"POE10"},{"$f":"IF($E932=DataInput!$B931,DataInput!J931,NA())","v":"NA"},{"$f":"IF($E932=DataInput!$B931,DataInput!K931,NA())","v":"NA"},null,null,"VIC Fosterville 220 kV",null,null,null,null,false,null,null,{"$error":"#N/A"},{"$error":"#N/A"},{"$error":"#N/A"},{"$error":"#N/A"},{"$error":"#N/A"},{"$error":"#N/A"},{"$error":"#N/A"},{"$error":"#N/A"},{"$error":"#N/A"},{"$error":"#N/A"}]
[null,{"$f":"IF(DataInput!B932=$B$8,IF($B$9=$B$10,TRUE,IF(DataInput!E932=$B$9,TRUE,FALSE)))","v":true},null,null,{"$f":"IF(B933=TRUE,DataInput!B932,NA())","v":"VIC"},{"$f":"IF($E933=DataInput!$B932,DataInput!C932,NA())","v":"FVTS220"},{"$f":"IF($E933=DataInput!$B932,DataInput!D932,NA())","v":"Fosterville 220 kV"},{"$f":"IF($E933=DataInput!$B932,DataInput!E932,NA())","v":"Direct connect"},{"$f":"IF($E933=DataInput!$B932,DataInput!F932,NA())","v":"Summer"},{"$f":"IF($E933=DataInput!$B932,DataInput!G932,NA())","v":"Non-Coincident"},{"$f":"IF($E933=DataInput!$B932,DataInput!H932,NA())","v":2018},{"$f":"IF($E933=DataInput!$B932,DataInput!I932,NA())","v":"POE10"},{"$f":"IF($E933=DataInput!$B932,DataInput!J932,NA())","v":"NA"},{"$f":"IF($E933=DataInput!$B932,DataInput!K932,NA())","v":"NA"},null,null,"VIC Fosterville 220 kV",null,null,null,null,false,null,null,{"$error":"#N/A"},{"$error":"#N/A"},{"$error":"#N/A"},{"$error":"#N/A"},{"$error":"#N/A"},{"$error":"#N/A"},{"$error":"#N/A"},{"$error":"#N/A"},{"$error":"#N/A"},{"$error":"#N/A"}]
[null,{"$f":"IF(DataInput!B933=$B$8,IF($B$9=$B$10,TRUE,IF(DataInput!E933=$B$9,TRUE,FALSE)))","v":true},null,null,{"$f":"IF(B934=TRUE,DataInput!B933,NA())","v":"VIC"},{"$f":"IF($E934=DataInput!$B933,DataInput!C933,NA())","v":"FVTS220"},{"$f":"IF($E934=DataInput!$B933,DataInput!D933,NA())","v":"Fosterville 220 kV"},{"$f":"IF($E934=DataInput!$B933,DataInput!E933,NA())","v":"Direct connect"},{"$f":"IF($E934=DataInput!$B933,DataInput!F933,NA())","v":"Summer"},{"$f":"IF($E934=DataInput!$B933,DataInput!G933,NA())","v":"Non-Coincident"},{"$f":"IF($E934=DataInput!$B933,DataInput!H933,NA())","v":2019},{"$f":"IF($E934=DataInput!$B933,DataInput!I933,NA())","v":"POE10"},{"$f":"IF($E934=DataInput!$B933,DataInput!J933,NA())","v":"NA"},{"$f":"IF($E934=DataInput!$B933,DataInput!K933,NA())","v":"NA"},null,null,"VIC Fosterville 220 kV",null,null,null,null,false,null,null,{"$error":"#N/A"},{"$error":"#N/A"},{"$error":"#N/A"},{"$error":"#N/A"},{"$error":"#N/A"},{"$error":"#N/A"},{"$error":"#N/A"},{"$error":"#N/A"},{"$error":"#N/A"},{"$error":"#N/A"}]
[null,{"$f":"IF(DataInput!B934=$B$8,IF($B$9=$B$10,TRUE,IF(DataInput!E934=$B$9,TRUE,FALSE)))","v":true},null,null,{"$f":"IF(B935=TRUE,DataInput!B934,NA())","v":"VIC"},{"$f":"IF($E935=DataInput!$B934,DataInput!C934,NA())","v":"FVTS220"},{"$f":"IF($E935=DataInput!$B934,DataInput!D934,NA())","v":"Fosterville 220 kV"},{"$f":"IF($E935=DataInput!$B934,DataInput!E934,NA())","v":"Direct connect"},{"$f":"IF($E935=DataInput!$B934,DataInput!F934,NA())","v":"Summer"},{"$f":"IF($E935=DataInput!$B934,DataInput!G934,NA())","v":"Non-Coincident"},{"$f":"IF($E935=DataInput!$B934,DataInput!H934,NA())","v":2020},{"$f":"IF($E935=DataInput!$B934,DataInput!I934,NA())","v":"POE10"},{"$f":"IF($E935=DataInput!$B934,DataInput!J934,NA())","v":"NA"},{"$f":"IF($E935=DataInput!$B934,DataInput!K934,NA())","v":"NA"},null,null,"VIC Fosterville 220 kV",null,null,null,null,false,null,null,{"$error":"#N/A"},{"$error":"#N/A"},{"$error":"#N/A"},{"$error":"#N/A"},{"$error":"#N/A"},{"$error":"#N/A"},{"$error":"#N/A"},{"$error":"#N/A"},{"$error":"#N/A"},{"$error":"#N/A"}]
[null,{"$f":"IF(DataInput!B935=$B$8,IF($B$9=$B$10,TRUE,IF(DataInput!E935=$B$9,TRUE,FALSE)))","v":true},null,null,{"$f":"IF(B936=TRUE,DataInput!B935,NA())","v":"VIC"},{"$f":"IF($E936=DataInput!$B935,DataInput!C935,NA())","v":"FVTS220"},{"$f":"IF($E936=DataInput!$B935,DataInput!D935,NA())","v":"Fosterville 220 kV"},{"$f":"IF($E936=DataInput!$B935,DataInput!E935,NA())","v":"Direct connect"},{"$f":"IF($E936=DataInput!$B935,DataInput!F935,NA())","v":"Summer"},{"$f":"IF($E936=DataInput!$B935,DataInput!G935,NA())","v":"Non-Coincident"},{"$f":"IF($E936=DataInput!$B935,DataInput!H935,NA())","v":2021},{"$f":"IF($E936=DataInput!$B935,DataInput!I935,NA())","v":"POE10"},{"$f":"IF($E936=DataInput!$B935,DataInput!J935,NA())","v":"NA"},{"$f":"IF($E936=DataInput!$B935,DataInput!K935,NA())","v":"NA"},null,null,"VIC Fosterville 220 kV",null,null,null,null,false,null,null,{"$error":"#N/A"},{"$error":"#N/A"},{"$error":"#N/A"},{"$error":"#N/A"},{"$error":"#N/A"},{"$error":"#N/A"},{"$error":"#N/A"},{"$error":"#N/A"},{"$error":"#N/A"},{"$error":"#N/A"}]
[null,{"$f":"IF(DataInput!B936=$B$8,IF($B$9=$B$10,TRUE,IF(DataInput!E936=$B$9,TRUE,FALSE)))","v":true},null,null,{"$f":"IF(B937=TRUE,DataInput!B936,NA())","v":"VIC"},{"$f":"IF($E937=DataInput!$B936,DataInput!C936,NA())","v":"FVTS220"},{"$f":"IF($E937=DataInput!$B936,DataInput!D936,NA())","v":"Fosterville 220 kV"},{"$f":"IF($E937=DataInput!$B936,DataInput!E936,NA())","v":"Direct connect"},{"$f":"IF($E937=DataInput!$B936,DataInput!F936,NA())","v":"Summer"},{"$f":"IF($E937=DataInput!$B936,DataInput!G936,NA())","v":"Non-Coincident"},{"$f":"IF($E937=DataInput!$B936,DataInput!H936,NA())","v":2022},{"$f":"IF($E937=DataInput!$B936,DataInput!I936,NA())","v":"POE10"},{"$f":"IF($E937=DataInput!$B936,DataInput!J936,NA())","v":"NA"},{"$f":"IF($E937=DataInput!$B936,DataInput!K936,NA())","v":"NA"},null,null,"VIC Fosterville 220 kV",null,null,null,null,false,null,null,{"$error":"#N/A"},{"$error":"#N/A"},{"$error":"#N/A"},{"$error":"#N/A"},{"$error":"#N/A"},{"$error":"#N/A"},{"$error":"#N/A"},{"$error":"#N/A"},{"$error":"#N/A"},{"$error":"#N/A"}]
[null,{"$f":"IF(DataInput!B937=$B$8,IF($B$9=$B$10,TRUE,IF(DataInput!E937=$B$9,TRUE,FALSE)))","v":true},null,null,{"$f":"IF(B938=TRUE,DataInput!B937,NA())","v":"VIC"},{"$f":"IF($E938=DataInput!$B937,DataInput!C937,NA())","v":"FVTS220"},{"$f":"IF($E938=DataInput!$B937,DataInput!D937,NA())","v":"Fosterville 220 kV"},{"$f":"IF($E938=DataInput!$B937,DataInput!E937,NA())","v":"Direct connect"},{"$f":"IF($E938=DataInput!$B937,DataInput!F937,NA())","v":"Summer"},{"$f":"IF($E938=DataInput!$B937,DataInput!G937,NA())","v":"Non-Coincident"},{"$f":"IF($E938=DataInput!$B937,DataInput!H937,NA())","v":2023},{"$f":"IF($E938=DataInput!$B937,DataInput!I937,NA())","v":"POE10"},{"$f":"IF($E938=DataInput!$B937,DataInput!J937,NA())","v":"NA"},{"$f":"IF($E938=DataInput!$B937,DataInput!K937,NA())","v":"NA"},null,null,"VIC Fosterville 220 kV",null,null,null,null,false,null,null,{"$error":"#N/A"},{"$error":"#N/A"},{"$error":"#N/A"},{"$error":"#N/A"},{"$error":"#N/A"},{"$error":"#N/A"},{"$error":"#N/A"},{"$error":"#N/A"},{"$error":"#N/A"},{"$error":"#N/A"}]
[null,{"$f":"IF(DataInput!B938=$B$8,IF($B$9=$B$10,TRUE,IF(DataInput!E938=$B$9,TRUE,FALSE)))","v":true},null,null,{"$f":"IF(B939=TRUE,DataInput!B938,NA())","v":"VIC"},{"$f":"IF($E939=DataInput!$B938,DataInput!C938,NA())","v":"FVTS220"},{"$f":"IF($E939=DataInput!$B938,DataInput!D938,NA())","v":"Fosterville 220 kV"},{"$f":"IF($E939=DataInput!$B938,DataInput!E938,NA())","v":"Direct connect"},{"$f":"IF($E939=DataInput!$B938,DataInput!F938,NA())","v":"Summer"},{"$f":"IF($E939=DataInput!$B938,DataInput!G938,NA())","v":"Non-Coincident"},{"$f":"IF($E939=DataInput!$B938,DataInput!H938,NA())","v":2024},{"$f":"IF($E939=DataInput!$B938,DataInput!I938,NA())","v":"POE10"},{"$f":"IF($E939=DataInput!$B938,DataInput!J938,NA())","v":"NA"},{"$f":"IF($E939=DataInput!$B938,DataInput!K938,NA())","v":"NA"},null,null,"VIC Fosterville 220 kV",null,null,null,null,false,null,null,{"$error":"#N/A"},{"$error":"#N/A"},{"$error":"#N/A"},{"$error":"#N/A"},{"$error":"#N/A"},{"$error":"#N/A"},{"$error":"#N/A"},{"$error":"#N/A"},{"$error":"#N/A"},{"$error":"#N/A"}]
[null,{"$f":"IF(DataInput!B939=$B$8,IF($B$9=$B$10,TRUE,IF(DataInput!E939=$B$9,TRUE,FALSE)))","v":true},null,null,{"$f":"IF(B940=TRUE,DataInput!B939,NA())","v":"VIC"},{"$f":"IF($E940=DataInput!$B939,DataInput!C939,NA())","v":"FVTS220"},{"$f":"IF($E940=DataInput!$B939,DataInput!D939,NA())","v":"Fosterville 220 kV"},{"$f":"IF($E940=DataInput!$B939,DataInput!E939,NA())","v":"Direct connect"},{"$f":"IF($E940=DataInput!$B939,DataInput!F939,NA())","v":"Summer"},{"$f":"IF($E940=DataInput!$B939,DataInput!G939,NA())","v":"Non-Coincident"},{"$f":"IF($E940=DataInput!$B939,DataInput!H939,NA())","v":2025},{"$f":"IF($E940=DataInput!$B939,DataInput!I939,NA())","v":"POE10"},{"$f":"IF($E940=DataInput!$B939,DataInput!J939,NA())","v":"NA"},{"$f":"IF($E940=DataInput!$B939,DataInput!K939,NA())","v":"NA"},null,null,"VIC Fosterville 220 kV",null,null,null,null,false,null,null,{"$error":"#N/A"},{"$error":"#N/A"},{"$error":"#N/A"},{"$error":"#N/A"},{"$error":"#N/A"},{"$error":"#N/A"},{"$error":"#N/A"},{"$error":"#N/A"},{"$error":"#N/A"},{"$error":"#N/A"}]
[null,{"$f":"IF(DataInput!B940=$B$8,IF($B$9=$B$10,TRUE,IF(DataInput!E940=$B$9,TRUE,FALSE)))","v":true},null,null,{"$f":"IF(B941=TRUE,DataInput!B940,NA())","v":"VIC"},{"$f":"IF($E941=DataInput!$B940,DataInput!C940,NA())","v":"FVTS220"},{"$f":"IF($E941=DataInput!$B940,DataInput!D940,NA())","v":"Fosterville 220 kV"},{"$f":"IF($E941=DataInput!$B940,DataInput!E940,NA())","v":"Direct connect"},{"$f":"IF($E941=DataInput!$B940,DataInput!F940,NA())","v":"Summer"},{"$f":"IF($E941=DataInput!$B940,DataInput!G940,NA())","v":"Non-Coincident"},{"$f":"IF($E941=DataInput!$B940,DataInput!H940,NA())","v":2026},{"$f":"IF($E941=DataInput!$B940,DataInput!I940,NA())","v":"POE10"},{"$f":"IF($E941=DataInput!$B940,DataInput!J940,NA())","v":"NA"},{"$f":"IF($E941=DataInput!$B940,DataInput!K940,NA())","v":"NA"},null,null,"VIC Fosterville 220 kV",null,null,null,null,false,null,null,{"$error":"#N/A"},{"$error":"#N/A"},{"$error":"#N/A"},{"$error":"#N/A"},{"$error":"#N/A"},{"$error":"#N/A"},{"$error":"#N/A"},{"$error":"#N/A"},{"$error":"#N/A"},{"$error":"#N/A"}]
[null,{"$f":"IF(DataInput!B941=$B$8,IF($B$9=$B$10,TRUE,IF(DataInput!E941=$B$9,TRUE,FALSE)))","v":true},null,null,{"$f":"IF(B942=TRUE,DataInput!B941,NA())","v":"VIC"},{"$f":"IF($E942=DataInput!$B941,DataInput!C941,NA())","v":"FVTS220"},{"$f":"IF($E942=DataInput!$B941,DataInput!D941,NA())","v":"Fosterville 220 kV"},{"$f":"IF($E942=DataInput!$B941,DataInput!E941,NA())","v":"Direct connect"},{"$f":"IF($E942=DataInput!$B941,DataInput!F941,NA())","v":"Summer"},{"$f":"IF($E942=DataInput!$B941,DataInput!G941,NA())","v":"Non-Coincident"},{"$f":"IF($E942=DataInput!$B941,DataInput!H941,NA())","v":2017},{"$f":"IF($E942=DataInput!$B941,DataInput!I941,NA())","v":"POE50"},{"$f":"IF($E942=DataInput!$B941,DataInput!J941,NA())","v":"NA"},{"$f":"IF($E942=DataInput!$B941,DataInput!K941,NA())","v":"NA"},null,null,"VIC Fosterville 220 kV",null,null,null,null,false,null,null,{"$error":"#N/A"},{"$error":"#N/A"},{"$error":"#N/A"},{"$error":"#N/A"},{"$error":"#N/A"},{"$error":"#N/A"},{"$error":"#N/A"},{"$error":"#N/A"},{"$error":"#N/A"},{"$error":"#N/A"}]
[null,{"$f":"IF(DataInput!B942=$B$8,IF($B$9=$B$10,TRUE,IF(DataInput!E942=$B$9,TRUE,FALSE)))","v":true},null,null,{"$f":"IF(B943=TRUE,DataInput!B942,NA())","v":"VIC"},{"$f":"IF($E943=DataInput!$B942,DataInput!C942,NA())","v":"FVTS220"},{"$f":"IF($E943=DataInput!$B942,DataInput!D942,NA())","v":"Fosterville 220 kV"},{"$f":"IF($E943=DataInput!$B942,DataInput!E942,NA())","v":"Direct connect"},{"$f":"IF($E943=DataInput!$B942,DataInput!F942,NA())","v":"Summer"},{"$f":"IF($E943=DataInput!$B942,DataInput!G942,NA())","v":"Non-Coincident"},{"$f":"IF($E943=DataInput!$B942,DataInput!H942,NA())","v":2018},{"$f":"IF($E943=DataInput!$B942,DataInput!I942,NA())","v":"POE50"},{"$f":"IF($E943=DataInput!$B942,DataInput!J942,NA())","v":"NA"},{"$f":"IF($E943=DataInput!$B942,DataInput!K942,NA())","v":"NA"},null,null,"VIC Fosterville 220 kV",null,null,null,null,false,null,null,{"$error":"#N/A"},{"$error":"#N/A"},{"$error":"#N/A"},{"$error":"#N/A"},{"$error":"#N/A"},{"$error":"#N/A"},{"$error":"#N/A"},{"$error":"#N/A"},{"$error":"#N/A"},{"$error":"#N/A"}]
[null,{"$f":"IF(DataInput!B943=$B$8,IF($B$9=$B$10,TRUE,IF(DataInput!E943=$B$9,TRUE,FALSE)))","v":true},null,null,{"$f":"IF(B944=TRUE,DataInput!B943,NA())","v":"VIC"},{"$f":"IF($E944=DataInput!$B943,DataInput!C943,NA())","v":"FVTS220"},{"$f":"IF($E944=DataInput!$B943,DataInput!D943,NA())","v":"Fosterville 220 kV"},{"$f":"IF($E944=DataInput!$B943,DataInput!E943,NA())","v":"Direct connect"},{"$f":"IF($E944=DataInput!$B943,DataInput!F943,NA())","v":"Summer"},{"$f":"IF($E944=DataInput!$B943,DataInput!G943,NA())","v":"Non-Coincident"},{"$f":"IF($E944=DataInput!$B943,DataInput!H943,NA())","v":2019},{"$f":"IF($E944=DataInput!$B943,DataInput!I943,NA())","v":"POE50"},{"$f":"IF($E944=DataInput!$B943,DataInput!J943,NA())","v":"NA"},{"$f":"IF($E944=DataInput!$B943,DataInput!K943,NA())","v":"NA"},null,null,"VIC Fosterville 220 kV",null,null,null,null,false,null,null,{"$error":"#N/A"},{"$error":"#N/A"},{"$error":"#N/A"},{"$error":"#N/A"},{"$error":"#N/A"},{"$error":"#N/A"},{"$error":"#N/A"},{"$error":"#N/A"},{"$error":"#N/A"},{"$error":"#N/A"}]
[null,{"$f":"IF(DataInput!B944=$B$8,IF($B$9=$B$10,TRUE,IF(DataInput!E944=$B$9,TRUE,FALSE)))","v":true},null,null,{"$f":"IF(B945=TRUE,DataInput!B944,NA())","v":"VIC"},{"$f":"IF($E945=DataInput!$B944,DataInput!C944,NA())","v":"FVTS220"},{"$f":"IF($E945=DataInput!$B944,DataInput!D944,NA())","v":"Fosterville 220 kV"},{"$f":"IF($E945=DataInput!$B944,DataInput!E944,NA())","v":"Direct connect"},{"$f":"IF($E945=DataInput!$B944,DataInput!F944,NA())","v":"Summer"},{"$f":"IF($E945=DataInput!$B944,DataInput!G944,NA())","v":"Non-Coincident"},{"$f":"IF($E945=DataInput!$B944,DataInput!H944,NA())","v":2020},{"$f":"IF($E945=DataInput!$B944,DataInput!I944,NA())","v":"POE50"},{"$f":"IF($E945=DataInput!$B944,DataInput!J944,NA())","v":"NA"},{"$f":"IF($E945=DataInput!$B944,DataInput!K944,NA())","v":"NA"},null,null,"VIC Fosterville 220 kV",null,null,null,null,false,null,null,{"$error":"#N/A"},{"$error":"#N/A"},{"$error":"#N/A"},{"$error":"#N/A"},{"$error":"#N/A"},{"$error":"#N/A"},{"$error":"#N/A"},{"$error":"#N/A"},{"$error":"#N/A"},{"$error":"#N/A"}]
[null,{"$f":"IF(DataInput!B945=$B$8,IF($B$9=$B$10,TRUE,IF(DataInput!E945=$B$9,TRUE,FALSE)))","v":true},null,null,{"$f":"IF(B946=TRUE,DataInput!B945,NA())","v":"VIC"},{"$f":"IF($E946=DataInput!$B945,DataInput!C945,NA())","v":"FVTS220"},{"$f":"IF($E946=DataInput!$B945,DataInput!D945,NA())","v":"Fosterville 220 kV"},{"$f":"IF($E946=DataInput!$B945,DataInput!E945,NA())","v":"Direct connect"},{"$f":"IF($E946=DataInput!$B945,DataInput!F945,NA())","v":"Summer"},{"$f":"IF($E946=DataInput!$B945,DataInput!G945,NA())","v":"Non-Coincident"},{"$f":"IF($E946=DataInput!$B945,DataInput!H945,NA())","v":2021},{"$f":"IF($E946=DataInput!$B945,DataInput!I945,NA())","v":"POE50"},{"$f":"IF($E946=DataInput!$B945,DataInput!J945,NA())","v":"NA"},{"$f":"IF($E946=DataInput!$B945,DataInput!K945,NA())","v":"NA"},null,null,"VIC Fosterville 220 kV",null,null,null,null,false,null,null,{"$error":"#N/A"},{"$error":"#N/A"},{"$error":"#N/A"},{"$error":"#N/A"},{"$error":"#N/A"},{"$error":"#N/A"},{"$error":"#N/A"},{"$error":"#N/A"},{"$error":"#N/A"},{"$error":"#N/A"}]
[null,{"$f":"IF(DataInput!B946=$B$8,IF($B$9=$B$10,TRUE,IF(DataInput!E946=$B$9,TRUE,FALSE)))","v":true},null,null,{"$f":"IF(B947=TRUE,DataInput!B946,NA())","v":"VIC"},{"$f":"IF($E947=DataInput!$B946,DataInput!C946,NA())","v":"FVTS220"},{"$f":"IF($E947=DataInput!$B946,DataInput!D946,NA())","v":"Fosterville 220 kV"},{"$f":"IF($E947=DataInput!$B946,DataInput!E946,NA())","v":"Direct connect"},{"$f":"IF($E947=DataInput!$B946,DataInput!F946,NA())","v":"Summer"},{"$f":"IF($E947=DataInput!$B946,DataInput!G946,NA())","v":"Non-Coincident"},{"$f":"IF($E947=DataInput!$B946,DataInput!H946,NA())","v":2022},{"$f":"IF($E947=DataInput!$B946,DataInput!I946,NA())","v":"POE50"},{"$f":"IF($E947=DataInput!$B946,DataInput!J946,NA())","v":"NA"},{"$f":"IF($E947=DataInput!$B946,DataInput!K946,NA())","v":"NA"},null,null,"VIC Fosterville 220 kV",null,null,null,null,false,null,null,{"$error":"#N/A"},{"$error":"#N/A"},{"$error":"#N/A"},{"$error":"#N/A"},{"$error":"#N/A"},{"$error":"#N/A"},{"$error":"#N/A"},{"$error":"#N/A"},{"$error":"#N/A"},{"$error":"#N/A"}]
[null,{"$f":"IF(DataInput!B947=$B$8,IF($B$9=$B$10,TRUE,IF(DataInput!E947=$B$9,TRUE,FALSE)))","v":true},null,null,{"$f":"IF(B948=TRUE,DataInput!B947,NA())","v":"VIC"},{"$f":"IF($E948=DataInput!$B947,DataInput!C947,NA())","v":"FVTS220"},{"$f":"IF($E948=DataInput!$B947,DataInput!D947,NA())","v":"Fosterville 220 kV"},{"$f":"IF($E948=DataInput!$B947,DataInput!E947,NA())","v":"Direct connect"},{"$f":"IF($E948=DataInput!$B947,DataInput!F947,NA())","v":"Summer"},{"$f":"IF($E948=DataInput!$B947,DataInput!G947,NA())","v":"Non-Coincident"},{"$f":"IF($E948=DataInput!$B947,DataInput!H947,NA())","v":2023},{"$f":"IF($E948=DataInput!$B947,DataInput!I947,NA())","v":"POE50"},{"$f":"IF($E948=DataInput!$B947,DataInput!J947,NA())","v":"NA"},{"$f":"IF($E948=DataInput!$B947,DataInput!K947,NA())","v":"NA"},null,null,"VIC Fosterville 220 kV",null,null,null,null,false,null,null,{"$error":"#N/A"},{"$error":"#N/A"},{"$error":"#N/A"},{"$error":"#N/A"},{"$error":"#N/A"},{"$error":"#N/A"},{"$error":"#N/A"},{"$error":"#N/A"},{"$error":"#N/A"},{"$error":"#N/A"}]
[null,{"$f":"IF(DataInput!B948=$B$8,IF($B$9=$B$10,TRUE,IF(DataInput!E948=$B$9,TRUE,FALSE)))","v":true},null,null,{"$f":"IF(B949=TRUE,DataInput!B948,NA())","v":"VIC"},{"$f":"IF($E949=DataInput!$B948,DataInput!C948,NA())","v":"FVTS220"},{"$f":"IF($E949=DataInput!$B948,DataInput!D948,NA())","v":"Fosterville 220 kV"},{"$f":"IF($E949=DataInput!$B948,DataInput!E948,NA())","v":"Direct connect"},{"$f":"IF($E949=DataInput!$B948,DataInput!F948,NA())","v":"Summer"},{"$f":"IF($E949=DataInput!$B948,DataInput!G948,NA())","v":"Non-Coincident"},{"$f":"IF($E949=DataInput!$B948,DataInput!H948,NA())","v":2024},{"$f":"IF($E949=DataInput!$B948,DataInput!I948,NA())","v":"POE50"},{"$f":"IF($E949=DataInput!$B948,DataInput!J948,NA())","v":"NA"},{"$f":"IF($E949=DataInput!$B948,DataInput!K948,NA())","v":"NA"},null,null,"VIC Fosterville 220 kV",null,null,null,null,false,null,null,{"$error":"#N/A"},{"$error":"#N/A"},{"$error":"#N/A"},{"$error":"#N/A"},{"$error":"#N/A"},{"$error":"#N/A"},{"$error":"#N/A"},{"$error":"#N/A"},{"$error":"#N/A"},{"$error":"#N/A"}]
[null,{"$f":"IF(DataInput!B949=$B$8,IF($B$9=$B$10,TRUE,IF(DataInput!E949=$B$9,TRUE,FALSE)))","v":true},null,null,{"$f":"IF(B950=TRUE,DataInput!B949,NA())","v":"VIC"},{"$f":"IF($E950=DataInput!$B949,DataInput!C949,NA())","v":"FVTS220"},{"$f":"IF($E950=DataInput!$B949,DataInput!D949,NA())","v":"Fosterville 220 kV"},{"$f":"IF($E950=DataInput!$B949,DataInput!E949,NA())","v":"Direct connect"},{"$f":"IF($E950=DataInput!$B949,DataInput!F949,NA())","v":"Summer"},{"$f":"IF($E950=DataInput!$B949,DataInput!G949,NA())","v":"Non-Coincident"},{"$f":"IF($E950=DataInput!$B949,DataInput!H949,NA())","v":2025},{"$f":"IF($E950=DataInput!$B949,DataInput!I949,NA())","v":"POE50"},{"$f":"IF($E950=DataInput!$B949,DataInput!J949,NA())","v":"NA"},{"$f":"IF($E950=DataInput!$B949,DataInput!K949,NA())","v":"NA"},null,null,"VIC Fosterville 220 kV",null,null,null,null,false,null,null,{"$error":"#N/A"},{"$error":"#N/A"},{"$error":"#N/A"},{"$error":"#N/A"},{"$error":"#N/A"},{"$error":"#N/A"},{"$error":"#N/A"},{"$error":"#N/A"},{"$error":"#N/A"},{"$error":"#N/A"}]
[null,{"$f":"IF(DataInput!B950=$B$8,IF($B$9=$B$10,TRUE,IF(DataInput!E950=$B$9,TRUE,FALSE)))","v":true},null,null,{"$f":"IF(B951=TRUE,DataInput!B950,NA())","v":"VIC"},{"$f":"IF($E951=DataInput!$B950,DataInput!C950,NA())","v":"FVTS220"},{"$f":"IF($E951=DataInput!$B950,DataInput!D950,NA())","v":"Fosterville 220 kV"},{"$f":"IF($E951=DataInput!$B950,DataInput!E950,NA())","v":"Direct connect"},{"$f":"IF($E951=DataInput!$B950,DataInput!F950,NA())","v":"Summer"},{"$f":"IF($E951=DataInput!$B950,DataInput!G950,NA())","v":"Non-Coincident"},{"$f":"IF($E951=DataInput!$B950,DataInput!H950,NA())","v":2026},{"$f":"IF($E951=DataInput!$B950,DataInput!I950,NA())","v":"POE50"},{"$f":"IF($E951=DataInput!$B950,DataInput!J950,NA())","v":"NA"},{"$f":"IF($E951=DataInput!$B950,DataInput!K950,NA())","v":"NA"},null,null,"VIC Fosterville 220 kV",null,null,null,null,false,null,null,{"$error":"#N/A"},{"$f":"IF($V951=TRUE,F951,NA())","v":{"$error":"#N/A"}},{"$f":"IF($V951=TRUE,G951,NA())","v":{"$error":"#N/A"}},{"$f":"IF($V951=TRUE,H951,NA())","v":{"$error":"#N/A"}},{"$f":"IF($V951=TRUE,I951,NA())","v":{"$error":"#N/A"}},{"$f":"IF($V951=TRUE,J951,NA())","v":{"$error":"#N/A"}},{"$f":"IF($V951=TRUE,K951,NA())","v":{"$error":"#N/A"}},{"$f":"IF($V951=TRUE,L951,NA())","v":{"$error":"#N/A"}},{"$f":"IF($V951=TRUE,M951,NA())","v":{"$error":"#N/A"}},{"$f":"IF($V951=TRUE,N951,NA())","v":{"$error":"#N/A"}}]
[null,{"$f":"IF(DataInput!B951=$B$8,IF($B$9=$B$10,TRUE,IF(DataInput!E951=$B$9,TRUE,FALSE)))","v":true},null,null,{"$f":"IF(B952=TRUE,DataInput!B951,NA())","v":"VIC"},{"$f":"IF($E952=DataInput!$B951,DataInput!C951,NA())","v":"FVTS220"},{"$f":"IF($E952=DataInput!$B951,DataInput!D951,NA())","v":"Fosterville 220 kV"},{"$f":"IF($E952=DataInput!$B951,DataInput!E951,NA())","v":"Direct connect"},{"$f":"IF($E952=DataInput!$B951,DataInput!F951,NA())","v":"Winter"},{"$f":"IF($E952=DataInput!$B951,DataInput!G951,NA())","v":"Non-Coincident"},{"$f":"IF($E952=DataInput!$B951,DataInput!H951,NA())","v":2016},{"$f":"IF($E952=DataInput!$B951,DataInput!I951,NA())","v":"POE10"},{"$f":"IF($E952=DataInput!$B951,DataInput!J951,NA())","v":"NA"},{"$f":"IF($E952=DataInput!$B951,DataInput!K951,NA())","v":"NA"},null,null,"VIC Fosterville 220 kV",null,null,null,null,false,null,null,{"$error":"#N/A"},{"$error":"#N/A"},{"$error":"#N/A"},{"$error":"#N/A"},{"$error":"#N/A"},{"$error":"#N/A"},{"$error":"#N/A"},{"$error":"#N/A"},{"$error":"#N/A"},{"$error":"#N/A"}]
[null,{"$f":"IF(DataInput!B952=$B$8,IF($B$9=$B$10,TRUE,IF(DataInput!E952=$B$9,TRUE,FALSE)))","v":true},null,null,{"$f":"IF(B953=TRUE,DataInput!B952,NA())","v":"VIC"},{"$f":"IF($E953=DataInput!$B952,DataInput!C952,NA())","v":"FVTS220"},{"$f":"IF($E953=DataInput!$B952,DataInput!D952,NA())","v":"Fosterville 220 kV"},{"$f":"IF($E953=DataInput!$B952,DataInput!E952,NA())","v":"Direct connect"},{"$f":"IF($E953=DataInput!$B952,DataInput!F952,NA())","v":"Winter"},{"$f":"IF($E953=DataInput!$B952,DataInput!G952,NA())","v":"Non-Coincident"},{"$f":"IF($E953=DataInput!$B952,DataInput!H952,NA())","v":2017},{"$f":"IF($E953=DataInput!$B952,DataInput!I952,NA())","v":"POE10"},{"$f":"IF($E953=DataInput!$B952,DataInput!J952,NA())","v":"NA"},{"$f":"IF($E953=DataInput!$B952,DataInput!K952,NA())","v":"NA"},null,null,"VIC Fosterville 220 kV",null,null,null,null,false,null,null,{"$error":"#N/A"},{"$error":"#N/A"},{"$error":"#N/A"},{"$error":"#N/A"},{"$error":"#N/A"},{"$error":"#N/A"},{"$error":"#N/A"},{"$error":"#N/A"},{"$error":"#N/A"},{"$error":"#N/A"}]
[null,{"$f":"IF(DataInput!B953=$B$8,IF($B$9=$B$10,TRUE,IF(DataInput!E953=$B$9,TRUE,FALSE)))","v":true},null,null,{"$f":"IF(B954=TRUE,DataInput!B953,NA())","v":"VIC"},{"$f":"IF($E954=DataInput!$B953,DataInput!C953,NA())","v":"FVTS220"},{"$f":"IF($E954=DataInput!$B953,DataInput!D953,NA())","v":"Fosterville 220 kV"},{"$f":"IF($E954=DataInput!$B953,DataInput!E953,NA())","v":"Direct connect"},{"$f":"IF($E954=DataInput!$B953,DataInput!F953,NA())","v":"Winter"},{"$f":"IF($E954=DataInput!$B953,DataInput!G953,NA())","v":"Non-Coincident"},{"$f":"IF($E954=DataInput!$B953,DataInput!H953,NA())","v":2018},{"$f":"IF($E954=DataInput!$B953,DataInput!I953,NA())","v":"POE10"},{"$f":"IF($E954=DataInput!$B953,DataInput!J953,NA())","v":"NA"},{"$f":"IF($E954=DataInput!$B953,DataInput!K953,NA())","v":"NA"},null,null,"VIC Fosterville 220 kV",null,null,null,null,false,null,null,{"$error":"#N/A"},{"$error":"#N/A"},{"$error":"#N/A"},{"$error":"#N/A"},{"$error":"#N/A"},{"$error":"#N/A"},{"$error":"#N/A"},{"$error":"#N/A"},{"$error":"#N/A"},{"$error":"#N/A"}]
[null,{"$f":"IF(DataInput!B954=$B$8,IF($B$9=$B$10,TRUE,IF(DataInput!E954=$B$9,TRUE,FALSE)))","v":true},null,null,{"$f":"IF(B955=TRUE,DataInput!B954,NA())","v":"VIC"},{"$f":"IF($E955=DataInput!$B954,DataInput!C954,NA())","v":"FVTS220"},{"$f":"IF($E955=DataInput!$B954,DataInput!D954,NA())","v":"Fosterville 220 kV"},{"$f":"IF($E955=DataInput!$B954,DataInput!E954,NA())","v":"Direct connect"},{"$f":"IF($E955=DataInput!$B954,DataInput!F954,NA())","v":"Winter"},{"$f":"IF($E955=DataInput!$B954,DataInput!G954,NA())","v":"Non-Coincident"},{"$f":"IF($E955=DataInput!$B954,DataInput!H954,NA())","v":2019},{"$f":"IF($E955=DataInput!$B954,DataInput!I954,NA())","v":"POE10"},{"$f":"IF($E955=DataInput!$B954,DataInput!J954,NA())","v":"NA"},{"$f":"IF($E955=DataInput!$B954,DataInput!K954,NA())","v":"NA"},null,null,"VIC Fosterville 220 kV",null,null,null,null,false,null,null,{"$error":"#N/A"},{"$error":"#N/A"},{"$error":"#N/A"},{"$error":"#N/A"},{"$error":"#N/A"},{"$error":"#N/A"},{"$error":"#N/A"},{"$error":"#N/A"},{"$error":"#N/A"},{"$error":"#N/A"}]
[null,{"$f":"IF(DataInput!B955=$B$8,IF($B$9=$B$10,TRUE,IF(DataInput!E955=$B$9,TRUE,FALSE)))","v":true},null,null,{"$f":"IF(B956=TRUE,DataInput!B955,NA())","v":"VIC"},{"$f":"IF($E956=DataInput!$B955,DataInput!C955,NA())","v":"FVTS220"},{"$f":"IF($E956=DataInput!$B955,DataInput!D955,NA())","v":"Fosterville 220 kV"},{"$f":"IF($E956=DataInput!$B955,DataInput!E955,NA())","v":"Direct connect"},{"$f":"IF($E956=DataInput!$B955,DataInput!F955,NA())","v":"Winter"},{"$f":"IF($E956=DataInput!$B955,DataInput!G955,NA())","v":"Non-Coincident"},{"$f":"IF($E956=DataInput!$B955,DataInput!H955,NA())","v":2020},{"$f":"IF($E956=DataInput!$B955,DataInput!I955,NA())","v":"POE10"},{"$f":"IF($E956=DataInput!$B955,DataInput!J955,NA())","v":"NA"},{"$f":"IF($E956=DataInput!$B955,DataInput!K955,NA())","v":"NA"},null,null,"VIC Fosterville 220 kV",null,null,null,null,false,null,null,{"$error":"#N/A"},{"$error":"#N/A"},{"$error":"#N/A"},{"$error":"#N/A"},{"$error":"#N/A"},{"$error":"#N/A"},{"$error":"#N/A"},{"$error":"#N/A"},{"$error":"#N/A"},{"$error":"#N/A"}]
[null,{"$f":"IF(DataInput!B956=$B$8,IF($B$9=$B$10,TRUE,IF(DataInput!E956=$B$9,TRUE,FALSE)))","v":true},null,null,{"$f":"IF(B957=TRUE,DataInput!B956,NA())","v":"VIC"},{"$f":"IF($E957=DataInput!$B956,DataInput!C956,NA())","v":"FVTS220"},{"$f":"IF($E957=DataInput!$B956,DataInput!D956,NA())","v":"Fosterville 220 kV"},{"$f":"IF($E957=DataInput!$B956,DataInput!E956,NA())","v":"Direct connect"},{"$f":"IF($E957=DataInput!$B956,DataInput!F956,NA())","v":"Winter"},{"$f":"IF($E957=DataInput!$B956,DataInput!G956,NA())","v":"Non-Coincident"},{"$f":"IF($E957=DataInput!$B956,DataInput!H956,NA())","v":2021},{"$f":"IF($E957=DataInput!$B956,DataInput!I956,NA())","v":"POE10"},{"$f":"IF($E957=DataInput!$B956,DataInput!J956,NA())","v":"NA"},{"$f":"IF($E957=DataInput!$B956,DataInput!K956,NA())","v":"NA"},null,null,"VIC Fosterville 220 kV",null,null,null,null,false,null,null,{"$error":"#N/A"},{"$error":"#N/A"},{"$error":"#N/A"},{"$error":"#N/A"},{"$error":"#N/A"},{"$error":"#N/A"},{"$error":"#N/A"},{"$error":"#N/A"},{"$error":"#N/A"},{"$error":"#N/A"}]
[null,{"$f":"IF(DataInput!B957=$B$8,IF($B$9=$B$10,TRUE,IF(DataInput!E957=$B$9,TRUE,FALSE)))","v":true},null,null,{"$f":"IF(B958=TRUE,DataInput!B957,NA())","v":"VIC"},{"$f":"IF($E958=DataInput!$B957,DataInput!C957,NA())","v":"FVTS220"},{"$f":"IF($E958=DataInput!$B957,DataInput!D957,NA())","v":"Fosterville 220 kV"},{"$f":"IF($E958=DataInput!$B957,DataInput!E957,NA())","v":"Direct connect"},{"$f":"IF($E958=DataInput!$B957,DataInput!F957,NA())","v":"Winter"},{"$f":"IF($E958=DataInput!$B957,DataInput!G957,NA())","v":"Non-Coincident"},{"$f":"IF($E958=DataInput!$B957,DataInput!H957,NA())","v":2022},{"$f":"IF($E958=DataInput!$B957,DataInput!I957,NA())","v":"POE10"},{"$f":"IF($E958=DataInput!$B957,DataInput!J957,NA())","v":"NA"},{"$f":"IF($E958=DataInput!$B957,DataInput!K957,NA())","v":"NA"},null,null,"VIC Fosterville 220 kV",null,null,null,null,false,null,null,{"$error":"#N/A"},{"$error":"#N/A"},{"$error":"#N/A"},{"$error":"#N/A"},{"$error":"#N/A"},{"$error":"#N/A"},{"$error":"#N/A"},{"$error":"#N/A"},{"$error":"#N/A"},{"$error":"#N/A"}]
[null,{"$f":"IF(DataInput!B958=$B$8,IF($B$9=$B$10,TRUE,IF(DataInput!E958=$B$9,TRUE,FALSE)))","v":true},null,null,{"$f":"IF(B959=TRUE,DataInput!B958,NA())","v":"VIC"},{"$f":"IF($E959=DataInput!$B958,DataInput!C958,NA())","v":"FVTS220"},{"$f":"IF($E959=DataInput!$B958,DataInput!D958,NA())","v":"Fosterville 220 kV"},{"$f":"IF($E959=DataInput!$B958,DataInput!E958,NA())","v":"Direct connect"},{"$f":"IF($E959=DataInput!$B958,DataInput!F958,NA())","v":"Winter"},{"$f":"IF($E959=DataInput!$B958,DataInput!G958,NA())","v":"Non-Coincident"},{"$f":"IF($E959=DataInput!$B958,DataInput!H958,NA())","v":2023},{"$f":"IF($E959=DataInput!$B958,DataInput!I958,NA())","v":"POE10"},{"$f":"IF($E959=DataInput!$B958,DataInput!J958,NA())","v":"NA"},{"$f":"IF($E959=DataInput!$B958,DataInput!K958,NA())","v":"NA"},null,null,"VIC Fosterville 220 kV",null,null,null,null,false,null,null,{"$error":"#N/A"},{"$error":"#N/A"},{"$error":"#N/A"},{"$error":"#N/A"},{"$error":"#N/A"},{"$error":"#N/A"},{"$error":"#N/A"},{"$error":"#N/A"},{"$error":"#N/A"},{"$error":"#N/A"}]
[null,{"$f":"IF(DataInput!B959=$B$8,IF($B$9=$B$10,TRUE,IF(DataInput!E959=$B$9,TRUE,FALSE)))","v":true},null,null,{"$f":"IF(B960=TRUE,DataInput!B959,NA())","v":"VIC"},{"$f":"IF($E960=DataInput!$B959,DataInput!C959,NA())","v":"FVTS220"},{"$f":"IF($E960=DataInput!$B959,DataInput!D959,NA())","v":"Fosterville 220 kV"},{"$f":"IF($E960=DataInput!$B959,DataInput!E959,NA())","v":"Direct connect"},{"$f":"IF($E960=DataInput!$B959,DataInput!F959,NA())","v":"Winter"},{"$f":"IF($E960=DataInput!$B959,DataInput!G959,NA())","v":"Non-Coincident"},{"$f":"IF($E960=DataInput!$B959,DataInput!H959,NA())","v":2024},{"$f":"IF($E960=DataInput!$B959,DataInput!I959,NA())","v":"POE10"},{"$f":"IF($E960=DataInput!$B959,DataInput!J959,NA())","v":"NA"},{"$f":"IF($E960=DataInput!$B959,DataInput!K959,NA())","v":"NA"},null,null,"VIC Fosterville 220 kV",null,null,null,null,false,null,null,{"$error":"#N/A"},{"$error":"#N/A"},{"$error":"#N/A"},{"$error":"#N/A"},{"$error":"#N/A"},{"$error":"#N/A"},{"$error":"#N/A"},{"$error":"#N/A"},{"$error":"#N/A"},{"$error":"#N/A"}]
[null,{"$f":"IF(DataInput!B960=$B$8,IF($B$9=$B$10,TRUE,IF(DataInput!E960=$B$9,TRUE,FALSE)))","v":true},null,null,{"$f":"IF(B961=TRUE,DataInput!B960,NA())","v":"VIC"},{"$f":"IF($E961=DataInput!$B960,DataInput!C960,NA())","v":"FVTS220"},{"$f":"IF($E961=DataInput!$B960,DataInput!D960,NA())","v":"Fosterville 220 kV"},{"$f":"IF($E961=DataInput!$B960,DataInput!E960,NA())","v":"Direct connect"},{"$f":"IF($E961=DataInput!$B960,DataInput!F960,NA())","v":"Winter"},{"$f":"IF($E961=DataInput!$B960,DataInput!G960,NA())","v":"Non-Coincident"},{"$f":"IF($E961=DataInput!$B960,DataInput!H960,NA())","v":2025},{"$f":"IF($E961=DataInput!$B960,DataInput!I960,NA())","v":"POE10"},{"$f":"IF($E961=DataInput!$B960,DataInput!J960,NA())","v":"NA"},{"$f":"IF($E961=DataInput!$B960,DataInput!K960,NA())","v":"NA"},null,null,"VIC Fosterville 220 kV",null,null,null,null,false,null,null,{"$error":"#N/A"},{"$error":"#N/A"},{"$error":"#N/A"},{"$error":"#N/A"},{"$error":"#N/A"},{"$error":"#N/A"},{"$error":"#N/A"},{"$error":"#N/A"},{"$error":"#N/A"},{"$error":"#N/A"}]
[null,{"$f":"IF(DataInput!B961=$B$8,IF($B$9=$B$10,TRUE,IF(DataInput!E961=$B$9,TRUE,FALSE)))","v":true},null,null,{"$f":"IF(B962=TRUE,DataInput!B961,NA())","v":"VIC"},{"$f":"IF($E962=DataInput!$B961,DataInput!C961,NA())","v":"FVTS220"},{"$f":"IF($E962=DataInput!$B961,DataInput!D961,NA())","v":"Fosterville 220 kV"},{"$f":"IF($E962=DataInput!$B961,DataInput!E961,NA())","v":"Direct connect"},{"$f":"IF($E962=DataInput!$B961,DataInput!F961,NA())","v":"Winter"},{"$f":"IF($E962=DataInput!$B961,DataInput!G961,NA())","v":"Non-Coincident"},{"$f":"IF($E962=DataInput!$B961,DataInput!H961,NA())","v":2016},{"$f":"IF($E962=DataInput!$B961,DataInput!I961,NA())","v":"POE50"},{"$f":"IF($E962=DataInput!$B961,DataInput!J961,NA())","v":"NA"},{"$f":"IF($E962=DataInput!$B961,DataInput!K961,NA())","v":"NA"},null,null,"VIC Fosterville 220 kV",null,null,null,null,false,null,null,{"$error":"#N/A"},{"$error":"#N/A"},{"$error":"#N/A"},{"$error":"#N/A"},{"$error":"#N/A"},{"$error":"#N/A"},{"$error":"#N/A"},{"$error":"#N/A"},{"$error":"#N/A"},{"$error":"#N/A"}]
[null,{"$f":"IF(DataInput!B962=$B$8,IF($B$9=$B$10,TRUE,IF(DataInput!E962=$B$9,TRUE,FALSE)))","v":true},null,null,{"$f":"IF(B963=TRUE,DataInput!B962,NA())","v":"VIC"},{"$f":"IF($E963=DataInput!$B962,DataInput!C962,NA())","v":"FVTS220"},{"$f":"IF($E963=DataInput!$B962,DataInput!D962,NA())","v":"Fosterville 220 kV"},{"$f":"IF($E963=DataInput!$B962,DataInput!E962,NA())","v":"Direct connect"},{"$f":"IF($E963=DataInput!$B962,DataInput!F962,NA())","v":"Winter"},{"$f":"IF($E963=DataInput!$B962,DataInput!G962,NA())","v":"Non-Coincident"},{"$f":"IF($E963=DataInput!$B962,DataInput!H962,NA())","v":2017},{"$f":"IF($E963=DataInput!$B962,DataInput!I962,NA())","v":"POE50"},{"$f":"IF($E963=DataInput!$B962,DataInput!J962,NA())","v":"NA"},{"$f":"IF($E963=DataInput!$B962,DataInput!K962,NA())","v":"NA"},null,null,"VIC Fosterville 220 kV",null,null,null,null,false,null,null,{"$error":"#N/A"},{"$error":"#N/A"},{"$error":"#N/A"},{"$error":"#N/A"},{"$error":"#N/A"},{"$error":"#N/A"},{"$error":"#N/A"},{"$error":"#N/A"},{"$error":"#N/A"},{"$error":"#N/A"}]
[null,{"$f":"IF(DataInput!B963=$B$8,IF($B$9=$B$10,TRUE,IF(DataInput!E963=$B$9,TRUE,FALSE)))","v":true},null,null,{"$f":"IF(B964=TRUE,DataInput!B963,NA())","v":"VIC"},{"$f":"IF($E964=DataInput!$B963,DataInput!C963,NA())","v":"FVTS220"},{"$f":"IF($E964=DataInput!$B963,DataInput!D963,NA())","v":"Fosterville 220 kV"},{"$f":"IF($E964=DataInput!$B963,DataInput!E963,NA())","v":"Direct connect"},{"$f":"IF($E964=DataInput!$B963,DataInput!F963,NA())","v":"Winter"},{"$f":"IF($E964=DataInput!$B963,DataInput!G963,NA())","v":"Non-Coincident"},{"$f":"IF($E964=DataInput!$B963,DataInput!H963,NA())","v":2018},{"$f":"IF($E964=DataInput!$B963,DataInput!I963,NA())","v":"POE50"},{"$f":"IF($E964=DataInput!$B963,DataInput!J963,NA())","v":"NA"},{"$f":"IF($E964=DataInput!$B963,DataInput!K963,NA())","v":"NA"},null,null,"VIC Fosterville 220 kV",null,null,null,null,false,null,null,{"$error":"#N/A"},{"$error":"#N/A"},{"$error":"#N/A"},{"$error":"#N/A"},{"$error":"#N/A"},{"$error":"#N/A"},{"$error":"#N/A"},{"$error":"#N/A"},{"$error":"#N/A"},{"$error":"#N/A"}]
[null,{"$f":"IF(DataInput!B964=$B$8,IF($B$9=$B$10,TRUE,IF(DataInput!E964=$B$9,TRUE,FALSE)))","v":true},null,null,{"$f":"IF(B965=TRUE,DataInput!B964,NA())","v":"VIC"},{"$f":"IF($E965=DataInput!$B964,DataInput!C964,NA())","v":"FVTS220"},{"$f":"IF($E965=DataInput!$B964,DataInput!D964,NA())","v":"Fosterville 220 kV"},{"$f":"IF($E965=DataInput!$B964,DataInput!E964,NA())","v":"Direct connect"},{"$f":"IF($E965=DataInput!$B964,DataInput!F964,NA())","v":"Winter"},{"$f":"IF($E965=DataInput!$B964,DataInput!G964,NA())","v":"Non-Coincident"},{"$f":"IF($E965=DataInput!$B964,DataInput!H964,NA())","v":2019},{"$f":"IF($E965=DataInput!$B964,DataInput!I964,NA())","v":"POE50"},{"$f":"IF($E965=DataInput!$B964,DataInput!J964,NA())","v":"NA"},{"$f":"IF($E965=DataInput!$B964,DataInput!K964,NA())","v":"NA"},null,null,"VIC Fosterville 220 kV",null,null,null,null,false,null,null,{"$error":"#N/A"},{"$error":"#N/A"},{"$error":"#N/A"},{"$error":"#N/A"},{"$error":"#N/A"},{"$error":"#N/A"},{"$error":"#N/A"},{"$error":"#N/A"},{"$error":"#N/A"},{"$error":"#N/A"}]
[null,{"$f":"IF(DataInput!B965=$B$8,IF($B$9=$B$10,TRUE,IF(DataInput!E965=$B$9,TRUE,FALSE)))","v":true},null,null,{"$f":"IF(B966=TRUE,DataInput!B965,NA())","v":"VIC"},{"$f":"IF($E966=DataInput!$B965,DataInput!C965,NA())","v":"FVTS220"},{"$f":"IF($E966=DataInput!$B965,DataInput!D965,NA())","v":"Fosterville 220 kV"},{"$f":"IF($E966=DataInput!$B965,DataInput!E965,NA())","v":"Direct connect"},{"$f":"IF($E966=DataInput!$B965,DataInput!F965,NA())","v":"Winter"},{"$f":"IF($E966=DataInput!$B965,DataInput!G965,NA())","v":"Non-Coincident"},{"$f":"IF($E966=DataInput!$B965,DataInput!H965,NA())","v":2020},{"$f":"IF($E966=DataInput!$B965,DataInput!I965,NA())","v":"POE50"},{"$f":"IF($E966=DataInput!$B965,DataInput!J965,NA())","v":"NA"},{"$f":"IF($E966=DataInput!$B965,DataInput!K965,NA())","v":"NA"},null,null,"VIC Fosterville 220 kV",null,null,null,null,false,null,null,{"$error":"#N/A"},{"$error":"#N/A"},{"$error":"#N/A"},{"$error":"#N/A"},{"$error":"#N/A"},{"$error":"#N/A"},{"$error":"#N/A"},{"$error":"#N/A"},{"$error":"#N/A"},{"$error":"#N/A"}]
[null,{"$f":"IF(DataInput!B966=$B$8,IF($B$9=$B$10,TRUE,IF(DataInput!E966=$B$9,TRUE,FALSE)))","v":true},null,null,{"$f":"IF(B967=TRUE,DataInput!B966,NA())","v":"VIC"},{"$f":"IF($E967=DataInput!$B966,DataInput!C966,NA())","v":"FVTS220"},{"$f":"IF($E967=DataInput!$B966,DataInput!D966,NA())","v":"Fosterville 220 kV"},{"$f":"IF($E967=DataInput!$B966,DataInput!E966,NA())","v":"Direct connect"},{"$f":"IF($E967=DataInput!$B966,DataInput!F966,NA())","v":"Winter"},{"$f":"IF($E967=DataInput!$B966,DataInput!G966,NA())","v":"Non-Coincident"},{"$f":"IF($E967=DataInput!$B966,DataInput!H966,NA())","v":2021},{"$f":"IF($E967=DataInput!$B966,DataInput!I966,NA())","v":"POE50"},{"$f":"IF($E967=DataInput!$B966,DataInput!J966,NA())","v":"NA"},{"$f":"IF($E967=DataInput!$B966,DataInput!K966,NA())","v":"NA"},null,null,"VIC Fosterville 220 kV",null,null,null,null,false,null,null,{"$error":"#N/A"},{"$error":"#N/A"},{"$error":"#N/A"},{"$error":"#N/A"},{"$error":"#N/A"},{"$error":"#N/A"},{"$error":"#N/A"},{"$error":"#N/A"},{"$error":"#N/A"},{"$error":"#N/A"}]
[null,{"$f":"IF(DataInput!B967=$B$8,IF($B$9=$B$10,TRUE,IF(DataInput!E967=$B$9,TRUE,FALSE)))","v":true},null,null,{"$f":"IF(B968=TRUE,DataInput!B967,NA())","v":"VIC"},{"$f":"IF($E968=DataInput!$B967,DataInput!C967,NA())","v":"FVTS220"},{"$f":"IF($E968=DataInput!$B967,DataInput!D967,NA())","v":"Fosterville 220 kV"},{"$f":"IF($E968=DataInput!$B967,DataInput!E967,NA())","v":"Direct connect"},{"$f":"IF($E968=DataInput!$B967,DataInput!F967,NA())","v":"Winter"},{"$f":"IF($E968=DataInput!$B967,DataInput!G967,NA())","v":"Non-Coincident"},{"$f":"IF($E968=DataInput!$B967,DataInput!H967,NA())","v":2022},{"$f":"IF($E968=DataInput!$B967,DataInput!I967,NA())","v":"POE50"},{"$f":"IF($E968=DataInput!$B967,DataInput!J967,NA())","v":"NA"},{"$f":"IF($E968=DataInput!$B967,DataInput!K967,NA())","v":"NA"},null,null,"VIC Fosterville 220 kV",null,null,null,null,false,null,null,{"$error":"#N/A"},{"$error":"#N/A"},{"$error":"#N/A"},{"$error":"#N/A"},{"$error":"#N/A"},{"$error":"#N/A"},{"$error":"#N/A"},{"$error":"#N/A"},{"$error":"#N/A"},{"$error":"#N/A"}]
[null,{"$f":"IF(DataInput!B968=$B$8,IF($B$9=$B$10,TRUE,IF(DataInput!E968=$B$9,TRUE,FALSE)))","v":true},null,null,{"$f":"IF(B969=TRUE,DataInput!B968,NA())","v":"VIC"},{"$f":"IF($E969=DataInput!$B968,DataInput!C968,NA())","v":"FVTS220"},{"$f":"IF($E969=DataInput!$B968,DataInput!D968,NA())","v":"Fosterville 220 kV"},{"$f":"IF($E969=DataInput!$B968,DataInput!E968,NA())","v":"Direct connect"},{"$f":"IF($E969=DataInput!$B968,DataInput!F968,NA())","v":"Winter"},{"$f":"IF($E969=DataInput!$B968,DataInput!G968,NA())","v":"Non-Coincident"},{"$f":"IF($E969=DataInput!$B968,DataInput!H968,NA())","v":2023},{"$f":"IF($E969=DataInput!$B968,DataInput!I968,NA())","v":"POE50"},{"$f":"IF($E969=DataInput!$B968,DataInput!J968,NA())","v":"NA"},{"$f":"IF($E969=DataInput!$B968,DataInput!K968,NA())","v":"NA"},null,null,"VIC Fosterville 220 kV",null,null,null,null,false,null,null,{"$error":"#N/A"},{"$error":"#N/A"},{"$error":"#N/A"},{"$error":"#N/A"},{"$error":"#N/A"},{"$error":"#N/A"},{"$error":"#N/A"},{"$error":"#N/A"},{"$error":"#N/A"},{"$error":"#N/A"}]
[null,{"$f":"IF(DataInput!B969=$B$8,IF($B$9=$B$10,TRUE,IF(DataInput!E969=$B$9,TRUE,FALSE)))","v":true},null,null,{"$f":"IF(B970=TRUE,DataInput!B969,NA())","v":"VIC"},{"$f":"IF($E970=DataInput!$B969,DataInput!C969,NA())","v":"FVTS220"},{"$f":"IF($E970=DataInput!$B969,DataInput!D969,NA())","v":"Fosterville 220 kV"},{"$f":"IF($E970=DataInput!$B969,DataInput!E969,NA())","v":"Direct connect"},{"$f":"IF($E970=DataInput!$B969,DataInput!F969,NA())","v":"Winter"},{"$f":"IF($E970=DataInput!$B969,DataInput!G969,NA())","v":"Non-Coincident"},{"$f":"IF($E970=DataInput!$B969,DataInput!H969,NA())","v":2024},{"$f":"IF($E970=DataInput!$B969,DataInput!I969,NA())","v":"POE50"},{"$f":"IF($E970=DataInput!$B969,DataInput!J969,NA())","v":"NA"},{"$f":"IF($E970=DataInput!$B969,DataInput!K969,NA())","v":"NA"},null,null,"VIC Fosterville 220 kV",null,null,null,null,false,null,null,{"$error":"#N/A"},{"$error":"#N/A"},{"$error":"#N/A"},{"$error":"#N/A"},{"$error":"#N/A"},{"$error":"#N/A"},{"$error":"#N/A"},{"$error":"#N/A"},{"$error":"#N/A"},{"$error":"#N/A"}]
[null,{"$f":"IF(DataInput!B970=$B$8,IF($B$9=$B$10,TRUE,IF(DataInput!E970=$B$9,TRUE,FALSE)))","v":true},null,null,{"$f":"IF(B971=TRUE,DataInput!B970,NA())","v":"VIC"},{"$f":"IF($E971=DataInput!$B970,DataInput!C970,NA())","v":"FVTS220"},{"$f":"IF($E971=DataInput!$B970,DataInput!D970,NA())","v":"Fosterville 220 kV"},{"$f":"IF($E971=DataInput!$B970,DataInput!E970,NA())","v":"Direct connect"},{"$f":"IF($E971=DataInput!$B970,DataInput!F970,NA())","v":"Winter"},{"$f":"IF($E971=DataInput!$B970,DataInput!G970,NA())","v":"Non-Coincident"},{"$f":"IF($E971=DataInput!$B970,DataInput!H970,NA())","v":2025},{"$f":"IF($E971=DataInput!$B970,DataInput!I970,NA())","v":"POE50"},{"$f":"IF($E971=DataInput!$B970,DataInput!J970,NA())","v":"NA"},{"$f":"IF($E971=DataInput!$B970,DataInput!K970,NA())","v":"NA"},null,null,"VIC Fosterville 220 kV",null,null,null,null,false,null,null,{"$error":"#N/A"},{"$error":"#N/A"},{"$error":"#N/A"},{"$error":"#N/A"},{"$error":"#N/A"},{"$error":"#N/A"},{"$error":"#N/A"},{"$error":"#N/A"},{"$error":"#N/A"},{"$error":"#N/A"}]
[null,{"$f":"IF(DataInput!B971=$B$8,IF($B$9=$B$10,TRUE,IF(DataInput!E971=$B$9,TRUE,FALSE)))","v":true},null,null,{"$f":"IF(B972=TRUE,DataInput!B971,NA())","v":"VIC"},{"$f":"IF($E972=DataInput!$B971,DataInput!C971,NA())","v":"GNTS66"},{"$f":"IF($E972=DataInput!$B971,DataInput!D971,NA())","v":"Glenrowan (AusNet) 66 kV"},{"$f":"IF($E972=DataInput!$B971,DataInput!E971,NA())","v":"AusNet"},{"$f":"IF($E972=DataInput!$B971,DataInput!F971,NA())","v":"Summer"},{"$f":"IF($E972=DataInput!$B971,DataInput!G971,NA())","v":"Non-Coincident"},{"$f":"IF($E972=DataInput!$B971,DataInput!H971,NA())","v":2017},{"$f":"IF($E972=DataInput!$B971,DataInput!I971,NA())","v":"POE10"},{"$f":"IF($E972=DataInput!$B971,DataInput!J971,NA())","v":104.956907290316},{"$f":"IF($E972=DataInput!$B971,DataInput!K971,NA())","v":0.865931821761728},null,null,{"$f":"IF(OR(ISERROR(E972),ISERROR(G972)),\"  \",E972&\" \"&G972)","v":"VIC Glenrowan (AusNet) 66 kV"},null,null,null,null,{"$f":"IF(ISERROR(G972),FALSE,IF($V$9=G972,TRUE,FALSE))","v":false},null,null,{"$f":"IF($V972=TRUE,E972,NA())","v":{"$error":"#N/A"}},{"$error":"#N/A"},{"$error":"#N/A"},{"$error":"#N/A"},{"$error":"#N/A"},{"$error":"#N/A"},{"$error":"#N/A"},{"$error":"#N/A"},{"$error":"#N/A"},{"$error":"#N/A"}]
[null,{"$f":"IF(DataInput!B972=$B$8,IF($B$9=$B$10,TRUE,IF(DataInput!E972=$B$9,TRUE,FALSE)))","v":true},null,null,{"$f":"IF(B973=TRUE,DataInput!B972,NA())","v":"VIC"},{"$f":"IF($E973=DataInput!$B972,DataInput!C972,NA())","v":"GNTS66"},{"$f":"IF($E973=DataInput!$B972,DataInput!D972,NA())","v":"Glenrowan (AusNet) 66 kV"},{"$f":"IF($E973=DataInput!$B972,DataInput!E972,NA())","v":"AusNet"},{"$f":"IF($E973=DataInput!$B972,DataInput!F972,NA())","v":"Summer"},{"$f":"IF($E973=DataInput!$B972,DataInput!G972,NA())","v":"Non-Coincident"},{"$f":"IF($E973=DataInput!$B972,DataInput!H972,NA())","v":2018},{"$f":"IF($E973=DataInput!$B972,DataInput!I972,NA())","v":"POE10"},{"$f":"IF($E973=DataInput!$B972,DataInput!J972,NA())","v":104.12901873871699},{"$f":"IF($E973=DataInput!$B972,DataInput!K972,NA())","v":0.85128549009713905},null,null,"VIC Glenrowan (AusNet) 66 kV",null,null,null,null,false,null,null,{"$error":"#N/A"},{"$error":"#N/A"},{"$error":"#N/A"},{"$error":"#N/A"},{"$error":"#N/A"},{"$error":"#N/A"},{"$error":"#N/A"},{"$error":"#N/A"},{"$error":"#N/A"},{"$error":"#N/A"}]
[null,{"$f":"IF(DataInput!B973=$B$8,IF($B$9=$B$10,TRUE,IF(DataInput!E973=$B$9,TRUE,FALSE)))","v":true},null,null,{"$f":"IF(B974=TRUE,DataInput!B973,NA())","v":"VIC"},{"$f":"IF($E974=DataInput!$B973,DataInput!C973,NA())","v":"GNTS66"},{"$f":"IF($E974=DataInput!$B973,DataInput!D973,NA())","v":"Glenrowan (AusNet) 66 kV"},{"$f":"IF($E974=DataInput!$B973,DataInput!E973,NA())","v":"AusNet"},{"$f":"IF($E974=DataInput!$B973,DataInput!F973,NA())","v":"Summer"},{"$f":"IF($E974=DataInput!$B973,DataInput!G973,NA())","v":"Non-Coincident"},{"$f":"IF($E974=DataInput!$B973,DataInput!H973,NA())","v":2019},{"$f":"IF($E974=DataInput!$B973,DataInput!I973,NA())","v":"POE10"},{"$f":"IF($E974=DataInput!$B973,DataInput!J973,NA())","v":103.426431868642},{"$f":"IF($E974=DataInput!$B973,DataInput!K973,NA())","v":0.85628730014926202},null,null,"VIC Glenrowan (AusNet) 66 kV",null,null,null,null,false,null,null,{"$error":"#N/A"},{"$error":"#N/A"},{"$error":"#N/A"},{"$error":"#N/A"},{"$error":"#N/A"},{"$error":"#N/A"},{"$error":"#N/A"},{"$error":"#N/A"},{"$error":"#N/A"},{"$error":"#N/A"}]
[null,{"$f":"IF(DataInput!B974=$B$8,IF($B$9=$B$10,TRUE,IF(DataInput!E974=$B$9,TRUE,FALSE)))","v":true},null,null,{"$f":"IF(B975=TRUE,DataInput!B974,NA())","v":"VIC"},{"$f":"IF($E975=DataInput!$B974,DataInput!C974,NA())","v":"GNTS66"},{"$f":"IF($E975=DataInput!$B974,DataInput!D974,NA())","v":"Glenrowan (AusNet) 66 kV"},{"$f":"IF($E975=DataInput!$B974,DataInput!E974,NA())","v":"AusNet"},{"$f":"IF($E975=DataInput!$B974,DataInput!F974,NA())","v":"Summer"},{"$f":"IF($E975=DataInput!$B974,DataInput!G974,NA())","v":"Non-Coincident"},{"$f":"IF($E975=DataInput!$B974,DataInput!H974,NA())","v":2020},{"$f":"IF($E975=DataInput!$B974,DataInput!I974,NA())","v":"POE10"},{"$f":"IF($E975=DataInput!$B974,DataInput!J974,NA())","v":102.464067461307},{"$f":"IF($E975=DataInput!$B974,DataInput!K974,NA())","v":0.86068891713479201},null,null,"VIC Glenrowan (AusNet) 66 kV",null,null,null,null,false,null,null,{"$error":"#N/A"},{"$error":"#N/A"},{"$error":"#N/A"},{"$error":"#N/A"},{"$error":"#N/A"},{"$error":"#N/A"},{"$error":"#N/A"},{"$error":"#N/A"},{"$error":"#N/A"},{"$error":"#N/A"}]
[null,{"$f":"IF(DataInput!B975=$B$8,IF($B$9=$B$10,TRUE,IF(DataInput!E975=$B$9,TRUE,FALSE)))","v":true},null,null,{"$f":"IF(B976=TRUE,DataInput!B975,NA())","v":"VIC"},{"$f":"IF($E976=DataInput!$B975,DataInput!C975,NA())","v":"GNTS66"},{"$f":"IF($E976=DataInput!$B975,DataInput!D975,NA())","v":"Glenrowan (AusNet) 66 kV"},{"$f":"IF($E976=DataInput!$B975,DataInput!E975,NA())","v":"AusNet"},{"$f":"IF($E976=DataInput!$B975,DataInput!F975,NA())","v":"Summer"},{"$f":"IF($E976=DataInput!$B975,DataInput!G975,NA())","v":"Non-Coincident"},{"$f":"IF($E976=DataInput!$B975,DataInput!H975,NA())","v":2021},{"$f":"IF($E976=DataInput!$B975,DataInput!I975,NA())","v":"POE10"},{"$f":"IF($E976=DataInput!$B975,DataInput!J975,NA())","v":102.38541029552501},{"$f":"IF($E976=DataInput!$B975,DataInput!K975,NA())","v":0.86729842720254302},null,null,"VIC Glenrowan (AusNet) 66 kV",null,null,null,null,false,null,null,{"$error":"#N/A"},{"$error":"#N/A"},{"$error":"#N/A"},{"$error":"#N/A"},{"$error":"#N/A"},{"$error":"#N/A"},{"$error":"#N/A"},{"$error":"#N/A"},{"$error":"#N/A"},{"$error":"#N/A"}]
[null,{"$f":"IF(DataInput!B976=$B$8,IF($B$9=$B$10,TRUE,IF(DataInput!E976=$B$9,TRUE,FALSE)))","v":true},null,null,{"$f":"IF(B977=TRUE,DataInput!B976,NA())","v":"VIC"},{"$f":"IF($E977=DataInput!$B976,DataInput!C976,NA())","v":"GNTS66"},{"$f":"IF($E977=DataInput!$B976,DataInput!D976,NA())","v":"Glenrowan (AusNet) 66 kV"},{"$f":"IF($E977=DataInput!$B976,DataInput!E976,NA())","v":"AusNet"},{"$f":"IF($E977=DataInput!$B976,DataInput!F976,NA())","v":"Summer"},{"$f":"IF($E977=DataInput!$B976,DataInput!G976,NA())","v":"Non-Coincident"},{"$f":"IF($E977=DataInput!$B976,DataInput!H976,NA())","v":2022},{"$f":"IF($E977=DataInput!$B976,DataInput!I976,NA())","v":"POE10"},{"$f":"IF($E977=DataInput!$B976,DataInput!J976,NA())","v":101.772032225994},{"$f":"IF($E977=DataInput!$B976,DataInput!K976,NA())","v":0.86738961593030495},null,null,"VIC Glenrowan (AusNet) 66 kV",null,null,null,null,false,null,null,{"$error":"#N/A"},{"$error":"#N/A"},{"$error":"#N/A"},{"$error":"#N/A"},{"$error":"#N/A"},{"$error":"#N/A"},{"$error":"#N/A"},{"$error":"#N/A"},{"$error":"#N/A"},{"$error":"#N/A"}]
[null,{"$f":"IF(DataInput!B977=$B$8,IF($B$9=$B$10,TRUE,IF(DataInput!E977=$B$9,TRUE,FALSE)))","v":true},null,null,{"$f":"IF(B978=TRUE,DataInput!B977,NA())","v":"VIC"},{"$f":"IF($E978=DataInput!$B977,DataInput!C977,NA())","v":"GNTS66"},{"$f":"IF($E978=DataInput!$B977,DataInput!D977,NA())","v":"Glenrowan (AusNet) 66 kV"},{"$f":"IF($E978=DataInput!$B977,DataInput!E977,NA())","v":"AusNet"},{"$f":"IF($E978=DataInput!$B977,DataInput!F977,NA())","v":"Summer"},{"$f":"IF($E978=DataInput!$B977,DataInput!G977,NA())","v":"Non-Coincident"},{"$f":"IF($E978=DataInput!$B977,DataInput!H977,NA())","v":2023},{"$f":"IF($E978=DataInput!$B977,DataInput!I977,NA())","v":"POE10"},{"$f":"IF($E978=DataInput!$B977,DataInput!J977,NA())","v":101.81557797355801},{"$f":"IF($E978=DataInput!$B977,DataInput!K977,NA())","v":0.86753761451502298},null,null,"VIC Glenrowan (AusNet) 66 kV",null,null,null,null,false,null,null,{"$error":"#N/A"},{"$error":"#N/A"},{"$error":"#N/A"},{"$error":"#N/A"},{"$error":"#N/A"},{"$error":"#N/A"},{"$error":"#N/A"},{"$error":"#N/A"},{"$error":"#N/A"},{"$error":"#N/A"}]
[null,{"$f":"IF(DataInput!B978=$B$8,IF($B$9=$B$10,TRUE,IF(DataInput!E978=$B$9,TRUE,FALSE)))","v":true},null,null,{"$f":"IF(B979=TRUE,DataInput!B978,NA())","v":"VIC"},{"$f":"IF($E979=DataInput!$B978,DataInput!C978,NA())","v":"GNTS66"},{"$f":"IF($E979=DataInput!$B978,DataInput!D978,NA())","v":"Glenrowan (AusNet) 66 kV"},{"$f":"IF($E979=DataInput!$B978,DataInput!E978,NA())","v":"AusNet"},{"$f":"IF($E979=DataInput!$B978,DataInput!F978,NA())","v":"Summer"},{"$f":"IF($E979=DataInput!$B978,DataInput!G978,NA())","v":"Non-Coincident"},{"$f":"IF($E979=DataInput!$B978,DataInput!H978,NA())","v":2024},{"$f":"IF($E979=DataInput!$B978,DataInput!I978,NA())","v":"POE10"},{"$f":"IF($E979=DataInput!$B978,DataInput!J978,NA())","v":102.22906920248001},{"$f":"IF($E979=DataInput!$B978,DataInput!K978,NA())","v":0.867616663823222},null,null,"VIC Glenrowan (AusNet) 66 kV",null,null,null,null,false,null,null,{"$error":"#N/A"},{"$error":"#N/A"},{"$error":"#N/A"},{"$error":"#N/A"},{"$error":"#N/A"},{"$error":"#N/A"},{"$error":"#N/A"},{"$error":"#N/A"},{"$error":"#N/A"},{"$error":"#N/A"}]
[null,{"$f":"IF(DataInput!B979=$B$8,IF($B$9=$B$10,TRUE,IF(DataInput!E979=$B$9,TRUE,FALSE)))","v":true},null,null,{"$f":"IF(B980=TRUE,DataInput!B979,NA())","v":"VIC"},{"$f":"IF($E980=DataInput!$B979,DataInput!C979,NA())","v":"GNTS66"},{"$f":"IF($E980=DataInput!$B979,DataInput!D979,NA())","v":"Glenrowan (AusNet) 66 kV"},{"$f":"IF($E980=DataInput!$B979,DataInput!E979,NA())","v":"AusNet"},{"$f":"IF($E980=DataInput!$B979,DataInput!F979,NA())","v":"Summer"},{"$f":"IF($E980=DataInput!$B979,DataInput!G979,NA())","v":"Non-Coincident"},{"$f":"IF($E980=DataInput!$B979,DataInput!H979,NA())","v":2025},{"$f":"IF($E980=DataInput!$B979,DataInput!I979,NA())","v":"POE10"},{"$f":"IF($E980=DataInput!$B979,DataInput!J979,NA())","v":102.06187438296701},{"$f":"IF($E980=DataInput!$B979,DataInput!K979,NA())","v":0.86770004534839995},null,null,"VIC Glenrowan (AusNet) 66 kV",null,null,null,null,false,null,null,{"$error":"#N/A"},{"$error":"#N/A"},{"$error":"#N/A"},{"$error":"#N/A"},{"$error":"#N/A"},{"$error":"#N/A"},{"$error":"#N/A"},{"$error":"#N/A"},{"$error":"#N/A"},{"$error":"#N/A"}]
[null,{"$f":"IF(DataInput!B980=$B$8,IF($B$9=$B$10,TRUE,IF(DataInput!E980=$B$9,TRUE,FALSE)))","v":true},null,null,{"$f":"IF(B981=TRUE,DataInput!B980,NA())","v":"VIC"},{"$f":"IF($E981=DataInput!$B980,DataInput!C980,NA())","v":"GNTS66"},{"$f":"IF($E981=DataInput!$B980,DataInput!D980,NA())","v":"Glenrowan (AusNet) 66 kV"},{"$f":"IF($E981=DataInput!$B980,DataInput!E980,NA())","v":"AusNet"},{"$f":"IF($E981=DataInput!$B980,DataInput!F980,NA())","v":"Summer"},{"$f":"IF($E981=DataInput!$B980,DataInput!G980,NA())","v":"Non-Coincident"},{"$f":"IF($E981=DataInput!$B980,DataInput!H980,NA())","v":2026},{"$f":"IF($E981=DataInput!$B980,DataInput!I980,NA())","v":"POE10"},{"$f":"IF($E981=DataInput!$B980,DataInput!J980,NA())","v":102.46730596364699},{"$f":"IF($E981=DataInput!$B980,DataInput!K980,NA())","v":0.867783386390373},null,null,"VIC Glenrowan (AusNet) 66 kV",null,null,null,null,false,null,null,{"$error":"#N/A"},{"$error":"#N/A"},{"$error":"#N/A"},{"$error":"#N/A"},{"$error":"#N/A"},{"$error":"#N/A"},{"$error":"#N/A"},{"$error":"#N/A"},{"$error":"#N/A"},{"$error":"#N/A"}]
[null,{"$f":"IF(DataInput!B981=$B$8,IF($B$9=$B$10,TRUE,IF(DataInput!E981=$B$9,TRUE,FALSE)))","v":true},null,null,{"$f":"IF(B982=TRUE,DataInput!B981,NA())","v":"VIC"},{"$f":"IF($E982=DataInput!$B981,DataInput!C981,NA())","v":"GNTS66"},{"$f":"IF($E982=DataInput!$B981,DataInput!D981,NA())","v":"Glenrowan (AusNet) 66 kV"},{"$f":"IF($E982=DataInput!$B981,DataInput!E981,NA())","v":"AusNet"},{"$f":"IF($E982=DataInput!$B981,DataInput!F981,NA())","v":"Summer"},{"$f":"IF($E982=DataInput!$B981,DataInput!G981,NA())","v":"Non-Coincident"},{"$f":"IF($E982=DataInput!$B981,DataInput!H981,NA())","v":2017},{"$f":"IF($E982=DataInput!$B981,DataInput!I981,NA())","v":"POE50"},{"$f":"IF($E982=DataInput!$B981,DataInput!J981,NA())","v":94.779753358894695},{"$f":"IF($E982=DataInput!$B981,DataInput!K981,NA())","v":0.86378337828952201},null,null,"VIC Glenrowan (AusNet) 66 kV",null,null,null,null,false,null,null,{"$error":"#N/A"},{"$error":"#N/A"},{"$error":"#N/A"},{"$error":"#N/A"},{"$error":"#N/A"},{"$error":"#N/A"},{"$error":"#N/A"},{"$error":"#N/A"},{"$error":"#N/A"},{"$error":"#N/A"}]
[null,{"$f":"IF(DataInput!B982=$B$8,IF($B$9=$B$10,TRUE,IF(DataInput!E982=$B$9,TRUE,FALSE)))","v":true},null,null,{"$f":"IF(B983=TRUE,DataInput!B982,NA())","v":"VIC"},{"$f":"IF($E983=DataInput!$B982,DataInput!C982,NA())","v":"GNTS66"},{"$f":"IF($E983=DataInput!$B982,DataInput!D982,NA())","v":"Glenrowan (AusNet) 66 kV"},{"$f":"IF($E983=DataInput!$B982,DataInput!E982,NA())","v":"AusNet"},{"$f":"IF($E983=DataInput!$B982,DataInput!F982,NA())","v":"Summer"},{"$f":"IF($E983=DataInput!$B982,DataInput!G982,NA())","v":"Non-Coincident"},{"$f":"IF($E983=DataInput!$B982,DataInput!H982,NA())","v":2018},{"$f":"IF($E983=DataInput!$B982,DataInput!I982,NA())","v":"POE50"},{"$f":"IF($E983=DataInput!$B982,DataInput!J982,NA())","v":94.329999440498796},{"$f":"IF($E983=DataInput!$B982,DataInput!K982,NA())","v":0.85847762905688096},null,null,"VIC Glenrowan (AusNet) 66 kV",null,null,null,null,false,null,null,{"$error":"#N/A"},{"$error":"#N/A"},{"$error":"#N/A"},{"$error":"#N/A"},{"$error":"#N/A"},{"$error":"#N/A"},{"$error":"#N/A"},{"$error":"#N/A"},{"$error":"#N/A"},{"$error":"#N/A"}]
[null,{"$f":"IF(DataInput!B983=$B$8,IF($B$9=$B$10,TRUE,IF(DataInput!E983=$B$9,TRUE,FALSE)))","v":true},null,null,{"$f":"IF(B984=TRUE,DataInput!B983,NA())","v":"VIC"},{"$f":"IF($E984=DataInput!$B983,DataInput!C983,NA())","v":"GNTS66"},{"$f":"IF($E984=DataInput!$B983,DataInput!D983,NA())","v":"Glenrowan (AusNet) 66 kV"},{"$f":"IF($E984=DataInput!$B983,DataInput!E983,NA())","v":"AusNet"},{"$f":"IF($E984=DataInput!$B983,DataInput!F983,NA())","v":"Summer"},{"$f":"IF($E984=DataInput!$B983,DataInput!G983,NA())","v":"Non-Coincident"},{"$f":"IF($E984=DataInput!$B983,DataInput!H983,NA())","v":2019},{"$f":"IF($E984=DataInput!$B983,DataInput!I983,NA())","v":"POE50"},{"$f":"IF($E984=DataInput!$B983,DataInput!J983,NA())","v":94.084362658558604},{"$f":"IF($E984=DataInput!$B983,DataInput!K983,NA())","v":0.85999812898036698},null,null,"VIC Glenrowan (AusNet) 66 kV",null,null,null,null,false,null,null,{"$error":"#N/A"},{"$error":"#N/A"},{"$error":"#N/A"},{"$error":"#N/A"},{"$error":"#N/A"},{"$error":"#N/A"},{"$error":"#N/A"},{"$error":"#N/A"},{"$error":"#N/A"},{"$error":"#N/A"}]
[null,{"$f":"IF(DataInput!B984=$B$8,IF($B$9=$B$10,TRUE,IF(DataInput!E984=$B$9,TRUE,FALSE)))","v":true},null,null,{"$f":"IF(B985=TRUE,DataInput!B984,NA())","v":"VIC"},{"$f":"IF($E985=DataInput!$B984,DataInput!C984,NA())","v":"GNTS66"},{"$f":"IF($E985=DataInput!$B984,DataInput!D984,NA())","v":"Glenrowan (AusNet) 66 kV"},{"$f":"IF($E985=DataInput!$B984,DataInput!E984,NA())","v":"AusNet"},{"$f":"IF($E985=DataInput!$B984,DataInput!F984,NA())","v":"Summer"},{"$f":"IF($E985=DataInput!$B984,DataInput!G984,NA())","v":"Non-Coincident"},{"$f":"IF($E985=DataInput!$B984,DataInput!H984,NA())","v":2020},{"$f":"IF($E985=DataInput!$B984,DataInput!I984,NA())","v":"POE50"},{"$f":"IF($E985=DataInput!$B984,DataInput!J984,NA())","v":93.254571603791902},{"$f":"IF($E985=DataInput!$B984,DataInput!K984,NA())","v":0.86080901445480096},null,null,"VIC Glenrowan (AusNet) 66 kV",null,null,null,null,false,null,null,{"$error":"#N/A"},{"$error":"#N/A"},{"$error":"#N/A"},{"$error":"#N/A"},{"$error":"#N/A"},{"$error":"#N/A"},{"$error":"#N/A"},{"$error":"#N/A"},{"$error":"#N/A"},{"$error":"#N/A"}]
[null,{"$f":"IF(DataInput!B985=$B$8,IF($B$9=$B$10,TRUE,IF(DataInput!E985=$B$9,TRUE,FALSE)))","v":true},null,null,{"$f":"IF(B986=TRUE,DataInput!B985,NA())","v":"VIC"},{"$f":"IF($E986=DataInput!$B985,DataInput!C985,NA())","v":"GNTS66"},{"$f":"IF($E986=DataInput!$B985,DataInput!D985,NA())","v":"Glenrowan (AusNet) 66 kV"},{"$f":"IF($E986=DataInput!$B985,DataInput!E985,NA())","v":"AusNet"},{"$f":"IF($E986=DataInput!$B985,DataInput!F985,NA())","v":"Summer"},{"$f":"IF($E986=DataInput!$B985,DataInput!G985,NA())","v":"Non-Coincident"},{"$f":"IF($E986=DataInput!$B985,DataInput!H985,NA())","v":2021},{"$f":"IF($E986=DataInput!$B985,DataInput!I985,NA())","v":"POE50"},{"$f":"IF($E986=DataInput!$B985,DataInput!J985,NA())","v":94.102433807769103},{"$f":"IF($E986=DataInput!$B985,DataInput!K985,NA())","v":0.86521708238161399},null,null,"VIC Glenrowan (AusNet) 66 kV",null,null,null,null,false,null,null,{"$error":"#N/A"},{"$error":"#N/A"},{"$error":"#N/A"},{"$error":"#N/A"},{"$error":"#N/A"},{"$error":"#N/A"},{"$error":"#N/A"},{"$error":"#N/A"},{"$error":"#N/A"},{"$error":"#N/A"}]
[null,{"$f":"IF(DataInput!B986=$B$8,IF($B$9=$B$10,TRUE,IF(DataInput!E986=$B$9,TRUE,FALSE)))","v":true},null,null,{"$f":"IF(B987=TRUE,DataInput!B986,NA())","v":"VIC"},{"$f":"IF($E987=DataInput!$B986,DataInput!C986,NA())","v":"GNTS66"},{"$f":"IF($E987=DataInput!$B986,DataInput!D986,NA())","v":"Glenrowan (AusNet) 66 kV"},{"$f":"IF($E987=DataInput!$B986,DataInput!E986,NA())","v":"AusNet"},{"$f":"IF($E987=DataInput!$B986,DataInput!F986,NA())","v":"Summer"},{"$f":"IF($E987=DataInput!$B986,DataInput!G986,NA())","v":"Non-Coincident"},{"$f":"IF($E987=DataInput!$B986,DataInput!H986,NA())","v":2022},{"$f":"IF($E987=DataInput!$B986,DataInput!I986,NA())","v":"POE50"},{"$f":"IF($E987=DataInput!$B986,DataInput!J986,NA())","v":92.969577920305596},{"$f":"IF($E987=DataInput!$B986,DataInput!K986,NA())","v":0.86531985582705895},null,null,"VIC Glenrowan (AusNet) 66 kV",null,null,null,null,false,null,null,{"$error":"#N/A"},{"$error":"#N/A"},{"$error":"#N/A"},{"$error":"#N/A"},{"$error":"#N/A"},{"$error":"#N/A"},{"$error":"#N/A"},{"$error":"#N/A"},{"$error":"#N/A"},{"$error":"#N/A"}]
[null,{"$f":"IF(DataInput!B987=$B$8,IF($B$9=$B$10,TRUE,IF(DataInput!E987=$B$9,TRUE,FALSE)))","v":true},null,null,{"$f":"IF(B988=TRUE,DataInput!B987,NA())","v":"VIC"},{"$f":"IF($E988=DataInput!$B987,DataInput!C987,NA())","v":"GNTS66"},{"$f":"IF($E988=DataInput!$B987,DataInput!D987,NA())","v":"Glenrowan (AusNet) 66 kV"},{"$f":"IF($E988=DataInput!$B987,DataInput!E987,NA())","v":"AusNet"},{"$f":"IF($E988=DataInput!$B987,DataInput!F987,NA())","v":"Summer"},{"$f":"IF($E988=DataInput!$B987,DataInput!G987,NA())","v":"Non-Coincident"},{"$f":"IF($E988=DataInput!$B987,DataInput!H987,NA())","v":2023},{"$f":"IF($E988=DataInput!$B987,DataInput!I987,NA())","v":"POE50"},{"$f":"IF($E988=DataInput!$B987,DataInput!J987,NA())","v":93.860266749794604},{"$f":"IF($E988=DataInput!$B987,DataInput!K987,NA())","v":0.865489514819622},null,null,"VIC Glenrowan (AusNet) 66 kV",null,null,null,null,false,null,null,{"$error":"#N/A"},{"$error":"#N/A"},{"$error":"#N/A"},{"$error":"#N/A"},{"$error":"#N/A"},{"$error":"#N/A"},{"$error":"#N/A"},{"$error":"#N/A"},{"$error":"#N/A"},{"$error":"#N/A"}]
[null,{"$f":"IF(DataInput!B988=$B$8,IF($B$9=$B$10,TRUE,IF(DataInput!E988=$B$9,TRUE,FALSE)))","v":true},null,null,{"$f":"IF(B989=TRUE,DataInput!B988,NA())","v":"VIC"},{"$f":"IF($E989=DataInput!$B988,DataInput!C988,NA())","v":"GNTS66"},{"$f":"IF($E989=DataInput!$B988,DataInput!D988,NA())","v":"Glenrowan (AusNet) 66 kV"},{"$f":"IF($E989=DataInput!$B988,DataInput!E988,NA())","v":"AusNet"},{"$f":"IF($E989=DataInput!$B988,DataInput!F988,NA())","v":"Summer"},{"$f":"IF($E989=DataInput!$B988,DataInput!G988,NA())","v":"Non-Coincident"},{"$f":"IF($E989=DataInput!$B988,DataInput!H988,NA())","v":2024},{"$f":"IF($E989=DataInput!$B988,DataInput!I988,NA())","v":"POE50"},{"$f":"IF($E989=DataInput!$B988,DataInput!J988,NA())","v":94.552752959021404},{"$f":"IF($E989=DataInput!$B988,DataInput!K988,NA())","v":0.86558605590803905},null,null,"VIC Glenrowan (AusNet) 66 kV",null,null,null,null,false,null,null,{"$error":"#N/A"},{"$error":"#N/A"},{"$error":"#N/A"},{"$error":"#N/A"},{"$error":"#N/A"},{"$error":"#N/A"},{"$error":"#N/A"},{"$error":"#N/A"},{"$error":"#N/A"},{"$error":"#N/A"}]
[null,{"$f":"IF(DataInput!B989=$B$8,IF($B$9=$B$10,TRUE,IF(DataInput!E989=$B$9,TRUE,FALSE)))","v":true},null,null,{"$f":"IF(B990=TRUE,DataInput!B989,NA())","v":"VIC"},{"$f":"IF($E990=DataInput!$B989,DataInput!C989,NA())","v":"GNTS66"},{"$f":"IF($E990=DataInput!$B989,DataInput!D989,NA())","v":"Glenrowan (AusNet) 66 kV"},{"$f":"IF($E990=DataInput!$B989,DataInput!E989,NA())","v":"AusNet"},{"$f":"IF($E990=DataInput!$B989,DataInput!F989,NA())","v":"Summer"},{"$f":"IF($E990=DataInput!$B989,DataInput!G989,NA())","v":"Non-Coincident"},{"$f":"IF($E990=DataInput!$B989,DataInput!H989,NA())","v":2025},{"$f":"IF($E990=DataInput!$B989,DataInput!I989,NA())","v":"POE50"},{"$f":"IF($E990=DataInput!$B989,DataInput!J989,NA())","v":93.935169133385301},{"$f":"IF($E990=DataInput!$B989,DataInput!K989,NA())","v":0.86568059753158699},null,null,"VIC Glenrowan (AusNet) 66 kV",null,null,null,null,false,null,null,{"$error":"#N/A"},{"$error":"#N/A"},{"$error":"#N/A"},{"$error":"#N/A"},{"$error":"#N/A"},{"$error":"#N/A"},{"$error":"#N/A"},{"$error":"#N/A"},{"$error":"#N/A"},{"$error":"#N/A"}]
[null,{"$f":"IF(DataInput!B990=$B$8,IF($B$9=$B$10,TRUE,IF(DataInput!E990=$B$9,TRUE,FALSE)))","v":true},null,null,{"$f":"IF(B991=TRUE,DataInput!B990,NA())","v":"VIC"},{"$f":"IF($E991=DataInput!$B990,DataInput!C990,NA())","v":"GNTS66"},{"$f":"IF($E991=DataInput!$B990,DataInput!D990,NA())","v":"Glenrowan (AusNet) 66 kV"},{"$f":"IF($E991=DataInput!$B990,DataInput!E990,NA())","v":"AusNet"},{"$f":"IF($E991=DataInput!$B990,DataInput!F990,NA())","v":"Summer"},{"$f":"IF($E991=DataInput!$B990,DataInput!G990,NA())","v":"Non-Coincident"},{"$f":"IF($E991=DataInput!$B990,DataInput!H990,NA())","v":2026},{"$f":"IF($E991=DataInput!$B990,DataInput!I990,NA())","v":"POE50"},{"$f":"IF($E991=DataInput!$B990,DataInput!J990,NA())","v":94.238013261837096},{"$f":"IF($E991=DataInput!$B990,DataInput!K990,NA())","v":0.86577902809316798},null,null,"VIC Glenrowan (AusNet) 66 kV",null,null,null,null,false,null,null,{"$error":"#N/A"},{"$error":"#N/A"},{"$error":"#N/A"},{"$error":"#N/A"},{"$error":"#N/A"},{"$error":"#N/A"},{"$error":"#N/A"},{"$error":"#N/A"},{"$error":"#N/A"},{"$error":"#N/A"}]
[null,{"$f":"IF(DataInput!B991=$B$8,IF($B$9=$B$10,TRUE,IF(DataInput!E991=$B$9,TRUE,FALSE)))","v":true},null,null,{"$f":"IF(B992=TRUE,DataInput!B991,NA())","v":"VIC"},{"$f":"IF($E992=DataInput!$B991,DataInput!C991,NA())","v":"GNTS66"},{"$f":"IF($E992=DataInput!$B991,DataInput!D991,NA())","v":"Glenrowan (AusNet) 66 kV"},{"$f":"IF($E992=DataInput!$B991,DataInput!E991,NA())","v":"AusNet"},{"$f":"IF($E992=DataInput!$B991,DataInput!F991,NA())","v":"Winter"},{"$f":"IF($E992=DataInput!$B991,DataInput!G991,NA())","v":"Non-Coincident"},{"$f":"IF($E992=DataInput!$B991,DataInput!H991,NA())","v":2016},{"$f":"IF($E992=DataInput!$B991,DataInput!I991,NA())","v":"POE10"},{"$f":"IF($E992=DataInput!$B991,DataInput!J991,NA())","v":98.012843063920002},{"$f":"IF($E992=DataInput!$B991,DataInput!K991,NA())","v":0.88464845377433698},null,null,"VIC Glenrowan (AusNet) 66 kV",null,null,null,null,false,null,null,{"$error":"#N/A"},{"$error":"#N/A"},{"$error":"#N/A"},{"$error":"#N/A"},{"$error":"#N/A"},{"$error":"#N/A"},{"$error":"#N/A"},{"$error":"#N/A"},{"$error":"#N/A"},{"$error":"#N/A"}]
[null,{"$f":"IF(DataInput!B992=$B$8,IF($B$9=$B$10,TRUE,IF(DataInput!E992=$B$9,TRUE,FALSE)))","v":true},null,null,{"$f":"IF(B993=TRUE,DataInput!B992,NA())","v":"VIC"},{"$f":"IF($E993=DataInput!$B992,DataInput!C992,NA())","v":"GNTS66"},{"$f":"IF($E993=DataInput!$B992,DataInput!D992,NA())","v":"Glenrowan (AusNet) 66 kV"},{"$f":"IF($E993=DataInput!$B992,DataInput!E992,NA())","v":"AusNet"},{"$f":"IF($E993=DataInput!$B992,DataInput!F992,NA())","v":"Winter"},{"$f":"IF($E993=DataInput!$B992,DataInput!G992,NA())","v":"Non-Coincident"},{"$f":"IF($E993=DataInput!$B992,DataInput!H992,NA())","v":2017},{"$f":"IF($E993=DataInput!$B992,DataInput!I992,NA())","v":"POE10"},{"$f":"IF($E993=DataInput!$B992,DataInput!J992,NA())","v":98.327859343693902},{"$f":"IF($E993=DataInput!$B992,DataInput!K992,NA())","v":0.89362710182841698},null,null,"VIC Glenrowan (AusNet) 66 kV",null,null,null,null,false,null,null,{"$error":"#N/A"},{"$error":"#N/A"},{"$error":"#N/A"},{"$error":"#N/A"},{"$error":"#N/A"},{"$error":"#N/A"},{"$error":"#N/A"},{"$error":"#N/A"},{"$error":"#N/A"},{"$error":"#N/A"}]
[null,{"$f":"IF(DataInput!B993=$B$8,IF($B$9=$B$10,TRUE,IF(DataInput!E993=$B$9,TRUE,FALSE)))","v":true},null,null,{"$f":"IF(B994=TRUE,DataInput!B993,NA())","v":"VIC"},{"$f":"IF($E994=DataInput!$B993,DataInput!C993,NA())","v":"GNTS66"},{"$f":"IF($E994=DataInput!$B993,DataInput!D993,NA())","v":"Glenrowan (AusNet) 66 kV"},{"$f":"IF($E994=DataInput!$B993,DataInput!E993,NA())","v":"AusNet"},{"$f":"IF($E994=DataInput!$B993,DataInput!F993,NA())","v":"Winter"},{"$f":"IF($E994=DataInput!$B993,DataInput!G993,NA())","v":"Non-Coincident"},{"$f":"IF($E994=DataInput!$B993,DataInput!H993,NA())","v":2018},{"$f":"IF($E994=DataInput!$B993,DataInput!I993,NA())","v":"POE10"},{"$f":"IF($E994=DataInput!$B993,DataInput!J993,NA())","v":98.713366714506506},{"$f":"IF($E994=DataInput!$B993,DataInput!K993,NA())","v":0.89167656973462195},null,null,"VIC Glenrowan (AusNet) 66 kV",null,null,null,null,false,null,null,{"$error":"#N/A"},{"$error":"#N/A"},{"$error":"#N/A"},{"$error":"#N/A"},{"$error":"#N/A"},{"$error":"#N/A"},{"$error":"#N/A"},{"$error":"#N/A"},{"$error":"#N/A"},{"$error":"#N/A"}]
[null,{"$f":"IF(DataInput!B994=$B$8,IF($B$9=$B$10,TRUE,IF(DataInput!E994=$B$9,TRUE,FALSE)))","v":true},null,null,{"$f":"IF(B995=TRUE,DataInput!B994,NA())","v":"VIC"},{"$f":"IF($E995=DataInput!$B994,DataInput!C994,NA())","v":"GNTS66"},{"$f":"IF($E995=DataInput!$B994,DataInput!D994,NA())","v":"Glenrowan (AusNet) 66 kV"},{"$f":"IF($E995=DataInput!$B994,DataInput!E994,NA())","v":"AusNet"},{"$f":"IF($E995=DataInput!$B994,DataInput!F994,NA())","v":"Winter"},{"$f":"IF($E995=DataInput!$B994,DataInput!G994,NA())","v":"Non-Coincident"},{"$f":"IF($E995=DataInput!$B994,DataInput!H994,NA())","v":2019},{"$f":"IF($E995=DataInput!$B994,DataInput!I994,NA())","v":"POE10"},{"$f":"IF($E995=DataInput!$B994,DataInput!J994,NA())","v":99.729691638809896},{"$f":"IF($E995=DataInput!$B994,DataInput!K994,NA())","v":0.89056980134549801},null,null,"VIC Glenrowan (AusNet) 66 kV",null,null,null,null,false,null,null,{"$error":"#N/A"},{"$error":"#N/A"},{"$error":"#N/A"},{"$error":"#N/A"},{"$error":"#N/A"},{"$error":"#N/A"},{"$error":"#N/A"},{"$error":"#N/A"},{"$error":"#N/A"},{"$error":"#N/A"}]
[null,{"$f":"IF(DataInput!B995=$B$8,IF($B$9=$B$10,TRUE,IF(DataInput!E995=$B$9,TRUE,FALSE)))","v":true},null,null,{"$f":"IF(B996=TRUE,DataInput!B995,NA())","v":"VIC"},{"$f":"IF($E996=DataInput!$B995,DataInput!C995,NA())","v":"GNTS66"},{"$f":"IF($E996=DataInput!$B995,DataInput!D995,NA())","v":"Glenrowan (AusNet) 66 kV"},{"$f":"IF($E996=DataInput!$B995,DataInput!E995,NA())","v":"AusNet"},{"$f":"IF($E996=DataInput!$B995,DataInput!F995,NA())","v":"Winter"},{"$f":"IF($E996=DataInput!$B995,DataInput!G995,NA())","v":"Non-Coincident"},{"$f":"IF($E996=DataInput!$B995,DataInput!H995,NA())","v":2020},{"$f":"IF($E996=DataInput!$B995,DataInput!I995,NA())","v":"POE10"},{"$f":"IF($E996=DataInput!$B995,DataInput!J995,NA())","v":101.265726671799},{"$f":"IF($E996=DataInput!$B995,DataInput!K995,NA())","v":0.88629098001412399},null,null,"VIC Glenrowan (AusNet) 66 kV",null,null,null,null,false,null,null,{"$error":"#N/A"},{"$error":"#N/A"},{"$error":"#N/A"},{"$error":"#N/A"},{"$error":"#N/A"},{"$error":"#N/A"},{"$error":"#N/A"},{"$error":"#N/A"},{"$error":"#N/A"},{"$error":"#N/A"}]
[null,{"$f":"IF(DataInput!B996=$B$8,IF($B$9=$B$10,TRUE,IF(DataInput!E996=$B$9,TRUE,FALSE)))","v":true},null,null,{"$f":"IF(B997=TRUE,DataInput!B996,NA())","v":"VIC"},{"$f":"IF($E997=DataInput!$B996,DataInput!C996,NA())","v":"GNTS66"},{"$f":"IF($E997=DataInput!$B996,DataInput!D996,NA())","v":"Glenrowan (AusNet) 66 kV"},{"$f":"IF($E997=DataInput!$B996,DataInput!E996,NA())","v":"AusNet"},{"$f":"IF($E997=DataInput!$B996,DataInput!F996,NA())","v":"Winter"},{"$f":"IF($E997=DataInput!$B996,DataInput!G996,NA())","v":"Non-Coincident"},{"$f":"IF($E997=DataInput!$B996,DataInput!H996,NA())","v":2021},{"$f":"IF($E997=DataInput!$B996,DataInput!I996,NA())","v":"POE10"},{"$f":"IF($E997=DataInput!$B996,DataInput!J996,NA())","v":101.995576756259},{"$f":"IF($E997=DataInput!$B996,DataInput!K996,NA())","v":0.88635618188118004},null,null,"VIC Glenrowan (AusNet) 66 kV",null,null,null,null,false,null,null,{"$error":"#N/A"},{"$error":"#N/A"},{"$error":"#N/A"},{"$error":"#N/A"},{"$error":"#N/A"},{"$error":"#N/A"},{"$error":"#N/A"},{"$error":"#N/A"},{"$error":"#N/A"},{"$error":"#N/A"}]
[null,{"$f":"IF(DataInput!B997=$B$8,IF($B$9=$B$10,TRUE,IF(DataInput!E997=$B$9,TRUE,FALSE)))","v":true},null,null,{"$f":"IF(B998=TRUE,DataInput!B997,NA())","v":"VIC"},{"$f":"IF($E998=DataInput!$B997,DataInput!C997,NA())","v":"GNTS66"},{"$f":"IF($E998=DataInput!$B997,DataInput!D997,NA())","v":"Glenrowan (AusNet) 66 kV"},{"$f":"IF($E998=DataInput!$B997,DataInput!E997,NA())","v":"AusNet"},{"$f":"IF($E998=DataInput!$B997,DataInput!F997,NA())","v":"Winter"},{"$f":"IF($E998=DataInput!$B997,DataInput!G997,NA())","v":"Non-Coincident"},{"$f":"IF($E998=DataInput!$B997,DataInput!H997,NA())","v":2022},{"$f":"IF($E998=DataInput!$B997,DataInput!I997,NA())","v":"POE10"},{"$f":"IF($E998=DataInput!$B997,DataInput!J997,NA())","v":102.827600753033},{"$f":"IF($E998=DataInput!$B997,DataInput!K997,NA())","v":0.88641634915449097},null,null,"VIC Glenrowan (AusNet) 66 kV",null,null,null,null,false,null,null,{"$error":"#N/A"},{"$error":"#N/A"},{"$error":"#N/A"},{"$error":"#N/A"},{"$error":"#N/A"},{"$error":"#N/A"},{"$error":"#N/A"},{"$error":"#N/A"},{"$error":"#N/A"},{"$error":"#N/A"}]
[null,{"$f":"IF(DataInput!B998=$B$8,IF($B$9=$B$10,TRUE,IF(DataInput!E998=$B$9,TRUE,FALSE)))","v":true},null,null,{"$f":"IF(B999=TRUE,DataInput!B998,NA())","v":"VIC"},{"$f":"IF($E999=DataInput!$B998,DataInput!C998,NA())","v":"GNTS66"},{"$f":"IF($E999=DataInput!$B998,DataInput!D998,NA())","v":"Glenrowan (AusNet) 66 kV"},{"$f":"IF($E999=DataInput!$B998,DataInput!E998,NA())","v":"AusNet"},{"$f":"IF($E999=DataInput!$B998,DataInput!F998,NA())","v":"Winter"},{"$f":"IF($E999=DataInput!$B998,DataInput!G998,NA())","v":"Non-Coincident"},{"$f":"IF($E999=DataInput!$B998,DataInput!H998,NA())","v":2023},{"$f":"IF($E999=DataInput!$B998,DataInput!I998,NA())","v":"POE10"},{"$f":"IF($E999=DataInput!$B998,DataInput!J998,NA())","v":103.960401126818},{"$f":"IF($E999=DataInput!$B998,DataInput!K998,NA())","v":0.88661596009605204},null,null,"VIC Glenrowan (AusNet) 66 kV",null,null,null,null,false,null,null,{"$error":"#N/A"},{"$error":"#N/A"},{"$error":"#N/A"},{"$error":"#N/A"},{"$error":"#N/A"},{"$error":"#N/A"},{"$error":"#N/A"},{"$error":"#N/A"},{"$error":"#N/A"},{"$error":"#N/A"}]
[null,{"$f":"IF(DataInput!B999=$B$8,IF($B$9=$B$10,TRUE,IF(DataInput!E999=$B$9,TRUE,FALSE)))","v":true},null,null,{"$f":"IF(B1000=TRUE,DataInput!B999,NA())","v":"VIC"},{"$f":"IF($E1000=DataInput!$B999,DataInput!C999,NA())","v":"GNTS66"},{"$f":"IF($E1000=DataInput!$B999,DataInput!D999,NA())","v":"Glenrowan (AusNet) 66 kV"},{"$f":"IF($E1000=DataInput!$B999,DataInput!E999,NA())","v":"AusNet"},{"$f":"IF($E1000=DataInput!$B999,DataInput!F999,NA())","v":"Winter"},{"$f":"IF($E1000=DataInput!$B999,DataInput!G999,NA())","v":"Non-Coincident"},{"$f":"IF($E1000=DataInput!$B999,DataInput!H999,NA())","v":2024},{"$f":"IF($E1000=DataInput!$B999,DataInput!I999,NA())","v":"POE10"},{"$f":"IF($E1000=DataInput!$B999,DataInput!J999,NA())","v":104.46442664391201},{"$f":"IF($E1000=DataInput!$B999,DataInput!K999,NA())","v":0.88666295740609502},null,null,"VIC Glenrowan (AusNet) 66 kV",null,null,null,null,false,null,null,{"$error":"#N/A"},{"$error":"#N/A"},{"$error":"#N/A"},{"$error":"#N/A"},{"$error":"#N/A"},{"$error":"#N/A"},{"$error":"#N/A"},{"$error":"#N/A"},{"$error":"#N/A"},{"$error":"#N/A"}]
[null,{"$f":"IF(DataInput!B1025=$B$8,IF($B$9=$B$10,TRUE,IF(DataInput!E1025=$B$9,TRUE,FALSE)))","v":true},null,null,{"$f":"IF(B1026=TRUE,DataInput!B1025,NA())","v":"VIC"},{"$f":"IF($E1026=DataInput!$B1025,DataInput!C1025,NA())","v":"GTS1266"},{"$f":"IF($E1026=DataInput!$B1025,DataInput!D1025,NA())","v":"Geelong 12 (Powercor) 66 kV"},{"$f":"IF($E1026=DataInput!$B1025,DataInput!E1025,NA())","v":"Powercor"},{"$f":"IF($E1026=DataInput!$B1025,DataInput!F1025,NA())","v":"Summer"},{"$f":"IF($E1026=DataInput!$B1025,DataInput!G1025,NA())","v":"Non-Coincident"},{"$f":"IF($E1026=DataInput!$B1025,DataInput!H1025,NA())","v":2021},{"$f":"IF($E1026=DataInput!$B1025,DataInput!I1025,NA())","v":"POE50"},{"$f":"IF($E1026=DataInput!$B1025,DataInput!J1025,NA())","v":158.163117591055},{"$f":"IF($E1026=DataInput!$B1025,DataInput!K1025,NA())","v":0.96637229513915901},null,null,"VIC Geelong 12 (Powercor) 66 kV",null,null,null,null,false,null,null,{"$error":"#N/A"},{"$error":"#N/A"},{"$error":"#N/A"},{"$error":"#N/A"},{"$error":"#N/A"},{"$error":"#N/A"},{"$error":"#N/A"},{"$error":"#N/A"},{"$error":"#N/A"},{"$error":"#N/A"}]
[null,{"$f":"IF(DataInput!B1037=$B$8,IF($B$9=$B$10,TRUE,IF(DataInput!E1037=$B$9,TRUE,FALSE)))","v":true},null,null,{"$f":"IF(B1038=TRUE,DataInput!B1037,NA())","v":"VIC"},{"$f":"IF($E1038=DataInput!$B1037,DataInput!C1037,NA())","v":"GTS1266"},{"$f":"IF($E1038=DataInput!$B1037,DataInput!D1037,NA())","v":"Geelong 12 (Powercor) 66 kV"},{"$f":"IF($E1038=DataInput!$B1037,DataInput!E1037,NA())","v":"Powercor"},{"$f":"IF($E1038=DataInput!$B1037,DataInput!F1037,NA())","v":"Winter"},{"$f":"IF($E1038=DataInput!$B1037,DataInput!G1037,NA())","v":"Non-Coincident"},{"$f":"IF($E1038=DataInput!$B1037,DataInput!H1037,NA())","v":2022},{"$f":"IF($E1038=DataInput!$B1037,DataInput!I1037,NA())","v":"POE10"},{"$f":"IF($E1038=DataInput!$B1037,DataInput!J1037,NA())","v":168.062333119735},{"$f":"IF($E1038=DataInput!$B1037,DataInput!K1037,NA())","v":1},null,null,"VIC Geelong 12 (Powercor) 66 kV",null,null,null,null,false,null,null,{"$error":"#N/A"},{"$error":"#N/A"},{"$error":"#N/A"},{"$error":"#N/A"},{"$error":"#N/A"},{"$error":"#N/A"},{"$error":"#N/A"},{"$error":"#N/A"},{"$error":"#N/A"},{"$error":"#N/A"}]
[null,{"$f":"IF(DataInput!B1068=$B$8,IF($B$9=$B$10,TRUE,IF(DataInput!E1068=$B$9,TRUE,FALSE)))","v":true},null,null,{"$f":"IF(B1069=TRUE,DataInput!B1068,NA())","v":"VIC"},{"$f":"IF($E1069=DataInput!$B1068,DataInput!C1068,NA())","v":"GTS3466"},{"$f":"IF($E1069=DataInput!$B1068,DataInput!D1068,NA())","v":"Geelong 34 (Powercor) 66 kV"},{"$f":"IF($E1069=DataInput!$B1068,DataInput!E1068,NA())","v":"Powercor"},{"$f":"IF($E1069=DataInput!$B1068,DataInput!F1068,NA())","v":"Summer"},{"$f":"IF($E1069=DataInput!$B1068,DataInput!G1068,NA())","v":"Non-Coincident"},{"$f":"IF($E1069=DataInput!$B1068,DataInput!H1068,NA())","v":2024},{"$f":"IF($E1069=DataInput!$B1068,DataInput!I1068,NA())","v":"POE50"},{"$f":"IF($E1069=DataInput!$B1068,DataInput!J1068,NA())","v":206.92659600660701},{"$f":"IF($E1069=DataInput!$B1068,DataInput!K1068,NA())","v":0.97510676596770096},null,null,"VIC Geelong 34 (Powercor) 66 kV",null,null,null,null,false,null,null,{"$error":"#N/A"},{"$error":"#N/A"},{"$error":"#N/A"},{"$error":"#N/A"},{"$error":"#N/A"},{"$error":"#N/A"},{"$error":"#N/A"},{"$error":"#N/A"},{"$error":"#N/A"},{"$error":"#N/A"}]
[null,{"$f":"IF(DataInput!B1086=$B$8,IF($B$9=$B$10,TRUE,IF(DataInput!E1086=$B$9,TRUE,FALSE)))","v":true},null,null,{"$f":"IF(B1087=TRUE,DataInput!B1086,NA())","v":"VIC"},{"$f":"IF($E1087=DataInput!$B1086,DataInput!C1086,NA())","v":"GTS3466"},{"$f":"IF($E1087=DataInput!$B1086,DataInput!D1086,NA())","v":"Geelong 34 (Powercor) 66 kV"},{"$f":"IF($E1087=DataInput!$B1086,DataInput!E1086,NA())","v":"Powercor"},{"$f":"IF($E1087=DataInput!$B1086,DataInput!F1086,NA())","v":"Winter"},{"$f":"IF($E1087=DataInput!$B1086,DataInput!G1086,NA())","v":"Non-Coincident"},{"$f":"IF($E1087=DataInput!$B1086,DataInput!H1086,NA())","v":2021},{"$f":"IF($E1087=DataInput!$B1086,DataInput!I1086,NA())","v":"POE50"},{"$f":"IF($E1087=DataInput!$B1086,DataInput!J1086,NA())","v":194.26001474438999},{"$f":"IF($E1087=DataInput!$B1086,DataInput!K1086,NA())","v":1},null,null,"VIC Geelong 34 (Powercor) 66 kV",null,null,null,null,false,null,null,{"$error":"#N/A"},{"$error":"#N/A"},{"$error":"#N/A"},{"$error":"#N/A"},{"$error":"#N/A"},{"$error":"#N/A"},{"$error":"#N/A"},{"$error":"#N/A"},{"$error":"#N/A"},{"$error":"#N/A"}]
[null,{"$f":"IF(DataInput!B1124=$B$8,IF($B$9=$B$10,TRUE,IF(DataInput!E1124=$B$9,TRUE,FALSE)))","v":true},null,null,{"$f":"IF(B1125=TRUE,DataInput!B1124,NA())","v":"VIC"},{"$f":"IF($E1125=DataInput!$B1124,DataInput!C1124,NA())","v":"HOTS66"},{"$f":"IF($E1125=DataInput!$B1124,DataInput!D1124,NA())","v":"Horsham (Powercor) 66 kV"},{"$f":"IF($E1125=DataInput!$B1124,DataInput!E1124,NA())","v":"Powercor"},{"$f":"IF($E1125=DataInput!$B1124,DataInput!F1124,NA())","v":"Winter"},{"$f":"IF($E1125=DataInput!$B1124,DataInput!G1124,NA())","v":"Non-Coincident"},{"$f":"IF($E1125=DataInput!$B1124,DataInput!H1124,NA())","v":2019},{"$f":"IF($E1125=DataInput!$B1124,DataInput!I1124,NA())","v":"POE50"},{"$f":"IF($E1125=DataInput!$B1124,DataInput!J1124,NA())","v":81.309121815052407},{"$f":"IF($E1125=DataInput!$B1124,DataInput!K1124,NA())","v":0.78827988460102305},null,null,"VIC Horsham (Powercor) 66 kV",null,null,null,null,false,null,null,{"$error":"#N/A"},{"$error":"#N/A"},{"$error":"#N/A"},{"$error":"#N/A"},{"$error":"#N/A"},{"$error":"#N/A"},{"$error":"#N/A"},{"$error":"#N/A"},{"$error":"#N/A"},{"$error":"#N/A"}]
[null,{"$f":"IF(DataInput!B1147=$B$8,IF($B$9=$B$10,TRUE,IF(DataInput!E1147=$B$9,TRUE,FALSE)))","v":true},null,null,{"$f":"IF(B1148=TRUE,DataInput!B1147,NA())","v":"VIC"},{"$f":"IF($E1148=DataInput!$B1147,DataInput!C1147,NA())","v":"HTS66"},{"$f":"IF($E1148=DataInput!$B1147,DataInput!D1147,NA())","v":"Heatherton (United Energy) 66 kV"},{"$f":"IF($E1148=DataInput!$B1147,DataInput!E1147,NA())","v":"United Energy"},{"$f":"IF($E1148=DataInput!$B1147,DataInput!F1147,NA())","v":"Summer"},{"$f":"IF($E1148=DataInput!$B1147,DataInput!G1147,NA())","v":"Non-Coincident"},{"$f":"IF($E1148=DataInput!$B1147,DataInput!H1147,NA())","v":2023},{"$f":"IF($E1148=DataInput!$B1147,DataInput!I1147,NA())","v":"POE50"},{"$f":"IF($E1148=DataInput!$B1147,DataInput!J1147,NA())","v":306.19082504171899},{"$f":"IF($E1148=DataInput!$B1147,DataInput!K1147,NA())","v":1},null,null,"VIC Heatherton (United Energy) 66 kV",null,null,null,null,false,null,null,{"$error":"#N/A"},{"$error":"#N/A"},{"$error":"#N/A"},{"$error":"#N/A"},{"$error":"#N/A"},{"$error":"#N/A"},{"$error":"#N/A"},{"$error":"#N/A"},{"$error":"#N/A"},{"$error":"#N/A"}]
[null,{"$f":"IF(DataInput!B1194=$B$8,IF($B$9=$B$10,TRUE,IF(DataInput!E1194=$B$9,TRUE,FALSE)))","v":true},null,null,{"$f":"IF(B1195=TRUE,DataInput!B1194,NA())","v":"VIC"},{"$f":"IF($E1195=DataInput!$B1194,DataInput!C1194,NA())","v":"HYTS22"},{"$f":"IF($E1195=DataInput!$B1194,DataInput!D1194,NA())","v":"Heywood (Powercor) 22 kV"},{"$f":"IF($E1195=DataInput!$B1194,DataInput!E1194,NA())","v":"Powercor"},{"$f":"IF($E1195=DataInput!$B1194,DataInput!F1194,NA())","v":"Winter"},{"$f":"IF($E1195=DataInput!$B1194,DataInput!G1194,NA())","v":"Non-Coincident"},{"$f":"IF($E1195=DataInput!$B1194,DataInput!H1194,NA())","v":2019},{"$f":"IF($E1195=DataInput!$B1194,DataInput!I1194,NA())","v":"POE10"},{"$f":"IF($E1195=DataInput!$B1194,DataInput!J1194,NA())","v":1.7812243550237801},{"$f":"IF($E1195=DataInput!$B1194,DataInput!K1194,NA())","v":0.67230070065275604},null,null,"VIC Heywood (Powercor) 22 kV",null,null,null,null,false,null,null,{"$error":"#N/A"},{"$error":"#N/A"},{"$error":"#N/A"},{"$error":"#N/A"},{"$error":"#N/A"},{"$error":"#N/A"},{"$error":"#N/A"},{"$error":"#N/A"},{"$error":"#N/A"},{"$error":"#N/A"}]
[null,{"$f":"IF(DataInput!B1225=$B$8,IF($B$9=$B$10,TRUE,IF(DataInput!E1225=$B$9,TRUE,FALSE)))","v":true},null,null,{"$f":"IF(B1226=TRUE,DataInput!B1225,NA())","v":"VIC"},{"$f":"IF($E1226=DataInput!$B1225,DataInput!C1225,NA())","v":"JLA220"},{"$f":"IF($E1226=DataInput!$B1225,DataInput!D1225,NA())","v":"John Lysaght 220 kV"},{"$f":"IF($E1226=DataInput!$B1225,DataInput!E1225,NA())","v":"Direct Connect"},{"$f":"IF($E1226=DataInput!$B1225,DataInput!F1225,NA())","v":"Summer"},{"$f":"IF($E1226=DataInput!$B1225,DataInput!G1225,NA())","v":"Non-Coincident"},{"$f":"IF($E1226=DataInput!$B1225,DataInput!H1225,NA())","v":2021},{"$f":"IF($E1226=DataInput!$B1225,DataInput!I1225,NA())","v":"POE50"},{"$f":"IF($E1226=DataInput!$B1225,DataInput!J1225,NA())","v":"NA"},{"$f":"IF($E1226=DataInput!$B1225,DataInput!K1225,NA())","v":"NA"},null,null,"VIC John Lysaght 220 kV",null,null,null,null,false,null,null,{"$error":"#N/A"},{"$error":"#N/A"},{"$error":"#N/A"},{"$error":"#N/A"},{"$error":"#N/A"},{"$error":"#N/A"},{"$error":"#N/A"},{"$error":"#N/A"},{"$error":"#N/A"},{"$error":"#N/A"}]
[null,{"$f":"IF(DataInput!B1251=$B$8,IF($B$9=$B$10,TRUE,IF(DataInput!E1251=$B$9,TRUE,FALSE)))","v":true},null,null,{"$f":"IF(B1252=TRUE,DataInput!B1251,NA())","v":"VIC"},{"$f":"IF($E1252=DataInput!$B1251,DataInput!C1251,NA())","v":"KGTS22"},{"$f":"IF($E1252=DataInput!$B1251,DataInput!D1251,NA())","v":"Kerang (Powercor) 22 kV"},{"$f":"IF($E1252=DataInput!$B1251,DataInput!E1251,NA())","v":"Powercor"},{"$f":"IF($E1252=DataInput!$B1251,DataInput!F1251,NA())","v":"Summer"},{"$f":"IF($E1252=DataInput!$B1251,DataInput!G1251,NA())","v":"Non-Coincident"},{"$f":"IF($E1252=DataInput!$B1251,DataInput!H1251,NA())","v":2017},{"$f":"IF($E1252=DataInput!$B1251,DataInput!I1251,NA())","v":"POE10"},{"$f":"IF($E1252=DataInput!$B1251,DataInput!J1251,NA())","v":13.9097029343607},{"$f":"IF($E1252=DataInput!$B1251,DataInput!K1251,NA())","v":0.93390961301686204},null,null,"VIC Kerang (Powercor) 22 kV",null,null,null,null,false,null,null,{"$error":"#N/A"},{"$error":"#N/A"},{"$error":"#N/A"},{"$error":"#N/A"},{"$error":"#N/A"},{"$error":"#N/A"},{"$error":"#N/A"},{"$error":"#N/A"},{"$error":"#N/A"},{"$error":"#N/A"}]
[null,{"$f":"IF(DataInput!B1273=$B$8,IF($B$9=$B$10,TRUE,IF(DataInput!E1273=$B$9,TRUE,FALSE)))","v":true},null,null,{"$f":"IF(B1274=TRUE,DataInput!B1273,NA())","v":"VIC"},{"$f":"IF($E1274=DataInput!$B1273,DataInput!C1273,NA())","v":"KGTS22"},{"$f":"IF($E1274=DataInput!$B1273,DataInput!D1273,NA())","v":"Kerang (Powercor) 22 kV"},{"$f":"IF($E1274=DataInput!$B1273,DataInput!E1273,NA())","v":"Powercor"},{"$f":"IF($E1274=DataInput!$B1273,DataInput!F1273,NA())","v":"Winter"},{"$f":"IF($E1274=DataInput!$B1273,DataInput!G1273,NA())","v":"Non-Coincident"},{"$f":"IF($E1274=DataInput!$B1273,DataInput!H1273,NA())","v":2018},{"$f":"IF($E1274=DataInput!$B1273,DataInput!I1273,NA())","v":"POE10"},{"$f":"IF($E1274=DataInput!$B1273,DataInput!J1273,NA())","v":12.622892083488001},{"$f":"IF($E1274=DataInput!$B1273,DataInput!K1273,NA())","v":0.72201444115985502},null,null,"VIC Kerang (Powercor) 22 kV",null,null,null,null,false,null,null,{"$error":"#N/A"},{"$error":"#N/A"},{"$error":"#N/A"},{"$error":"#N/A"},{"$error":"#N/A"},{"$error":"#N/A"},{"$error":"#N/A"},{"$error":"#N/A"},{"$error":"#N/A"},{"$error":"#N/A"}]
[null,{"$f":"IF(DataInput!B1304=$B$8,IF($B$9=$B$10,TRUE,IF(DataInput!E1304=$B$9,TRUE,FALSE)))","v":true},null,null,{"$f":"IF(B1305=TRUE,DataInput!B1304,NA())","v":"VIC"},{"$f":"IF($E1305=DataInput!$B1304,DataInput!C1304,NA())","v":"KGTS66"},{"$f":"IF($E1305=DataInput!$B1304,DataInput!D1304,NA())","v":"Kerang (Powercor) 66 kV"},{"$f":"IF($E1305=DataInput!$B1304,DataInput!E1304,NA())","v":"Powercor"},{"$f":"IF($E1305=DataInput!$B1304,DataInput!F1304,NA())","v":"Summer"},{"$f":"IF($E1305=DataInput!$B1304,DataInput!G1304,NA())","v":"Non-Coincident"},{"$f":"IF($E1305=DataInput!$B1304,DataInput!H1304,NA())","v":2020},{"$f":"IF($E1305=DataInput!$B1304,DataInput!I1304,NA())","v":"POE50"},{"$f":"IF($E1305=DataInput!$B1304,DataInput!J1304,NA())","v":58.0246032129293},{"$f":"IF($E1305=DataInput!$B1304,DataInput!K1304,NA())","v":0.96693259913381302},null,null,"VIC Kerang (Powercor) 66 kV",null,null,null,null,false,null,null,{"$error":"#N/A"},{"$error":"#N/A"},{"$error":"#N/A"},{"$error":"#N/A"},{"$error":"#N/A"},{"$error":"#N/A"},{"$error":"#N/A"},{"$error":"#N/A"},{"$error":"#N/A"},{"$error":"#N/A"}]
[null,{"$f":"IF(DataInput!B1322=$B$8,IF($B$9=$B$10,TRUE,IF(DataInput!E1322=$B$9,TRUE,FALSE)))","v":true},null,null,{"$f":"IF(B1323=TRUE,DataInput!B1322,NA())","v":"VIC"},{"$f":"IF($E1323=DataInput!$B1322,DataInput!C1322,NA())","v":"KGTS66"},{"$f":"IF($E1323=DataInput!$B1322,DataInput!D1322,NA())","v":"Kerang (Powercor) 66 kV"},{"$f":"IF($E1323=DataInput!$B1322,DataInput!E1322,NA())","v":"Powercor"},{"$f":"IF($E1323=DataInput!$B1322,DataInput!F1322,NA())","v":"Winter"},{"$f":"IF($E1323=DataInput!$B1322,DataInput!G1322,NA())","v":"Non-Coincident"},{"$f":"IF($E1323=DataInput!$B1322,DataInput!H1322,NA())","v":2017},{"$f":"IF($E1323=DataInput!$B1322,DataInput!I1322,NA())","v":"POE50"},{"$f":"IF($E1323=DataInput!$B1322,DataInput!J1322,NA())","v":48.384531416240399},{"$f":"IF($E1323=DataInput!$B1322,DataInput!K1322,NA())","v":0.81028040237044596},null,null,"VIC Kerang (Powercor) 66 kV",null,null,null,null,false,null,null,{"$error":"#N/A"},{"$error":"#N/A"},{"$error":"#N/A"},{"$error":"#N/A"},{"$error":"#N/A"},{"$error":"#N/A"},{"$error":"#N/A"},{"$error":"#N/A"},{"$error":"#N/A"},{"$error":"#N/A"}]
[null,{"$f":"IF(DataInput!B1346=$B$8,IF($B$9=$B$10,TRUE,IF(DataInput!E1346=$B$9,TRUE,FALSE)))","v":true},null,null,{"$f":"IF(B1347=TRUE,DataInput!B1346,NA())","v":"VIC"},{"$f":"IF($E1347=DataInput!$B1346,DataInput!C1346,NA())","v":"KTSEJ"},{"$f":"IF($E1347=DataInput!$B1346,DataInput!D1346,NA())","v":"Keilor East (Jemena) 66 kV"},{"$f":"IF($E1347=DataInput!$B1346,DataInput!E1346,NA())","v":"Jemena"},{"$f":"IF($E1347=DataInput!$B1346,DataInput!F1346,NA())","v":"Summer"},{"$f":"IF($E1347=DataInput!$B1346,DataInput!G1346,NA())","v":"Non-Coincident"},{"$f":"IF($E1347=DataInput!$B1346,DataInput!H1346,NA())","v":2022},{"$f":"IF($E1347=DataInput!$B1346,DataInput!I1346,NA())","v":"POE50"},{"$f":"IF($E1347=DataInput!$B1346,DataInput!J1346,NA())","v":205.88105112939999},{"$f":"IF($E1347=DataInput!$B1346,DataInput!K1346,NA())","v":1},null,null,"VIC Keilor East (Jemena) 66 kV",null,null,null,null,false,null,null,{"$error":"#N/A"},{"$error":"#N/A"},{"$error":"#N/A"},{"$error":"#N/A"},{"$error":"#N/A"},{"$error":"#N/A"},{"$error":"#N/A"},{"$error":"#N/A"},{"$error":"#N/A"},{"$error":"#N/A"}]
[null,{"$f":"IF(DataInput!B1383=$B$8,IF($B$9=$B$10,TRUE,IF(DataInput!E1383=$B$9,TRUE,FALSE)))","v":true},null,null,{"$f":"IF(B1384=TRUE,DataInput!B1383,NA())","v":"VIC"},{"$f":"IF($E1384=DataInput!$B1383,DataInput!C1383,NA())","v":"KTSEP"},{"$f":"IF($E1384=DataInput!$B1383,DataInput!D1383,NA())","v":"Keilor East (Powercor) 66 kV"},{"$f":"IF($E1384=DataInput!$B1383,DataInput!E1383,NA())","v":"Powercor"},{"$f":"IF($E1384=DataInput!$B1383,DataInput!F1383,NA())","v":"Summer"},{"$f":"IF($E1384=DataInput!$B1383,DataInput!G1383,NA())","v":"Non-Coincident"},{"$f":"IF($E1384=DataInput!$B1383,DataInput!H1383,NA())","v":2019},{"$f":"IF($E1384=DataInput!$B1383,DataInput!I1383,NA())","v":"POE50"},{"$f":"IF($E1384=DataInput!$B1383,DataInput!J1383,NA())","v":66.339297444539795},{"$f":"IF($E1384=DataInput!$B1383,DataInput!K1383,NA())","v":1},null,null,"VIC Keilor East (Powercor) 66 kV",null,null,null,null,true,null,null,"VIC","KTSEP","Keilor East (Powercor) 66 kV","Powercor","Summer","Non-Coincident",2019,"POE50",66.339297444539795,1]
[null,{"$f":"IF(DataInput!B1430=$B$8,IF($B$9=$B$10,TRUE,IF(DataInput!E1430=$B$9,TRUE,FALSE)))","v":true},null,null,{"$f":"IF(B1431=TRUE,DataInput!B1430,NA())","v":"VIC"},{"$f":"IF($E1431=DataInput!$B1430,DataInput!C1430,NA())","v":"KTSWJ"},{"$f":"IF($E1431=DataInput!$B1430,DataInput!D1430,NA())","v":"Keilor West (Jemena) 66 kV"},{"$f":"IF($E1431=DataInput!$B1430,DataInput!E1430,NA())","v":"Jemena"},{"$f":"IF($E1431=DataInput!$B1430,DataInput!F1430,NA())","v":"Summer"},{"$f":"IF($E1431=DataInput!$B1430,DataInput!G1430,NA())","v":"Non-Coincident"},{"$f":"IF($E1431=DataInput!$B1430,DataInput!H1430,NA())","v":2026},{"$f":"IF($E1431=DataInput!$B1430,DataInput!I1430,NA())","v":"POE50"},{"$f":"IF($E1431=DataInput!$B1430,DataInput!J1430,NA())","v":76.975724931870602},{"$f":"IF($E1431=DataInput!$B1430,DataInput!K1430,NA())","v":0.97640917216303502},null,null,"VIC Keilor West (Jemena) 66 kV",null,null,null,null,false,null,null,{"$error":"#N/A"},{"$error":"#N/A"},{"$error":"#N/A"},{"$error":"#N/A"},{"$error":"#N/A"},{"$error":"#N/A"},{"$error":"#N/A"},{"$error":"#N/A"},{"$error":"#N/A"},{"$error":"#N/A"}]
[null,{"$f":"IF(DataInput!B1432=$B$8,IF($B$9=$B$10,TRUE,IF(DataInput!E1432=$B$9,TRUE,FALSE)))","v":true},null,null,{"$f":"IF(B1433=TRUE,DataInput!B1432,NA())","v":"VIC"},{"$f":"IF($E1433=DataInput!$B1432,DataInput!C1432,NA())","v":"KTSWJ"},{"$f":"IF($E1433=DataInput!$B1432,DataInput!D1432,NA())","v":"Keilor West (Jemena) 66 kV"},{"$f":"IF($E1433=DataInput!$B1432,DataInput!E1432,NA())","v":"Jemena"},{"$f":"IF($E1433=DataInput!$B1432,DataInput!F1432,NA())","v":"Winter"},{"$f":"IF($E1433=DataInput!$B1432,DataInput!G1432,NA())","v":"Non-Coincident"},{"$f":"IF($E1433=DataInput!$B1432,DataInput!H1432,NA())","v":2017},{"$f":"IF($E1433=DataInput!$B1432,DataInput!I1432,NA())","v":"POE10"},{"$f":"IF($E1433=DataInput!$B1432,DataInput!J1432,NA())","v":60.625610759010698},{"$f":"IF($E1433=DataInput!$B1432,DataInput!K1432,NA())","v":1},null,null,"VIC Keilor West (Jemena) 66 kV",null,null,null,null,false,null,null,{"$error":"#N/A"},{"$error":"#N/A"},{"$error":"#N/A"},{"$error":"#N/A"},{"$error":"#N/A"},{"$error":"#N/A"},{"$error":"#N/A"},{"$error":"#N/A"},{"$error":"#N/A"},{"$error":"#N/A"}]
[null,{"$f":"IF(DataInput!B1473=$B$8,IF($B$9=$B$10,TRUE,IF(DataInput!E1473=$B$9,TRUE,FALSE)))","v":true},null,null,{"$f":"IF(B1474=TRUE,DataInput!B1473,NA())","v":"VIC"},{"$f":"IF($E1474=DataInput!$B1473,DataInput!C1473,NA())","v":"KTSWP"},{"$f":"IF($E1474=DataInput!$B1473,DataInput!D1473,NA())","v":"Keilor West (Powercor) 66 kV"},{"$f":"IF($E1474=DataInput!$B1473,DataInput!E1473,NA())","v":"Powercor"},{"$f":"IF($E1474=DataInput!$B1473,DataInput!F1473,NA())","v":"Winter"},{"$f":"IF($E1474=DataInput!$B1473,DataInput!G1473,NA())","v":"Non-Coincident"},{"$f":"IF($E1474=DataInput!$B1473,DataInput!H1473,NA())","v":2018},{"$f":"IF($E1474=DataInput!$B1473,DataInput!I1473,NA())","v":"POE10"},{"$f":"IF($E1474=DataInput!$B1473,DataInput!J1473,NA())","v":98.2085273468808},{"$f":"IF($E1474=DataInput!$B1473,DataInput!K1473,NA())","v":1},null,null,"VIC Keilor West (Powercor) 66 kV",null,null,null,null,false,null,null,{"$error":"#N/A"},{"$error":"#N/A"},{"$error":"#N/A"},{"$error":"#N/A"},{"$error":"#N/A"},{"$error":"#N/A"},{"$error":"#N/A"},{"$error":"#N/A"},{"$error":"#N/A"},{"$error":"#N/A"}]
[null,{"$f":"IF(DataInput!B1509=$B$8,IF($B$9=$B$10,TRUE,IF(DataInput!E1509=$B$9,TRUE,FALSE)))","v":true},null,null,{"$f":"IF(B1510=TRUE,DataInput!B1509,NA())","v":"VIC"},{"$f":"IF($E1510=DataInput!$B1509,DataInput!C1509,NA())","v":"LY66"},{"$f":"IF($E1510=DataInput!$B1509,DataInput!D1509,NA())","v":"Loy Yang (AusNet) 66 kV"},{"$f":"IF($E1510=DataInput!$B1509,DataInput!E1509,NA())","v":"AusNet"},{"$f":"IF($E1510=DataInput!$B1509,DataInput!F1509,NA())","v":"Summer"},{"$f":"IF($E1510=DataInput!$B1509,DataInput!G1509,NA())","v":"Non-Coincident"},{"$f":"IF($E1510=DataInput!$B1509,DataInput!H1509,NA())","v":2025},{"$f":"IF($E1510=DataInput!$B1509,DataInput!I1509,NA())","v":"POE50"},{"$f":"IF($E1510=DataInput!$B1509,DataInput!J1509,NA())","v":29.969632684809099},{"$f":"IF($E1510=DataInput!$B1509,DataInput!K1509,NA())","v":0.383146139318086},null,null,"VIC Loy Yang (AusNet) 66 kV",null,null,null,null,false,null,null,{"$error":"#N/A"},{"$error":"#N/A"},{"$error":"#N/A"},{"$error":"#N/A"},{"$error":"#N/A"},{"$error":"#N/A"},{"$error":"#N/A"},{"$error":"#N/A"},{"$error":"#N/A"},{"$error":"#N/A"}]
[null,{"$f":"IF(DataInput!B1540=$B$8,IF($B$9=$B$10,TRUE,IF(DataInput!E1540=$B$9,TRUE,FALSE)))","v":true},null,null,{"$f":"IF(B1541=TRUE,DataInput!B1540,NA())","v":"VIC"},{"$f":"IF($E1541=DataInput!$B1540,DataInput!C1540,NA())","v":"MBTS66"},{"$f":"IF($E1541=DataInput!$B1540,DataInput!D1540,NA())","v":"Mt Beauty (AusNet) 66 kV"},{"$f":"IF($E1541=DataInput!$B1540,DataInput!E1540,NA())","v":"AusNet"},{"$f":"IF($E1541=DataInput!$B1540,DataInput!F1540,NA())","v":"Summer"},{"$f":"IF($E1541=DataInput!$B1540,DataInput!G1540,NA())","v":"Non-Coincident"},{"$f":"IF($E1541=DataInput!$B1540,DataInput!H1540,NA())","v":2026},{"$f":"IF($E1541=DataInput!$B1540,DataInput!I1540,NA())","v":"POE10"},{"$f":"IF($E1541=DataInput!$B1540,DataInput!J1540,NA())","v":34.503285514336703},{"$f":"IF($E1541=DataInput!$B1540,DataInput!K1540,NA())","v":0.87104032925409702},null,null,"VIC Mt Beauty (AusNet) 66 kV",null,null,null,null,false,null,null,{"$error":"#N/A"},{"$error":"#N/A"},{"$error":"#N/A"},{"$error":"#N/A"},{"$error":"#N/A"},{"$error":"#N/A"},{"$error":"#N/A"},{"$error":"#N/A"},{"$error":"#N/A"},{"$error":"#N/A"}]
[null,{"$f":"IF(DataInput!B1558=$B$8,IF($B$9=$B$10,TRUE,IF(DataInput!E1558=$B$9,TRUE,FALSE)))","v":true},null,null,{"$f":"IF(B1559=TRUE,DataInput!B1558,NA())","v":"VIC"},{"$f":"IF($E1559=DataInput!$B1558,DataInput!C1558,NA())","v":"MBTS66"},{"$f":"IF($E1559=DataInput!$B1558,DataInput!D1558,NA())","v":"Mt Beauty (AusNet) 66 kV"},{"$f":"IF($E1559=DataInput!$B1558,DataInput!E1558,NA())","v":"AusNet"},{"$f":"IF($E1559=DataInput!$B1558,DataInput!F1558,NA())","v":"Winter"},{"$f":"IF($E1559=DataInput!$B1558,DataInput!G1558,NA())","v":"Non-Coincident"},{"$f":"IF($E1559=DataInput!$B1558,DataInput!H1558,NA())","v":2023},{"$f":"IF($E1559=DataInput!$B1558,DataInput!I1558,NA())","v":"POE10"},{"$f":"IF($E1559=DataInput!$B1558,DataInput!J1558,NA())","v":42.019150734417202},{"$f":"IF($E1559=DataInput!$B1558,DataInput!K1558,NA())","v":0.80439516669750499},null,null,"VIC Mt Beauty (AusNet) 66 kV",null,null,null,null,false,null,null,{"$error":"#N/A"},{"$error":"#N/A"},{"$error":"#N/A"},{"$error":"#N/A"},{"$error":"#N/A"},{"$error":"#N/A"},{"$error":"#N/A"},{"$error":"#N/A"},{"$error":"#N/A"},{"$error":"#N/A"}]
[null,{"$f":"IF(DataInput!B1596=$B$8,IF($B$9=$B$10,TRUE,IF(DataInput!E1596=$B$9,TRUE,FALSE)))","v":true},null,null,{"$f":"IF(B1597=TRUE,DataInput!B1596,NA())","v":"VIC"},{"$f":"IF($E1597=DataInput!$B1596,DataInput!C1596,NA())","v":"MTS22"},{"$f":"IF($E1597=DataInput!$B1596,DataInput!D1596,NA())","v":"Malvern (United Energy) 66 kV"},{"$f":"IF($E1597=DataInput!$B1596,DataInput!E1596,NA())","v":"United Energy"},{"$f":"IF($E1597=DataInput!$B1596,DataInput!F1596,NA())","v":"Winter"},{"$f":"IF($E1597=DataInput!$B1596,DataInput!G1596,NA())","v":"Non-Coincident"},{"$f":"IF($E1597=DataInput!$B1596,DataInput!H1596,NA())","v":2021},{"$f":"IF($E1597=DataInput!$B1596,DataInput!I1596,NA())","v":"POE10"},{"$f":"IF($E1597=DataInput!$B1596,DataInput!J1596,NA())","v":34.525350716360002},{"$f":"IF($E1597=DataInput!$B1596,DataInput!K1596,NA())","v":1},null,null,"VIC Malvern (United Energy) 66 kV",null,null,null,null,false,null,null,{"$error":"#N/A"},{"$error":"#N/A"},{"$error":"#N/A"},{"$error":"#N/A"},{"$error":"#N/A"},{"$error":"#N/A"},{"$error":"#N/A"},{"$error":"#N/A"},{"$error":"#N/A"},{"$error":"#N/A"}]
[null,{"$f":"IF(DataInput!B1606=$B$8,IF($B$9=$B$10,TRUE,IF(DataInput!E1606=$B$9,TRUE,FALSE)))","v":true},null,null,{"$f":"IF(B1607=TRUE,DataInput!B1606,NA())","v":"VIC"},{"$f":"IF($E1607=DataInput!$B1606,DataInput!C1606,NA())","v":"MTS22"},{"$f":"IF($E1607=DataInput!$B1606,DataInput!D1606,NA())","v":"Malvern (United Energy) 66 kV"},{"$f":"IF($E1607=DataInput!$B1606,DataInput!E1606,NA())","v":"United Energy"},{"$f":"IF($E1607=DataInput!$B1606,DataInput!F1606,NA())","v":"Winter"},{"$f":"IF($E1607=DataInput!$B1606,DataInput!G1606,NA())","v":"Non-Coincident"},{"$f":"IF($E1607=DataInput!$B1606,DataInput!H1606,NA())","v":2021},{"$f":"IF($E1607=DataInput!$B1606,DataInput!I1606,NA())","v":"POE50"},{"$f":"IF($E1607=DataInput!$B1606,DataInput!J1606,NA())","v":32.984969022468199},{"$f":"IF($E1607=DataInput!$B1606,DataInput!K1606,NA())","v":1},null,null,"VIC Malvern (United Energy) 66 kV",null,null,null,null,false,null,null,{"$error":"#N/A"},{"$error":"#N/A"},{"$error":"#N/A"},{"$error":"#N/A"},{"$error":"#N/A"},{"$error":"#N/A"},{"$error":"#N/A"},{"$error":"#N/A"},{"$error":"#N/A"},{"$error":"#N/A"}]
[null,{"$f":"IF(DataInput!B1637=$B$8,IF($B$9=$B$10,TRUE,IF(DataInput!E1637=$B$9,TRUE,FALSE)))","v":true},null,null,{"$f":"IF(B1638=TRUE,DataInput!B1637,NA())","v":"VIC"},{"$f":"IF($E1638=DataInput!$B1637,DataInput!C1637,NA())","v":"MTS66"},{"$f":"IF($E1638=DataInput!$B1637,DataInput!D1637,NA())","v":"Malvern (United Energy) 22 kV"},{"$f":"IF($E1638=DataInput!$B1637,DataInput!E1637,NA())","v":"United Energy"},{"$f":"IF($E1638=DataInput!$B1637,DataInput!F1637,NA())","v":"Winter"},{"$f":"IF($E1638=DataInput!$B1637,DataInput!G1637,NA())","v":"Non-Coincident"},{"$f":"IF($E1638=DataInput!$B1637,DataInput!H1637,NA())","v":2022},{"$f":"IF($E1638=DataInput!$B1637,DataInput!I1637,NA())","v":"POE10"},{"$f":"IF($E1638=DataInput!$B1637,DataInput!J1637,NA())","v":142.087986953457},{"$f":"IF($E1638=DataInput!$B1637,DataInput!K1637,NA())","v":1},null,null,"VIC Malvern (United Energy) 22 kV",null,null,null,null,false,null,null,{"$error":"#N/A"},{"$error":"#N/A"},{"$error":"#N/A"},{"$error":"#N/A"},{"$error":"#N/A"},{"$error":"#N/A"},{"$error":"#N/A"},{"$error":"#N/A"},{"$error":"#N/A"},{"$error":"#N/A"}]
[null,{"$f":"IF(DataInput!B1668=$B$8,IF($B$9=$B$10,TRUE,IF(DataInput!E1668=$B$9,TRUE,FALSE)))","v":true},null,null,{"$f":"IF(B1669=TRUE,DataInput!B1668,NA())","v":"VIC"},{"$f":"IF($E1669=DataInput!$B1668,DataInput!C1668,NA())","v":"MWTS66"},{"$f":"IF($E1669=DataInput!$B1668,DataInput!D1668,NA())","v":"Morwell (Ausnet) 66 kV"},{"$f":"IF($E1669=DataInput!$B1668,DataInput!E1668,NA())","v":"AusNet"},{"$f":"IF($E1669=DataInput!$B1668,DataInput!F1668,NA())","v":"Summer"},{"$f":"IF($E1669=DataInput!$B1668,DataInput!G1668,NA())","v":"Non-Coincident"},{"$f":"IF($E1669=DataInput!$B1668,DataInput!H1668,NA())","v":2024},{"$f":"IF($E1669=DataInput!$B1668,DataInput!I1668,NA())","v":"POE50"},{"$f":"IF($E1669=DataInput!$B1668,DataInput!J1668,NA())","v":396.89026655592897},{"$f":"IF($E1669=DataInput!$B1668,DataInput!K1668,NA())","v":0.94335509193431699},null,null,"VIC Morwell (Ausnet) 66 kV",null,null,null,null,false,null,null,{"$error":"#N/A"},{"$error":"#N/A"},{"$error":"#N/A"},{"$error":"#N/A"},{"$error":"#N/A"},{"$error":"#N/A"},{"$error":"#N/A"},{"$error":"#N/A"},{"$error":"#N/A"},{"$error":"#N/A"}]
[null,{"$f":"IF(DataInput!B1695=$B$8,IF($B$9=$B$10,TRUE,IF(DataInput!E1695=$B$9,TRUE,FALSE)))","v":true},null,null,{"$f":"IF(B1696=TRUE,DataInput!B1695,NA())","v":"VIC"},{"$f":"IF($E1696=DataInput!$B1695,DataInput!C1695,NA())","v":"NKHN"},{"$f":"IF($E1696=DataInput!$B1695,DataInput!D1695,NA())","v":"Khancoban (Essential Energy) 11 kV"},{"$f":"IF($E1696=DataInput!$B1695,DataInput!E1695,NA())","v":"Essential Energy"},{"$f":"IF($E1696=DataInput!$B1695,DataInput!F1695,NA())","v":"Summer"},{"$f":"IF($E1696=DataInput!$B1695,DataInput!G1695,NA())","v":"Non-Coincident"},{"$f":"IF($E1696=DataInput!$B1695,DataInput!H1695,NA())","v":2021},{"$f":"IF($E1696=DataInput!$B1695,DataInput!I1695,NA())","v":"POE10"},{"$f":"IF($E1696=DataInput!$B1695,DataInput!J1695,NA())","v":0.324447136975619},{"$f":"IF($E1696=DataInput!$B1695,DataInput!K1695,NA())","v":0.62238935662071304},null,null,"VIC Khancoban (Essential Energy) 11 kV",null,null,null,null,false,null,null,{"$error":"#N/A"},{"$error":"#N/A"},{"$error":"#N/A"},{"$error":"#N/A"},{"$error":"#N/A"},{"$error":"#N/A"},{"$error":"#N/A"},{"$error":"#N/A"},{"$error":"#N/A"},{"$error":"#N/A"}]
[null,{"$f":"IF(DataInput!B1745=$B$8,IF($B$9=$B$10,TRUE,IF(DataInput!E1745=$B$9,TRUE,FALSE)))","v":true},null,null,{"$f":"IF(B1746=TRUE,DataInput!B1745,NA())","v":"VIC"},{"$f":"IF($E1746=DataInput!$B1745,DataInput!C1745,NA())","v":"RCTS22"},{"$f":"IF($E1746=DataInput!$B1745,DataInput!D1745,NA())","v":"Red Cliffs (Powercor) 22 kV"},{"$f":"IF($E1746=DataInput!$B1745,DataInput!E1745,NA())","v":"Powercor"},{"$f":"IF($E1746=DataInput!$B1745,DataInput!F1745,NA())","v":"Summer"},{"$f":"IF($E1746=DataInput!$B1745,DataInput!G1745,NA())","v":"Non-Coincident"},{"$f":"IF($E1746=DataInput!$B1745,DataInput!H1745,NA())","v":2021},{"$f":"IF($E1746=DataInput!$B1745,DataInput!I1745,NA())","v":"POE50"},{"$f":"IF($E1746=DataInput!$B1745,DataInput!J1745,NA())","v":43.839043487740398},{"$f":"IF($E1746=DataInput!$B1745,DataInput!K1745,NA())","v":0.78984316344234295},null,null,"VIC Red Cliffs (Powercor) 22 kV",null,null,null,null,false,null,null,{"$error":"#N/A"},{"$error":"#N/A"},{"$error":"#N/A"},{"$error":"#N/A"},{"$error":"#N/A"},{"$error":"#N/A"},{"$error":"#N/A"},{"$error":"#N/A"},{"$error":"#N/A"},{"$error":"#N/A"}]
[null,{"$f":"IF(DataInput!B1747=$B$8,IF($B$9=$B$10,TRUE,IF(DataInput!E1747=$B$9,TRUE,FALSE)))","v":true},null,null,{"$f":"IF(B1748=TRUE,DataInput!B1747,NA())","v":"VIC"},{"$f":"IF($E1748=DataInput!$B1747,DataInput!C1747,NA())","v":"RCTS22"},{"$f":"IF($E1748=DataInput!$B1747,DataInput!D1747,NA())","v":"Red Cliffs (Powercor) 22 kV"},{"$f":"IF($E1748=DataInput!$B1747,DataInput!E1747,NA())","v":"Powercor"},{"$f":"IF($E1748=DataInput!$B1747,DataInput!F1747,NA())","v":"Summer"},{"$f":"IF($E1748=DataInput!$B1747,DataInput!G1747,NA())","v":"Non-Coincident"},{"$f":"IF($E1748=DataInput!$B1747,DataInput!H1747,NA())","v":2023},{"$f":"IF($E1748=DataInput!$B1747,DataInput!I1747,NA())","v":"POE50"},{"$f":"IF($E1748=DataInput!$B1747,DataInput!J1747,NA())","v":45.737173178554599},{"$f":"IF($E1748=DataInput!$B1747,DataInput!K1747,NA())","v":0.79009186276074805},null,null,"VIC Red Cliffs (Powercor) 22 kV",null,null,null,null,false,null,null,{"$error":"#N/A"},{"$error":"#N/A"},{"$error":"#N/A"},{"$error":"#N/A"},{"$error":"#N/A"},{"$error":"#N/A"},{"$error":"#N/A"},{"$error":"#N/A"},{"$error":"#N/A"},{"$error":"#N/A"}]
[null,{"$f":"IF(DataInput!B1794=$B$8,IF($B$9=$B$10,TRUE,IF(DataInput!E1794=$B$9,TRUE,FALSE)))","v":true},null,null,{"$f":"IF(B1795=TRUE,DataInput!B1794,NA())","v":"VIC"},{"$f":"IF($E1795=DataInput!$B1794,DataInput!C1794,NA())","v":"RCTS66"},{"$f":"IF($E1795=DataInput!$B1794,DataInput!D1794,NA())","v":"Red Cliffs (Powercor) 66 kV"},{"$f":"IF($E1795=DataInput!$B1794,DataInput!E1794,NA())","v":"Powercor"},{"$f":"IF($E1795=DataInput!$B1794,DataInput!F1794,NA())","v":"Winter"},{"$f":"IF($E1795=DataInput!$B1794,DataInput!G1794,NA())","v":"Non-Coincident"},{"$f":"IF($E1795=DataInput!$B1794,DataInput!H1794,NA())","v":2019},{"$f":"IF($E1795=DataInput!$B1794,DataInput!I1794,NA())","v":"POE10"},{"$f":"IF($E1795=DataInput!$B1794,DataInput!J1794,NA())","v":89.037975836814695},{"$f":"IF($E1795=DataInput!$B1794,DataInput!K1794,NA())","v":0.91679562012802895},null,null,"VIC Red Cliffs (Powercor) 66 kV",null,null,null,null,false,null,null,{"$error":"#N/A"},{"$error":"#N/A"},{"$error":"#N/A"},{"$error":"#N/A"},{"$error":"#N/A"},{"$error":"#N/A"},{"$error":"#N/A"},{"$error":"#N/A"},{"$error":"#N/A"},{"$error":"#N/A"}]
[null,{"$f":"IF(DataInput!B1818=$B$8,IF($B$9=$B$10,TRUE,IF(DataInput!E1818=$B$9,TRUE,FALSE)))","v":true},null,null,{"$f":"IF(B1819=TRUE,DataInput!B1818,NA())","v":"VIC"},{"$f":"IF($E1819=DataInput!$B1818,DataInput!C1818,NA())","v":"RTS1266C"},{"$f":"IF($E1819=DataInput!$B1818,DataInput!D1818,NA())","v":"Richmond 12 (CitiPower) 66 kV"},{"$f":"IF($E1819=DataInput!$B1818,DataInput!E1818,NA())","v":"Citipower"},{"$f":"IF($E1819=DataInput!$B1818,DataInput!F1818,NA())","v":"Summer"},{"$f":"IF($E1819=DataInput!$B1818,DataInput!G1818,NA())","v":"Non-Coincident"},{"$f":"IF($E1819=DataInput!$B1818,DataInput!H1818,NA())","v":2024},{"$f":"IF($E1819=DataInput!$B1818,DataInput!I1818,NA())","v":"POE10"},{"$f":"IF($E1819=DataInput!$B1818,DataInput!J1818,NA())","v":267.61076379582101},{"$f":"IF($E1819=DataInput!$B1818,DataInput!K1818,NA())","v":1},null,null,"VIC Richmond 12 (CitiPower) 66 kV",null,null,null,null,false,null,null,{"$error":"#N/A"},{"$error":"#N/A"},{"$error":"#N/A"},{"$error":"#N/A"},{"$error":"#N/A"},{"$error":"#N/A"},{"$error":"#N/A"},{"$error":"#N/A"},{"$error":"#N/A"},{"$error":"#N/A"}]
[null,{"$f":"IF(DataInput!B1842=$B$8,IF($B$9=$B$10,TRUE,IF(DataInput!E1842=$B$9,TRUE,FALSE)))","v":true},null,null,{"$f":"IF(B1843=TRUE,DataInput!B1842,NA())","v":"VIC"},{"$f":"IF($E1843=DataInput!$B1842,DataInput!C1842,NA())","v":"RTS1266C"},{"$f":"IF($E1843=DataInput!$B1842,DataInput!D1842,NA())","v":"Richmond 12 (CitiPower) 66 kV"},{"$f":"IF($E1843=DataInput!$B1842,DataInput!E1842,NA())","v":"Citipower"},{"$f":"IF($E1843=DataInput!$B1842,DataInput!F1842,NA())","v":"Winter"},{"$f":"IF($E1843=DataInput!$B1842,DataInput!G1842,NA())","v":"Non-Coincident"},{"$f":"IF($E1843=DataInput!$B1842,DataInput!H1842,NA())","v":2017},{"$f":"IF($E1843=DataInput!$B1842,DataInput!I1842,NA())","v":"POE50"},{"$f":"IF($E1843=DataInput!$B1842,DataInput!J1842,NA())","v":248.590540941131},{"$f":"IF($E1843=DataInput!$B1842,DataInput!K1842,NA())","v":1},null,null,"VIC Richmond 12 (CitiPower) 66 kV",null,null,null,null,false,null,null,{"$error":"#N/A"},{"$error":"#N/A"},{"$error":"#N/A"},{"$error":"#N/A"},{"$error":"#N/A"},{"$error":"#N/A"},{"$error":"#N/A"},{"$error":"#N/A"},{"$error":"#N/A"},{"$error":"#N/A"}]
[null,{"$f":"IF(DataInput!B1873=$B$8,IF($B$9=$B$10,TRUE,IF(DataInput!E1873=$B$9,TRUE,FALSE)))","v":true},null,null,{"$f":"IF(B1874=TRUE,DataInput!B1873,NA())","v":"VIC"},{"$f":"IF($E1874=DataInput!$B1873,DataInput!C1873,NA())","v":"RTS1266U"},{"$f":"IF($E1874=DataInput!$B1873,DataInput!D1873,NA())","v":"Richmond 12 (United Energy) 66 kV"},{"$f":"IF($E1874=DataInput!$B1873,DataInput!E1873,NA())","v":"United Energy"},{"$f":"IF($E1874=DataInput!$B1873,DataInput!F1873,NA())","v":"Winter"},{"$f":"IF($E1874=DataInput!$B1873,DataInput!G1873,NA())","v":"Non-Coincident"},{"$f":"IF($E1874=DataInput!$B1873,DataInput!H1873,NA())","v":2018},{"$f":"IF($E1874=DataInput!$B1873,DataInput!I1873,NA())","v":"POE10"},{"$f":"IF($E1874=DataInput!$B1873,DataInput!J1873,NA())","v":36.551526600010298},{"$f":"IF($E1874=DataInput!$B1873,DataInput!K1873,NA())","v":1},null,null,"VIC Richmond 12 (United Energy) 66 kV",null,null,null,null,false,null,null,{"$error":"#N/A"},{"$error":"#N/A"},{"$error":"#N/A"},{"$error":"#N/A"},{"$error":"#N/A"},{"$error":"#N/A"},{"$error":"#N/A"},{"$error":"#N/A"},{"$error":"#N/A"},{"$error":"#N/A"}]
[null,{"$f":"IF(DataInput!B1904=$B$8,IF($B$9=$B$10,TRUE,IF(DataInput!E1904=$B$9,TRUE,FALSE)))","v":true},null,null,{"$f":"IF(B1905=TRUE,DataInput!B1904,NA())","v":"VIC"},{"$f":"IF($E1905=DataInput!$B1904,DataInput!C1904,NA())","v":"RTS22"},{"$f":"IF($E1905=DataInput!$B1904,DataInput!D1904,NA())","v":"Richmond (CitiPower) 22kV"},{"$f":"IF($E1905=DataInput!$B1904,DataInput!E1904,NA())","v":"Citipower"},{"$f":"IF($E1905=DataInput!$B1904,DataInput!F1904,NA())","v":"Summer"},{"$f":"IF($E1905=DataInput!$B1904,DataInput!G1904,NA())","v":"Non-Coincident"},{"$f":"IF($E1905=DataInput!$B1904,DataInput!H1904,NA())","v":2020},{"$f":"IF($E1905=DataInput!$B1904,DataInput!I1904,NA())","v":"POE50"},{"$f":"IF($E1905=DataInput!$B1904,DataInput!J1904,NA())","v":54.882832451139102},{"$f":"IF($E1905=DataInput!$B1904,DataInput!K1904,NA())","v":1},null,null,"VIC Richmond (CitiPower) 22kV",null,null,null,null,false,null,null,{"$error":"#N/A"},{"$error":"#N/A"},{"$error":"#N/A"},{"$error":"#N/A"},{"$error":"#N/A"},{"$error":"#N/A"},{"$error":"#N/A"},{"$error":"#N/A"},{"$error":"#N/A"},{"$error":"#N/A"}]
[null,{"$f":"IF(DataInput!B1945=$B$8,IF($B$9=$B$10,TRUE,IF(DataInput!E1945=$B$9,TRUE,FALSE)))","v":true},null,null,{"$f":"IF(B1946=TRUE,DataInput!B1945,NA())","v":"VIC"},{"$f":"IF($E1946=DataInput!$B1945,DataInput!C1945,NA())","v":"RTS3466C"},{"$f":"IF($E1946=DataInput!$B1945,DataInput!D1945,NA())","v":"Richmond 34 (CitiPower) 66 kV"},{"$f":"IF($E1946=DataInput!$B1945,DataInput!E1945,NA())","v":"Citipower"},{"$f":"IF($E1946=DataInput!$B1945,DataInput!F1945,NA())","v":"Summer"},{"$f":"IF($E1946=DataInput!$B1945,DataInput!G1945,NA())","v":"Non-Coincident"},{"$f":"IF($E1946=DataInput!$B1945,DataInput!H1945,NA())","v":2021},{"$f":"IF($E1946=DataInput!$B1945,DataInput!I1945,NA())","v":"POE50"},{"$f":"IF($E1946=DataInput!$B1945,DataInput!J1945,NA())","v":81.038837446927005},{"$f":"IF($E1946=DataInput!$B1945,DataInput!K1945,NA())","v":1},null,null,"VIC Richmond 34 (CitiPower) 66 kV",null,null,null,null,false,null,null,{"$error":"#N/A"},{"$error":"#N/A"},{"$error":"#N/A"},{"$error":"#N/A"},{"$error":"#N/A"},{"$error":"#N/A"},{"$error":"#N/A"},{"$error":"#N/A"},{"$error":"#N/A"},{"$error":"#N/A"}]
[null,{"$f":"IF(DataInput!B1952=$B$8,IF($B$9=$B$10,TRUE,IF(DataInput!E1952=$B$9,TRUE,FALSE)))","v":true},null,null,{"$f":"IF(B1953=TRUE,DataInput!B1952,NA())","v":"VIC"},{"$f":"IF($E1953=DataInput!$B1952,DataInput!C1952,NA())","v":"RTS3466C"},{"$f":"IF($E1953=DataInput!$B1952,DataInput!D1952,NA())","v":"Richmond 34 (CitiPower) 66 kV"},{"$f":"IF($E1953=DataInput!$B1952,DataInput!E1952,NA())","v":"Citipower"},{"$f":"IF($E1953=DataInput!$B1952,DataInput!F1952,NA())","v":"Winter"},{"$f":"IF($E1953=DataInput!$B1952,DataInput!G1952,NA())","v":"Non-Coincident"},{"$f":"IF($E1953=DataInput!$B1952,DataInput!H1952,NA())","v":2017},{"$f":"IF($E1953=DataInput!$B1952,DataInput!I1952,NA())","v":"POE10"},{"$f":"IF($E1953=DataInput!$B1952,DataInput!J1952,NA())","v":162.32568428383601},{"$f":"IF($E1953=DataInput!$B1952,DataInput!K1952,NA())","v":1},null,null,"VIC Richmond 34 (CitiPower) 66 kV",null,null,null,null,false,null,null,{"$error":"#N/A"},{"$error":"#N/A"},{"$error":"#N/A"},{"$error":"#N/A"},{"$error":"#N/A"},{"$error":"#N/A"},{"$error":"#N/A"},{"$error":"#N/A"},{"$error":"#N/A"},{"$error":"#N/A"}]
[null,{"$f":"IF(DataInput!B1983=$B$8,IF($B$9=$B$10,TRUE,IF(DataInput!E1983=$B$9,TRUE,FALSE)))","v":true},null,null,{"$f":"IF(B1984=TRUE,DataInput!B1983,NA())","v":"VIC"},{"$f":"IF($E1984=DataInput!$B1983,DataInput!C1983,NA())","v":"RTS3466U"},{"$f":"IF($E1984=DataInput!$B1983,DataInput!D1983,NA())","v":"Richmond 34 (United Energy) 66 kV"},{"$f":"IF($E1984=DataInput!$B1983,DataInput!E1983,NA())","v":"United Energy"},{"$f":"IF($E1984=DataInput!$B1983,DataInput!F1983,NA())","v":"Summer"},{"$f":"IF($E1984=DataInput!$B1983,DataInput!G1983,NA())","v":"Non-Coincident"},{"$f":"IF($E1984=DataInput!$B1983,DataInput!H1983,NA())","v":2019},{"$f":"IF($E1984=DataInput!$B1983,DataInput!I1983,NA())","v":"POE50"},{"$f":"IF($E1984=DataInput!$B1983,DataInput!J1983,NA())","v":18.020686111284199},{"$f":"IF($E1984=DataInput!$B1983,DataInput!K1983,NA())","v":0.91186281717642903},null,null,"VIC Richmond 34 (United Energy) 66 kV",null,null,null,null,false,null,null,{"$error":"#N/A"},{"$error":"#N/A"},{"$error":"#N/A"},{"$error":"#N/A"},{"$error":"#N/A"},{"$error":"#N/A"},{"$error":"#N/A"},{"$error":"#N/A"},{"$error":"#N/A"},{"$error":"#N/A"}]
[null,{"$f":"IF(DataInput!B2030=$B$8,IF($B$9=$B$10,TRUE,IF(DataInput!E2030=$B$9,TRUE,FALSE)))","v":true},null,null,{"$f":"IF(B2031=TRUE,DataInput!B2030,NA())","v":"VIC"},{"$f":"IF($E2031=DataInput!$B2030,DataInput!C2030,NA())","v":"RWTS1366A"},{"$f":"IF($E2031=DataInput!$B2030,DataInput!D2030,NA())","v":"Ringwood 13 (AusNet) 66 kV"},{"$f":"IF($E2031=DataInput!$B2030,DataInput!E2030,NA())","v":"AusNet"},{"$f":"IF($E2031=DataInput!$B2030,DataInput!F2030,NA())","v":"Summer"},{"$f":"IF($E2031=DataInput!$B2030,DataInput!G2030,NA())","v":"Non-Coincident"},{"$f":"IF($E2031=DataInput!$B2030,DataInput!H2030,NA())","v":2026},{"$f":"IF($E2031=DataInput!$B2030,DataInput!I2030,NA())","v":"POE50"},{"$f":"IF($E2031=DataInput!$B2030,DataInput!J2030,NA())","v":162.562653893575},{"$f":"IF($E2031=DataInput!$B2030,DataInput!K2030,NA())","v":0.99212681478892295},null,null,"VIC Ringwood 13 (AusNet) 66 kV",null,null,null,null,false,null,null,{"$error":"#N/A"},{"$error":"#N/A"},{"$error":"#N/A"},{"$error":"#N/A"},{"$error":"#N/A"},{"$error":"#N/A"},{"$error":"#N/A"},{"$error":"#N/A"},{"$error":"#N/A"},{"$error":"#N/A"}]
[null,{"$f":"IF(DataInput!B2040=$B$8,IF($B$9=$B$10,TRUE,IF(DataInput!E2040=$B$9,TRUE,FALSE)))","v":true},null,null,{"$f":"IF(B2041=TRUE,DataInput!B2040,NA())","v":"VIC"},{"$f":"IF($E2041=DataInput!$B2040,DataInput!C2040,NA())","v":"RWTS1366A"},{"$f":"IF($E2041=DataInput!$B2040,DataInput!D2040,NA())","v":"Ringwood 13 (AusNet) 66 kV"},{"$f":"IF($E2041=DataInput!$B2040,DataInput!E2040,NA())","v":"AusNet"},{"$f":"IF($E2041=DataInput!$B2040,DataInput!F2040,NA())","v":"Winter"},{"$f":"IF($E2041=DataInput!$B2040,DataInput!G2040,NA())","v":"Non-Coincident"},{"$f":"IF($E2041=DataInput!$B2040,DataInput!H2040,NA())","v":2025},{"$f":"IF($E2041=DataInput!$B2040,DataInput!I2040,NA())","v":"POE10"},{"$f":"IF($E2041=DataInput!$B2040,DataInput!J2040,NA())","v":135.76996062040999},{"$f":"IF($E2041=DataInput!$B2040,DataInput!K2040,NA())","v":1},null,null,"VIC Ringwood 13 (AusNet) 66 kV",null,null,null,null,false,null,null,{"$error":"#N/A"},{"$error":"#N/A"},{"$error":"#N/A"},{"$error":"#N/A"},{"$error":"#N/A"},{"$error":"#N/A"},{"$error":"#N/A"},{"$error":"#N/A"},{"$error":"#N/A"},{"$error":"#N/A"}]
[null,{"$f":"IF(DataInput!B2078=$B$8,IF($B$9=$B$10,TRUE,IF(DataInput!E2078=$B$9,TRUE,FALSE)))","v":true},null,null,{"$f":"IF(B2079=TRUE,DataInput!B2078,NA())","v":"VIC"},{"$f":"IF($E2079=DataInput!$B2078,DataInput!C2078,NA())","v":"RWTS1366U"},{"$f":"IF($E2079=DataInput!$B2078,DataInput!D2078,NA())","v":"Ringwood 13 (United Energy) 66 kV"},{"$f":"IF($E2079=DataInput!$B2078,DataInput!E2078,NA())","v":"United Energy"},{"$f":"IF($E2079=DataInput!$B2078,DataInput!F2078,NA())","v":"Winter"},{"$f":"IF($E2079=DataInput!$B2078,DataInput!G2078,NA())","v":"Non-Coincident"},{"$f":"IF($E2079=DataInput!$B2078,DataInput!H2078,NA())","v":2023},{"$f":"IF($E2079=DataInput!$B2078,DataInput!I2078,NA())","v":"POE10"},{"$f":"IF($E2079=DataInput!$B2078,DataInput!J2078,NA())","v":81.532893267810294},{"$f":"IF($E2079=DataInput!$B2078,DataInput!K2078,NA())","v":1},null,null,"VIC Ringwood 13 (United Energy) 66 kV",null,null,null,null,false,null,null,{"$error":"#N/A"},{"$error":"#N/A"},{"$error":"#N/A"},{"$error":"#N/A"},{"$error":"#N/A"},{"$error":"#N/A"},{"$error":"#N/A"},{"$error":"#N/A"},{"$error":"#N/A"},{"$error":"#N/A"}]
[null,{"$f":"IF(DataInput!B2109=$B$8,IF($B$9=$B$10,TRUE,IF(DataInput!E2109=$B$9,TRUE,FALSE)))","v":true},null,null,{"$f":"IF(B2110=TRUE,DataInput!B2109,NA())","v":"VIC"},{"$f":"IF($E2110=DataInput!$B2109,DataInput!C2109,NA())","v":"RWTS22A"},{"$f":"IF($E2110=DataInput!$B2109,DataInput!D2109,NA())","v":"Ringwood (AusNet) 22 kV"},{"$f":"IF($E2110=DataInput!$B2109,DataInput!E2109,NA())","v":"AusNet"},{"$f":"IF($E2110=DataInput!$B2109,DataInput!F2109,NA())","v":"Summer"},{"$f":"IF($E2110=DataInput!$B2109,DataInput!G2109,NA())","v":"Non-Coincident"},{"$f":"IF($E2110=DataInput!$B2109,DataInput!H2109,NA())","v":2025},{"$f":"IF($E2110=DataInput!$B2109,DataInput!I2109,NA())","v":"POE50"},{"$f":"IF($E2110=DataInput!$B2109,DataInput!J2109,NA())","v":40.948384735104803},{"$f":"IF($E2110=DataInput!$B2109,DataInput!K2109,NA())","v":1},null,null,"VIC Ringwood (AusNet) 22 kV",null,null,null,null,false,null,null,{"$error":"#N/A"},{"$error":"#N/A"},{"$error":"#N/A"},{"$error":"#N/A"},{"$error":"#N/A"},{"$error":"#N/A"},{"$error":"#N/A"},{"$error":"#N/A"},{"$error":"#N/A"},{"$error":"#N/A"}]
[null,{"$f":"IF(DataInput!B2140=$B$8,IF($B$9=$B$10,TRUE,IF(DataInput!E2140=$B$9,TRUE,FALSE)))","v":true},null,null,{"$f":"IF(B2141=TRUE,DataInput!B2140,NA())","v":"VIC"},{"$f":"IF($E2141=DataInput!$B2140,DataInput!C2140,NA())","v":"RWTS22U"},{"$f":"IF($E2141=DataInput!$B2140,DataInput!D2140,NA())","v":"Ringwood (United Energy) 22 kV"},{"$f":"IF($E2141=DataInput!$B2140,DataInput!E2140,NA())","v":"United Energy"},{"$f":"IF($E2141=DataInput!$B2140,DataInput!F2140,NA())","v":"Summer"},{"$f":"IF($E2141=DataInput!$B2140,DataInput!G2140,NA())","v":"Non-Coincident"},{"$f":"IF($E2141=DataInput!$B2140,DataInput!H2140,NA())","v":2026},{"$f":"IF($E2141=DataInput!$B2140,DataInput!I2140,NA())","v":"POE10"},{"$f":"IF($E2141=DataInput!$B2140,DataInput!J2140,NA())","v":33.0157397967631},{"$f":"IF($E2141=DataInput!$B2140,DataInput!K2140,NA())","v":1},null,null,"VIC Ringwood (United Energy) 22 kV",null,null,null,null,false,null,null,{"$error":"#N/A"},{"$error":"#N/A"},{"$error":"#N/A"},{"$error":"#N/A"},{"$error":"#N/A"},{"$error":"#N/A"},{"$error":"#N/A"},{"$error":"#N/A"},{"$error":"#N/A"},{"$error":"#N/A"}]
[null,{"$f":"IF(DataInput!B2167=$B$8,IF($B$9=$B$10,TRUE,IF(DataInput!E2167=$B$9,TRUE,FALSE)))","v":true},null,null,{"$f":"IF(B2168=TRUE,DataInput!B2167,NA())","v":"VIC"},{"$f":"IF($E2168=DataInput!$B2167,DataInput!C2167,NA())","v":"RWTS22U"},{"$f":"IF($E2168=DataInput!$B2167,DataInput!D2167,NA())","v":"Ringwood (United Energy) 22 kV"},{"$f":"IF($E2168=DataInput!$B2167,DataInput!E2167,NA())","v":"United Energy"},{"$f":"IF($E2168=DataInput!$B2167,DataInput!F2167,NA())","v":"Winter"},{"$f":"IF($E2168=DataInput!$B2167,DataInput!G2167,NA())","v":"Non-Coincident"},{"$f":"IF($E2168=DataInput!$B2167,DataInput!H2167,NA())","v":2022},{"$f":"IF($E2168=DataInput!$B2167,DataInput!I2167,NA())","v":"POE50"},{"$f":"IF($E2168=DataInput!$B2167,DataInput!J2167,NA())","v":27.057461948866599},{"$f":"IF($E2168=DataInput!$B2167,DataInput!K2167,NA())","v":1},null,null,"VIC Ringwood (United Energy) 22 kV",null,null,null,null,false,null,null,{"$error":"#N/A"},{"$error":"#N/A"},{"$error":"#N/A"},{"$error":"#N/A"},{"$error":"#N/A"},{"$error":"#N/A"},{"$error":"#N/A"},{"$error":"#N/A"},{"$error":"#N/A"},{"$error":"#N/A"}]
[null,{"$f":"IF(DataInput!B2188=$B$8,IF($B$9=$B$10,TRUE,IF(DataInput!E2188=$B$9,TRUE,FALSE)))","v":true},null,null,{"$f":"IF(B2189=TRUE,DataInput!B2188,NA())","v":"VIC"},{"$f":"IF($E2189=DataInput!$B2188,DataInput!C2188,NA())","v":"RWTS2466A"},{"$f":"IF($E2189=DataInput!$B2188,DataInput!D2188,NA())","v":"Ringwood 24 (AusNet) 66 kV"},{"$f":"IF($E2189=DataInput!$B2188,DataInput!E2188,NA())","v":"AusNet"},{"$f":"IF($E2189=DataInput!$B2188,DataInput!F2188,NA())","v":"Summer"},{"$f":"IF($E2189=DataInput!$B2188,DataInput!G2188,NA())","v":"Non-Coincident"},{"$f":"IF($E2189=DataInput!$B2188,DataInput!H2188,NA())","v":2024},{"$f":"IF($E2189=DataInput!$B2188,DataInput!I2188,NA())","v":"POE50"},{"$f":"IF($E2189=DataInput!$B2188,DataInput!J2188,NA())","v":146.953178999149},{"$f":"IF($E2189=DataInput!$B2188,DataInput!K2188,NA())","v":1},null,null,"VIC Ringwood 24 (AusNet) 66 kV",null,null,null,null,false,null,null,{"$error":"#N/A"},{"$error":"#N/A"},{"$error":"#N/A"},{"$error":"#N/A"},{"$error":"#N/A"},{"$error":"#N/A"},{"$error":"#N/A"},{"$error":"#N/A"},{"$error":"#N/A"},{"$error":"#N/A"}]
[null,{"$f":"IF(DataInput!B2235=$B$8,IF($B$9=$B$10,TRUE,IF(DataInput!E2235=$B$9,TRUE,FALSE)))","v":true},null,null,{"$f":"IF(B2236=TRUE,DataInput!B2235,NA())","v":"VIC"},{"$f":"IF($E2236=DataInput!$B2235,DataInput!C2235,NA())","v":"SHTS66"},{"$f":"IF($E2236=DataInput!$B2235,DataInput!D2235,NA())","v":"Shepparton (Powercor) 66 kV"},{"$f":"IF($E2236=DataInput!$B2235,DataInput!E2235,NA())","v":"Powercor"},{"$f":"IF($E2236=DataInput!$B2235,DataInput!F2235,NA())","v":"Winter"},{"$f":"IF($E2236=DataInput!$B2235,DataInput!G2235,NA())","v":"Non-Coincident"},{"$f":"IF($E2236=DataInput!$B2235,DataInput!H2235,NA())","v":2020},{"$f":"IF($E2236=DataInput!$B2235,DataInput!I2235,NA())","v":"POE10"},{"$f":"IF($E2236=DataInput!$B2235,DataInput!J2235,NA())","v":217.70114390920099},{"$f":"IF($E2236=DataInput!$B2235,DataInput!K2235,NA())","v":0.99936866030974802},null,null,"VIC Shepparton (Powercor) 66 kV",null,null,null,null,false,null,null,{"$error":"#N/A"},{"$error":"#N/A"},{"$error":"#N/A"},{"$error":"#N/A"},{"$error":"#N/A"},{"$error":"#N/A"},{"$error":"#N/A"},{"$error":"#N/A"},{"$error":"#N/A"},{"$error":"#N/A"}]
[null,{"$f":"IF(DataInput!B2237=$B$8,IF($B$9=$B$10,TRUE,IF(DataInput!E2237=$B$9,TRUE,FALSE)))","v":true},null,null,{"$f":"IF(B2238=TRUE,DataInput!B2237,NA())","v":"VIC"},{"$f":"IF($E2238=DataInput!$B2237,DataInput!C2237,NA())","v":"SHTS66"},{"$f":"IF($E2238=DataInput!$B2237,DataInput!D2237,NA())","v":"Shepparton (Powercor) 66 kV"},{"$f":"IF($E2238=DataInput!$B2237,DataInput!E2237,NA())","v":"Powercor"},{"$f":"IF($E2238=DataInput!$B2237,DataInput!F2237,NA())","v":"Winter"},{"$f":"IF($E2238=DataInput!$B2237,DataInput!G2237,NA())","v":"Non-Coincident"},{"$f":"IF($E2238=DataInput!$B2237,DataInput!H2237,NA())","v":2022},{"$f":"IF($E2238=DataInput!$B2237,DataInput!I2237,NA())","v":"POE10"},{"$f":"IF($E2238=DataInput!$B2237,DataInput!J2237,NA())","v":225.11963697226},{"$f":"IF($E2238=DataInput!$B2237,DataInput!K2237,NA())","v":0.99951002470663197},null,null,"VIC Shepparton (Powercor) 66 kV",null,null,null,null,false,null,null,{"$error":"#N/A"},{"$error":"#N/A"},{"$error":"#N/A"},{"$error":"#N/A"},{"$error":"#N/A"},{"$error":"#N/A"},{"$error":"#N/A"},{"$error":"#N/A"},{"$error":"#N/A"},{"$error":"#N/A"}]
[null,{"$f":"IF(DataInput!B2290=$B$8,IF($B$9=$B$10,TRUE,IF(DataInput!E2290=$B$9,TRUE,FALSE)))","v":true},null,null,{"$f":"IF(B2291=TRUE,DataInput!B2290,NA())","v":"VIC"},{"$f":"IF($E2291=DataInput!$B2290,DataInput!C2290,NA())","v":"SMTS66A"},{"$f":"IF($E2291=DataInput!$B2290,DataInput!D2290,NA())","v":"South Morang (AusNet) 66 kV"},{"$f":"IF($E2291=DataInput!$B2290,DataInput!E2290,NA())","v":"AusNet"},{"$f":"IF($E2291=DataInput!$B2290,DataInput!F2290,NA())","v":"Winter"},{"$f":"IF($E2291=DataInput!$B2290,DataInput!G2290,NA())","v":"Non-Coincident"},{"$f":"IF($E2291=DataInput!$B2290,DataInput!H2290,NA())","v":2025},{"$f":"IF($E2291=DataInput!$B2290,DataInput!I2290,NA())","v":"POE50"},{"$f":"IF($E2291=DataInput!$B2290,DataInput!J2290,NA())","v":268.60305218884201},{"$f":"IF($E2291=DataInput!$B2290,DataInput!K2290,NA())","v":1},null,null,"VIC South Morang (AusNet) 66 kV",null,null,null,null,false,null,null,{"$error":"#N/A"},{"$error":"#N/A"},{"$error":"#N/A"},{"$error":"#N/A"},{"$error":"#N/A"},{"$error":"#N/A"},{"$error":"#N/A"},{"$error":"#N/A"},{"$error":"#N/A"},{"$error":"#N/A"}]
[null,{"$f":"IF(DataInput!B2314=$B$8,IF($B$9=$B$10,TRUE,IF(DataInput!E2314=$B$9,TRUE,FALSE)))","v":true},null,null,{"$f":"IF(B2315=TRUE,DataInput!B2314,NA())","v":"VIC"},{"$f":"IF($E2315=DataInput!$B2314,DataInput!C2314,NA())","v":"SMTS66J"},{"$f":"IF($E2315=DataInput!$B2314,DataInput!D2314,NA())","v":"South Morang (Jemena) 66 kV"},{"$f":"IF($E2315=DataInput!$B2314,DataInput!E2314,NA())","v":"Jemena"},{"$f":"IF($E2315=DataInput!$B2314,DataInput!F2314,NA())","v":"Winter"},{"$f":"IF($E2315=DataInput!$B2314,DataInput!G2314,NA())","v":"Non-Coincident"},{"$f":"IF($E2315=DataInput!$B2314,DataInput!H2314,NA())","v":2019},{"$f":"IF($E2315=DataInput!$B2314,DataInput!I2314,NA())","v":"POE10"},{"$f":"IF($E2315=DataInput!$B2314,DataInput!J2314,NA())","v":56.538320457085398},{"$f":"IF($E2315=DataInput!$B2314,DataInput!K2314,NA())","v":0.95918883306374703},null,null,"VIC South Morang (Jemena) 66 kV",null,null,null,null,false,null,null,{"$error":"#N/A"},{"$error":"#N/A"},{"$error":"#N/A"},{"$error":"#N/A"},{"$error":"#N/A"},{"$error":"#N/A"},{"$error":"#N/A"},{"$error":"#N/A"},{"$error":"#N/A"},{"$error":"#N/A"}]
[null,{"$f":"IF(DataInput!B2345=$B$8,IF($B$9=$B$10,TRUE,IF(DataInput!E2345=$B$9,TRUE,FALSE)))","v":true},null,null,{"$f":"IF(B2346=TRUE,DataInput!B2345,NA())","v":"VIC"},{"$f":"IF($E2346=DataInput!$B2345,DataInput!C2345,NA())","v":"SVTS1266U"},{"$f":"IF($E2346=DataInput!$B2345,DataInput!D2345,NA())","v":"Springvale 12 (United Energy) 66 kV"},{"$f":"IF($E2346=DataInput!$B2345,DataInput!E2345,NA())","v":"United Energy"},{"$f":"IF($E2346=DataInput!$B2345,DataInput!F2345,NA())","v":"Summer"},{"$f":"IF($E2346=DataInput!$B2345,DataInput!G2345,NA())","v":"Non-Coincident"},{"$f":"IF($E2346=DataInput!$B2345,DataInput!H2345,NA())","v":2021},{"$f":"IF($E2346=DataInput!$B2345,DataInput!I2345,NA())","v":"POE50"},{"$f":"IF($E2346=DataInput!$B2345,DataInput!J2345,NA())","v":211.77749950914199},{"$f":"IF($E2346=DataInput!$B2345,DataInput!K2345,NA())","v":1},null,null,"VIC Springvale 12 (United Energy) 66 kV",null,null,null,null,false,null,null,{"$error":"#N/A"},{"$error":"#N/A"},{"$error":"#N/A"},{"$error":"#N/A"},{"$error":"#N/A"},{"$error":"#N/A"},{"$error":"#N/A"},{"$error":"#N/A"},{"$error":"#N/A"},{"$error":"#N/A"}]
[null,{"$f":"IF(DataInput!B2376=$B$8,IF($B$9=$B$10,TRUE,IF(DataInput!E2376=$B$9,TRUE,FALSE)))","v":true},null,null,{"$f":"IF(B2377=TRUE,DataInput!B2376,NA())","v":"VIC"},{"$f":"IF($E2377=DataInput!$B2376,DataInput!C2376,NA())","v":"SVTS3466C"},{"$f":"IF($E2377=DataInput!$B2376,DataInput!D2376,NA())","v":"Springvale 34 (CitiPower) 66 kV"},{"$f":"IF($E2377=DataInput!$B2376,DataInput!E2376,NA())","v":"Citipower"},{"$f":"IF($E2377=DataInput!$B2376,DataInput!F2376,NA())","v":"Summer"},{"$f":"IF($E2377=DataInput!$B2376,DataInput!G2376,NA())","v":"Non-Coincident"},{"$f":"IF($E2377=DataInput!$B2376,DataInput!H2376,NA())","v":2022},{"$f":"IF($E2377=DataInput!$B2376,DataInput!I2376,NA())","v":"POE10"},{"$f":"IF($E2377=DataInput!$B2376,DataInput!J2376,NA())","v":23.8299878758646},{"$f":"IF($E2377=DataInput!$B2376,DataInput!K2376,NA())","v":1},null,null,"VIC Springvale 34 (CitiPower) 66 kV",null,null,null,null,false,null,null,{"$error":"#N/A"},{"$error":"#N/A"},{"$error":"#N/A"},{"$error":"#N/A"},{"$error":"#N/A"},{"$error":"#N/A"},{"$error":"#N/A"},{"$error":"#N/A"},{"$error":"#N/A"},{"$error":"#N/A"}]
[null,{"$f":"IF(DataInput!B2389=$B$8,IF($B$9=$B$10,TRUE,IF(DataInput!E2389=$B$9,TRUE,FALSE)))","v":true},null,null,{"$f":"IF(B2390=TRUE,DataInput!B2389,NA())","v":"VIC"},{"$f":"IF($E2390=DataInput!$B2389,DataInput!C2389,NA())","v":"SVTS3466C"},{"$f":"IF($E2390=DataInput!$B2389,DataInput!D2389,NA())","v":"Springvale 34 (CitiPower) 66 kV"},{"$f":"IF($E2390=DataInput!$B2389,DataInput!E2389,NA())","v":"Citipower"},{"$f":"IF($E2390=DataInput!$B2389,DataInput!F2389,NA())","v":"Summer"},{"$f":"IF($E2390=DataInput!$B2389,DataInput!G2389,NA())","v":"Non-Coincident"},{"$f":"IF($E2390=DataInput!$B2389,DataInput!H2389,NA())","v":2025},{"$f":"IF($E2390=DataInput!$B2389,DataInput!I2389,NA())","v":"POE50"},{"$f":"IF($E2390=DataInput!$B2389,DataInput!J2389,NA())","v":17.939984308580801},{"$f":"IF($E2390=DataInput!$B2389,DataInput!K2389,NA())","v":1},null,null,"VIC Springvale 34 (CitiPower) 66 kV",null,null,null,null,false,null,null,{"$error":"#N/A"},{"$error":"#N/A"},{"$error":"#N/A"},{"$error":"#N/A"},{"$error":"#N/A"},{"$error":"#N/A"},{"$error":"#N/A"},{"$error":"#N/A"},{"$error":"#N/A"},{"$error":"#N/A"}]
[null,{"$f":"IF(DataInput!B2424=$B$8,IF($B$9=$B$10,TRUE,IF(DataInput!E2424=$B$9,TRUE,FALSE)))","v":true},null,null,{"$f":"IF(B2425=TRUE,DataInput!B2424,NA())","v":"VIC"},{"$f":"IF($E2425=DataInput!$B2424,DataInput!C2424,NA())","v":"SVTS3466U"},{"$f":"IF($E2425=DataInput!$B2424,DataInput!D2424,NA())","v":"Springvale 34 (United Energy) 66 kV"},{"$f":"IF($E2425=DataInput!$B2424,DataInput!E2424,NA())","v":"United Energy"},{"$f":"IF($E2425=DataInput!$B2424,DataInput!F2424,NA())","v":"Summer"},{"$f":"IF($E2425=DataInput!$B2424,DataInput!G2424,NA())","v":"Non-Coincident"},{"$f":"IF($E2425=DataInput!$B2424,DataInput!H2424,NA())","v":2020},{"$f":"IF($E2425=DataInput!$B2424,DataInput!I2424,NA())","v":"POE50"},{"$f":"IF($E2425=DataInput!$B2424,DataInput!J2424,NA())","v":151.73869088179501},{"$f":"IF($E2425=DataInput!$B2424,DataInput!K2424,NA())","v":1},null,null,"VIC Springvale 34 (United Energy) 66 kV",null,null,null,null,false,null,null,{"$error":"#N/A"},{"$error":"#N/A"},{"$error":"#N/A"},{"$error":"#N/A"},{"$error":"#N/A"},{"$error":"#N/A"},{"$error":"#N/A"},{"$error":"#N/A"},{"$error":"#N/A"},{"$error":"#N/A"}]
[null,{"$f":"IF(DataInput!B2442=$B$8,IF($B$9=$B$10,TRUE,IF(DataInput!E2442=$B$9,TRUE,FALSE)))","v":true},null,null,{"$f":"IF(B2443=TRUE,DataInput!B2442,NA())","v":"VIC"},{"$f":"IF($E2443=DataInput!$B2442,DataInput!C2442,NA())","v":"SVTS3466U"},{"$f":"IF($E2443=DataInput!$B2442,DataInput!D2442,NA())","v":"Springvale 34 (United Energy) 66 kV"},{"$f":"IF($E2443=DataInput!$B2442,DataInput!E2442,NA())","v":"United Energy"},{"$f":"IF($E2443=DataInput!$B2442,DataInput!F2442,NA())","v":"Winter"},{"$f":"IF($E2443=DataInput!$B2442,DataInput!G2442,NA())","v":"Non-Coincident"},{"$f":"IF($E2443=DataInput!$B2442,DataInput!H2442,NA())","v":2017},{"$f":"IF($E2443=DataInput!$B2442,DataInput!I2442,NA())","v":"POE50"},{"$f":"IF($E2443=DataInput!$B2442,DataInput!J2442,NA())","v":121.792920213885},{"$f":"IF($E2443=DataInput!$B2442,DataInput!K2442,NA())","v":1},null,null,"VIC Springvale 34 (United Energy) 66 kV",null,null,null,null,false,null,null,{"$error":"#N/A"},{"$error":"#N/A"},{"$error":"#N/A"},{"$error":"#N/A"},{"$error":"#N/A"},{"$error":"#N/A"},{"$error":"#N/A"},{"$error":"#N/A"},{"$error":"#N/A"},{"$error":"#N/A"}]
[null,{"$f":"IF(DataInput!B2473=$B$8,IF($B$9=$B$10,TRUE,IF(DataInput!E2473=$B$9,TRUE,FALSE)))","v":true},null,null,{"$f":"IF(B2474=TRUE,DataInput!B2473,NA())","v":"VIC"},{"$f":"IF($E2474=DataInput!$B2473,DataInput!C2473,NA())","v":"TBTS66"},{"$f":"IF($E2474=DataInput!$B2473,DataInput!D2473,NA())","v":"Tyabb (United Energy) 66 kV"},{"$f":"IF($E2474=DataInput!$B2473,DataInput!E2473,NA())","v":"United Energy"},{"$f":"IF($E2474=DataInput!$B2473,DataInput!F2473,NA())","v":"Winter"},{"$f":"IF($E2474=DataInput!$B2473,DataInput!G2473,NA())","v":"Non-Coincident"},{"$f":"IF($E2474=DataInput!$B2473,DataInput!H2473,NA())","v":2018},{"$f":"IF($E2474=DataInput!$B2473,DataInput!I2473,NA())","v":"POE10"},{"$f":"IF($E2474=DataInput!$B2473,DataInput!J2473,NA())","v":211.275624454557},{"$f":"IF($E2474=DataInput!$B2473,DataInput!K2473,NA())","v":1},null,null,"VIC Tyabb (United Energy) 66 kV",null,null,null,null,false,null,null,{"$error":"#N/A"},{"$error":"#N/A"},{"$error":"#N/A"},{"$error":"#N/A"},{"$error":"#N/A"},{"$error":"#N/A"},{"$error":"#N/A"},{"$error":"#N/A"},{"$error":"#N/A"},{"$error":"#N/A"}]
[null,{"$f":"IF(DataInput!B2512=$B$8,IF($B$9=$B$10,TRUE,IF(DataInput!E2512=$B$9,TRUE,FALSE)))","v":true},null,null,{"$f":"IF(B2513=TRUE,DataInput!B2512,NA())","v":"VIC"},{"$f":"IF($E2513=DataInput!$B2512,DataInput!C2512,NA())","v":"TGTS66"},{"$f":"IF($E2513=DataInput!$B2512,DataInput!D2512,NA())","v":"Terang (Powercor) 66 kV"},{"$f":"IF($E2513=DataInput!$B2512,DataInput!E2512,NA())","v":"Powercor"},{"$f":"IF($E2513=DataInput!$B2512,DataInput!F2512,NA())","v":"Winter"},{"$f":"IF($E2513=DataInput!$B2512,DataInput!G2512,NA())","v":"Non-Coincident"},{"$f":"IF($E2513=DataInput!$B2512,DataInput!H2512,NA())","v":2017},{"$f":"IF($E2513=DataInput!$B2512,DataInput!I2512,NA())","v":"POE10"},{"$f":"IF($E2513=DataInput!$B2512,DataInput!J2512,NA())","v":216.89141975976599},{"$f":"IF($E2513=DataInput!$B2512,DataInput!K2512,NA())","v":0.97425410070414997},null,null,"VIC Terang (Powercor) 66 kV",null,null,null,null,false,null,null,{"$error":"#N/A"},{"$error":"#N/A"},{"$error":"#N/A"},{"$error":"#N/A"},{"$error":"#N/A"},{"$error":"#N/A"},{"$error":"#N/A"},{"$error":"#N/A"},{"$error":"#N/A"},{"$error":"#N/A"}]
[null,{"$f":"IF(DataInput!B2550=$B$8,IF($B$9=$B$10,TRUE,IF(DataInput!E2550=$B$9,TRUE,FALSE)))","v":true},null,null,{"$f":"IF(B2551=TRUE,DataInput!B2550,NA())","v":"VIC"},{"$f":"IF($E2551=DataInput!$B2550,DataInput!C2550,NA())","v":"TSTS66A"},{"$f":"IF($E2551=DataInput!$B2550,DataInput!D2550,NA())","v":"Templestowe (AusNet) 66 kV"},{"$f":"IF($E2551=DataInput!$B2550,DataInput!E2550,NA())","v":"AusNet"},{"$f":"IF($E2551=DataInput!$B2550,DataInput!F2550,NA())","v":"Summer"},{"$f":"IF($E2551=DataInput!$B2550,DataInput!G2550,NA())","v":"Non-Coincident"},{"$f":"IF($E2551=DataInput!$B2550,DataInput!H2550,NA())","v":2026},{"$f":"IF($E2551=DataInput!$B2550,DataInput!I2550,NA())","v":"POE50"},{"$f":"IF($E2551=DataInput!$B2550,DataInput!J2550,NA())","v":52.8790238525348},{"$f":"IF($E2551=DataInput!$B2550,DataInput!K2550,NA())","v":0.95652845496253303},null,null,"VIC Templestowe (AusNet) 66 kV",null,null,null,null,false,null,null,{"$error":"#N/A"},{"$error":"#N/A"},{"$error":"#N/A"},{"$error":"#N/A"},{"$error":"#N/A"},{"$error":"#N/A"},{"$error":"#N/A"},{"$error":"#N/A"},{"$error":"#N/A"},{"$error":"#N/A"}]
[null,{"$f":"IF(DataInput!B2552=$B$8,IF($B$9=$B$10,TRUE,IF(DataInput!E2552=$B$9,TRUE,FALSE)))","v":true},null,null,{"$f":"IF(B2553=TRUE,DataInput!B2552,NA())","v":"VIC"},{"$f":"IF($E2553=DataInput!$B2552,DataInput!C2552,NA())","v":"TSTS66A"},{"$f":"IF($E2553=DataInput!$B2552,DataInput!D2552,NA())","v":"Templestowe (AusNet) 66 kV"},{"$f":"IF($E2553=DataInput!$B2552,DataInput!E2552,NA())","v":"AusNet"},{"$f":"IF($E2553=DataInput!$B2552,DataInput!F2552,NA())","v":"Winter"},{"$f":"IF($E2553=DataInput!$B2552,DataInput!G2552,NA())","v":"Non-Coincident"},{"$f":"IF($E2553=DataInput!$B2552,DataInput!H2552,NA())","v":2017},{"$f":"IF($E2553=DataInput!$B2552,DataInput!I2552,NA())","v":"POE10"},{"$f":"IF($E2553=DataInput!$B2552,DataInput!J2552,NA())","v":59.992366252162597},{"$f":"IF($E2553=DataInput!$B2552,DataInput!K2552,NA())","v":1},null,null,"VIC Templestowe (AusNet) 66 kV",null,null,null,null,false,null,null,{"$error":"#N/A"},{"$error":"#N/A"},{"$error":"#N/A"},{"$error":"#N/A"},{"$error":"#N/A"},{"$error":"#N/A"},{"$error":"#N/A"},{"$error":"#N/A"},{"$error":"#N/A"},{"$error":"#N/A"}]
[null,{"$f":"IF(DataInput!B2599=$B$8,IF($B$9=$B$10,TRUE,IF(DataInput!E2599=$B$9,TRUE,FALSE)))","v":true},null,null,{"$f":"IF(B2600=TRUE,DataInput!B2599,NA())","v":"VIC"},{"$f":"IF($E2600=DataInput!$B2599,DataInput!C2599,NA())","v":"TSTS66C"},{"$f":"IF($E2600=DataInput!$B2599,DataInput!D2599,NA())","v":"Templestowe (CitiPower) 66 kV"},{"$f":"IF($E2600=DataInput!$B2599,DataInput!E2599,NA())","v":"Citipower"},{"$f":"IF($E2600=DataInput!$B2599,DataInput!F2599,NA())","v":"Winter"},{"$f":"IF($E2600=DataInput!$B2599,DataInput!G2599,NA())","v":"Non-Coincident"},{"$f":"IF($E2600=DataInput!$B2599,DataInput!H2599,NA())","v":2024},{"$f":"IF($E2600=DataInput!$B2599,DataInput!I2599,NA())","v":"POE10"},{"$f":"IF($E2600=DataInput!$B2599,DataInput!J2599,NA())","v":45.971997323217003},{"$f":"IF($E2600=DataInput!$B2599,DataInput!K2599,NA())","v":0.84598909994805804},null,null,"VIC Templestowe (CitiPower) 66 kV",null,null,null,null,false,null,null,{"$error":"#N/A"},{"$error":"#N/A"},{"$error":"#N/A"},{"$error":"#N/A"},{"$error":"#N/A"},{"$error":"#N/A"},{"$error":"#N/A"},{"$error":"#N/A"},{"$error":"#N/A"},{"$error":"#N/A"}]
[null,{"$f":"IF(DataInput!B2611=$B$8,IF($B$9=$B$10,TRUE,IF(DataInput!E2611=$B$9,TRUE,FALSE)))","v":true},null,null,{"$f":"IF(B2612=TRUE,DataInput!B2611,NA())","v":"VIC"},{"$f":"IF($E2612=DataInput!$B2611,DataInput!C2611,NA())","v":"TSTS66J"},{"$f":"IF($E2612=DataInput!$B2611,DataInput!D2611,NA())","v":"Templestowe (Jemena) 66 kV"},{"$f":"IF($E2612=DataInput!$B2611,DataInput!E2611,NA())","v":"Jemena"},{"$f":"IF($E2612=DataInput!$B2611,DataInput!F2611,NA())","v":"Summer"},{"$f":"IF($E2612=DataInput!$B2611,DataInput!G2611,NA())","v":"Non-Coincident"},{"$f":"IF($E2612=DataInput!$B2611,DataInput!H2611,NA())","v":2017},{"$f":"IF($E2612=DataInput!$B2611,DataInput!I2611,NA())","v":"POE10"},{"$f":"IF($E2612=DataInput!$B2611,DataInput!J2611,NA())","v":66.279531795979807},{"$f":"IF($E2612=DataInput!$B2611,DataInput!K2611,NA())","v":1},null,null,"VIC Templestowe (Jemena) 66 kV",null,null,null,null,false,null,null,{"$error":"#N/A"},{"$error":"#N/A"},{"$error":"#N/A"},{"$error":"#N/A"},{"$error":"#N/A"},{"$error":"#N/A"},{"$error":"#N/A"},{"$error":"#N/A"},{"$error":"#N/A"},{"$error":"#N/A"}]
[null,{"$f":"IF(DataInput!B2660=$B$8,IF($B$9=$B$10,TRUE,IF(DataInput!E2660=$B$9,TRUE,FALSE)))","v":true},null,null,{"$f":"IF(B2661=TRUE,DataInput!B2660,NA())","v":"VIC"},{"$f":"IF($E2661=DataInput!$B2660,DataInput!C2660,NA())","v":"TSTS66U"},{"$f":"IF($E2661=DataInput!$B2660,DataInput!D2660,NA())","v":"Templestowe (United Energy) 66 kV"},{"$f":"IF($E2661=DataInput!$B2660,DataInput!E2660,NA())","v":"United Energy"},{"$f":"IF($E2661=DataInput!$B2660,DataInput!F2660,NA())","v":"Summer"},{"$f":"IF($E2661=DataInput!$B2660,DataInput!G2660,NA())","v":"Non-Coincident"},{"$f":"IF($E2661=DataInput!$B2660,DataInput!H2660,NA())","v":2026},{"$f":"IF($E2661=DataInput!$B2660,DataInput!I2660,NA())","v":"POE10"},{"$f":"IF($E2661=DataInput!$B2660,DataInput!J2660,NA())","v":134.485324849374},{"$f":"IF($E2661=DataInput!$B2660,DataInput!K2660,NA())","v":1},null,null,"VIC Templestowe (United Energy) 66 kV",null,null,null,null,false,null,null,{"$error":"#N/A"},{"$error":"#N/A"},{"$error":"#N/A"},{"$error":"#N/A"},{"$error":"#N/A"},{"$error":"#N/A"},{"$error":"#N/A"},{"$error":"#N/A"},{"$error":"#N/A"},{"$error":"#N/A"}]
[null,{"$f":"IF(DataInput!B2678=$B$8,IF($B$9=$B$10,TRUE,IF(DataInput!E2678=$B$9,TRUE,FALSE)))","v":true},null,null,{"$f":"IF(B2679=TRUE,DataInput!B2678,NA())","v":"VIC"},{"$f":"IF($E2679=DataInput!$B2678,DataInput!C2678,NA())","v":"TSTS66U"},{"$f":"IF($E2679=DataInput!$B2678,DataInput!D2678,NA())","v":"Templestowe (United Energy) 66 kV"},{"$f":"IF($E2679=DataInput!$B2678,DataInput!E2678,NA())","v":"United Energy"},{"$f":"IF($E2679=DataInput!$B2678,DataInput!F2678,NA())","v":"Winter"},{"$f":"IF($E2679=DataInput!$B2678,DataInput!G2678,NA())","v":"Non-Coincident"},{"$f":"IF($E2679=DataInput!$B2678,DataInput!H2678,NA())","v":2023},{"$f":"IF($E2679=DataInput!$B2678,DataInput!I2678,NA())","v":"POE10"},{"$f":"IF($E2679=DataInput!$B2678,DataInput!J2678,NA())","v":96.565270923482998},{"$f":"IF($E2679=DataInput!$B2678,DataInput!K2678,NA())","v":1},null,null,"VIC Templestowe (United Energy) 66 kV",null,null,null,null,false,null,null,{"$error":"#N/A"},{"$error":"#N/A"},{"$error":"#N/A"},{"$error":"#N/A"},{"$error":"#N/A"},{"$error":"#N/A"},{"$error":"#N/A"},{"$error":"#N/A"},{"$error":"#N/A"},{"$error":"#N/A"}]
[null,{"$f":"IF(DataInput!B2709=$B$8,IF($B$9=$B$10,TRUE,IF(DataInput!E2709=$B$9,TRUE,FALSE)))","v":true},null,null,{"$f":"IF(B2710=TRUE,DataInput!B2709,NA())","v":"VIC"},{"$f":"IF($E2710=DataInput!$B2709,DataInput!C2709,NA())","v":"TTS1266A"},{"$f":"IF($E2710=DataInput!$B2709,DataInput!D2709,NA())","v":"Thomastown 12 (AusNet) 66 kV"},{"$f":"IF($E2710=DataInput!$B2709,DataInput!E2709,NA())","v":"AusNet"},{"$f":"IF($E2710=DataInput!$B2709,DataInput!F2709,NA())","v":"Summer"},{"$f":"IF($E2710=DataInput!$B2709,DataInput!G2709,NA())","v":"Non-Coincident"},{"$f":"IF($E2710=DataInput!$B2709,DataInput!H2709,NA())","v":2025},{"$f":"IF($E2710=DataInput!$B2709,DataInput!I2709,NA())","v":"POE50"},{"$f":"IF($E2710=DataInput!$B2709,DataInput!J2709,NA())","v":110.565760970296},{"$f":"IF($E2710=DataInput!$B2709,DataInput!K2709,NA())","v":1},null,null,"VIC Thomastown 12 (AusNet) 66 kV",null,null,null,null,false,null,null,{"$error":"#N/A"},{"$error":"#N/A"},{"$error":"#N/A"},{"$error":"#N/A"},{"$error":"#N/A"},{"$error":"#N/A"},{"$error":"#N/A"},{"$error":"#N/A"},{"$error":"#N/A"},{"$error":"#N/A"}]
[null,{"$f":"IF(DataInput!B2734=$B$8,IF($B$9=$B$10,TRUE,IF(DataInput!E2734=$B$9,TRUE,FALSE)))","v":true},null,null,{"$f":"IF(B2735=TRUE,DataInput!B2734,NA())","v":"VIC"},{"$f":"IF($E2735=DataInput!$B2734,DataInput!C2734,NA())","v":"TTS1266J"},{"$f":"IF($E2735=DataInput!$B2734,DataInput!D2734,NA())","v":"Thomastown 12 (Jemena) 66 kV"},{"$f":"IF($E2735=DataInput!$B2734,DataInput!E2734,NA())","v":"Jemena"},{"$f":"IF($E2735=DataInput!$B2734,DataInput!F2734,NA())","v":"Summer"},{"$f":"IF($E2735=DataInput!$B2734,DataInput!G2734,NA())","v":"Non-Coincident"},{"$f":"IF($E2735=DataInput!$B2734,DataInput!H2734,NA())","v":2020},{"$f":"IF($E2735=DataInput!$B2734,DataInput!I2734,NA())","v":"POE10"},{"$f":"IF($E2735=DataInput!$B2734,DataInput!J2734,NA())","v":91.345548894942198},{"$f":"IF($E2735=DataInput!$B2734,DataInput!K2734,NA())","v":0.99379003989702897},null,null,"VIC Thomastown 12 (Jemena) 66 kV",null,null,null,null,false,null,null,{"$error":"#N/A"},{"$error":"#N/A"},{"$error":"#N/A"},{"$error":"#N/A"},{"$error":"#N/A"},{"$error":"#N/A"},{"$error":"#N/A"},{"$error":"#N/A"},{"$error":"#N/A"},{"$error":"#N/A"}]
[null,{"$f":"IF(DataInput!B2757=$B$8,IF($B$9=$B$10,TRUE,IF(DataInput!E2757=$B$9,TRUE,FALSE)))","v":true},null,null,{"$f":"IF(B2758=TRUE,DataInput!B2757,NA())","v":"VIC"},{"$f":"IF($E2758=DataInput!$B2757,DataInput!C2757,NA())","v":"TTS1266J"},{"$f":"IF($E2758=DataInput!$B2757,DataInput!D2757,NA())","v":"Thomastown 12 (Jemena) 66 kV"},{"$f":"IF($E2758=DataInput!$B2757,DataInput!E2757,NA())","v":"Jemena"},{"$f":"IF($E2758=DataInput!$B2757,DataInput!F2757,NA())","v":"Winter"},{"$f":"IF($E2758=DataInput!$B2757,DataInput!G2757,NA())","v":"Non-Coincident"},{"$f":"IF($E2758=DataInput!$B2757,DataInput!H2757,NA())","v":2022},{"$f":"IF($E2758=DataInput!$B2757,DataInput!I2757,NA())","v":"POE10"},{"$f":"IF($E2758=DataInput!$B2757,DataInput!J2757,NA())","v":59.666304720458697},{"$f":"IF($E2758=DataInput!$B2757,DataInput!K2757,NA())","v":0.95550634557421399},null,null,"VIC Thomastown 12 (Jemena) 66 kV",null,null,null,null,false,null,null,{"$error":"#N/A"},{"$error":"#N/A"},{"$error":"#N/A"},{"$error":"#N/A"},{"$error":"#N/A"},{"$error":"#N/A"},{"$error":"#N/A"},{"$error":"#N/A"},{"$error":"#N/A"},{"$error":"#N/A"}]
[null,{"$f":"IF(DataInput!B2788=$B$8,IF($B$9=$B$10,TRUE,IF(DataInput!E2788=$B$9,TRUE,FALSE)))","v":true},null,null,{"$f":"IF(B2789=TRUE,DataInput!B2788,NA())","v":"VIC"},{"$f":"IF($E2789=DataInput!$B2788,DataInput!C2788,NA())","v":"TTS3466J"},{"$f":"IF($E2789=DataInput!$B2788,DataInput!D2788,NA())","v":"Thomastown 34 (Jemena) 66 kV"},{"$f":"IF($E2789=DataInput!$B2788,DataInput!E2788,NA())","v":"Jemena"},{"$f":"IF($E2789=DataInput!$B2788,DataInput!F2788,NA())","v":"Summer"},{"$f":"IF($E2789=DataInput!$B2788,DataInput!G2788,NA())","v":"Non-Coincident"},{"$f":"IF($E2789=DataInput!$B2788,DataInput!H2788,NA())","v":2024},{"$f":"IF($E2789=DataInput!$B2788,DataInput!I2788,NA())","v":"POE50"},{"$f":"IF($E2789=DataInput!$B2788,DataInput!J2788,NA())","v":235.89034969639499},{"$f":"IF($E2789=DataInput!$B2788,DataInput!K2788,NA())","v":1},null,null,"VIC Thomastown 34 (Jemena) 66 kV",null,null,null,null,false,null,null,{"$error":"#N/A"},{"$error":"#N/A"},{"$error":"#N/A"},{"$error":"#N/A"},{"$error":"#N/A"},{"$error":"#N/A"},{"$error":"#N/A"},{"$error":"#N/A"},{"$error":"#N/A"},{"$error":"#N/A"}]
[null,{"$f":"IF(DataInput!B2835=$B$8,IF($B$9=$B$10,TRUE,IF(DataInput!E2835=$B$9,TRUE,FALSE)))","v":true},null,null,{"$f":"IF(B2836=TRUE,DataInput!B2835,NA())","v":"VIC"},{"$f":"IF($E2836=DataInput!$B2835,DataInput!C2835,NA())","v":"VCB2"},{"$f":"IF($E2836=DataInput!$B2835,DataInput!D2835,NA())","v":"Aquasure Desalination 220kV"},{"$f":"IF($E2836=DataInput!$B2835,DataInput!E2835,NA())","v":"Direct Connect"},{"$f":"IF($E2836=DataInput!$B2835,DataInput!F2835,NA())","v":"Winter"},{"$f":"IF($E2836=DataInput!$B2835,DataInput!G2835,NA())","v":"Non-Coincident"},{"$f":"IF($E2836=DataInput!$B2835,DataInput!H2835,NA())","v":2020},{"$f":"IF($E2836=DataInput!$B2835,DataInput!I2835,NA())","v":"POE10"},{"$f":"IF($E2836=DataInput!$B2835,DataInput!J2835,NA())","v":"NA"},{"$f":"IF($E2836=DataInput!$B2835,DataInput!K2835,NA())","v":"NA"},null,null,"VIC Aquasure Desalination 220kV",null,null,null,null,false,null,null,{"$error":"#N/A"},{"$error":"#N/A"},{"$error":"#N/A"},{"$error":"#N/A"},{"$error":"#N/A"},{"$error":"#N/A"},{"$error":"#N/A"},{"$error":"#N/A"},{"$error":"#N/A"},{"$error":"#N/A"}]
[null,{"$f":"IF(DataInput!B2861=$B$8,IF($B$9=$B$10,TRUE,IF(DataInput!E2861=$B$9,TRUE,FALSE)))","v":true},null,null,{"$f":"IF(B2862=TRUE,DataInput!B2861,NA())","v":"VIC"},{"$f":"IF($E2862=DataInput!$B2861,DataInput!C2861,NA())","v":"WETS66"},{"$f":"IF($E2862=DataInput!$B2861,DataInput!D2861,NA())","v":"Wemen (Powercor) 66 kV"},{"$f":"IF($E2862=DataInput!$B2861,DataInput!E2861,NA())","v":"Powercor"},{"$f":"IF($E2862=DataInput!$B2861,DataInput!F2861,NA())","v":"Summer"},{"$f":"IF($E2862=DataInput!$B2861,DataInput!G2861,NA())","v":"Non-Coincident"},{"$f":"IF($E2862=DataInput!$B2861,DataInput!H2861,NA())","v":2017},{"$f":"IF($E2862=DataInput!$B2861,DataInput!I2861,NA())","v":"POE50"},{"$f":"IF($E2862=DataInput!$B2861,DataInput!J2861,NA())","v":49.373494305783197},{"$f":"IF($E2862=DataInput!$B2861,DataInput!K2861,NA())","v":0.55604587719898202},null,null,"VIC Wemen (Powercor) 66 kV",null,null,null,null,false,null,null,{"$error":"#N/A"},{"$error":"#N/A"},{"$error":"#N/A"},{"$error":"#N/A"},{"$error":"#N/A"},{"$error":"#N/A"},{"$error":"#N/A"},{"$error":"#N/A"},{"$error":"#N/A"},{"$error":"#N/A"}]
[null,{"$f":"IF(DataInput!B2896=$B$8,IF($B$9=$B$10,TRUE,IF(DataInput!E2896=$B$9,TRUE,FALSE)))","v":true},null,null,{"$f":"IF(B2897=TRUE,DataInput!B2896,NA())","v":"VIC"},{"$f":"IF($E2897=DataInput!$B2896,DataInput!C2896,NA())","v":"WMTS22"},{"$f":"IF($E2897=DataInput!$B2896,DataInput!D2896,NA())","v":"West Melbourne (CitiPower) 22 kV"},{"$f":"IF($E2897=DataInput!$B2896,DataInput!E2896,NA())","v":"Citipower"},{"$f":"IF($E2897=DataInput!$B2896,DataInput!F2896,NA())","v":"Summer"},{"$f":"IF($E2897=DataInput!$B2896,DataInput!G2896,NA())","v":"Non-Coincident"},{"$f":"IF($E2897=DataInput!$B2896,DataInput!H2896,NA())","v":2022},{"$f":"IF($E2897=DataInput!$B2896,DataInput!I2896,NA())","v":"POE10"},{"$f":"IF($E2897=DataInput!$B2896,DataInput!J2896,NA())","v":17.965065767640802},{"$f":"IF($E2897=DataInput!$B2896,DataInput!K2896,NA())","v":0.94890251178284601},null,null,"VIC West Melbourne (CitiPower) 22 kV",null,null,null,null,false,null,null,{"$error":"#N/A"},{"$error":"#N/A"},{"$error":"#N/A"},{"$error":"#N/A"},{"$error":"#N/A"},{"$error":"#N/A"},{"$error":"#N/A"},{"$error":"#N/A"},{"$error":"#N/A"},{"$error":"#N/A"}]
[null,{"$f":"IF(DataInput!B2914=$B$8,IF($B$9=$B$10,TRUE,IF(DataInput!E2914=$B$9,TRUE,FALSE)))","v":true},null,null,{"$f":"IF(B2915=TRUE,DataInput!B2914,NA())","v":"VIC"},{"$f":"IF($E2915=DataInput!$B2914,DataInput!C2914,NA())","v":"WMTS22"},{"$f":"IF($E2915=DataInput!$B2914,DataInput!D2914,NA())","v":"West Melbourne (CitiPower) 22 kV"},{"$f":"IF($E2915=DataInput!$B2914,DataInput!E2914,NA())","v":"Citipower"},{"$f":"IF($E2915=DataInput!$B2914,DataInput!F2914,NA())","v":"Winter"},{"$f":"IF($E2915=DataInput!$B2914,DataInput!G2914,NA())","v":"Non-Coincident"},{"$f":"IF($E2915=DataInput!$B2914,DataInput!H2914,NA())","v":2019},{"$f":"IF($E2915=DataInput!$B2914,DataInput!I2914,NA())","v":"POE10"},{"$f":"IF($E2915=DataInput!$B2914,DataInput!J2914,NA())","v":47.731790081026297},{"$f":"IF($E2915=DataInput!$B2914,DataInput!K2914,NA())","v":0.972069077831758},null,null,"VIC West Melbourne (CitiPower) 22 kV",null,null,null,null,false,null,null,{"$error":"#N/A"},{"$error":"#N/A"},{"$error":"#N/A"},{"$error":"#N/A"},{"$error":"#N/A"},{"$error":"#N/A"},{"$error":"#N/A"},{"$error":"#N/A"},{"$error":"#N/A"},{"$error":"#N/A"}]
[null,{"$f":"IF(DataInput!B2945=$B$8,IF($B$9=$B$10,TRUE,IF(DataInput!E2945=$B$9,TRUE,FALSE)))","v":true},null,null,{"$f":"IF(B2946=TRUE,DataInput!B2945,NA())","v":"VIC"},{"$f":"IF($E2946=DataInput!$B2945,DataInput!C2945,NA())","v":"WMTS66C"},{"$f":"IF($E2946=DataInput!$B2945,DataInput!D2945,NA())","v":"West Melbourne (CitiPower) 66 kV"},{"$f":"IF($E2946=DataInput!$B2945,DataInput!E2945,NA())","v":"Citipower"},{"$f":"IF($E2946=DataInput!$B2945,DataInput!F2945,NA())","v":"Summer"},{"$f":"IF($E2946=DataInput!$B2945,DataInput!G2945,NA())","v":"Non-Coincident"},{"$f":"IF($E2946=DataInput!$B2945,DataInput!H2945,NA())","v":2021},{"$f":"IF($E2946=DataInput!$B2945,DataInput!I2945,NA())","v":"POE50"},{"$f":"IF($E2946=DataInput!$B2945,DataInput!J2945,NA())","v":230.498807765886},{"$f":"IF($E2946=DataInput!$B2945,DataInput!K2945,NA())","v":1},null,null,"VIC West Melbourne (CitiPower) 66 kV",null,null,null,null,false,null,null,{"$error":"#N/A"},{"$error":"#N/A"},{"$error":"#N/A"},{"$error":"#N/A"},{"$error":"#N/A"},{"$error":"#N/A"},{"$error":"#N/A"},{"$error":"#N/A"},{"$error":"#N/A"},{"$error":"#N/A"}]
[null,{"$f":"IF(DataInput!B2956=$B$8,IF($B$9=$B$10,TRUE,IF(DataInput!E2956=$B$9,TRUE,FALSE)))","v":true},null,null,{"$f":"IF(B2957=TRUE,DataInput!B2956,NA())","v":"VIC"},{"$f":"IF($E2957=DataInput!$B2956,DataInput!C2956,NA())","v":"WMTS66C"},{"$f":"IF($E2957=DataInput!$B2956,DataInput!D2956,NA())","v":"West Melbourne (CitiPower) 66 kV"},{"$f":"IF($E2957=DataInput!$B2956,DataInput!E2956,NA())","v":"Citipower"},{"$f":"IF($E2957=DataInput!$B2956,DataInput!F2956,NA())","v":"Winter"},{"$f":"IF($E2957=DataInput!$B2956,DataInput!G2956,NA())","v":"Non-Coincident"},{"$f":"IF($E2957=DataInput!$B2956,DataInput!H2956,NA())","v":2021},{"$f":"IF($E2957=DataInput!$B2956,DataInput!I2956,NA())","v":"POE10"},{"$f":"IF($E2957=DataInput!$B2956,DataInput!J2956,NA())","v":203.79985821351499},{"$f":"IF($E2957=DataInput!$B2956,DataInput!K2956,NA())","v":1},null,null,"VIC West Melbourne (CitiPower) 66 kV",null,null,null,null,false,null,null,{"$f":"IF($V2957=TRUE,E2957,NA())","v":{"$error":"#N/A"}},{"$error":"#N/A"},{"$error":"#N/A"},{"$error":"#N/A"},{"$error":"#N/A"},{"$error":"#N/A"},{"$error":"#N/A"},{"$error":"#N/A"},{"$error":"#N/A"},{"$error":"#N/A"}]
[null,{"$f":"IF(DataInput!B2993=$B$8,IF($B$9=$B$10,TRUE,IF(DataInput!E2993=$B$9,TRUE,FALSE)))","v":true},null,null,{"$f":"IF(B2994=TRUE,DataInput!B2993,NA())","v":"VIC"},{"$f":"IF($E2994=DataInput!$B2993,DataInput!C2993,NA())","v":"WMTS66J"},{"$f":"IF($E2994=DataInput!$B2993,DataInput!D2993,NA())","v":"West Melbourne (Jemena) 66 kV"},{"$f":"IF($E2994=DataInput!$B2993,DataInput!E2993,NA())","v":"Jemena"},{"$f":"IF($E2994=DataInput!$B2993,DataInput!F2993,NA())","v":"Winter"},{"$f":"IF($E2994=DataInput!$B2993,DataInput!G2993,NA())","v":"Non-Coincident"},{"$f":"IF($E2994=DataInput!$B2993,DataInput!H2993,NA())","v":2018},{"$f":"IF($E2994=DataInput!$B2993,DataInput!I2993,NA())","v":"POE10"},{"$f":"IF($E2994=DataInput!$B2993,DataInput!J2993,NA())","v":63.443680945740901},{"$f":"IF($E2994=DataInput!$B2993,DataInput!K2993,NA())","v":1},null,null,"VIC West Melbourne (Jemena) 66 kV",null,null,null,null,false,null,null,{"$error":"#N/A"},{"$error":"#N/A"},{"$error":"#N/A"},{"$error":"#N/A"},{"$error":"#N/A"},{"$error":"#N/A"},{"$error":"#N/A"},{"$error":"#N/A"},{"$error":"#N/A"},{"$error":"#N/A"}]
[null,{"$f":"IF(DataInput!B3024=$B$8,IF($B$9=$B$10,TRUE,IF(DataInput!E3024=$B$9,TRUE,FALSE)))","v":true},null,null,{"$f":"IF(B3025=TRUE,DataInput!B3024,NA())","v":"VIC"},{"$f":"IF($E3025=DataInput!$B3024,DataInput!C3024,NA())","v":"WOTS22"},{"$f":"IF($E3025=DataInput!$B3024,DataInput!D3024,NA())","v":"Wodonga (AusNet) 22 kV"},{"$f":"IF($E3025=DataInput!$B3024,DataInput!E3024,NA())","v":"AusNet"},{"$f":"IF($E3025=DataInput!$B3024,DataInput!F3024,NA())","v":"Summer"},{"$f":"IF($E3025=DataInput!$B3024,DataInput!G3024,NA())","v":"Non-Coincident"},{"$f":"IF($E3025=DataInput!$B3024,DataInput!H3024,NA())","v":2020},{"$f":"IF($E3025=DataInput!$B3024,DataInput!I3024,NA())","v":"POE50"},{"$f":"IF($E3025=DataInput!$B3024,DataInput!J3024,NA())","v":34.044553733250801},{"$f":"IF($E3025=DataInput!$B3024,DataInput!K3024,NA())","v":0.86436897951458003},null,null,"VIC Wodonga (AusNet) 22 kV",null,null,null,null,false,null,null,{"$error":"#N/A"},{"$error":"#N/A"},{"$error":"#N/A"},{"$error":"#N/A"},{"$error":"#N/A"},{"$error":"#N/A"},{"$error":"#N/A"},{"$error":"#N/A"},{"$error":"#N/A"},{"$error":"#N/A"}]
[null,{"$f":"IF(DataInput!B3042=$B$8,IF($B$9=$B$10,TRUE,IF(DataInput!E3042=$B$9,TRUE,FALSE)))","v":true},null,null,{"$f":"IF(B3043=TRUE,DataInput!B3042,NA())","v":"VIC"},{"$f":"IF($E3043=DataInput!$B3042,DataInput!C3042,NA())","v":"WOTS22"},{"$f":"IF($E3043=DataInput!$B3042,DataInput!D3042,NA())","v":"Wodonga (AusNet) 22 kV"},{"$f":"IF($E3043=DataInput!$B3042,DataInput!E3042,NA())","v":"AusNet"},{"$f":"IF($E3043=DataInput!$B3042,DataInput!F3042,NA())","v":"Winter"},{"$f":"IF($E3043=DataInput!$B3042,DataInput!G3042,NA())","v":"Non-Coincident"},{"$f":"IF($E3043=DataInput!$B3042,DataInput!H3042,NA())","v":2017},{"$f":"IF($E3043=DataInput!$B3042,DataInput!I3042,NA())","v":"POE50"},{"$f":"IF($E3043=DataInput!$B3042,DataInput!J3042,NA())","v":30.104983965541901},{"$f":"IF($E3043=DataInput!$B3042,DataInput!K3042,NA())","v":1},null,null,"VIC Wodonga (AusNet) 22 kV",null,null,null,null,false,null,null,{"$error":"#N/A"},{"$error":"#N/A"},{"$error":"#N/A"},{"$error":"#N/A"},{"$error":"#N/A"},{"$error":"#N/A"},{"$error":"#N/A"},{"$error":"#N/A"},{"$error":"#N/A"},{"$error":"#N/A"}]
[null,{"$f":"IF(DataInput!B3083=$B$8,IF($B$9=$B$10,TRUE,IF(DataInput!E3083=$B$9,TRUE,FALSE)))","v":true},null,null,{"$f":"IF(B3084=TRUE,DataInput!B3083,NA())","v":"VIC"},{"$f":"IF($E3084=DataInput!$B3083,DataInput!C3083,NA())","v":"WOTS66"},{"$f":"IF($E3084=DataInput!$B3083,DataInput!D3083,NA())","v":"Wodonga (AusNet) 66 kV"},{"$f":"IF($E3084=DataInput!$B3083,DataInput!E3083,NA())","v":"AusNet"},{"$f":"IF($E3084=DataInput!$B3083,DataInput!F3083,NA())","v":"Winter"},{"$f":"IF($E3084=DataInput!$B3083,DataInput!G3083,NA())","v":"Non-Coincident"},{"$f":"IF($E3084=DataInput!$B3083,DataInput!H3083,NA())","v":2018},{"$f":"IF($E3084=DataInput!$B3083,DataInput!I3083,NA())","v":"POE50"},{"$f":"IF($E3084=DataInput!$B3083,DataInput!J3083,NA())","v":41.715564440147503},{"$f":"IF($E3084=DataInput!$B3083,DataInput!K3083,NA())","v":1},null,null,{"$f":"IF(OR(ISERROR(E3084),ISERROR(G3084)),\"  \",E3084&\" \"&G3084)","v":"VIC Wodonga (AusNet) 66 kV"},null,null,null,null,{"$f":"IF(ISERROR(G3084),FALSE,IF($V$9=G3084,TRUE,FALSE))","v":false},null,null,{"$error":"#N/A"},{"$error":"#N/A"},{"$error":"#N/A"},{"$error":"#N/A"},{"$error":"#N/A"},{"$error":"#N/A"},{"$error":"#N/A"},{"$error":"#N/A"},{"$error":"#N/A"},{"$error":"#N/A"}]
[null,{"$f":"IF(DataInput!B3103=$B$8,IF($B$9=$B$10,TRUE,IF(DataInput!E3103=$B$9,TRUE,FALSE)))","v":true},null,null,{"$f":"IF(B3104=TRUE,DataInput!B3103,NA())","v":"VIC"},{"$f":"IF($E3104=DataInput!$B3103,DataInput!C3103,NA())","v":"YPS11"},{"$f":"IF($E3104=DataInput!$B3103,DataInput!D3103,NA())","v":"Yallourn (AusNet) 11 kV"},{"$f":"IF($E3104=DataInput!$B3103,DataInput!E3103,NA())","v":"AusNet"},{"$f":"IF($E3104=DataInput!$B3103,DataInput!F3103,NA())","v":"Summer"},{"$f":"IF($E3104=DataInput!$B3103,DataInput!G3103,NA())","v":"Non-Coincident"},{"$f":"IF($E3104=DataInput!$B3103,DataInput!H3103,NA())","v":2019},{"$f":"IF($E3104=DataInput!$B3103,DataInput!I3103,NA())","v":"POE50"},{"$f":"IF($E3104=DataInput!$B3103,DataInput!J3103,NA())","v":0.52231695654999599},{"$f":"IF($E3104=DataInput!$B3103,DataInput!K3103,NA())","v":0.36537907374726297},null,null,"VIC Yallourn (AusNet) 11 kV",null,null,null,null,false,null,null,{"$error":"#N/A"},{"$error":"#N/A"},{"$error":"#N/A"},{"$error":"#N/A"},{"$error":"#N/A"},{"$error":"#N/A"},{"$error":"#N/A"},{"$error":"#N/A"},{"$error":"#N/A"},{"$error":"#N/A"}]
[null,{"$f":"IF(DataInput!B3150=$B$8,IF($B$9=$B$10,TRUE,IF(DataInput!E3150=$B$9,TRUE,FALSE)))","v":true},null,null,{"$f":"IF(B3151=TRUE,DataInput!B3150,NA())","v":"VIC"},{"$f":"IF($E3151=DataInput!$B3150,DataInput!C3150,NA())","v":"APD"},{"$f":"IF($E3151=DataInput!$B3150,DataInput!D3150,NA())","v":"Alcoa Portland 500 kV"},{"$f":"IF($E3151=DataInput!$B3150,DataInput!E3150,NA())","v":"Direct Connect"},{"$f":"IF($E3151=DataInput!$B3150,DataInput!F3150,NA())","v":"Summer"},{"$f":"IF($E3151=DataInput!$B3150,DataInput!G3150,NA())","v":"Coincident"},{"$f":"IF($E3151=DataInput!$B3150,DataInput!H3150,NA())","v":2026},{"$f":"IF($E3151=DataInput!$B3150,DataInput!I3150,NA())","v":"POE50"},{"$f":"IF($E3151=DataInput!$B3150,DataInput!J3150,NA())","v":"NA"},{"$f":"IF($E3151=DataInput!$B3150,DataInput!K3150,NA())","v":"NA"},null,null,"VIC Alcoa Portland 500 kV",null,null,null,null,false,null,null,{"$error":"#N/A"},{"$error":"#N/A"},{"$error":"#N/A"},{"$error":"#N/A"},{"$error":"#N/A"},{"$error":"#N/A"},{"$error":"#N/A"},{"$error":"#N/A"},{"$error":"#N/A"},{"$error":"#N/A"}]
[null,{"$f":"IF(DataInput!B3181=$B$8,IF($B$9=$B$10,TRUE,IF(DataInput!E3181=$B$9,TRUE,FALSE)))","v":true},null,null,{"$f":"IF(B3182=TRUE,DataInput!B3181,NA())","v":"VIC"},{"$f":"IF($E3182=DataInput!$B3181,DataInput!C3181,NA())","v":"ATSBJ"},{"$f":"IF($E3182=DataInput!$B3181,DataInput!D3181,NA())","v":"Altona-Brooklyn (Jemena) 66 kV"},{"$f":"IF($E3182=DataInput!$B3181,DataInput!E3181,NA())","v":"Jemena"},{"$f":"IF($E3182=DataInput!$B3181,DataInput!F3181,NA())","v":"Summer"},{"$f":"IF($E3182=DataInput!$B3181,DataInput!G3181,NA())","v":"Coincident"},{"$f":"IF($E3182=DataInput!$B3181,DataInput!H3181,NA())","v":2017},{"$f":"IF($E3182=DataInput!$B3181,DataInput!I3181,NA())","v":"POE50"},{"$f":"IF($E3182=DataInput!$B3181,DataInput!J3181,NA())","v":114.521758585234},{"$f":"IF($E3182=DataInput!$B3181,DataInput!K3181,NA())","v":1},null,null,"VIC Altona-Brooklyn (Jemena) 66 kV",null,null,null,null,false,null,null,{"$error":"#N/A"},{"$error":"#N/A"},{"$error":"#N/A"},{"$error":"#N/A"},{"$error":"#N/A"},{"$error":"#N/A"},{"$error":"#N/A"},{"$error":"#N/A"},{"$error":"#N/A"},{"$error":"#N/A"}]
[null,{"$f":"IF(DataInput!B3210=$B$8,IF($B$9=$B$10,TRUE,IF(DataInput!E3210=$B$9,TRUE,FALSE)))","v":true},null,null,{"$f":"IF(B3211=TRUE,DataInput!B3210,NA())","v":"VIC"},{"$f":"IF($E3211=DataInput!$B3210,DataInput!C3210,NA())","v":"ATSBJ"},{"$f":"IF($E3211=DataInput!$B3210,DataInput!D3210,NA())","v":"Altona-Brooklyn (Jemena) 66 kV"},{"$f":"IF($E3211=DataInput!$B3210,DataInput!E3210,NA())","v":"Jemena"},{"$f":"IF($E3211=DataInput!$B3210,DataInput!F3210,NA())","v":"Winter"},{"$f":"IF($E3211=DataInput!$B3210,DataInput!G3210,NA())","v":"Coincident"},{"$f":"IF($E3211=DataInput!$B3210,DataInput!H3210,NA())","v":2025},{"$f":"IF($E3211=DataInput!$B3210,DataInput!I3210,NA())","v":"POE50"},{"$f":"IF($E3211=DataInput!$B3210,DataInput!J3210,NA())","v":94.333288171128501},{"$f":"IF($E3211=DataInput!$B3210,DataInput!K3210,NA())","v":1},null,null,"VIC Altona-Brooklyn (Jemena) 66 kV",null,null,null,null,false,null,null,{"$error":"#N/A"},{"$error":"#N/A"},{"$error":"#N/A"},{"$error":"#N/A"},{"$error":"#N/A"},{"$error":"#N/A"},{"$error":"#N/A"},{"$error":"#N/A"},{"$error":"#N/A"},{"$error":"#N/A"}]
[null,{"$f":"IF(DataInput!B3229=$B$8,IF($B$9=$B$10,TRUE,IF(DataInput!E3229=$B$9,TRUE,FALSE)))","v":true},null,null,{"$f":"IF(B3230=TRUE,DataInput!B3229,NA())","v":"VIC"},{"$f":"IF($E3230=DataInput!$B3229,DataInput!C3229,NA())","v":"ATSBP"},{"$f":"IF($E3230=DataInput!$B3229,DataInput!D3229,NA())","v":"Altona-Brooklyn (Powercor) 66 kV"},{"$f":"IF($E3230=DataInput!$B3229,DataInput!E3229,NA())","v":"Powercor"},{"$f":"IF($E3230=DataInput!$B3229,DataInput!F3229,NA())","v":"Summer"},{"$f":"IF($E3230=DataInput!$B3229,DataInput!G3229,NA())","v":"Coincident"},{"$f":"IF($E3230=DataInput!$B3229,DataInput!H3229,NA())","v":2025},{"$f":"IF($E3230=DataInput!$B3229,DataInput!I3229,NA())","v":"POE50"},{"$f":"IF($E3230=DataInput!$B3229,DataInput!J3229,NA())","v":188.08900116182599},{"$f":"IF($E3230=DataInput!$B3229,DataInput!K3229,NA())","v":0.97086103676260405},null,null,"VIC Altona-Brooklyn (Powercor) 66 kV",null,null,null,null,false,null,null,{"$error":"#N/A"},{"$error":"#N/A"},{"$error":"#N/A"},{"$error":"#N/A"},{"$error":"#N/A"},{"$error":"#N/A"},{"$error":"#N/A"},{"$error":"#N/A"},{"$error":"#N/A"},{"$error":"#N/A"}]
[null,{"$f":"IF(DataInput!B3260=$B$8,IF($B$9=$B$10,TRUE,IF(DataInput!E3260=$B$9,TRUE,FALSE)))","v":true},null,null,{"$f":"IF(B3261=TRUE,DataInput!B3260,NA())","v":"VIC"},{"$f":"IF($E3261=DataInput!$B3260,DataInput!C3260,NA())","v":"ATSWAL"},{"$f":"IF($E3261=DataInput!$B3260,DataInput!D3260,NA())","v":"Air Liquid"},{"$f":"IF($E3261=DataInput!$B3260,DataInput!E3260,NA())","v":"Direct Connect"},{"$f":"IF($E3261=DataInput!$B3260,DataInput!F3260,NA())","v":"Summer"},{"$f":"IF($E3261=DataInput!$B3260,DataInput!G3260,NA())","v":"Coincident"},{"$f":"IF($E3261=DataInput!$B3260,DataInput!H3260,NA())","v":2026},{"$f":"IF($E3261=DataInput!$B3260,DataInput!I3260,NA())","v":"POE10"},{"$f":"IF($E3261=DataInput!$B3260,DataInput!J3260,NA())","v":"NA"},{"$f":"IF($E3261=DataInput!$B3260,DataInput!K3260,NA())","v":"NA"},null,null,"VIC Air Liquid",null,null,null,null,false,null,null,{"$error":"#N/A"},{"$f":"IF($V3261=TRUE,F3261,NA())","v":{"$error":"#N/A"}},{"$f":"IF($V3261=TRUE,G3261,NA())","v":{"$error":"#N/A"}},{"$f":"IF($V3261=TRUE,H3261,NA())","v":{"$error":"#N/A"}},{"$f":"IF($V3261=TRUE,I3261,NA())","v":{"$error":"#N/A"}},{"$f":"IF($V3261=TRUE,J3261,NA())","v":{"$error":"#N/A"}},{"$f":"IF($V3261=TRUE,K3261,NA())","v":{"$error":"#N/A"}},{"$f":"IF($V3261=TRUE,L3261,NA())","v":{"$error":"#N/A"}},{"$f":"IF($V3261=TRUE,M3261,NA())","v":{"$error":"#N/A"}},{"$f":"IF($V3261=TRUE,N3261,NA())","v":{"$error":"#N/A"}}]
[null,{"$f":"IF(DataInput!B3278=$B$8,IF($B$9=$B$10,TRUE,IF(DataInput!E3278=$B$9,TRUE,FALSE)))","v":true},null,null,{"$f":"IF(B3279=TRUE,DataInput!B3278,NA())","v":"VIC"},{"$f":"IF($E3279=DataInput!$B3278,DataInput!C3278,NA())","v":"ATSWAL"},{"$f":"IF($E3279=DataInput!$B3278,DataInput!D3278,NA())","v":"Air Liquid"},{"$f":"IF($E3279=DataInput!$B3278,DataInput!E3278,NA())","v":"Direct Connect"},{"$f":"IF($E3279=DataInput!$B3278,DataInput!F3278,NA())","v":"Winter"},{"$f":"IF($E3279=DataInput!$B3278,DataInput!G3278,NA())","v":"Coincident"},{"$f":"IF($E3279=DataInput!$B3278,DataInput!H3278,NA())","v":2023},{"$f":"IF($E3279=DataInput!$B3278,DataInput!I3278,NA())","v":"POE10"},{"$f":"IF($E3279=DataInput!$B3278,DataInput!J3278,NA())","v":"NA"},{"$f":"IF($E3279=DataInput!$B3278,DataInput!K3278,NA())","v":"NA"},null,null,"VIC Air Liquid",null,null,null,null,false,null,null,{"$error":"#N/A"},{"$error":"#N/A"},{"$error":"#N/A"},{"$error":"#N/A"},{"$error":"#N/A"},{"$error":"#N/A"},{"$error":"#N/A"},{"$error":"#N/A"},{"$error":"#N/A"},{"$error":"#N/A"}]
[null,{"$f":"IF(DataInput!B3305=$B$8,IF($B$9=$B$10,TRUE,IF(DataInput!E3305=$B$9,TRUE,FALSE)))","v":true},null,null,{"$f":"IF(B3306=TRUE,DataInput!B3305,NA())","v":"VIC"},{"$f":"IF($E3306=DataInput!$B3305,DataInput!C3305,NA())","v":"ATSWP"},{"$f":"IF($E3306=DataInput!$B3305,DataInput!D3305,NA())","v":"Altona West (Powercor) 66 kV"},{"$f":"IF($E3306=DataInput!$B3305,DataInput!E3305,NA())","v":"Powercor"},{"$f":"IF($E3306=DataInput!$B3305,DataInput!F3305,NA())","v":"Summer"},{"$f":"IF($E3306=DataInput!$B3305,DataInput!G3305,NA())","v":"Coincident"},{"$f":"IF($E3306=DataInput!$B3305,DataInput!H3305,NA())","v":2021},{"$f":"IF($E3306=DataInput!$B3305,DataInput!I3305,NA())","v":"POE50"},{"$f":"IF($E3306=DataInput!$B3305,DataInput!J3305,NA())","v":199.28290788270101},{"$f":"IF($E3306=DataInput!$B3305,DataInput!K3305,NA())","v":1},null,null,"VIC Altona West (Powercor) 66 kV",null,null,null,null,false,null,null,{"$error":"#N/A"},{"$error":"#N/A"},{"$error":"#N/A"},{"$error":"#N/A"},{"$error":"#N/A"},{"$error":"#N/A"},{"$error":"#N/A"},{"$error":"#N/A"},{"$error":"#N/A"},{"$error":"#N/A"}]
[null,{"$f":"IF(DataInput!B3339=$B$8,IF($B$9=$B$10,TRUE,IF(DataInput!E3339=$B$9,TRUE,FALSE)))","v":true},null,null,{"$f":"IF(B3340=TRUE,DataInput!B3339,NA())","v":"VIC"},{"$f":"IF($E3340=DataInput!$B3339,DataInput!C3339,NA())","v":"BATS66"},{"$f":"IF($E3340=DataInput!$B3339,DataInput!D3339,NA())","v":"Ballarat (Powercor) 66 kV"},{"$f":"IF($E3340=DataInput!$B3339,DataInput!E3339,NA())","v":"Powercor"},{"$f":"IF($E3340=DataInput!$B3339,DataInput!F3339,NA())","v":"Summer"},{"$f":"IF($E3340=DataInput!$B3339,DataInput!G3339,NA())","v":"Coincident"},{"$f":"IF($E3340=DataInput!$B3339,DataInput!H3339,NA())","v":2025},{"$f":"IF($E3340=DataInput!$B3339,DataInput!I3339,NA())","v":"POE10"},{"$f":"IF($E3340=DataInput!$B3339,DataInput!J3339,NA())","v":164.17020727416599},{"$f":"IF($E3340=DataInput!$B3339,DataInput!K3339,NA())","v":0.97273833286663702},null,null,{"$f":"IF(OR(ISERROR(E3340),ISERROR(G3340)),\"  \",E3340&\" \"&G3340)","v":"VIC Ballarat (Powercor) 66 kV"},null,null,null,null,{"$f":"IF(ISERROR(G3340),FALSE,IF($V$9=G3340,TRUE,FALSE))","v":false},null,null,{"$error":"#N/A"},{"$error":"#N/A"},{"$error":"#N/A"},{"$error":"#N/A"},{"$error":"#N/A"},{"$error":"#N/A"},{"$error":"#N/A"},{"$error":"#N/A"},{"$error":"#N/A"},{"$error":"#N/A"}]
[null,{"$f":"IF(DataInput!B3357=$B$8,IF($B$9=$B$10,TRUE,IF(DataInput!E3357=$B$9,TRUE,FALSE)))","v":true},null,null,{"$f":"IF(B3358=TRUE,DataInput!B3357,NA())","v":"VIC"},{"$f":"IF($E3358=DataInput!$B3357,DataInput!C3357,NA())","v":"BATS66"},{"$f":"IF($E3358=DataInput!$B3357,DataInput!D3357,NA())","v":"Ballarat (Powercor) 66 kV"},{"$f":"IF($E3358=DataInput!$B3357,DataInput!E3357,NA())","v":"Powercor"},{"$f":"IF($E3358=DataInput!$B3357,DataInput!F3357,NA())","v":"Winter"},{"$f":"IF($E3358=DataInput!$B3357,DataInput!G3357,NA())","v":"Coincident"},{"$f":"IF($E3358=DataInput!$B3357,DataInput!H3357,NA())","v":2022},{"$f":"IF($E3358=DataInput!$B3357,DataInput!I3357,NA())","v":"POE10"},{"$f":"IF($E3358=DataInput!$B3357,DataInput!J3357,NA())","v":162.40543794272},{"$f":"IF($E3358=DataInput!$B3357,DataInput!K3357,NA())","v":0.94858954076322299},null,null,"VIC Ballarat (Powercor) 66 kV",null,null,null,null,false,null,null,{"$error":"#N/A"},{"$error":"#N/A"},{"$error":"#N/A"},{"$error":"#N/A"},{"$error":"#N/A"},{"$error":"#N/A"},{"$error":"#N/A"},{"$error":"#N/A"},{"$error":"#N/A"},{"$error":"#N/A"}]
[null,{"$f":"IF(DataInput!B3388=$B$8,IF($B$9=$B$10,TRUE,IF(DataInput!E3388=$B$9,TRUE,FALSE)))","v":true},null,null,{"$f":"IF(B3389=TRUE,DataInput!B3388,NA())","v":"VIC"},{"$f":"IF($E3389=DataInput!$B3388,DataInput!C3388,NA())","v":"BETS22"},{"$f":"IF($E3389=DataInput!$B3388,DataInput!D3388,NA())","v":"Bendigo (Powercor) 22 kV"},{"$f":"IF($E3389=DataInput!$B3388,DataInput!E3388,NA())","v":"Powercor"},{"$f":"IF($E3389=DataInput!$B3388,DataInput!F3388,NA())","v":"Summer"},{"$f":"IF($E3389=DataInput!$B3388,DataInput!G3388,NA())","v":"Coincident"},{"$f":"IF($E3389=DataInput!$B3388,DataInput!H3388,NA())","v":2024},{"$f":"IF($E3389=DataInput!$B3388,DataInput!I3388,NA())","v":"POE50"},{"$f":"IF($E3389=DataInput!$B3388,DataInput!J3388,NA())","v":68.601090586848798},{"$f":"IF($E3389=DataInput!$B3388,DataInput!K3388,NA())","v":0.99204805484263703},null,null,"VIC Bendigo (Powercor) 22 kV",null,null,null,null,false,null,null,{"$error":"#N/A"},{"$f":"IF($V3389=TRUE,F3389,NA())","v":{"$error":"#N/A"}},{"$f":"IF($V3389=TRUE,G3389,NA())","v":{"$error":"#N/A"}},{"$f":"IF($V3389=TRUE,H3389,NA())","v":{"$error":"#N/A"}},{"$f":"IF($V3389=TRUE,I3389,NA())","v":{"$error":"#N/A"}},{"$f":"IF($V3389=TRUE,J3389,NA())","v":{"$error":"#N/A"}},{"$f":"IF($V3389=TRUE,K3389,NA())","v":{"$error":"#N/A"}},{"$f":"IF($V3389=TRUE,L3389,NA())","v":{"$error":"#N/A"}},{"$f":"IF($V3389=TRUE,M3389,NA())","v":{"$error":"#N/A"}},{"$f":"IF($V3389=TRUE,N3389,NA())","v":{"$error":"#N/A"}}]
[null,{"$f":"IF(DataInput!B3432=$B$8,IF($B$9=$B$10,TRUE,IF(DataInput!E3432=$B$9,TRUE,FALSE)))","v":true},null,null,{"$f":"IF(B3433=TRUE,DataInput!B3432,NA())","v":"VIC"},{"$f":"IF($E3433=DataInput!$B3432,DataInput!C3432,NA())","v":"BETS66"},{"$f":"IF($E3433=DataInput!$B3432,DataInput!D3432,NA())","v":"Bendigo (Powercor) 66 kV"},{"$f":"IF($E3433=DataInput!$B3432,DataInput!E3432,NA())","v":"Powercor"},{"$f":"IF($E3433=DataInput!$B3432,DataInput!F3432,NA())","v":"Winter"},{"$f":"IF($E3433=DataInput!$B3432,DataInput!G3432,NA())","v":"Coincident"},{"$f":"IF($E3433=DataInput!$B3432,DataInput!H3432,NA())","v":2017},{"$f":"IF($E3433=DataInput!$B3432,DataInput!I3432,NA())","v":"POE10"},{"$f":"IF($E3433=DataInput!$B3432,DataInput!J3432,NA())","v":131.55450268631699},{"$f":"IF($E3433=DataInput!$B3432,DataInput!K3432,NA())","v":1},null,null,"VIC Bendigo (Powercor) 66 kV",null,null,null,null,false,null,null,{"$error":"#N/A"},{"$error":"#N/A"},{"$error":"#N/A"},{"$error":"#N/A"},{"$error":"#N/A"},{"$error":"#N/A"},{"$error":"#N/A"},{"$error":"#N/A"},{"$error":"#N/A"},{"$error":"#N/A"}]
[null,{"$f":"IF(DataInput!B3465=$B$8,IF($B$9=$B$10,TRUE,IF(DataInput!E3465=$B$9,TRUE,FALSE)))","v":true},null,null,{"$f":"IF(B3466=TRUE,DataInput!B3465,NA())","v":"VIC"},{"$f":"IF($E3466=DataInput!$B3465,DataInput!C3465,NA())","v":"BLTS22J"},{"$f":"IF($E3466=DataInput!$B3465,DataInput!D3465,NA())","v":"Brooklyn (Jemena) 22 kV"},{"$f":"IF($E3466=DataInput!$B3465,DataInput!E3465,NA())","v":"Jemena"},{"$f":"IF($E3466=DataInput!$B3465,DataInput!F3465,NA())","v":"Summer"},{"$f":"IF($E3466=DataInput!$B3465,DataInput!G3465,NA())","v":"Coincident"},{"$f":"IF($E3466=DataInput!$B3465,DataInput!H3465,NA())","v":2021},{"$f":"IF($E3466=DataInput!$B3465,DataInput!I3465,NA())","v":"POE50"},{"$f":"IF($E3466=DataInput!$B3465,DataInput!J3465,NA())","v":0.933470077575702},{"$f":"IF($E3466=DataInput!$B3465,DataInput!K3465,NA())","v":0.50722383266924798},null,null,"VIC Brooklyn (Jemena) 22 kV",null,null,null,null,false,null,null,{"$error":"#N/A"},{"$error":"#N/A"},{"$error":"#N/A"},{"$error":"#N/A"},{"$error":"#N/A"},{"$error":"#N/A"},{"$error":"#N/A"},{"$error":"#N/A"},{"$error":"#N/A"},{"$error":"#N/A"}]
[null,{"$f":"IF(DataInput!B3496=$B$8,IF($B$9=$B$10,TRUE,IF(DataInput!E3496=$B$9,TRUE,FALSE)))","v":true},null,null,{"$f":"IF(B3497=TRUE,DataInput!B3496,NA())","v":"VIC"},{"$f":"IF($E3497=DataInput!$B3496,DataInput!C3496,NA())","v":"BLTS22P"},{"$f":"IF($E3497=DataInput!$B3496,DataInput!D3496,NA())","v":"Brooklyn (Powercor) 22 kV"},{"$f":"IF($E3497=DataInput!$B3496,DataInput!E3496,NA())","v":"Powercor"},{"$f":"IF($E3497=DataInput!$B3496,DataInput!F3496,NA())","v":"Summer"},{"$f":"IF($E3497=DataInput!$B3496,DataInput!G3496,NA())","v":"Coincident"},{"$f":"IF($E3497=DataInput!$B3496,DataInput!H3496,NA())","v":2022},{"$f":"IF($E3497=DataInput!$B3496,DataInput!I3496,NA())","v":"POE10"},{"$f":"IF($E3497=DataInput!$B3496,DataInput!J3496,NA())","v":52.415958891859297},{"$f":"IF($E3497=DataInput!$B3496,DataInput!K3496,NA())","v":0.96331068724865898},null,null,"VIC Brooklyn (Powercor) 22 kV",null,null,null,null,false,null,null,{"$error":"#N/A"},{"$error":"#N/A"},{"$error":"#N/A"},{"$error":"#N/A"},{"$error":"#N/A"},{"$error":"#N/A"},{"$error":"#N/A"},{"$error":"#N/A"},{"$error":"#N/A"},{"$error":"#N/A"}]
[null,{"$f":"IF(DataInput!B3514=$B$8,IF($B$9=$B$10,TRUE,IF(DataInput!E3514=$B$9,TRUE,FALSE)))","v":true},null,null,{"$f":"IF(B3515=TRUE,DataInput!B3514,NA())","v":"VIC"},{"$f":"IF($E3515=DataInput!$B3514,DataInput!C3514,NA())","v":"BLTS22P"},{"$f":"IF($E3515=DataInput!$B3514,DataInput!D3514,NA())","v":"Brooklyn (Powercor) 22 kV"},{"$f":"IF($E3515=DataInput!$B3514,DataInput!E3514,NA())","v":"Powercor"},{"$f":"IF($E3515=DataInput!$B3514,DataInput!F3514,NA())","v":"Winter"},{"$f":"IF($E3515=DataInput!$B3514,DataInput!G3514,NA())","v":"Coincident"},{"$f":"IF($E3515=DataInput!$B3514,DataInput!H3514,NA())","v":2019},{"$f":"IF($E3515=DataInput!$B3514,DataInput!I3514,NA())","v":"POE10"},{"$f":"IF($E3515=DataInput!$B3514,DataInput!J3514,NA())","v":56.234050941563098},{"$f":"IF($E3515=DataInput!$B3514,DataInput!K3514,NA())","v":0.93423484039192894},null,null,"VIC Brooklyn (Powercor) 22 kV",null,null,null,null,false,null,null,{"$error":"#N/A"},{"$error":"#N/A"},{"$error":"#N/A"},{"$error":"#N/A"},{"$error":"#N/A"},{"$error":"#N/A"},{"$error":"#N/A"},{"$error":"#N/A"},{"$error":"#N/A"},{"$error":"#N/A"}]
[null,{"$f":"IF(DataInput!B3555=$B$8,IF($B$9=$B$10,TRUE,IF(DataInput!E3555=$B$9,TRUE,FALSE)))","v":true},null,null,{"$f":"IF(B3556=TRUE,DataInput!B3555,NA())","v":"VIC"},{"$f":"IF($E3556=DataInput!$B3555,DataInput!C3555,NA())","v":"BLTSS"},{"$f":"IF($E3556=DataInput!$B3555,DataInput!D3555,NA())","v":"Brooklyn (Powercor) 66 kV - Onesteel"},{"$f":"IF($E3556=DataInput!$B3555,DataInput!E3555,NA())","v":"Powercor"},{"$f":"IF($E3556=DataInput!$B3555,DataInput!F3555,NA())","v":"Winter"},{"$f":"IF($E3556=DataInput!$B3555,DataInput!G3555,NA())","v":"Coincident"},{"$f":"IF($E3556=DataInput!$B3555,DataInput!H3555,NA())","v":2020},{"$f":"IF($E3556=DataInput!$B3555,DataInput!I3555,NA())","v":"POE10"},{"$f":"IF($E3556=DataInput!$B3555,DataInput!J3555,NA())","v":"NA"},{"$f":"IF($E3556=DataInput!$B3555,DataInput!K3555,NA())","v":"NA"},null,null,"VIC Brooklyn (Powercor) 66 kV - Onesteel",null,null,null,null,false,null,null,{"$error":"#N/A"},{"$error":"#N/A"},{"$error":"#N/A"},{"$error":"#N/A"},{"$error":"#N/A"},{"$error":"#N/A"},{"$error":"#N/A"},{"$error":"#N/A"},{"$error":"#N/A"},{"$error":"#N/A"}]
[null,{"$f":"IF(DataInput!B3575=$B$8,IF($B$9=$B$10,TRUE,IF(DataInput!E3575=$B$9,TRUE,FALSE)))","v":true},null,null,{"$f":"IF(B3576=TRUE,DataInput!B3575,NA())","v":"VIC"},{"$f":"IF($E3576=DataInput!$B3575,DataInput!C3575,NA())","v":"BTS22C"},{"$f":"IF($E3576=DataInput!$B3575,DataInput!D3575,NA())","v":"Brunswick (CitiPower) 22 kV"},{"$f":"IF($E3576=DataInput!$B3575,DataInput!E3575,NA())","v":"Citipower"},{"$f":"IF($E3576=DataInput!$B3575,DataInput!F3575,NA())","v":"Summer"},{"$f":"IF($E3576=DataInput!$B3575,DataInput!G3575,NA())","v":"Coincident"},{"$f":"IF($E3576=DataInput!$B3575,DataInput!H3575,NA())","v":2021},{"$f":"IF($E3576=DataInput!$B3575,DataInput!I3575,NA())","v":"POE10"},{"$f":"IF($E3576=DataInput!$B3575,DataInput!J3575,NA())","v":53.239107805182599},{"$f":"IF($E3576=DataInput!$B3575,DataInput!K3575,NA())","v":1},null,null,"VIC Brunswick (CitiPower) 22 kV",null,null,null,null,false,null,null,{"$error":"#N/A"},{"$error":"#N/A"},{"$error":"#N/A"},{"$error":"#N/A"},{"$error":"#N/A"},{"$error":"#N/A"},{"$error":"#N/A"},{"$error":"#N/A"},{"$error":"#N/A"},{"$error":"#N/A"}]
[null,{"$f":"IF(DataInput!B3593=$B$8,IF($B$9=$B$10,TRUE,IF(DataInput!E3593=$B$9,TRUE,FALSE)))","v":true},null,null,{"$f":"IF(B3594=TRUE,DataInput!B3593,NA())","v":"VIC"},{"$f":"IF($E3594=DataInput!$B3593,DataInput!C3593,NA())","v":"BTS22C"},{"$f":"IF($E3594=DataInput!$B3593,DataInput!D3593,NA())","v":"Brunswick (CitiPower) 22 kV"},{"$f":"IF($E3594=DataInput!$B3593,DataInput!E3593,NA())","v":"Citipower"},{"$f":"IF($E3594=DataInput!$B3593,DataInput!F3593,NA())","v":"Winter"},{"$f":"IF($E3594=DataInput!$B3593,DataInput!G3593,NA())","v":"Coincident"},{"$f":"IF($E3594=DataInput!$B3593,DataInput!H3593,NA())","v":2018},{"$f":"IF($E3594=DataInput!$B3593,DataInput!I3593,NA())","v":"POE10"},{"$f":"IF($E3594=DataInput!$B3593,DataInput!J3593,NA())","v":54.443955045651499},{"$f":"IF($E3594=DataInput!$B3593,DataInput!K3593,NA())","v":1},null,null,"VIC Brunswick (CitiPower) 22 kV",null,null,null,null,false,null,null,{"$error":"#N/A"},{"$error":"#N/A"},{"$error":"#N/A"},{"$error":"#N/A"},{"$error":"#N/A"},{"$error":"#N/A"},{"$error":"#N/A"},{"$error":"#N/A"},{"$error":"#N/A"},{"$error":"#N/A"}]
[null,{"$f":"IF(DataInput!B3624=$B$8,IF($B$9=$B$10,TRUE,IF(DataInput!E3624=$B$9,TRUE,FALSE)))","v":true},null,null,{"$f":"IF(B3625=TRUE,DataInput!B3624,NA())","v":"VIC"},{"$f":"IF($E3625=DataInput!$B3624,DataInput!C3624,NA())","v":"BTS22J"},{"$f":"IF($E3625=DataInput!$B3624,DataInput!D3624,NA())","v":"Brunswick (Jemena) 22 kV"},{"$f":"IF($E3625=DataInput!$B3624,DataInput!E3624,NA())","v":"Jemena"},{"$f":"IF($E3625=DataInput!$B3624,DataInput!F3624,NA())","v":"Summer"},{"$f":"IF($E3625=DataInput!$B3624,DataInput!G3624,NA())","v":"Coincident"},{"$f":"IF($E3625=DataInput!$B3624,DataInput!H3624,NA())","v":2020},{"$f":"IF($E3625=DataInput!$B3624,DataInput!I3624,NA())","v":"POE50"},{"$f":"IF($E3625=DataInput!$B3624,DataInput!J3624,NA())","v":43.999935382854403},{"$f":"IF($E3625=DataInput!$B3624,DataInput!K3624,NA())","v":1},null,null,"VIC Brunswick (Jemena) 22 kV",null,null,null,null,false,null,null,{"$error":"#N/A"},{"$error":"#N/A"},{"$error":"#N/A"},{"$error":"#N/A"},{"$error":"#N/A"},{"$error":"#N/A"},{"$error":"#N/A"},{"$error":"#N/A"},{"$error":"#N/A"},{"$error":"#N/A"}]
[null,{"$f":"IF(DataInput!B3654=$B$8,IF($B$9=$B$10,TRUE,IF(DataInput!E3654=$B$9,TRUE,FALSE)))","v":true},null,null,{"$f":"IF(B3655=TRUE,DataInput!B3654,NA())","v":"VIC"},{"$f":"IF($E3655=DataInput!$B3654,DataInput!C3654,NA())","v":"BTS66"},{"$f":"IF($E3655=DataInput!$B3654,DataInput!D3654,NA())","v":"Brunswick (CitiPower) 66 kV"},{"$f":"IF($E3655=DataInput!$B3654,DataInput!E3654,NA())","v":"Citipower"},{"$f":"IF($E3655=DataInput!$B3654,DataInput!F3654,NA())","v":"Summer"},{"$f":"IF($E3655=DataInput!$B3654,DataInput!G3654,NA())","v":"Coincident"},{"$f":"IF($E3655=DataInput!$B3654,DataInput!H3654,NA())","v":2020},{"$f":"IF($E3655=DataInput!$B3654,DataInput!I3654,NA())","v":"POE10"},{"$f":"IF($E3655=DataInput!$B3654,DataInput!J3654,NA())","v":321.54098323573601},{"$f":"IF($E3655=DataInput!$B3654,DataInput!K3654,NA())","v":0.98909816404585904},null,null,"VIC Brunswick (CitiPower) 66 kV",null,null,null,null,false,null,null,{"$error":"#N/A"},{"$error":"#N/A"},{"$error":"#N/A"},{"$error":"#N/A"},{"$error":"#N/A"},{"$error":"#N/A"},{"$error":"#N/A"},{"$error":"#N/A"},{"$error":"#N/A"},{"$error":"#N/A"}]
[null,{"$f":"IF(DataInput!B3701=$B$8,IF($B$9=$B$10,TRUE,IF(DataInput!E3701=$B$9,TRUE,FALSE)))","v":true},null,null,{"$f":"IF(B3702=TRUE,DataInput!B3701,NA())","v":"VIC"},{"$f":"IF($E3702=DataInput!$B3701,DataInput!C3701,NA())","v":"CBTS66A"},{"$f":"IF($E3702=DataInput!$B3701,DataInput!D3701,NA())","v":"Cranbourne (AusNet) 66 kV"},{"$f":"IF($E3702=DataInput!$B3701,DataInput!E3701,NA())","v":"AusNet"},{"$f":"IF($E3702=DataInput!$B3701,DataInput!F3701,NA())","v":"Summer"},{"$f":"IF($E3702=DataInput!$B3701,DataInput!G3701,NA())","v":"Coincident"},{"$f":"IF($E3702=DataInput!$B3701,DataInput!H3701,NA())","v":2017},{"$f":"IF($E3702=DataInput!$B3701,DataInput!I3701,NA())","v":"POE50"},{"$f":"IF($E3702=DataInput!$B3701,DataInput!J3701,NA())","v":264.13659087308002},{"$f":"IF($E3702=DataInput!$B3701,DataInput!K3701,NA())","v":1},null,null,"VIC Cranbourne (AusNet) 66 kV",null,null,null,null,false,null,null,{"$error":"#N/A"},{"$error":"#N/A"},{"$error":"#N/A"},{"$error":"#N/A"},{"$error":"#N/A"},{"$error":"#N/A"},{"$error":"#N/A"},{"$error":"#N/A"},{"$error":"#N/A"},{"$error":"#N/A"}]
[null,{"$f":"IF(DataInput!B3703=$B$8,IF($B$9=$B$10,TRUE,IF(DataInput!E3703=$B$9,TRUE,FALSE)))","v":true},null,null,{"$f":"IF(B3704=TRUE,DataInput!B3703,NA())","v":"VIC"},{"$f":"IF($E3704=DataInput!$B3703,DataInput!C3703,NA())","v":"CBTS66A"},{"$f":"IF($E3704=DataInput!$B3703,DataInput!D3703,NA())","v":"Cranbourne (AusNet) 66 kV"},{"$f":"IF($E3704=DataInput!$B3703,DataInput!E3703,NA())","v":"AusNet"},{"$f":"IF($E3704=DataInput!$B3703,DataInput!F3703,NA())","v":"Summer"},{"$f":"IF($E3704=DataInput!$B3703,DataInput!G3703,NA())","v":"Coincident"},{"$f":"IF($E3704=DataInput!$B3703,DataInput!H3703,NA())","v":2019},{"$f":"IF($E3704=DataInput!$B3703,DataInput!I3703,NA())","v":"POE50"},{"$f":"IF($E3704=DataInput!$B3703,DataInput!J3703,NA())","v":280.312288274769},{"$f":"IF($E3704=DataInput!$B3703,DataInput!K3703,NA())","v":0.99924362963593405},null,null,"VIC Cranbourne (AusNet) 66 kV",null,null,null,null,false,null,null,{"$error":"#N/A"},{"$error":"#N/A"},{"$error":"#N/A"},{"$error":"#N/A"},{"$error":"#N/A"},{"$error":"#N/A"},{"$error":"#N/A"},{"$error":"#N/A"},{"$error":"#N/A"},{"$error":"#N/A"}]
[null,{"$f":"IF(DataInput!B3750=$B$8,IF($B$9=$B$10,TRUE,IF(DataInput!E3750=$B$9,TRUE,FALSE)))","v":true},null,null,{"$f":"IF(B3751=TRUE,DataInput!B3750,NA())","v":"VIC"},{"$f":"IF($E3751=DataInput!$B3750,DataInput!C3750,NA())","v":"CBTS66U"},{"$f":"IF($E3751=DataInput!$B3750,DataInput!D3750,NA())","v":"Cranbourne (United Energy) 66 kV"},{"$f":"IF($E3751=DataInput!$B3750,DataInput!E3750,NA())","v":"United Energy"},{"$f":"IF($E3751=DataInput!$B3750,DataInput!F3750,NA())","v":"Summer"},{"$f":"IF($E3751=DataInput!$B3750,DataInput!G3750,NA())","v":"Coincident"},{"$f":"IF($E3751=DataInput!$B3750,DataInput!H3750,NA())","v":2026},{"$f":"IF($E3751=DataInput!$B3750,DataInput!I3750,NA())","v":"POE50"},{"$f":"IF($E3751=DataInput!$B3750,DataInput!J3750,NA())","v":191.51192910984901},{"$f":"IF($E3751=DataInput!$B3750,DataInput!K3750,NA())","v":1},null,null,"VIC Cranbourne (United Energy) 66 kV",null,null,null,null,false,null,null,{"$error":"#N/A"},{"$error":"#N/A"},{"$error":"#N/A"},{"$error":"#N/A"},{"$error":"#N/A"},{"$error":"#N/A"},{"$error":"#N/A"},{"$error":"#N/A"},{"$error":"#N/A"},{"$error":"#N/A"}]
[null,{"$f":"IF(DataInput!B3777=$B$8,IF($B$9=$B$10,TRUE,IF(DataInput!E3777=$B$9,TRUE,FALSE)))","v":true},null,null,{"$f":"IF(B3778=TRUE,DataInput!B3777,NA())","v":"VIC"},{"$f":"IF($E3778=DataInput!$B3777,DataInput!C3777,NA())","v":"DPTS"},{"$f":"IF($E3778=DataInput!$B3777,DataInput!D3777,NA())","v":"Deer Park (Powercor) 66 kV"},{"$f":"IF($E3778=DataInput!$B3777,DataInput!E3777,NA())","v":"Powercor"},{"$f":"IF($E3778=DataInput!$B3777,DataInput!F3777,NA())","v":"Summer"},{"$f":"IF($E3778=DataInput!$B3777,DataInput!G3777,NA())","v":"Coincident"},{"$f":"IF($E3778=DataInput!$B3777,DataInput!H3777,NA())","v":2023},{"$f":"IF($E3778=DataInput!$B3777,DataInput!I3777,NA())","v":"POE10"},{"$f":"IF($E3778=DataInput!$B3777,DataInput!J3777,NA())","v":215.66784030321699},{"$f":"IF($E3778=DataInput!$B3777,DataInput!K3777,NA())","v":1},null,null,"VIC Deer Park (Powercor) 66 kV",null,null,null,null,false,null,null,{"$error":"#N/A"},{"$error":"#N/A"},{"$error":"#N/A"},{"$error":"#N/A"},{"$error":"#N/A"},{"$error":"#N/A"},{"$error":"#N/A"},{"$error":"#N/A"},{"$error":"#N/A"},{"$error":"#N/A"}]
[null,{"$f":"IF(DataInput!B3798=$B$8,IF($B$9=$B$10,TRUE,IF(DataInput!E3798=$B$9,TRUE,FALSE)))","v":true},null,null,{"$f":"IF(B3799=TRUE,DataInput!B3798,NA())","v":"VIC"},{"$f":"IF($E3799=DataInput!$B3798,DataInput!C3798,NA())","v":"DPTS"},{"$f":"IF($E3799=DataInput!$B3798,DataInput!D3798,NA())","v":"Deer Park (Powercor) 66 kV"},{"$f":"IF($E3799=DataInput!$B3798,DataInput!E3798,NA())","v":"Powercor"},{"$f":"IF($E3799=DataInput!$B3798,DataInput!F3798,NA())","v":"Winter"},{"$f":"IF($E3799=DataInput!$B3798,DataInput!G3798,NA())","v":"Coincident"},{"$f":"IF($E3799=DataInput!$B3798,DataInput!H3798,NA())","v":2023},{"$f":"IF($E3799=DataInput!$B3798,DataInput!I3798,NA())","v":"POE10"},{"$f":"IF($E3799=DataInput!$B3798,DataInput!J3798,NA())","v":215.573405963504},{"$f":"IF($E3799=DataInput!$B3798,DataInput!K3798,NA())","v":1},null,null,"VIC Deer Park (Powercor) 66 kV",null,null,null,null,false,null,null,{"$error":"#N/A"},{"$error":"#N/A"},{"$error":"#N/A"},{"$error":"#N/A"},{"$error":"#N/A"},{"$error":"#N/A"},{"$error":"#N/A"},{"$error":"#N/A"},{"$error":"#N/A"},{"$error":"#N/A"}]
[null,{"$f":"IF(DataInput!B3829=$B$8,IF($B$9=$B$10,TRUE,IF(DataInput!E3829=$B$9,TRUE,FALSE)))","v":true},null,null,{"$f":"IF(B3830=TRUE,DataInput!B3829,NA())","v":"VIC"},{"$f":"IF($E3830=DataInput!$B3829,DataInput!C3829,NA())","v":"ERTS1266A"},{"$f":"IF($E3830=DataInput!$B3829,DataInput!D3829,NA())","v":"East Rowville 12 (AusNet) 66 kV"},{"$f":"IF($E3830=DataInput!$B3829,DataInput!E3829,NA())","v":"AusNet"},{"$f":"IF($E3830=DataInput!$B3829,DataInput!F3829,NA())","v":"Summer"},{"$f":"IF($E3830=DataInput!$B3829,DataInput!G3829,NA())","v":"Coincident"},{"$f":"IF($E3830=DataInput!$B3829,DataInput!H3829,NA())","v":2025},{"$f":"IF($E3830=DataInput!$B3829,DataInput!I3829,NA())","v":"POE50"},{"$f":"IF($E3830=DataInput!$B3829,DataInput!J3829,NA())","v":75.884499699751103},{"$f":"IF($E3830=DataInput!$B3829,DataInput!K3829,NA())","v":1},null,null,"VIC East Rowville 12 (AusNet) 66 kV",null,null,null,null,false,null,null,{"$error":"#N/A"},{"$error":"#N/A"},{"$error":"#N/A"},{"$error":"#N/A"},{"$error":"#N/A"},{"$error":"#N/A"},{"$error":"#N/A"},{"$error":"#N/A"},{"$error":"#N/A"},{"$error":"#N/A"}]
[null,{"$f":"IF(DataInput!B3860=$B$8,IF($B$9=$B$10,TRUE,IF(DataInput!E3860=$B$9,TRUE,FALSE)))","v":true},null,null,{"$f":"IF(B3861=TRUE,DataInput!B3860,NA())","v":"VIC"},{"$f":"IF($E3861=DataInput!$B3860,DataInput!C3860,NA())","v":"ERTS1266U"},{"$f":"IF($E3861=DataInput!$B3860,DataInput!D3860,NA())","v":"East Rowville 12 (United Energy) 66 kV"},{"$f":"IF($E3861=DataInput!$B3860,DataInput!E3860,NA())","v":"United Energy"},{"$f":"IF($E3861=DataInput!$B3860,DataInput!F3860,NA())","v":"Summer"},{"$f":"IF($E3861=DataInput!$B3860,DataInput!G3860,NA())","v":"Coincident"},{"$f":"IF($E3861=DataInput!$B3860,DataInput!H3860,NA())","v":2026},{"$f":"IF($E3861=DataInput!$B3860,DataInput!I3860,NA())","v":"POE10"},{"$f":"IF($E3861=DataInput!$B3860,DataInput!J3860,NA())","v":138.89565278659501},{"$f":"IF($E3861=DataInput!$B3860,DataInput!K3860,NA())","v":1},null,null,"VIC East Rowville 12 (United Energy) 66 kV",null,null,null,null,false,null,null,{"$error":"#N/A"},{"$error":"#N/A"},{"$error":"#N/A"},{"$error":"#N/A"},{"$error":"#N/A"},{"$error":"#N/A"},{"$error":"#N/A"},{"$error":"#N/A"},{"$error":"#N/A"},{"$error":"#N/A"}]
[null,{"$f":"IF(DataInput!B3876=$B$8,IF($B$9=$B$10,TRUE,IF(DataInput!E3876=$B$9,TRUE,FALSE)))","v":true},null,null,{"$f":"IF(B3877=TRUE,DataInput!B3876,NA())","v":"VIC"},{"$f":"IF($E3877=DataInput!$B3876,DataInput!C3876,NA())","v":"ERTS1266U"},{"$f":"IF($E3877=DataInput!$B3876,DataInput!D3876,NA())","v":"East Rowville 12 (United Energy) 66 kV"},{"$f":"IF($E3877=DataInput!$B3876,DataInput!E3876,NA())","v":"United Energy"},{"$f":"IF($E3877=DataInput!$B3876,DataInput!F3876,NA())","v":"Winter"},{"$f":"IF($E3877=DataInput!$B3876,DataInput!G3876,NA())","v":"Coincident"},{"$f":"IF($E3877=DataInput!$B3876,DataInput!H3876,NA())","v":2021},{"$f":"IF($E3877=DataInput!$B3876,DataInput!I3876,NA())","v":"POE10"},{"$f":"IF($E3877=DataInput!$B3876,DataInput!J3876,NA())","v":113.97827025146501},{"$f":"IF($E3877=DataInput!$B3876,DataInput!K3876,NA())","v":1},null,null,"VIC East Rowville 12 (United Energy) 66 kV",null,null,null,null,false,null,null,{"$error":"#N/A"},{"$error":"#N/A"},{"$error":"#N/A"},{"$error":"#N/A"},{"$error":"#N/A"},{"$error":"#N/A"},{"$error":"#N/A"},{"$error":"#N/A"},{"$error":"#N/A"},{"$error":"#N/A"}]
[null,{"$f":"IF(DataInput!B3908=$B$8,IF($B$9=$B$10,TRUE,IF(DataInput!E3908=$B$9,TRUE,FALSE)))","v":true},null,null,{"$f":"IF(B3909=TRUE,DataInput!B3908,NA())","v":"VIC"},{"$f":"IF($E3909=DataInput!$B3908,DataInput!C3908,NA())","v":"ERTS3466A"},{"$f":"IF($E3909=DataInput!$B3908,DataInput!D3908,NA())","v":"East Rowville 34 (AusNet) 66 kV"},{"$f":"IF($E3909=DataInput!$B3908,DataInput!E3908,NA())","v":"AusNet"},{"$f":"IF($E3909=DataInput!$B3908,DataInput!F3908,NA())","v":"Summer"},{"$f":"IF($E3909=DataInput!$B3908,DataInput!G3908,NA())","v":"Coincident"},{"$f":"IF($E3909=DataInput!$B3908,DataInput!H3908,NA())","v":2024},{"$f":"IF($E3909=DataInput!$B3908,DataInput!I3908,NA())","v":"POE50"},{"$f":"IF($E3909=DataInput!$B3908,DataInput!J3908,NA())","v":51.057326344791498},{"$f":"IF($E3909=DataInput!$B3908,DataInput!K3908,NA())","v":1},null,null,"VIC East Rowville 34 (AusNet) 66 kV",null,null,null,null,false,null,null,{"$error":"#N/A"},{"$error":"#N/A"},{"$error":"#N/A"},{"$error":"#N/A"},{"$error":"#N/A"},{"$error":"#N/A"},{"$error":"#N/A"},{"$error":"#N/A"},{"$error":"#N/A"},{"$error":"#N/A"}]
[null,{"$f":"IF(DataInput!B3939=$B$8,IF($B$9=$B$10,TRUE,IF(DataInput!E3939=$B$9,TRUE,FALSE)))","v":true},null,null,{"$f":"IF(B3940=TRUE,DataInput!B3939,NA())","v":"VIC"},{"$f":"IF($E3940=DataInput!$B3939,DataInput!C3939,NA())","v":"ERTS3466U"},{"$f":"IF($E3940=DataInput!$B3939,DataInput!D3939,NA())","v":"East Rowville 34 (United Energy) 66 kV"},{"$f":"IF($E3940=DataInput!$B3939,DataInput!E3939,NA())","v":"United Energy"},{"$f":"IF($E3940=DataInput!$B3939,DataInput!F3939,NA())","v":"Summer"},{"$f":"IF($E3940=DataInput!$B3939,DataInput!G3939,NA())","v":"Coincident"},{"$f":"IF($E3940=DataInput!$B3939,DataInput!H3939,NA())","v":2025},{"$f":"IF($E3940=DataInput!$B3939,DataInput!I3939,NA())","v":"POE10"},{"$f":"IF($E3940=DataInput!$B3939,DataInput!J3939,NA())","v":166.594592699157},{"$f":"IF($E3940=DataInput!$B3939,DataInput!K3939,NA())","v":0.89097519370549805},null,null,"VIC East Rowville 34 (United Energy) 66 kV",null,null,null,null,false,null,null,{"$error":"#N/A"},{"$error":"#N/A"},{"$error":"#N/A"},{"$error":"#N/A"},{"$error":"#N/A"},{"$error":"#N/A"},{"$error":"#N/A"},{"$error":"#N/A"},{"$error":"#N/A"},{"$error":"#N/A"}]
[null,{"$f":"IF(DataInput!B3986=$B$8,IF($B$9=$B$10,TRUE,IF(DataInput!E3986=$B$9,TRUE,FALSE)))","v":true},null,null,{"$f":"IF(B3987=TRUE,DataInput!B3986,NA())","v":"VIC"},{"$f":"IF($E3987=DataInput!$B3986,DataInput!C3986,NA())","v":"FBTS66C"},{"$f":"IF($E3987=DataInput!$B3986,DataInput!D3986,NA())","v":"Fishermans Bend (Citipower) 66 kV"},{"$f":"IF($E3987=DataInput!$B3986,DataInput!E3986,NA())","v":"Citipower"},{"$f":"IF($E3987=DataInput!$B3986,DataInput!F3986,NA())","v":"Summer"},{"$f":"IF($E3987=DataInput!$B3986,DataInput!G3986,NA())","v":"Coincident"},{"$f":"IF($E3987=DataInput!$B3986,DataInput!H3986,NA())","v":2022},{"$f":"IF($E3987=DataInput!$B3986,DataInput!I3986,NA())","v":"POE50"},{"$f":"IF($E3987=DataInput!$B3986,DataInput!J3986,NA())","v":273.64416084238002},{"$f":"IF($E3987=DataInput!$B3986,DataInput!K3986,NA())","v":1},null,null,"VIC Fishermans Bend (Citipower) 66 kV",null,null,null,null,false,null,null,{"$error":"#N/A"},{"$error":"#N/A"},{"$error":"#N/A"},{"$error":"#N/A"},{"$error":"#N/A"},{"$error":"#N/A"},{"$error":"#N/A"},{"$error":"#N/A"},{"$error":"#N/A"},{"$error":"#N/A"}]
[null,{"$f":"IF(DataInput!B3999=$B$8,IF($B$9=$B$10,TRUE,IF(DataInput!E3999=$B$9,TRUE,FALSE)))","v":true},null,null,{"$f":"IF(B4000=TRUE,DataInput!B3999,NA())","v":"VIC"},{"$f":"IF($E4000=DataInput!$B3999,DataInput!C3999,NA())","v":"FBTS66C"},{"$f":"IF($E4000=DataInput!$B3999,DataInput!D3999,NA())","v":"Fishermans Bend (Citipower) 66 kV"},{"$f":"IF($E4000=DataInput!$B3999,DataInput!E3999,NA())","v":"Citipower"},{"$f":"IF($E4000=DataInput!$B3999,DataInput!F3999,NA())","v":"Winter"},{"$f":"IF($E4000=DataInput!$B3999,DataInput!G3999,NA())","v":"Coincident"},{"$f":"IF($E4000=DataInput!$B3999,DataInput!H3999,NA())","v":2024},{"$f":"IF($E4000=DataInput!$B3999,DataInput!I3999,NA())","v":"POE10"},{"$f":"IF($E4000=DataInput!$B3999,DataInput!J3999,NA())","v":248.04874670655801},{"$f":"IF($E4000=DataInput!$B3999,DataInput!K3999,NA())","v":1},null,null,"VIC Fishermans Bend (Citipower) 66 kV",null,null,null,null,false,null,null,{"$error":"#N/A"},{"$error":"#N/A"},{"$error":"#N/A"},{"$error":"#N/A"},{"$error":"#N/A"},{"$error":"#N/A"},{"$error":"#N/A"},{"$error":"#N/A"},{"$error":"#N/A"},{"$error":"#N/A"}]
[null,{"$f":"IF(DataInput!B4034=$B$8,IF($B$9=$B$10,TRUE,IF(DataInput!E4034=$B$9,TRUE,FALSE)))","v":true},null,null,{"$f":"IF(B4035=TRUE,DataInput!B4034,NA())","v":"VIC"},{"$f":"IF($E4035=DataInput!$B4034,DataInput!C4034,NA())","v":"FBTS66P"},{"$f":"IF($E4035=DataInput!$B4034,DataInput!D4034,NA())","v":"Fishermans Bend (Powercor) 66 kV"},{"$f":"IF($E4035=DataInput!$B4034,DataInput!E4034,NA())","v":"Powercor"},{"$f":"IF($E4035=DataInput!$B4034,DataInput!F4034,NA())","v":"Winter"},{"$f":"IF($E4035=DataInput!$B4034,DataInput!G4034,NA())","v":"Coincident"},{"$f":"IF($E4035=DataInput!$B4034,DataInput!H4034,NA())","v":2019},{"$f":"IF($E4035=DataInput!$B4034,DataInput!I4034,NA())","v":"POE10"},{"$f":"IF($E4035=DataInput!$B4034,DataInput!J4034,NA())","v":17.2249957459752},{"$f":"IF($E4035=DataInput!$B4034,DataInput!K4034,NA())","v":1},null,null,"VIC Fishermans Bend (Powercor) 66 kV",null,null,null,null,false,null,null,{"$error":"#N/A"},{"$error":"#N/A"},{"$error":"#N/A"},{"$error":"#N/A"},{"$error":"#N/A"},{"$error":"#N/A"},{"$error":"#N/A"},{"$error":"#N/A"},{"$error":"#N/A"},{"$error":"#N/A"}]
[null,{"$f":"IF(DataInput!B4065=$B$8,IF($B$9=$B$10,TRUE,IF(DataInput!E4065=$B$9,TRUE,FALSE)))","v":true},null,null,{"$f":"IF(B4066=TRUE,DataInput!B4065,NA())","v":"VIC"},{"$f":"IF($E4066=DataInput!$B4065,DataInput!C4065,NA())","v":"FVTS220"},{"$f":"IF($E4066=DataInput!$B4065,DataInput!D4065,NA())","v":"Fosterville 220 kV"},{"$f":"IF($E4066=DataInput!$B4065,DataInput!E4065,NA())","v":"Direct connect"},{"$f":"IF($E4066=DataInput!$B4065,DataInput!F4065,NA())","v":"Summer"},{"$f":"IF($E4066=DataInput!$B4065,DataInput!G4065,NA())","v":"Coincident"},{"$f":"IF($E4066=DataInput!$B4065,DataInput!H4065,NA())","v":2021},{"$f":"IF($E4066=DataInput!$B4065,DataInput!I4065,NA())","v":"POE50"},{"$f":"IF($E4066=DataInput!$B4065,DataInput!J4065,NA())","v":"NA"},{"$f":"IF($E4066=DataInput!$B4065,DataInput!K4065,NA())","v":"NA"},null,null,"VIC Fosterville 220 kV",null,null,null,null,false,null,null,{"$error":"#N/A"},{"$error":"#N/A"},{"$error":"#N/A"},{"$error":"#N/A"},{"$error":"#N/A"},{"$error":"#N/A"},{"$error":"#N/A"},{"$error":"#N/A"},{"$error":"#N/A"},{"$error":"#N/A"}]
[null,{"$f":"IF(DataInput!B4096=$B$8,IF($B$9=$B$10,TRUE,IF(DataInput!E4096=$B$9,TRUE,FALSE)))","v":true},null,null,{"$f":"IF(B4097=TRUE,DataInput!B4096,NA())","v":"VIC"},{"$f":"IF($E4097=DataInput!$B4096,DataInput!C4096,NA())","v":"GNTS66"},{"$f":"IF($E4097=DataInput!$B4096,DataInput!D4096,NA())","v":"Glenrowan (AusNet) 66 kV"},{"$f":"IF($E4097=DataInput!$B4096,DataInput!E4096,NA())","v":"AusNet"},{"$f":"IF($E4097=DataInput!$B4096,DataInput!F4096,NA())","v":"Summer"},{"$f":"IF($E4097=DataInput!$B4096,DataInput!G4096,NA())","v":"Coincident"},{"$f":"IF($E4097=DataInput!$B4096,DataInput!H4096,NA())","v":2022},{"$f":"IF($E4097=DataInput!$B4096,DataInput!I4096,NA())","v":"POE10"},{"$f":"IF($E4097=DataInput!$B4096,DataInput!J4096,NA())","v":88.276003944951697},{"$f":"IF($E4097=DataInput!$B4096,DataInput!K4096,NA())","v":0.86738961593030495},null,null,"VIC Glenrowan (AusNet) 66 kV",null,null,null,null,false,null,null,{"$error":"#N/A"},{"$error":"#N/A"},{"$error":"#N/A"},{"$error":"#N/A"},{"$error":"#N/A"},{"$error":"#N/A"},{"$error":"#N/A"},{"$error":"#N/A"},{"$error":"#N/A"},{"$error":"#N/A"}]
[null,{"$f":"IF(DataInput!B4126=$B$8,IF($B$9=$B$10,TRUE,IF(DataInput!E4126=$B$9,TRUE,FALSE)))","v":true},null,null,{"$f":"IF(B4127=TRUE,DataInput!B4126,NA())","v":"VIC"},{"$f":"IF($E4127=DataInput!$B4126,DataInput!C4126,NA())","v":"GNTS66"},{"$f":"IF($E4127=DataInput!$B4126,DataInput!D4126,NA())","v":"Glenrowan (AusNet) 66 kV"},{"$f":"IF($E4127=DataInput!$B4126,DataInput!E4126,NA())","v":"AusNet"},{"$f":"IF($E4127=DataInput!$B4126,DataInput!F4126,NA())","v":"Winter"},{"$f":"IF($E4127=DataInput!$B4126,DataInput!G4126,NA())","v":"Coincident"},{"$f":"IF($E4127=DataInput!$B4126,DataInput!H4126,NA())","v":2021},{"$f":"IF($E4127=DataInput!$B4126,DataInput!I4126,NA())","v":"POE50"},{"$f":"IF($E4127=DataInput!$B4126,DataInput!J4126,NA())","v":86.912535020454996},{"$f":"IF($E4127=DataInput!$B4126,DataInput!K4126,NA())","v":0.89087544229656102},null,null,"VIC Glenrowan (AusNet) 66 kV",null,null,null,null,false,null,null,{"$error":"#N/A"},{"$error":"#N/A"},{"$error":"#N/A"},{"$error":"#N/A"},{"$error":"#N/A"},{"$error":"#N/A"},{"$error":"#N/A"},{"$error":"#N/A"},{"$error":"#N/A"},{"$error":"#N/A"}]
[null,{"$f":"IF(DataInput!B4144=$B$8,IF($B$9=$B$10,TRUE,IF(DataInput!E4144=$B$9,TRUE,FALSE)))","v":true},null,null,{"$f":"IF(B4145=TRUE,DataInput!B4144,NA())","v":"VIC"},{"$f":"IF($E4145=DataInput!$B4144,DataInput!C4144,NA())","v":"GTS1266"},{"$f":"IF($E4145=DataInput!$B4144,DataInput!D4144,NA())","v":"Geelong 12 (Powercor) 66 kV"},{"$f":"IF($E4145=DataInput!$B4144,DataInput!E4144,NA())","v":"Powercor"},{"$f":"IF($E4145=DataInput!$B4144,DataInput!F4144,NA())","v":"Summer"},{"$f":"IF($E4145=DataInput!$B4144,DataInput!G4144,NA())","v":"Coincident"},{"$f":"IF($E4145=DataInput!$B4144,DataInput!H4144,NA())","v":2020},{"$f":"IF($E4145=DataInput!$B4144,DataInput!I4144,NA())","v":"POE50"},{"$f":"IF($E4145=DataInput!$B4144,DataInput!J4144,NA())","v":150.340124483382},{"$f":"IF($E4145=DataInput!$B4144,DataInput!K4144,NA())","v":0.96144886631845405},null,null,"VIC Geelong 12 (Powercor) 66 kV",null,null,null,null,false,null,null,{"$error":"#N/A"},{"$error":"#N/A"},{"$error":"#N/A"},{"$error":"#N/A"},{"$error":"#N/A"},{"$error":"#N/A"},{"$error":"#N/A"},{"$error":"#N/A"},{"$error":"#N/A"},{"$error":"#N/A"}]
[null,{"$f":"IF(DataInput!B4162=$B$8,IF($B$9=$B$10,TRUE,IF(DataInput!E4162=$B$9,TRUE,FALSE)))","v":true},null,null,{"$f":"IF(B4163=TRUE,DataInput!B4162,NA())","v":"VIC"},{"$f":"IF($E4163=DataInput!$B4162,DataInput!C4162,NA())","v":"GTS1266"},{"$f":"IF($E4163=DataInput!$B4162,DataInput!D4162,NA())","v":"Geelong 12 (Powercor) 66 kV"},{"$f":"IF($E4163=DataInput!$B4162,DataInput!E4162,NA())","v":"Powercor"},{"$f":"IF($E4163=DataInput!$B4162,DataInput!F4162,NA())","v":"Winter"},{"$f":"IF($E4163=DataInput!$B4162,DataInput!G4162,NA())","v":"Coincident"},{"$f":"IF($E4163=DataInput!$B4162,DataInput!H4162,NA())","v":2017},{"$f":"IF($E4163=DataInput!$B4162,DataInput!I4162,NA())","v":"POE50"},{"$f":"IF($E4163=DataInput!$B4162,DataInput!J4162,NA())","v":153.04220179258499},{"$f":"IF($E4163=DataInput!$B4162,DataInput!K4162,NA())","v":1},null,null,"VIC Geelong 12 (Powercor) 66 kV",null,null,null,null,false,null,null,{"$error":"#N/A"},{"$error":"#N/A"},{"$error":"#N/A"},{"$error":"#N/A"},{"$error":"#N/A"},{"$error":"#N/A"},{"$error":"#N/A"},{"$error":"#N/A"},{"$error":"#N/A"},{"$error":"#N/A"}]
[null,{"$f":"IF(DataInput!B4193=$B$8,IF($B$9=$B$10,TRUE,IF(DataInput!E4193=$B$9,TRUE,FALSE)))","v":true},null,null,{"$f":"IF(B4194=TRUE,DataInput!B4193,NA())","v":"VIC"},{"$f":"IF($E4194=DataInput!$B4193,DataInput!C4193,NA())","v":"GTS3466"},{"$f":"IF($E4194=DataInput!$B4193,DataInput!D4193,NA())","v":"Geelong 34 (Powercor) 66 kV"},{"$f":"IF($E4194=DataInput!$B4193,DataInput!E4193,NA())","v":"Powercor"},{"$f":"IF($E4194=DataInput!$B4193,DataInput!F4193,NA())","v":"Winter"},{"$f":"IF($E4194=DataInput!$B4193,DataInput!G4193,NA())","v":"Coincident"},{"$f":"IF($E4194=DataInput!$B4193,DataInput!H4193,NA())","v":2018},{"$f":"IF($E4194=DataInput!$B4193,DataInput!I4193,NA())","v":"POE10"},{"$f":"IF($E4194=DataInput!$B4193,DataInput!J4193,NA())","v":199.04735160089899},{"$f":"IF($E4194=DataInput!$B4193,DataInput!K4193,NA())","v":1},null,null,"VIC Geelong 34 (Powercor) 66 kV",null,null,null,null,false,null,null,{"$error":"#N/A"},{"$error":"#N/A"},{"$error":"#N/A"},{"$error":"#N/A"},{"$error":"#N/A"},{"$error":"#N/A"},{"$error":"#N/A"},{"$error":"#N/A"},{"$error":"#N/A"},{"$error":"#N/A"}]
[null,{"$f":"IF(DataInput!B4221=$B$8,IF($B$9=$B$10,TRUE,IF(DataInput!E4221=$B$9,TRUE,FALSE)))","v":true},null,null,{"$f":"IF(B4222=TRUE,DataInput!B4221,NA())","v":"VIC"},{"$f":"IF($E4222=DataInput!$B4221,DataInput!C4221,NA())","v":"HOTS66"},{"$f":"IF($E4222=DataInput!$B4221,DataInput!D4221,NA())","v":"Horsham (Powercor) 66 kV"},{"$f":"IF($E4222=DataInput!$B4221,DataInput!E4221,NA())","v":"Powercor"},{"$f":"IF($E4222=DataInput!$B4221,DataInput!F4221,NA())","v":"Summer"},{"$f":"IF($E4222=DataInput!$B4221,DataInput!G4221,NA())","v":"Coincident"},{"$f":"IF($E4222=DataInput!$B4221,DataInput!H4221,NA())","v":2017},{"$f":"IF($E4222=DataInput!$B4221,DataInput!I4221,NA())","v":"POE50"},{"$f":"IF($E4222=DataInput!$B4221,DataInput!J4221,NA())","v":63.426445307458401},{"$f":"IF($E4222=DataInput!$B4221,DataInput!K4221,NA())","v":0.87946301218808498},null,null,"VIC Horsham (Powercor) 66 kV",null,null,null,null,false,null,null,{"$error":"#N/A"},{"$error":"#N/A"},{"$error":"#N/A"},{"$error":"#N/A"},{"$error":"#N/A"},{"$error":"#N/A"},{"$error":"#N/A"},{"$error":"#N/A"},{"$error":"#N/A"},{"$error":"#N/A"}]
[null,{"$f":"IF(DataInput!B4270=$B$8,IF($B$9=$B$10,TRUE,IF(DataInput!E4270=$B$9,TRUE,FALSE)))","v":true},null,null,{"$f":"IF(B4271=TRUE,DataInput!B4270,NA())","v":"VIC"},{"$f":"IF($E4271=DataInput!$B4270,DataInput!C4270,NA())","v":"HTS66"},{"$f":"IF($E4271=DataInput!$B4270,DataInput!D4270,NA())","v":"Heatherton (United Energy) 66 kV"},{"$f":"IF($E4271=DataInput!$B4270,DataInput!E4270,NA())","v":"United Energy"},{"$f":"IF($E4271=DataInput!$B4270,DataInput!F4270,NA())","v":"Summer"},{"$f":"IF($E4271=DataInput!$B4270,DataInput!G4270,NA())","v":"Coincident"},{"$f":"IF($E4271=DataInput!$B4270,DataInput!H4270,NA())","v":2026},{"$f":"IF($E4271=DataInput!$B4270,DataInput!I4270,NA())","v":"POE50"},{"$f":"IF($E4271=DataInput!$B4270,DataInput!J4270,NA())","v":299.22725942020497},{"$f":"IF($E4271=DataInput!$B4270,DataInput!K4270,NA())","v":1},null,null,"VIC Heatherton (United Energy) 66 kV",null,null,null,null,false,null,null,{"$error":"#N/A"},{"$error":"#N/A"},{"$error":"#N/A"},{"$error":"#N/A"},{"$error":"#N/A"},{"$error":"#N/A"},{"$error":"#N/A"},{"$error":"#N/A"},{"$error":"#N/A"},{"$error":"#N/A"}]
[null,{"$f":"IF(DataInput!B4301=$B$8,IF($B$9=$B$10,TRUE,IF(DataInput!E4301=$B$9,TRUE,FALSE)))","v":true},null,null,{"$f":"IF(B4302=TRUE,DataInput!B4301,NA())","v":"VIC"},{"$f":"IF($E4302=DataInput!$B4301,DataInput!C4301,NA())","v":"HYTS22"},{"$f":"IF($E4302=DataInput!$B4301,DataInput!D4301,NA())","v":"Heywood (Powercor) 22 kV"},{"$f":"IF($E4302=DataInput!$B4301,DataInput!E4301,NA())","v":"Powercor"},{"$f":"IF($E4302=DataInput!$B4301,DataInput!F4301,NA())","v":"Summer"},{"$f":"IF($E4302=DataInput!$B4301,DataInput!G4301,NA())","v":"Coincident"},{"$f":"IF($E4302=DataInput!$B4301,DataInput!H4301,NA())","v":2017},{"$f":"IF($E4302=DataInput!$B4301,DataInput!I4301,NA())","v":"POE50"},{"$f":"IF($E4302=DataInput!$B4301,DataInput!J4301,NA())","v":0.82161592430028396},{"$f":"IF($E4302=DataInput!$B4301,DataInput!K4301,NA())","v":0.47722080202851402},null,null,"VIC Heywood (Powercor) 22 kV",null,null,null,null,false,null,null,{"$error":"#N/A"},{"$error":"#N/A"},{"$error":"#N/A"},{"$error":"#N/A"},{"$error":"#N/A"},{"$error":"#N/A"},{"$error":"#N/A"},{"$error":"#N/A"},{"$error":"#N/A"},{"$error":"#N/A"}]
[null,{"$f":"IF(DataInput!B4332=$B$8,IF($B$9=$B$10,TRUE,IF(DataInput!E4332=$B$9,TRUE,FALSE)))","v":true},null,null,{"$f":"IF(B4333=TRUE,DataInput!B4332,NA())","v":"VIC"},{"$f":"IF($E4333=DataInput!$B4332,DataInput!C4332,NA())","v":"JLA220"},{"$f":"IF($E4333=DataInput!$B4332,DataInput!D4332,NA())","v":"John Lysaght 220 kV"},{"$f":"IF($E4333=DataInput!$B4332,DataInput!E4332,NA())","v":"Direct Connect"},{"$f":"IF($E4333=DataInput!$B4332,DataInput!F4332,NA())","v":"Summer"},{"$f":"IF($E4333=DataInput!$B4332,DataInput!G4332,NA())","v":"Coincident"},{"$f":"IF($E4333=DataInput!$B4332,DataInput!H4332,NA())","v":2018},{"$f":"IF($E4333=DataInput!$B4332,DataInput!I4332,NA())","v":"POE10"},{"$f":"IF($E4333=DataInput!$B4332,DataInput!J4332,NA())","v":"NA"},{"$f":"IF($E4333=DataInput!$B4332,DataInput!K4332,NA())","v":"NA"},null,null,"VIC John Lysaght 220 kV",null,null,null,null,false,null,null,{"$error":"#N/A"},{"$error":"#N/A"},{"$error":"#N/A"},{"$error":"#N/A"},{"$error":"#N/A"},{"$error":"#N/A"},{"$error":"#N/A"},{"$error":"#N/A"},{"$error":"#N/A"},{"$error":"#N/A"}]
[null,{"$f":"IF(DataInput!B4348=$B$8,IF($B$9=$B$10,TRUE,IF(DataInput!E4348=$B$9,TRUE,FALSE)))","v":true},null,null,{"$f":"IF(B4349=TRUE,DataInput!B4348,NA())","v":"VIC"},{"$f":"IF($E4349=DataInput!$B4348,DataInput!C4348,NA())","v":"JLA220"},{"$f":"IF($E4349=DataInput!$B4348,DataInput!D4348,NA())","v":"John Lysaght 220 kV"},{"$f":"IF($E4349=DataInput!$B4348,DataInput!E4348,NA())","v":"Direct Connect"},{"$f":"IF($E4349=DataInput!$B4348,DataInput!F4348,NA())","v":"Summer"},{"$f":"IF($E4349=DataInput!$B4348,DataInput!G4348,NA())","v":"Coincident"},{"$f":"IF($E4349=DataInput!$B4348,DataInput!H4348,NA())","v":2024},{"$f":"IF($E4349=DataInput!$B4348,DataInput!I4348,NA())","v":"POE50"},{"$f":"IF($E4349=DataInput!$B4348,DataInput!J4348,NA())","v":"NA"},{"$f":"IF($E4349=DataInput!$B4348,DataInput!K4348,NA())","v":"NA"},null,null,"VIC John Lysaght 220 kV",null,null,null,null,false,null,null,{"$error":"#N/A"},{"$f":"IF($V4349=TRUE,F4349,NA())","v":{"$error":"#N/A"}},{"$f":"IF($V4349=TRUE,G4349,NA())","v":{"$error":"#N/A"}},{"$f":"IF($V4349=TRUE,H4349,NA())","v":{"$error":"#N/A"}},{"$f":"IF($V4349=TRUE,I4349,NA())","v":{"$error":"#N/A"}},{"$f":"IF($V4349=TRUE,J4349,NA())","v":{"$error":"#N/A"}},{"$f":"IF($V4349=TRUE,K4349,NA())","v":{"$error":"#N/A"}},{"$f":"IF($V4349=TRUE,L4349,NA())","v":{"$error":"#N/A"}},{"$f":"IF($V4349=TRUE,M4349,NA())","v":{"$error":"#N/A"}},{"$f":"IF($V4349=TRUE,N4349,NA())","v":{"$error":"#N/A"}}]
[null,{"$f":"IF(DataInput!B4380=$B$8,IF($B$9=$B$10,TRUE,IF(DataInput!E4380=$B$9,TRUE,FALSE)))","v":true},null,null,{"$f":"IF(B4381=TRUE,DataInput!B4380,NA())","v":"VIC"},{"$f":"IF($E4381=DataInput!$B4380,DataInput!C4380,NA())","v":"KGTS22"},{"$f":"IF($E4381=DataInput!$B4380,DataInput!D4380,NA())","v":"Kerang (Powercor) 22 kV"},{"$f":"IF($E4381=DataInput!$B4380,DataInput!E4380,NA())","v":"Powercor"},{"$f":"IF($E4381=DataInput!$B4380,DataInput!F4380,NA())","v":"Summer"},{"$f":"IF($E4381=DataInput!$B4380,DataInput!G4380,NA())","v":"Coincident"},{"$f":"IF($E4381=DataInput!$B4380,DataInput!H4380,NA())","v":2026},{"$f":"IF($E4381=DataInput!$B4380,DataInput!I4380,NA())","v":"POE10"},{"$f":"IF($E4381=DataInput!$B4380,DataInput!J4380,NA())","v":14.525545657304599},{"$f":"IF($E4381=DataInput!$B4380,DataInput!K4380,NA())","v":0.93590653005161795},null,null,"VIC Kerang (Powercor) 22 kV",null,null,null,null,false,null,null,{"$error":"#N/A"},{"$error":"#N/A"},{"$error":"#N/A"},{"$error":"#N/A"},{"$error":"#N/A"},{"$error":"#N/A"},{"$error":"#N/A"},{"$error":"#N/A"},{"$error":"#N/A"},{"$error":"#N/A"}]
[null,{"$f":"IF(DataInput!B4398=$B$8,IF($B$9=$B$10,TRUE,IF(DataInput!E4398=$B$9,TRUE,FALSE)))","v":true},null,null,{"$f":"IF(B4399=TRUE,DataInput!B4398,NA())","v":"VIC"},{"$f":"IF($E4399=DataInput!$B4398,DataInput!C4398,NA())","v":"KGTS22"},{"$f":"IF($E4399=DataInput!$B4398,DataInput!D4398,NA())","v":"Kerang (Powercor) 22 kV"},{"$f":"IF($E4399=DataInput!$B4398,DataInput!E4398,NA())","v":"Powercor"},{"$f":"IF($E4399=DataInput!$B4398,DataInput!F4398,NA())","v":"Winter"},{"$f":"IF($E4399=DataInput!$B4398,DataInput!G4398,NA())","v":"Coincident"},{"$f":"IF($E4399=DataInput!$B4398,DataInput!H4398,NA())","v":2023},{"$f":"IF($E4399=DataInput!$B4398,DataInput!I4398,NA())","v":"POE10"},{"$f":"IF($E4399=DataInput!$B4398,DataInput!J4398,NA())","v":9.3135085448211505},{"$f":"IF($E4399=DataInput!$B4398,DataInput!K4398,NA())","v":0.71791672976523202},null,null,"VIC Kerang (Powercor) 22 kV",null,null,null,null,false,null,null,{"$error":"#N/A"},{"$error":"#N/A"},{"$error":"#N/A"},{"$error":"#N/A"},{"$error":"#N/A"},{"$error":"#N/A"},{"$error":"#N/A"},{"$error":"#N/A"},{"$error":"#N/A"},{"$error":"#N/A"}]
[null,{"$f":"IF(DataInput!B4429=$B$8,IF($B$9=$B$10,TRUE,IF(DataInput!E4429=$B$9,TRUE,FALSE)))","v":true},null,null,{"$f":"IF(B4430=TRUE,DataInput!B4429,NA())","v":"VIC"},{"$f":"IF($E4430=DataInput!$B4429,DataInput!C4429,NA())","v":"KGTS66"},{"$f":"IF($E4430=DataInput!$B4429,DataInput!D4429,NA())","v":"Kerang (Powercor) 66 kV"},{"$f":"IF($E4430=DataInput!$B4429,DataInput!E4429,NA())","v":"Powercor"},{"$f":"IF($E4430=DataInput!$B4429,DataInput!F4429,NA())","v":"Summer"},{"$f":"IF($E4430=DataInput!$B4429,DataInput!G4429,NA())","v":"Coincident"},{"$f":"IF($E4430=DataInput!$B4429,DataInput!H4429,NA())","v":2025},{"$f":"IF($E4430=DataInput!$B4429,DataInput!I4429,NA())","v":"POE50"},{"$f":"IF($E4430=DataInput!$B4429,DataInput!J4429,NA())","v":60.812805987135803},{"$f":"IF($E4430=DataInput!$B4429,DataInput!K4429,NA())","v":0.97240476822966804},null,null,"VIC Kerang (Powercor) 66 kV",null,null,null,null,false,null,null,{"$error":"#N/A"},{"$error":"#N/A"},{"$error":"#N/A"},{"$error":"#N/A"},{"$error":"#N/A"},{"$error":"#N/A"},{"$error":"#N/A"},{"$error":"#N/A"},{"$error":"#N/A"},{"$error":"#N/A"}]
[null,{"$f":"IF(DataInput!B4471=$B$8,IF($B$9=$B$10,TRUE,IF(DataInput!E4471=$B$9,TRUE,FALSE)))","v":true},null,null,{"$f":"IF(B4472=TRUE,DataInput!B4471,NA())","v":"VIC"},{"$f":"IF($E4472=DataInput!$B4471,DataInput!C4471,NA())","v":"KTSEJ"},{"$f":"IF($E4472=DataInput!$B4471,DataInput!D4471,NA())","v":"Keilor East (Jemena) 66 kV"},{"$f":"IF($E4472=DataInput!$B4471,DataInput!E4471,NA())","v":"Jemena"},{"$f":"IF($E4472=DataInput!$B4471,DataInput!F4471,NA())","v":"Winter"},{"$f":"IF($E4472=DataInput!$B4471,DataInput!G4471,NA())","v":"Coincident"},{"$f":"IF($E4472=DataInput!$B4471,DataInput!H4471,NA())","v":2016},{"$f":"IF($E4472=DataInput!$B4471,DataInput!I4471,NA())","v":"POE10"},{"$f":"IF($E4472=DataInput!$B4471,DataInput!J4471,NA())","v":181.000173774904},{"$f":"IF($E4472=DataInput!$B4471,DataInput!K4471,NA())","v":1},null,null,"VIC Keilor East (Jemena) 66 kV",null,null,null,null,false,null,null,{"$error":"#N/A"},{"$error":"#N/A"},{"$error":"#N/A"},{"$error":"#N/A"},{"$error":"#N/A"},{"$error":"#N/A"},{"$error":"#N/A"},{"$error":"#N/A"},{"$error":"#N/A"},{"$error":"#N/A"}]
[null,{"$f":"IF(DataInput!B4506=$B$8,IF($B$9=$B$10,TRUE,IF(DataInput!E4506=$B$9,TRUE,FALSE)))","v":true},null,null,{"$f":"IF(B4507=TRUE,DataInput!B4506,NA())","v":"VIC"},{"$f":"IF($E4507=DataInput!$B4506,DataInput!C4506,NA())","v":"KTSEP"},{"$f":"IF($E4507=DataInput!$B4506,DataInput!D4506,NA())","v":"Keilor East (Powercor) 66 kV"},{"$f":"IF($E4507=DataInput!$B4506,DataInput!E4506,NA())","v":"Powercor"},{"$f":"IF($E4507=DataInput!$B4506,DataInput!F4506,NA())","v":"Summer"},{"$f":"IF($E4507=DataInput!$B4506,DataInput!G4506,NA())","v":"Coincident"},{"$f":"IF($E4507=DataInput!$B4506,DataInput!H4506,NA())","v":2022},{"$f":"IF($E4507=DataInput!$B4506,DataInput!I4506,NA())","v":"POE50"},{"$f":"IF($E4507=DataInput!$B4506,DataInput!J4506,NA())","v":67.689862719304003},{"$f":"IF($E4507=DataInput!$B4506,DataInput!K4506,NA())","v":1},null,null,"VIC Keilor East (Powercor) 66 kV",null,null,null,null,true,null,null,"VIC","KTSEP","Keilor East (Powercor) 66 kV","Powercor","Summer","Coincident",2022,"POE50",67.689862719304003,1]
[null,{"$f":"IF(DataInput!B4508=$B$8,IF($B$9=$B$10,TRUE,IF(DataInput!E4508=$B$9,TRUE,FALSE)))","v":true},null,null,{"$f":"IF(B4509=TRUE,DataInput!B4508,NA())","v":"VIC"},{"$f":"IF($E4509=DataInput!$B4508,DataInput!C4508,NA())","v":"KTSEP"},{"$f":"IF($E4509=DataInput!$B4508,DataInput!D4508,NA())","v":"Keilor East (Powercor) 66 kV"},{"$f":"IF($E4509=DataInput!$B4508,DataInput!E4508,NA())","v":"Powercor"},{"$f":"IF($E4509=DataInput!$B4508,DataInput!F4508,NA())","v":"Summer"},{"$f":"IF($E4509=DataInput!$B4508,DataInput!G4508,NA())","v":"Coincident"},{"$f":"IF($E4509=DataInput!$B4508,DataInput!H4508,NA())","v":2024},{"$f":"IF($E4509=DataInput!$B4508,DataInput!I4508,NA())","v":"POE50"},{"$f":"IF($E4509=DataInput!$B4508,DataInput!J4508,NA())","v":69.616987445209503},{"$f":"IF($E4509=DataInput!$B4508,DataInput!K4508,NA())","v":1},null,null,"VIC Keilor East (Powercor) 66 kV",null,null,null,null,true,null,null,"VIC","KTSEP","Keilor East (Powercor) 66 kV","Powercor","Summer","Coincident",2024,"POE50",69.616987445209503,1]
[null,{"$f":"IF(DataInput!B4539=$B$8,IF($B$9=$B$10,TRUE,IF(DataInput!E4539=$B$9,TRUE,FALSE)))","v":true},null,null,{"$f":"IF(B4540=TRUE,DataInput!B4539,NA())","v":"VIC"},{"$f":"IF($E4540=DataInput!$B4539,DataInput!C4539,NA())","v":"KTSWJ"},{"$f":"IF($E4540=DataInput!$B4539,DataInput!D4539,NA())","v":"Keilor West (Jemena) 66 kV"},{"$f":"IF($E4540=DataInput!$B4539,DataInput!E4539,NA())","v":"Jemena"},{"$f":"IF($E4540=DataInput!$B4539,DataInput!F4539,NA())","v":"Summer"},{"$f":"IF($E4540=DataInput!$B4539,DataInput!G4539,NA())","v":"Coincident"},{"$f":"IF($E4540=DataInput!$B4539,DataInput!H4539,NA())","v":2025},{"$f":"IF($E4540=DataInput!$B4539,DataInput!I4539,NA())","v":"POE10"},{"$f":"IF($E4540=DataInput!$B4539,DataInput!J4539,NA())","v":83.971479982410003},{"$f":"IF($E4540=DataInput!$B4539,DataInput!K4539,NA())","v":0.97857565899977805},null,null,"VIC Keilor West (Jemena) 66 kV",null,null,null,null,false,null,null,{"$error":"#N/A"},{"$error":"#N/A"},{"$error":"#N/A"},{"$error":"#N/A"},{"$error":"#N/A"},{"$error":"#N/A"},{"$error":"#N/A"},{"$error":"#N/A"},{"$error":"#N/A"},{"$error":"#N/A"}]
[null,{"$f":"IF(DataInput!B4586=$B$8,IF($B$9=$B$10,TRUE,IF(DataInput!E4586=$B$9,TRUE,FALSE)))","v":true},null,null,{"$f":"IF(B4587=TRUE,DataInput!B4586,NA())","v":"VIC"},{"$f":"IF($E4587=DataInput!$B4586,DataInput!C4586,NA())","v":"KTSWP"},{"$f":"IF($E4587=DataInput!$B4586,DataInput!D4586,NA())","v":"Keilor West (Powercor) 66 kV"},{"$f":"IF($E4587=DataInput!$B4586,DataInput!E4586,NA())","v":"Powercor"},{"$f":"IF($E4587=DataInput!$B4586,DataInput!F4586,NA())","v":"Summer"},{"$f":"IF($E4587=DataInput!$B4586,DataInput!G4586,NA())","v":"Coincident"},{"$f":"IF($E4587=DataInput!$B4586,DataInput!H4586,NA())","v":2022},{"$f":"IF($E4587=DataInput!$B4586,DataInput!I4586,NA())","v":"POE50"},{"$f":"IF($E4587=DataInput!$B4586,DataInput!J4586,NA())","v":95.181526026954899},{"$f":"IF($E4587=DataInput!$B4586,DataInput!K4586,NA())","v":0.98900733838146804},null,null,"VIC Keilor West (Powercor) 66 kV",null,null,null,null,false,null,null,{"$error":"#N/A"},{"$error":"#N/A"},{"$error":"#N/A"},{"$error":"#N/A"},{"$error":"#N/A"},{"$error":"#N/A"},{"$error":"#N/A"},{"$error":"#N/A"},{"$error":"#N/A"},{"$error":"#N/A"}]
[null,{"$f":"IF(DataInput!B4600=$B$8,IF($B$9=$B$10,TRUE,IF(DataInput!E4600=$B$9,TRUE,FALSE)))","v":true},null,null,{"$f":"IF(B4601=TRUE,DataInput!B4600,NA())","v":"VIC"},{"$f":"IF($E4601=DataInput!$B4600,DataInput!C4600,NA())","v":"KTSWP"},{"$f":"IF($E4601=DataInput!$B4600,DataInput!D4600,NA())","v":"Keilor West (Powercor) 66 kV"},{"$f":"IF($E4601=DataInput!$B4600,DataInput!E4600,NA())","v":"Powercor"},{"$f":"IF($E4601=DataInput!$B4600,DataInput!F4600,NA())","v":"Winter"},{"$f":"IF($E4601=DataInput!$B4600,DataInput!G4600,NA())","v":"Coincident"},{"$f":"IF($E4601=DataInput!$B4600,DataInput!H4600,NA())","v":2025},{"$f":"IF($E4601=DataInput!$B4600,DataInput!I4600,NA())","v":"POE10"},{"$f":"IF($E4601=DataInput!$B4600,DataInput!J4600,NA())","v":103.123191550477},{"$f":"IF($E4601=DataInput!$B4600,DataInput!K4600,NA())","v":1},null,null,"VIC Keilor West (Powercor) 66 kV",null,null,null,null,false,null,null,{"$error":"#N/A"},{"$error":"#N/A"},{"$error":"#N/A"},{"$error":"#N/A"},{"$error":"#N/A"},{"$error":"#N/A"},{"$error":"#N/A"},{"$error":"#N/A"},{"$error":"#N/A"},{"$error":"#N/A"}]
[null,{"$f":"IF(DataInput!B4634=$B$8,IF($B$9=$B$10,TRUE,IF(DataInput!E4634=$B$9,TRUE,FALSE)))","v":true},null,null,{"$f":"IF(B4635=TRUE,DataInput!B4634,NA())","v":"VIC"},{"$f":"IF($E4635=DataInput!$B4634,DataInput!C4634,NA())","v":"LY66"},{"$f":"IF($E4635=DataInput!$B4634,DataInput!D4634,NA())","v":"Loy Yang (AusNet) 66 kV"},{"$f":"IF($E4635=DataInput!$B4634,DataInput!E4634,NA())","v":"AusNet"},{"$f":"IF($E4635=DataInput!$B4634,DataInput!F4634,NA())","v":"Winter"},{"$f":"IF($E4635=DataInput!$B4634,DataInput!G4634,NA())","v":"Coincident"},{"$f":"IF($E4635=DataInput!$B4634,DataInput!H4634,NA())","v":2019},{"$f":"IF($E4635=DataInput!$B4634,DataInput!I4634,NA())","v":"POE10"},{"$f":"IF($E4635=DataInput!$B4634,DataInput!J4634,NA())","v":16.130480854926699},{"$f":"IF($E4635=DataInput!$B4634,DataInput!K4634,NA())","v":0.55490990090117898},null,null,"VIC Loy Yang (AusNet) 66 kV",null,null,null,null,false,null,null,{"$error":"#N/A"},{"$error":"#N/A"},{"$error":"#N/A"},{"$error":"#N/A"},{"$error":"#N/A"},{"$error":"#N/A"},{"$error":"#N/A"},{"$error":"#N/A"},{"$error":"#N/A"},{"$error":"#N/A"}]
[null,{"$f":"IF(DataInput!B4665=$B$8,IF($B$9=$B$10,TRUE,IF(DataInput!E4665=$B$9,TRUE,FALSE)))","v":true},null,null,{"$f":"IF(B4666=TRUE,DataInput!B4665,NA())","v":"VIC"},{"$f":"IF($E4666=DataInput!$B4665,DataInput!C4665,NA())","v":"MBTS66"},{"$f":"IF($E4666=DataInput!$B4665,DataInput!D4665,NA())","v":"Mt Beauty (AusNet) 66 kV"},{"$f":"IF($E4666=DataInput!$B4665,DataInput!E4665,NA())","v":"AusNet"},{"$f":"IF($E4666=DataInput!$B4665,DataInput!F4665,NA())","v":"Summer"},{"$f":"IF($E4666=DataInput!$B4665,DataInput!G4665,NA())","v":"Coincident"},{"$f":"IF($E4666=DataInput!$B4665,DataInput!H4665,NA())","v":2021},{"$f":"IF($E4666=DataInput!$B4665,DataInput!I4665,NA())","v":"POE50"},{"$f":"IF($E4666=DataInput!$B4665,DataInput!J4665,NA())","v":28.086767250404598},{"$f":"IF($E4666=DataInput!$B4665,DataInput!K4665,NA())","v":0.86846439345742998},null,null,"VIC Mt Beauty (AusNet) 66 kV",null,null,null,null,false,null,null,{"$error":"#N/A"},{"$error":"#N/A"},{"$error":"#N/A"},{"$error":"#N/A"},{"$error":"#N/A"},{"$error":"#N/A"},{"$error":"#N/A"},{"$error":"#N/A"},{"$error":"#N/A"},{"$error":"#N/A"}]
[null,{"$f":"IF(DataInput!B4696=$B$8,IF($B$9=$B$10,TRUE,IF(DataInput!E4696=$B$9,TRUE,FALSE)))","v":true},null,null,{"$f":"IF(B4697=TRUE,DataInput!B4696,NA())","v":"VIC"},{"$f":"IF($E4697=DataInput!$B4696,DataInput!C4696,NA())","v":"MTS22"},{"$f":"IF($E4697=DataInput!$B4696,DataInput!D4696,NA())","v":"Malvern (United Energy) 66 kV"},{"$f":"IF($E4697=DataInput!$B4696,DataInput!E4696,NA())","v":"United Energy"},{"$f":"IF($E4697=DataInput!$B4696,DataInput!F4696,NA())","v":"Summer"},{"$f":"IF($E4697=DataInput!$B4696,DataInput!G4696,NA())","v":"Coincident"},{"$f":"IF($E4697=DataInput!$B4696,DataInput!H4696,NA())","v":2022},{"$f":"IF($E4697=DataInput!$B4696,DataInput!I4696,NA())","v":"POE10"},{"$f":"IF($E4697=DataInput!$B4696,DataInput!J4696,NA())","v":41.237559022948197},{"$f":"IF($E4697=DataInput!$B4696,DataInput!K4696,NA())","v":1},null,null,"VIC Malvern (United Energy) 66 kV",null,null,null,null,false,null,null,{"$error":"#N/A"},{"$error":"#N/A"},{"$error":"#N/A"},{"$error":"#N/A"},{"$error":"#N/A"},{"$error":"#N/A"},{"$error":"#N/A"},{"$error":"#N/A"},{"$error":"#N/A"},{"$error":"#N/A"}]
[null,{"$f":"IF(DataInput!B4727=$B$8,IF($B$9=$B$10,TRUE,IF(DataInput!E4727=$B$9,TRUE,FALSE)))","v":true},null,null,{"$f":"IF(B4728=TRUE,DataInput!B4727,NA())","v":"VIC"},{"$f":"IF($E4728=DataInput!$B4727,DataInput!C4727,NA())","v":"MTS22"},{"$f":"IF($E4728=DataInput!$B4727,DataInput!D4727,NA())","v":"Malvern (United Energy) 66 kV"},{"$f":"IF($E4728=DataInput!$B4727,DataInput!E4727,NA())","v":"United Energy"},{"$f":"IF($E4728=DataInput!$B4727,DataInput!F4727,NA())","v":"Winter"},{"$f":"IF($E4728=DataInput!$B4727,DataInput!G4727,NA())","v":"Coincident"},{"$f":"IF($E4728=DataInput!$B4727,DataInput!H4727,NA())","v":2022},{"$f":"IF($E4728=DataInput!$B4727,DataInput!I4727,NA())","v":"POE50"},{"$f":"IF($E4728=DataInput!$B4727,DataInput!J4727,NA())","v":33.048510646244502},{"$f":"IF($E4728=DataInput!$B4727,DataInput!K4727,NA())","v":1},null,null,"VIC Malvern (United Energy) 66 kV",null,null,null,null,false,null,null,{"$error":"#N/A"},{"$error":"#N/A"},{"$error":"#N/A"},{"$error":"#N/A"},{"$error":"#N/A"},{"$error":"#N/A"},{"$error":"#N/A"},{"$error":"#N/A"},{"$error":"#N/A"},{"$error":"#N/A"}]
[null,{"$f":"IF(DataInput!B4744=$B$8,IF($B$9=$B$10,TRUE,IF(DataInput!E4744=$B$9,TRUE,FALSE)))","v":true},null,null,{"$f":"IF(B4745=TRUE,DataInput!B4744,NA())","v":"VIC"},{"$f":"IF($E4745=DataInput!$B4744,DataInput!C4744,NA())","v":"MTS66"},{"$f":"IF($E4745=DataInput!$B4744,DataInput!D4744,NA())","v":"Malvern (United Energy) 22 kV"},{"$f":"IF($E4745=DataInput!$B4744,DataInput!E4744,NA())","v":"United Energy"},{"$f":"IF($E4745=DataInput!$B4744,DataInput!F4744,NA())","v":"Summer"},{"$f":"IF($E4745=DataInput!$B4744,DataInput!G4744,NA())","v":"Coincident"},{"$f":"IF($E4745=DataInput!$B4744,DataInput!H4744,NA())","v":2020},{"$f":"IF($E4745=DataInput!$B4744,DataInput!I4744,NA())","v":"POE50"},{"$f":"IF($E4745=DataInput!$B4744,DataInput!J4744,NA())","v":146.14770041704401},{"$f":"IF($E4745=DataInput!$B4744,DataInput!K4744,NA())","v":1},null,null,"VIC Malvern (United Energy) 22 kV",null,null,null,null,false,null,null,{"$error":"#N/A"},{"$error":"#N/A"},{"$error":"#N/A"},{"$error":"#N/A"},{"$error":"#N/A"},{"$error":"#N/A"},{"$error":"#N/A"},{"$error":"#N/A"},{"$error":"#N/A"},{"$error":"#N/A"}]
[null,{"$f":"IF(DataInput!B4791=$B$8,IF($B$9=$B$10,TRUE,IF(DataInput!E4791=$B$9,TRUE,FALSE)))","v":true},null,null,{"$f":"IF(B4792=TRUE,DataInput!B4791,NA())","v":"VIC"},{"$f":"IF($E4792=DataInput!$B4791,DataInput!C4791,NA())","v":"MWTS66"},{"$f":"IF($E4792=DataInput!$B4791,DataInput!D4791,NA())","v":"Morwell (Ausnet) 66 kV"},{"$f":"IF($E4792=DataInput!$B4791,DataInput!E4791,NA())","v":"AusNet"},{"$f":"IF($E4792=DataInput!$B4791,DataInput!F4791,NA())","v":"Winter"},{"$f":"IF($E4792=DataInput!$B4791,DataInput!G4791,NA())","v":"Coincident"},{"$f":"IF($E4792=DataInput!$B4791,DataInput!H4791,NA())","v":2016},{"$f":"IF($E4792=DataInput!$B4791,DataInput!I4791,NA())","v":"POE10"},{"$f":"IF($E4792=DataInput!$B4791,DataInput!J4791,NA())","v":376.52617183145202},{"$f":"IF($E4792=DataInput!$B4791,DataInput!K4791,NA())","v":1},null,null,"VIC Morwell (Ausnet) 66 kV",null,null,null,null,false,null,null,{"$error":"#N/A"},{"$error":"#N/A"},{"$error":"#N/A"},{"$error":"#N/A"},{"$error":"#N/A"},{"$error":"#N/A"},{"$error":"#N/A"},{"$error":"#N/A"},{"$error":"#N/A"},{"$error":"#N/A"}]
[null,{"$f":"IF(DataInput!B4822=$B$8,IF($B$9=$B$10,TRUE,IF(DataInput!E4822=$B$9,TRUE,FALSE)))","v":true},null,null,{"$f":"IF(B4823=TRUE,DataInput!B4822,NA())","v":"VIC"},{"$f":"IF($E4823=DataInput!$B4822,DataInput!C4822,NA())","v":"NKHN"},{"$f":"IF($E4823=DataInput!$B4822,DataInput!D4822,NA())","v":"Khancoban (Essential Energy) 11 kV"},{"$f":"IF($E4823=DataInput!$B4822,DataInput!E4822,NA())","v":"Essential Energy"},{"$f":"IF($E4823=DataInput!$B4822,DataInput!F4822,NA())","v":"Summer"},{"$f":"IF($E4823=DataInput!$B4822,DataInput!G4822,NA())","v":"Coincident"},{"$f":"IF($E4823=DataInput!$B4822,DataInput!H4822,NA())","v":2018},{"$f":"IF($E4823=DataInput!$B4822,DataInput!I4822,NA())","v":"POE50"},{"$f":"IF($E4823=DataInput!$B4822,DataInput!J4822,NA())","v":0.22760798374845001},{"$f":"IF($E4823=DataInput!$B4822,DataInput!K4822,NA())","v":0.61605938909100399},null,null,"VIC Khancoban (Essential Energy) 11 kV",null,null,null,null,false,null,null,{"$error":"#N/A"},{"$error":"#N/A"},{"$error":"#N/A"},{"$error":"#N/A"},{"$error":"#N/A"},{"$error":"#N/A"},{"$error":"#N/A"},{"$error":"#N/A"},{"$error":"#N/A"},{"$error":"#N/A"}]
[null,{"$f":"IF(DataInput!B4850=$B$8,IF($B$9=$B$10,TRUE,IF(DataInput!E4850=$B$9,TRUE,FALSE)))","v":true},null,null,{"$f":"IF(B4851=TRUE,DataInput!B4850,NA())","v":"VIC"},{"$f":"IF($E4851=DataInput!$B4850,DataInput!C4850,NA())","v":"NKHN"},{"$f":"IF($E4851=DataInput!$B4850,DataInput!D4850,NA())","v":"Khancoban (Essential Energy) 11 kV"},{"$f":"IF($E4851=DataInput!$B4850,DataInput!E4850,NA())","v":"Essential Energy"},{"$f":"IF($E4851=DataInput!$B4850,DataInput!F4850,NA())","v":"Winter"},{"$f":"IF($E4851=DataInput!$B4850,DataInput!G4850,NA())","v":"Coincident"},{"$f":"IF($E4851=DataInput!$B4850,DataInput!H4850,NA())","v":2025},{"$f":"IF($E4851=DataInput!$B4850,DataInput!I4850,NA())","v":"POE50"},{"$f":"IF($E4851=DataInput!$B4850,DataInput!J4850,NA())","v":0.280948350583619},{"$f":"IF($E4851=DataInput!$B4850,DataInput!K4850,NA())","v":0.60075197453197204},null,null,"VIC Khancoban (Essential Energy) 11 kV",null,null,null,null,false,null,null,{"$error":"#N/A"},{"$error":"#N/A"},{"$error":"#N/A"},{"$error":"#N/A"},{"$error":"#N/A"},{"$error":"#N/A"},{"$error":"#N/A"},{"$error":"#N/A"},{"$error":"#N/A"},{"$error":"#N/A"}]
[null,{"$f":"IF(DataInput!B4870=$B$8,IF($B$9=$B$10,TRUE,IF(DataInput!E4870=$B$9,TRUE,FALSE)))","v":true},null,null,{"$f":"IF(B4871=TRUE,DataInput!B4870,NA())","v":"VIC"},{"$f":"IF($E4871=DataInput!$B4870,DataInput!C4870,NA())","v":"RCTS22"},{"$f":"IF($E4871=DataInput!$B4870,DataInput!D4870,NA())","v":"Red Cliffs (Powercor) 22 kV"},{"$f":"IF($E4871=DataInput!$B4870,DataInput!E4870,NA())","v":"Powercor"},{"$f":"IF($E4871=DataInput!$B4870,DataInput!F4870,NA())","v":"Summer"},{"$f":"IF($E4871=DataInput!$B4870,DataInput!G4870,NA())","v":"Coincident"},{"$f":"IF($E4871=DataInput!$B4870,DataInput!H4870,NA())","v":2026},{"$f":"IF($E4871=DataInput!$B4870,DataInput!I4870,NA())","v":"POE50"},{"$f":"IF($E4871=DataInput!$B4870,DataInput!J4870,NA())","v":38.668848710426097},{"$f":"IF($E4871=DataInput!$B4870,DataInput!K4870,NA())","v":0.79035615490718403},null,null,"VIC Red Cliffs (Powercor) 22 kV",null,null,null,null,false,null,null,{"$error":"#N/A"},{"$error":"#N/A"},{"$error":"#N/A"},{"$error":"#N/A"},{"$error":"#N/A"},{"$error":"#N/A"},{"$error":"#N/A"},{"$error":"#N/A"},{"$error":"#N/A"},{"$error":"#N/A"}]
[null,{"$f":"IF(DataInput!B4901=$B$8,IF($B$9=$B$10,TRUE,IF(DataInput!E4901=$B$9,TRUE,FALSE)))","v":true},null,null,{"$f":"IF(B4902=TRUE,DataInput!B4901,NA())","v":"VIC"},{"$f":"IF($E4902=DataInput!$B4901,DataInput!C4901,NA())","v":"RCTS66"},{"$f":"IF($E4902=DataInput!$B4901,DataInput!D4901,NA())","v":"Red Cliffs (Powercor) 66 kV"},{"$f":"IF($E4902=DataInput!$B4901,DataInput!E4901,NA())","v":"Powercor"},{"$f":"IF($E4902=DataInput!$B4901,DataInput!F4901,NA())","v":"Summer"},{"$f":"IF($E4902=DataInput!$B4901,DataInput!G4901,NA())","v":"Coincident"},{"$f":"IF($E4902=DataInput!$B4901,DataInput!H4901,NA())","v":2017},{"$f":"IF($E4902=DataInput!$B4901,DataInput!I4901,NA())","v":"POE50"},{"$f":"IF($E4902=DataInput!$B4901,DataInput!J4901,NA())","v":127.56162134702301},{"$f":"IF($E4902=DataInput!$B4901,DataInput!K4901,NA())","v":0.90957810864541699},null,null,"VIC Red Cliffs (Powercor) 66 kV",null,null,null,null,false,null,null,{"$error":"#N/A"},{"$error":"#N/A"},{"$error":"#N/A"},{"$error":"#N/A"},{"$error":"#N/A"},{"$error":"#N/A"},{"$error":"#N/A"},{"$error":"#N/A"},{"$error":"#N/A"},{"$error":"#N/A"}]
[null,{"$f":"IF(DataInput!B4932=$B$8,IF($B$9=$B$10,TRUE,IF(DataInput!E4932=$B$9,TRUE,FALSE)))","v":true},null,null,{"$f":"IF(B4933=TRUE,DataInput!B4932,NA())","v":"VIC"},{"$f":"IF($E4933=DataInput!$B4932,DataInput!C4932,NA())","v":"RTS1266C"},{"$f":"IF($E4933=DataInput!$B4932,DataInput!D4932,NA())","v":"Richmond 12 (CitiPower) 66 kV"},{"$f":"IF($E4933=DataInput!$B4932,DataInput!E4932,NA())","v":"Citipower"},{"$f":"IF($E4933=DataInput!$B4932,DataInput!F4932,NA())","v":"Summer"},{"$f":"IF($E4933=DataInput!$B4932,DataInput!G4932,NA())","v":"Coincident"},{"$f":"IF($E4933=DataInput!$B4932,DataInput!H4932,NA())","v":2018},{"$f":"IF($E4933=DataInput!$B4932,DataInput!I4932,NA())","v":"POE10"},{"$f":"IF($E4933=DataInput!$B4932,DataInput!J4932,NA())","v":286.23645798411701},{"$f":"IF($E4933=DataInput!$B4932,DataInput!K4932,NA())","v":1},null,null,"VIC Richmond 12 (CitiPower) 66 kV",null,null,null,null,false,null,null,{"$error":"#N/A"},{"$error":"#N/A"},{"$error":"#N/A"},{"$error":"#N/A"},{"$error":"#N/A"},{"$error":"#N/A"},{"$error":"#N/A"},{"$error":"#N/A"},{"$error":"#N/A"},{"$error":"#N/A"}]
[null,{"$f":"IF(DataInput!B4949=$B$8,IF($B$9=$B$10,TRUE,IF(DataInput!E4949=$B$9,TRUE,FALSE)))","v":true},null,null,{"$f":"IF(B4950=TRUE,DataInput!B4949,NA())","v":"VIC"},{"$f":"IF($E4950=DataInput!$B4949,DataInput!C4949,NA())","v":"RTS1266C"},{"$f":"IF($E4950=DataInput!$B4949,DataInput!D4949,NA())","v":"Richmond 12 (CitiPower) 66 kV"},{"$f":"IF($E4950=DataInput!$B4949,DataInput!E4949,NA())","v":"Citipower"},{"$f":"IF($E4950=DataInput!$B4949,DataInput!F4949,NA())","v":"Summer"},{"$f":"IF($E4950=DataInput!$B4949,DataInput!G4949,NA())","v":"Coincident"},{"$f":"IF($E4950=DataInput!$B4949,DataInput!H4949,NA())","v":2025},{"$f":"IF($E4950=DataInput!$B4949,DataInput!I4949,NA())","v":"POE50"},{"$f":"IF($E4950=DataInput!$B4949,DataInput!J4949,NA())","v":238.51873006477501},{"$f":"IF($E4950=DataInput!$B4949,DataInput!K4949,NA())","v":1},null,null,"VIC Richmond 12 (CitiPower) 66 kV",null,null,null,null,false,null,null,{"$error":"#N/A"},{"$error":"#N/A"},{"$error":"#N/A"},{"$error":"#N/A"},{"$error":"#N/A"},{"$error":"#N/A"},{"$error":"#N/A"},{"$error":"#N/A"},{"$error":"#N/A"},{"$error":"#N/A"}]
[null,{"$f":"IF(DataInput!B4980=$B$8,IF($B$9=$B$10,TRUE,IF(DataInput!E4980=$B$9,TRUE,FALSE)))","v":true},null,null,{"$f":"IF(B4981=TRUE,DataInput!B4980,NA())","v":"VIC"},{"$f":"IF($E4981=DataInput!$B4980,DataInput!C4980,NA())","v":"RTS1266U"},{"$f":"IF($E4981=DataInput!$B4980,DataInput!D4980,NA())","v":"Richmond 12 (United Energy) 66 kV"},{"$f":"IF($E4981=DataInput!$B4980,DataInput!E4980,NA())","v":"United Energy"},{"$f":"IF($E4981=DataInput!$B4980,DataInput!F4980,NA())","v":"Summer"},{"$f":"IF($E4981=DataInput!$B4980,DataInput!G4980,NA())","v":"Coincident"},{"$f":"IF($E4981=DataInput!$B4980,DataInput!H4980,NA())","v":2026},{"$f":"IF($E4981=DataInput!$B4980,DataInput!I4980,NA())","v":"POE10"},{"$f":"IF($E4981=DataInput!$B4980,DataInput!J4980,NA())","v":47.4880667098316},{"$f":"IF($E4981=DataInput!$B4980,DataInput!K4980,NA())","v":1},null,null,"VIC Richmond 12 (United Energy) 66 kV",null,null,null,null,false,null,null,{"$error":"#N/A"},{"$error":"#N/A"},{"$error":"#N/A"},{"$error":"#N/A"},{"$error":"#N/A"},{"$error":"#N/A"},{"$error":"#N/A"},{"$error":"#N/A"},{"$error":"#N/A"},{"$error":"#N/A"}]
[null,{"$f":"IF(DataInput!B4998=$B$8,IF($B$9=$B$10,TRUE,IF(DataInput!E4998=$B$9,TRUE,FALSE)))","v":true},null,null,{"$f":"IF(B4999=TRUE,DataInput!B4998,NA())","v":"VIC"},{"$f":"IF($E4999=DataInput!$B4998,DataInput!C4998,NA())","v":"RTS1266U"},{"$f":"IF($E4999=DataInput!$B4998,DataInput!D4998,NA())","v":"Richmond 12 (United Energy) 66 kV"},{"$f":"IF($E4999=DataInput!$B4998,DataInput!E4998,NA())","v":"United Energy"},{"$f":"IF($E4999=DataInput!$B4998,DataInput!F4998,NA())","v":"Winter"},{"$f":"IF($E4999=DataInput!$B4998,DataInput!G4998,NA())","v":"Coincident"},{"$f":"IF($E4999=DataInput!$B4998,DataInput!H4998,NA())","v":2023},{"$f":"IF($E4999=DataInput!$B4998,DataInput!I4998,NA())","v":"POE10"},{"$f":"IF($E4999=DataInput!$B4998,DataInput!J4998,NA())","v":37.544691873745499},{"$f":"IF($E4999=DataInput!$B4998,DataInput!K4998,NA())","v":1},null,null,"VIC Richmond 12 (United Energy) 66 kV",null,null,null,null,false,null,null,{"$error":"#N/A"},{"$error":"#N/A"},{"$error":"#N/A"},{"$error":"#N/A"},{"$error":"#N/A"},{"$error":"#N/A"},{"$error":"#N/A"},{"$error":"#N/A"},{"$error":"#N/A"},{"$error":"#N/A"}]
[null,{"$f":"IF(DataInput!B5029=$B$8,IF($B$9=$B$10,TRUE,IF(DataInput!E5029=$B$9,TRUE,FALSE)))","v":true},null,null,{"$f":"IF(B5030=TRUE,DataInput!B5029,NA())","v":"VIC"},{"$f":"IF($E5030=DataInput!$B5029,DataInput!C5029,NA())","v":"RTS22"},{"$f":"IF($E5030=DataInput!$B5029,DataInput!D5029,NA())","v":"Richmond (CitiPower) 22kV"},{"$f":"IF($E5030=DataInput!$B5029,DataInput!E5029,NA())","v":"Citipower"},{"$f":"IF($E5030=DataInput!$B5029,DataInput!F5029,NA())","v":"Summer"},{"$f":"IF($E5030=DataInput!$B5029,DataInput!G5029,NA())","v":"Coincident"},{"$f":"IF($E5030=DataInput!$B5029,DataInput!H5029,NA())","v":2025},{"$f":"IF($E5030=DataInput!$B5029,DataInput!I5029,NA())","v":"POE50"},{"$f":"IF($E5030=DataInput!$B5029,DataInput!J5029,NA())","v":34.2568169427607},{"$f":"IF($E5030=DataInput!$B5029,DataInput!K5029,NA())","v":1},null,null,"VIC Richmond (CitiPower) 22kV",null,null,null,null,false,null,null,{"$error":"#N/A"},{"$error":"#N/A"},{"$error":"#N/A"},{"$error":"#N/A"},{"$error":"#N/A"},{"$error":"#N/A"},{"$error":"#N/A"},{"$error":"#N/A"},{"$error":"#N/A"},{"$error":"#N/A"}]
[null,{"$f":"IF(DataInput!B5072=$B$8,IF($B$9=$B$10,TRUE,IF(DataInput!E5072=$B$9,TRUE,FALSE)))","v":true},null,null,{"$f":"IF(B5073=TRUE,DataInput!B5072,NA())","v":"VIC"},{"$f":"IF($E5073=DataInput!$B5072,DataInput!C5072,NA())","v":"RTS3466C"},{"$f":"IF($E5073=DataInput!$B5072,DataInput!D5072,NA())","v":"Richmond 34 (CitiPower) 66 kV"},{"$f":"IF($E5073=DataInput!$B5072,DataInput!E5072,NA())","v":"Citipower"},{"$f":"IF($E5073=DataInput!$B5072,DataInput!F5072,NA())","v":"Winter"},{"$f":"IF($E5073=DataInput!$B5072,DataInput!G5072,NA())","v":"Coincident"},{"$f":"IF($E5073=DataInput!$B5072,DataInput!H5072,NA())","v":2017},{"$f":"IF($E5073=DataInput!$B5072,DataInput!I5072,NA())","v":"POE10"},{"$f":"IF($E5073=DataInput!$B5072,DataInput!J5072,NA())","v":162.32568428383601},{"$f":"IF($E5073=DataInput!$B5072,DataInput!K5072,NA())","v":1},null,null,"VIC Richmond 34 (CitiPower) 66 kV",null,null,null,null,false,null,null,{"$error":"#N/A"},{"$error":"#N/A"},{"$error":"#N/A"},{"$error":"#N/A"},{"$error":"#N/A"},{"$error":"#N/A"},{"$error":"#N/A"},{"$error":"#N/A"},{"$error":"#N/A"},{"$error":"#N/A"}]
[null,{"$f":"IF(DataInput!B5106=$B$8,IF($B$9=$B$10,TRUE,IF(DataInput!E5106=$B$9,TRUE,FALSE)))","v":true},null,null,{"$f":"IF(B5107=TRUE,DataInput!B5106,NA())","v":"VIC"},{"$f":"IF($E5107=DataInput!$B5106,DataInput!C5106,NA())","v":"RTS3466U"},{"$f":"IF($E5107=DataInput!$B5106,DataInput!D5106,NA())","v":"Richmond 34 (United Energy) 66 kV"},{"$f":"IF($E5107=DataInput!$B5106,DataInput!E5106,NA())","v":"United Energy"},{"$f":"IF($E5107=DataInput!$B5106,DataInput!F5106,NA())","v":"Summer"},{"$f":"IF($E5107=DataInput!$B5106,DataInput!G5106,NA())","v":"Coincident"},{"$f":"IF($E5107=DataInput!$B5106,DataInput!H5106,NA())","v":2022},{"$f":"IF($E5107=DataInput!$B5106,DataInput!I5106,NA())","v":"POE50"},{"$f":"IF($E5107=DataInput!$B5106,DataInput!J5106,NA())","v":16.177583962192902},{"$f":"IF($E5107=DataInput!$B5106,DataInput!K5106,NA())","v":0.91750548623714101},null,null,"VIC Richmond 34 (United Energy) 66 kV",null,null,null,null,false,null,null,{"$error":"#N/A"},{"$error":"#N/A"},{"$error":"#N/A"},{"$error":"#N/A"},{"$error":"#N/A"},{"$error":"#N/A"},{"$error":"#N/A"},{"$error":"#N/A"},{"$error":"#N/A"},{"$error":"#N/A"}]
[null,{"$f":"IF(DataInput!B5137=$B$8,IF($B$9=$B$10,TRUE,IF(DataInput!E5137=$B$9,TRUE,FALSE)))","v":true},null,null,{"$f":"IF(B5138=TRUE,DataInput!B5137,NA())","v":"VIC"},{"$f":"IF($E5138=DataInput!$B5137,DataInput!C5137,NA())","v":"RWTS1366A"},{"$f":"IF($E5138=DataInput!$B5137,DataInput!D5137,NA())","v":"Ringwood 13 (AusNet) 66 kV"},{"$f":"IF($E5138=DataInput!$B5137,DataInput!E5137,NA())","v":"AusNet"},{"$f":"IF($E5138=DataInput!$B5137,DataInput!F5137,NA())","v":"Summer"},{"$f":"IF($E5138=DataInput!$B5137,DataInput!G5137,NA())","v":"Coincident"},{"$f":"IF($E5138=DataInput!$B5137,DataInput!H5137,NA())","v":2023},{"$f":"IF($E5138=DataInput!$B5137,DataInput!I5137,NA())","v":"POE10"},{"$f":"IF($E5138=DataInput!$B5137,DataInput!J5137,NA())","v":188.61583815432499},{"$f":"IF($E5138=DataInput!$B5137,DataInput!K5137,NA())","v":0.99414204117883398},null,null,"VIC Ringwood 13 (AusNet) 66 kV",null,null,null,null,false,null,null,{"$error":"#N/A"},{"$error":"#N/A"},{"$error":"#N/A"},{"$error":"#N/A"},{"$error":"#N/A"},{"$error":"#N/A"},{"$error":"#N/A"},{"$error":"#N/A"},{"$error":"#N/A"},{"$error":"#N/A"}]
[null,{"$f":"IF(DataInput!B5155=$B$8,IF($B$9=$B$10,TRUE,IF(DataInput!E5155=$B$9,TRUE,FALSE)))","v":true},null,null,{"$f":"IF(B5156=TRUE,DataInput!B5155,NA())","v":"VIC"},{"$f":"IF($E5156=DataInput!$B5155,DataInput!C5155,NA())","v":"RWTS1366A"},{"$f":"IF($E5156=DataInput!$B5155,DataInput!D5155,NA())","v":"Ringwood 13 (AusNet) 66 kV"},{"$f":"IF($E5156=DataInput!$B5155,DataInput!E5155,NA())","v":"AusNet"},{"$f":"IF($E5156=DataInput!$B5155,DataInput!F5155,NA())","v":"Winter"},{"$f":"IF($E5156=DataInput!$B5155,DataInput!G5155,NA())","v":"Coincident"},{"$f":"IF($E5156=DataInput!$B5155,DataInput!H5155,NA())","v":2020},{"$f":"IF($E5156=DataInput!$B5155,DataInput!I5155,NA())","v":"POE10"},{"$f":"IF($E5156=DataInput!$B5155,DataInput!J5155,NA())","v":129.301456487114},{"$f":"IF($E5156=DataInput!$B5155,DataInput!K5155,NA())","v":1},null,null,"VIC Ringwood 13 (AusNet) 66 kV",null,null,null,null,false,null,null,{"$error":"#N/A"},{"$error":"#N/A"},{"$error":"#N/A"},{"$error":"#N/A"},{"$error":"#N/A"},{"$error":"#N/A"},{"$error":"#N/A"},{"$error":"#N/A"},{"$error":"#N/A"},{"$error":"#N/A"}]
[null,{"$f":"IF(DataInput!B5171=$B$8,IF($B$9=$B$10,TRUE,IF(DataInput!E5171=$B$9,TRUE,FALSE)))","v":true},null,null,{"$f":"IF(B5172=TRUE,DataInput!B5171,NA())","v":"VIC"},{"$f":"IF($E5172=DataInput!$B5171,DataInput!C5171,NA())","v":"RWTS1366U"},{"$f":"IF($E5172=DataInput!$B5171,DataInput!D5171,NA())","v":"Ringwood 13 (United Energy) 66 kV"},{"$f":"IF($E5172=DataInput!$B5171,DataInput!E5171,NA())","v":"United Energy"},{"$f":"IF($E5172=DataInput!$B5171,DataInput!F5171,NA())","v":"Summer"},{"$f":"IF($E5172=DataInput!$B5171,DataInput!G5171,NA())","v":"Coincident"},{"$f":"IF($E5172=DataInput!$B5171,DataInput!H5171,NA())","v":2017},{"$f":"IF($E5172=DataInput!$B5171,DataInput!I5171,NA())","v":"POE10"},{"$f":"IF($E5172=DataInput!$B5171,DataInput!J5171,NA())","v":113.134140288008},{"$f":"IF($E5172=DataInput!$B5171,DataInput!K5171,NA())","v":1},null,null,"VIC Ringwood 13 (United Energy) 66 kV",null,null,null,null,false,null,null,{"$error":"#N/A"},{"$error":"#N/A"},{"$error":"#N/A"},{"$error":"#N/A"},{"$error":"#N/A"},{"$error":"#N/A"},{"$error":"#N/A"},{"$error":"#N/A"},{"$error":"#N/A"},{"$error":"#N/A"}]
[null,{"$f":"IF(DataInput!B5216=$B$8,IF($B$9=$B$10,TRUE,IF(DataInput!E5216=$B$9,TRUE,FALSE)))","v":true},null,null,{"$f":"IF(B5217=TRUE,DataInput!B5216,NA())","v":"VIC"},{"$f":"IF($E5217=DataInput!$B5216,DataInput!C5216,NA())","v":"RWTS22A"},{"$f":"IF($E5217=DataInput!$B5216,DataInput!D5216,NA())","v":"Ringwood (AusNet) 22 kV"},{"$f":"IF($E5217=DataInput!$B5216,DataInput!E5216,NA())","v":"AusNet"},{"$f":"IF($E5217=DataInput!$B5216,DataInput!F5216,NA())","v":"Summer"},{"$f":"IF($E5217=DataInput!$B5216,DataInput!G5216,NA())","v":"Coincident"},{"$f":"IF($E5217=DataInput!$B5216,DataInput!H5216,NA())","v":2022},{"$f":"IF($E5217=DataInput!$B5216,DataInput!I5216,NA())","v":"POE10"},{"$f":"IF($E5217=DataInput!$B5216,DataInput!J5216,NA())","v":47.822262369805301},{"$f":"IF($E5217=DataInput!$B5216,DataInput!K5216,NA())","v":1},null,null,"VIC Ringwood (AusNet) 22 kV",null,null,null,null,false,null,null,{"$error":"#N/A"},{"$error":"#N/A"},{"$error":"#N/A"},{"$error":"#N/A"},{"$error":"#N/A"},{"$error":"#N/A"},{"$error":"#N/A"},{"$error":"#N/A"},{"$error":"#N/A"},{"$error":"#N/A"}]
[null,{"$f":"IF(DataInput!B5234=$B$8,IF($B$9=$B$10,TRUE,IF(DataInput!E5234=$B$9,TRUE,FALSE)))","v":true},null,null,{"$f":"IF(B5235=TRUE,DataInput!B5234,NA())","v":"VIC"},{"$f":"IF($E5235=DataInput!$B5234,DataInput!C5234,NA())","v":"RWTS22A"},{"$f":"IF($E5235=DataInput!$B5234,DataInput!D5234,NA())","v":"Ringwood (AusNet) 22 kV"},{"$f":"IF($E5235=DataInput!$B5234,DataInput!E5234,NA())","v":"AusNet"},{"$f":"IF($E5235=DataInput!$B5234,DataInput!F5234,NA())","v":"Winter"},{"$f":"IF($E5235=DataInput!$B5234,DataInput!G5234,NA())","v":"Coincident"},{"$f":"IF($E5235=DataInput!$B5234,DataInput!H5234,NA())","v":2019},{"$f":"IF($E5235=DataInput!$B5234,DataInput!I5234,NA())","v":"POE10"},{"$f":"IF($E5235=DataInput!$B5234,DataInput!J5234,NA())","v":35.754012858659699},{"$f":"IF($E5235=DataInput!$B5234,DataInput!K5234,NA())","v":1},null,null,"VIC Ringwood (AusNet) 22 kV",null,null,null,null,false,null,null,{"$error":"#N/A"},{"$error":"#N/A"},{"$error":"#N/A"},{"$error":"#N/A"},{"$error":"#N/A"},{"$error":"#N/A"},{"$error":"#N/A"},{"$error":"#N/A"},{"$error":"#N/A"},{"$error":"#N/A"}]
[null,{"$f":"IF(DataInput!B5265=$B$8,IF($B$9=$B$10,TRUE,IF(DataInput!E5265=$B$9,TRUE,FALSE)))","v":true},null,null,{"$f":"IF(B5266=TRUE,DataInput!B5265,NA())","v":"VIC"},{"$f":"IF($E5266=DataInput!$B5265,DataInput!C5265,NA())","v":"RWTS22U"},{"$f":"IF($E5266=DataInput!$B5265,DataInput!D5265,NA())","v":"Ringwood (United Energy) 22 kV"},{"$f":"IF($E5266=DataInput!$B5265,DataInput!E5265,NA())","v":"United Energy"},{"$f":"IF($E5266=DataInput!$B5265,DataInput!F5265,NA())","v":"Summer"},{"$f":"IF($E5266=DataInput!$B5265,DataInput!G5265,NA())","v":"Coincident"},{"$f":"IF($E5266=DataInput!$B5265,DataInput!H5265,NA())","v":2021},{"$f":"IF($E5266=DataInput!$B5265,DataInput!I5265,NA())","v":"POE50"},{"$f":"IF($E5266=DataInput!$B5265,DataInput!J5265,NA())","v":31.699897244743099},{"$f":"IF($E5266=DataInput!$B5265,DataInput!K5265,NA())","v":1},null,null,"VIC Ringwood (United Energy) 22 kV",null,null,null,null,false,null,null,{"$error":"#N/A"},{"$error":"#N/A"},{"$error":"#N/A"},{"$error":"#N/A"},{"$error":"#N/A"},{"$error":"#N/A"},{"$error":"#N/A"},{"$error":"#N/A"},{"$error":"#N/A"},{"$error":"#N/A"}]
[null,{"$f":"IF(DataInput!B5294=$B$8,IF($B$9=$B$10,TRUE,IF(DataInput!E5294=$B$9,TRUE,FALSE)))","v":true},null,null,{"$f":"IF(B5295=TRUE,DataInput!B5294,NA())","v":"VIC"},{"$f":"IF($E5295=DataInput!$B5294,DataInput!C5294,NA())","v":"RWTS2466A"},{"$f":"IF($E5295=DataInput!$B5294,DataInput!D5294,NA())","v":"Ringwood 24 (AusNet) 66 kV"},{"$f":"IF($E5295=DataInput!$B5294,DataInput!E5294,NA())","v":"AusNet"},{"$f":"IF($E5295=DataInput!$B5294,DataInput!F5294,NA())","v":"Summer"},{"$f":"IF($E5295=DataInput!$B5294,DataInput!G5294,NA())","v":"Coincident"},{"$f":"IF($E5295=DataInput!$B5294,DataInput!H5294,NA())","v":2020},{"$f":"IF($E5295=DataInput!$B5294,DataInput!I5294,NA())","v":"POE10"},{"$f":"IF($E5295=DataInput!$B5294,DataInput!J5294,NA())","v":183.33500593595801},{"$f":"IF($E5295=DataInput!$B5294,DataInput!K5294,NA())","v":1},null,null,"VIC Ringwood 24 (AusNet) 66 kV",null,null,null,null,false,null,null,{"$error":"#N/A"},{"$error":"#N/A"},{"$error":"#N/A"},{"$error":"#N/A"},{"$error":"#N/A"},{"$error":"#N/A"},{"$error":"#N/A"},{"$error":"#N/A"},{"$error":"#N/A"},{"$error":"#N/A"}]
[null,{"$f":"IF(DataInput!B5313=$B$8,IF($B$9=$B$10,TRUE,IF(DataInput!E5313=$B$9,TRUE,FALSE)))","v":true},null,null,{"$f":"IF(B5314=TRUE,DataInput!B5313,NA())","v":"VIC"},{"$f":"IF($E5314=DataInput!$B5313,DataInput!C5313,NA())","v":"RWTS2466A"},{"$f":"IF($E5314=DataInput!$B5313,DataInput!D5313,NA())","v":"Ringwood 24 (AusNet) 66 kV"},{"$f":"IF($E5314=DataInput!$B5313,DataInput!E5313,NA())","v":"AusNet"},{"$f":"IF($E5314=DataInput!$B5313,DataInput!F5313,NA())","v":"Winter"},{"$f":"IF($E5314=DataInput!$B5313,DataInput!G5313,NA())","v":"Coincident"},{"$f":"IF($E5314=DataInput!$B5313,DataInput!H5313,NA())","v":2018},{"$f":"IF($E5314=DataInput!$B5313,DataInput!I5313,NA())","v":"POE10"},{"$f":"IF($E5314=DataInput!$B5313,DataInput!J5313,NA())","v":150.77872325703001},{"$f":"IF($E5314=DataInput!$B5313,DataInput!K5313,NA())","v":0.97227071030172596},null,null,"VIC Ringwood 24 (AusNet) 66 kV",null,null,null,null,false,null,null,{"$error":"#N/A"},{"$error":"#N/A"},{"$error":"#N/A"},{"$error":"#N/A"},{"$error":"#N/A"},{"$error":"#N/A"},{"$error":"#N/A"},{"$error":"#N/A"},{"$error":"#N/A"},{"$error":"#N/A"}]
[null,{"$f":"IF(DataInput!B5344=$B$8,IF($B$9=$B$10,TRUE,IF(DataInput!E5344=$B$9,TRUE,FALSE)))","v":true},null,null,{"$f":"IF(B5345=TRUE,DataInput!B5344,NA())","v":"VIC"},{"$f":"IF($E5345=DataInput!$B5344,DataInput!C5344,NA())","v":"SHTS66"},{"$f":"IF($E5345=DataInput!$B5344,DataInput!D5344,NA())","v":"Shepparton (Powercor) 66 kV"},{"$f":"IF($E5345=DataInput!$B5344,DataInput!E5344,NA())","v":"Powercor"},{"$f":"IF($E5345=DataInput!$B5344,DataInput!F5344,NA())","v":"Summer"},{"$f":"IF($E5345=DataInput!$B5344,DataInput!G5344,NA())","v":"Coincident"},{"$f":"IF($E5345=DataInput!$B5344,DataInput!H5344,NA())","v":2020},{"$f":"IF($E5345=DataInput!$B5344,DataInput!I5344,NA())","v":"POE50"},{"$f":"IF($E5345=DataInput!$B5344,DataInput!J5344,NA())","v":266.84978039809101},{"$f":"IF($E5345=DataInput!$B5344,DataInput!K5344,NA())","v":0.95535354187047705},null,null,"VIC Shepparton (Powercor) 66 kV",null,null,null,null,false,null,null,{"$error":"#N/A"},{"$error":"#N/A"},{"$error":"#N/A"},{"$error":"#N/A"},{"$error":"#N/A"},{"$error":"#N/A"},{"$error":"#N/A"},{"$error":"#N/A"},{"$error":"#N/A"},{"$error":"#N/A"}]
[null,{"$f":"IF(DataInput!B5391=$B$8,IF($B$9=$B$10,TRUE,IF(DataInput!E5391=$B$9,TRUE,FALSE)))","v":true},null,null,{"$f":"IF(B5392=TRUE,DataInput!B5391,NA())","v":"VIC"},{"$f":"IF($E5392=DataInput!$B5391,DataInput!C5391,NA())","v":"SMTS66A"},{"$f":"IF($E5392=DataInput!$B5391,DataInput!D5391,NA())","v":"South Morang (AusNet) 66 kV"},{"$f":"IF($E5392=DataInput!$B5391,DataInput!E5391,NA())","v":"AusNet"},{"$f":"IF($E5392=DataInput!$B5391,DataInput!F5391,NA())","v":"Winter"},{"$f":"IF($E5392=DataInput!$B5391,DataInput!G5391,NA())","v":"Coincident"},{"$f":"IF($E5392=DataInput!$B5391,DataInput!H5391,NA())","v":2016},{"$f":"IF($E5392=DataInput!$B5391,DataInput!I5391,NA())","v":"POE10"},{"$f":"IF($E5392=DataInput!$B5391,DataInput!J5391,NA())","v":193.77076299080099},{"$f":"IF($E5392=DataInput!$B5391,DataInput!K5391,NA())","v":1},null,null,"VIC South Morang (AusNet) 66 kV",null,null,null,null,false,null,null,{"$error":"#N/A"},{"$error":"#N/A"},{"$error":"#N/A"},{"$error":"#N/A"},{"$error":"#N/A"},{"$error":"#N/A"},{"$error":"#N/A"},{"$error":"#N/A"},{"$error":"#N/A"},{"$error":"#N/A"}]
[null,{"$f":"IF(DataInput!B5421=$B$8,IF($B$9=$B$10,TRUE,IF(DataInput!E5421=$B$9,TRUE,FALSE)))","v":true},null,null,{"$f":"IF(B5422=TRUE,DataInput!B5421,NA())","v":"VIC"},{"$f":"IF($E5422=DataInput!$B5421,DataInput!C5421,NA())","v":"SMTS66J"},{"$f":"IF($E5422=DataInput!$B5421,DataInput!D5421,NA())","v":"South Morang (Jemena) 66 kV"},{"$f":"IF($E5422=DataInput!$B5421,DataInput!E5421,NA())","v":"Jemena"},{"$f":"IF($E5422=DataInput!$B5421,DataInput!F5421,NA())","v":"Summer"},{"$f":"IF($E5422=DataInput!$B5421,DataInput!G5421,NA())","v":"Coincident"},{"$f":"IF($E5422=DataInput!$B5421,DataInput!H5421,NA())","v":2017},{"$f":"IF($E5422=DataInput!$B5421,DataInput!I5421,NA())","v":"POE50"},{"$f":"IF($E5422=DataInput!$B5421,DataInput!J5421,NA())","v":55.092610745693101},{"$f":"IF($E5422=DataInput!$B5421,DataInput!K5421,NA())","v":0.97491023638257002},null,null,"VIC South Morang (Jemena) 66 kV",null,null,null,null,false,null,null,{"$error":"#N/A"},{"$error":"#N/A"},{"$error":"#N/A"},{"$error":"#N/A"},{"$error":"#N/A"},{"$error":"#N/A"},{"$error":"#N/A"},{"$error":"#N/A"},{"$error":"#N/A"},{"$error":"#N/A"}]
[null,{"$f":"IF(DataInput!B5452=$B$8,IF($B$9=$B$10,TRUE,IF(DataInput!E5452=$B$9,TRUE,FALSE)))","v":true},null,null,{"$f":"IF(B5453=TRUE,DataInput!B5452,NA())","v":"VIC"},{"$f":"IF($E5453=DataInput!$B5452,DataInput!C5452,NA())","v":"SVTS1266U"},{"$f":"IF($E5453=DataInput!$B5452,DataInput!D5452,NA())","v":"Springvale 12 (United Energy) 66 kV"},{"$f":"IF($E5453=DataInput!$B5452,DataInput!E5452,NA())","v":"United Energy"},{"$f":"IF($E5453=DataInput!$B5452,DataInput!F5452,NA())","v":"Summer"},{"$f":"IF($E5453=DataInput!$B5452,DataInput!G5452,NA())","v":"Coincident"},{"$f":"IF($E5453=DataInput!$B5452,DataInput!H5452,NA())","v":2018},{"$f":"IF($E5453=DataInput!$B5452,DataInput!I5452,NA())","v":"POE10"},{"$f":"IF($E5453=DataInput!$B5452,DataInput!J5452,NA())","v":240.106942032473},{"$f":"IF($E5453=DataInput!$B5452,DataInput!K5452,NA())","v":1},null,null,"VIC Springvale 12 (United Energy) 66 kV",null,null,null,null,false,null,null,{"$error":"#N/A"},{"$error":"#N/A"},{"$error":"#N/A"},{"$error":"#N/A"},{"$error":"#N/A"},{"$error":"#N/A"},{"$error":"#N/A"},{"$error":"#N/A"},{"$error":"#N/A"},{"$error":"#N/A"}]
[null,{"$f":"IF(DataInput!B5470=$B$8,IF($B$9=$B$10,TRUE,IF(DataInput!E5470=$B$9,TRUE,FALSE)))","v":true},null,null,{"$f":"IF(B5471=TRUE,DataInput!B5470,NA())","v":"VIC"},{"$f":"IF($E5471=DataInput!$B5470,DataInput!C5470,NA())","v":"SVTS1266U"},{"$f":"IF($E5471=DataInput!$B5470,DataInput!D5470,NA())","v":"Springvale 12 (United Energy) 66 kV"},{"$f":"IF($E5471=DataInput!$B5470,DataInput!E5470,NA())","v":"United Energy"},{"$f":"IF($E5471=DataInput!$B5470,DataInput!F5470,NA())","v":"Summer"},{"$f":"IF($E5471=DataInput!$B5470,DataInput!G5470,NA())","v":"Coincident"},{"$f":"IF($E5471=DataInput!$B5470,DataInput!H5470,NA())","v":2026},{"$f":"IF($E5471=DataInput!$B5470,DataInput!I5470,NA())","v":"POE50"},{"$f":"IF($E5471=DataInput!$B5470,DataInput!J5470,NA())","v":195.45758265194399},{"$f":"IF($E5471=DataInput!$B5470,DataInput!K5470,NA())","v":1},null,null,"VIC Springvale 12 (United Energy) 66 kV",null,null,null,null,false,null,null,{"$error":"#N/A"},{"$error":"#N/A"},{"$error":"#N/A"},{"$error":"#N/A"},{"$error":"#N/A"},{"$error":"#N/A"},{"$error":"#N/A"},{"$error":"#N/A"},{"$error":"#N/A"},{"$error":"#N/A"}]
[null,{"$f":"IF(DataInput!B5501=$B$8,IF($B$9=$B$10,TRUE,IF(DataInput!E5501=$B$9,TRUE,FALSE)))","v":true},null,null,{"$f":"IF(B5502=TRUE,DataInput!B5501,NA())","v":"VIC"},{"$f":"IF($E5502=DataInput!$B5501,DataInput!C5501,NA())","v":"SVTS3466C"},{"$f":"IF($E5502=DataInput!$B5501,DataInput!D5501,NA())","v":"Springvale 34 (CitiPower) 66 kV"},{"$f":"IF($E5502=DataInput!$B5501,DataInput!E5501,NA())","v":"Citipower"},{"$f":"IF($E5502=DataInput!$B5501,DataInput!F5501,NA())","v":"Summer"},{"$f":"IF($E5502=DataInput!$B5501,DataInput!G5501,NA())","v":"Coincident"},{"$f":"IF($E5502=DataInput!$B5501,DataInput!H5501,NA())","v":2017},{"$f":"IF($E5502=DataInput!$B5501,DataInput!I5501,NA())","v":"POE50"},{"$f":"IF($E5502=DataInput!$B5501,DataInput!J5501,NA())","v":23.436598493521899},{"$f":"IF($E5502=DataInput!$B5501,DataInput!K5501,NA())","v":0.99787702970131198},null,null,"VIC Springvale 34 (CitiPower) 66 kV",null,null,null,null,false,null,null,{"$error":"#N/A"},{"$error":"#N/A"},{"$error":"#N/A"},{"$error":"#N/A"},{"$error":"#N/A"},{"$error":"#N/A"},{"$error":"#N/A"},{"$error":"#N/A"},{"$error":"#N/A"},{"$error":"#N/A"}]
[null,{"$f":"IF(DataInput!B5516=$B$8,IF($B$9=$B$10,TRUE,IF(DataInput!E5516=$B$9,TRUE,FALSE)))","v":true},null,null,{"$f":"IF(B5517=TRUE,DataInput!B5516,NA())","v":"VIC"},{"$f":"IF($E5517=DataInput!$B5516,DataInput!C5516,NA())","v":"SVTS3466C"},{"$f":"IF($E5517=DataInput!$B5516,DataInput!D5516,NA())","v":"Springvale 34 (CitiPower) 66 kV"},{"$f":"IF($E5517=DataInput!$B5516,DataInput!E5516,NA())","v":"Citipower"},{"$f":"IF($E5517=DataInput!$B5516,DataInput!F5516,NA())","v":"Winter"},{"$f":"IF($E5517=DataInput!$B5516,DataInput!G5516,NA())","v":"Coincident"},{"$f":"IF($E5517=DataInput!$B5516,DataInput!H5516,NA())","v":2021},{"$f":"IF($E5517=DataInput!$B5516,DataInput!I5516,NA())","v":"POE10"},{"$f":"IF($E5517=DataInput!$B5516,DataInput!J5516,NA())","v":15.643291160747101},{"$f":"IF($E5517=DataInput!$B5516,DataInput!K5516,NA())","v":1},null,null,"VIC Springvale 34 (CitiPower) 66 kV",null,null,null,null,false,null,null,{"$error":"#N/A"},{"$error":"#N/A"},{"$error":"#N/A"},{"$error":"#N/A"},{"$error":"#N/A"},{"$error":"#N/A"},{"$error":"#N/A"},{"$error":"#N/A"},{"$error":"#N/A"},{"$error":"#N/A"}]
[null,{"$f":"IF(DataInput!B5549=$B$8,IF($B$9=$B$10,TRUE,IF(DataInput!E5549=$B$9,TRUE,FALSE)))","v":true},null,null,{"$f":"IF(B5550=TRUE,DataInput!B5549,NA())","v":"VIC"},{"$f":"IF($E5550=DataInput!$B5549,DataInput!C5549,NA())","v":"SVTS3466U"},{"$f":"IF($E5550=DataInput!$B5549,DataInput!D5549,NA())","v":"Springvale 34 (United Energy) 66 kV"},{"$f":"IF($E5550=DataInput!$B5549,DataInput!E5549,NA())","v":"United Energy"},{"$f":"IF($E5550=DataInput!$B5549,DataInput!F5549,NA())","v":"Summer"},{"$f":"IF($E5550=DataInput!$B5549,DataInput!G5549,NA())","v":"Coincident"},{"$f":"IF($E5550=DataInput!$B5549,DataInput!H5549,NA())","v":2025},{"$f":"IF($E5550=DataInput!$B5549,DataInput!I5549,NA())","v":"POE50"},{"$f":"IF($E5550=DataInput!$B5549,DataInput!J5549,NA())","v":140.66152511059599},{"$f":"IF($E5550=DataInput!$B5549,DataInput!K5549,NA())","v":1},null,null,"VIC Springvale 34 (United Energy) 66 kV",null,null,null,null,false,null,null,{"$error":"#N/A"},{"$error":"#N/A"},{"$error":"#N/A"},{"$error":"#N/A"},{"$error":"#N/A"},{"$error":"#N/A"},{"$error":"#N/A"},{"$error":"#N/A"},{"$error":"#N/A"},{"$error":"#N/A"}]
[null,{"$f":"IF(DataInput!B5580=$B$8,IF($B$9=$B$10,TRUE,IF(DataInput!E5580=$B$9,TRUE,FALSE)))","v":true},null,null,{"$f":"IF(B5581=TRUE,DataInput!B5580,NA())","v":"VIC"},{"$f":"IF($E5581=DataInput!$B5580,DataInput!C5580,NA())","v":"TBTS66"},{"$f":"IF($E5581=DataInput!$B5580,DataInput!D5580,NA())","v":"Tyabb (United Energy) 66 kV"},{"$f":"IF($E5581=DataInput!$B5580,DataInput!E5580,NA())","v":"United Energy"},{"$f":"IF($E5581=DataInput!$B5580,DataInput!F5580,NA())","v":"Summer"},{"$f":"IF($E5581=DataInput!$B5580,DataInput!G5580,NA())","v":"Coincident"},{"$f":"IF($E5581=DataInput!$B5580,DataInput!H5580,NA())","v":2026},{"$f":"IF($E5581=DataInput!$B5580,DataInput!I5580,NA())","v":"POE10"},{"$f":"IF($E5581=DataInput!$B5580,DataInput!J5580,NA())","v":290.97552835641102},{"$f":"IF($E5581=DataInput!$B5580,DataInput!K5580,NA())","v":0.89183773039807002},null,null,"VIC Tyabb (United Energy) 66 kV",null,null,null,null,false,null,null,{"$error":"#N/A"},{"$error":"#N/A"},{"$error":"#N/A"},{"$error":"#N/A"},{"$error":"#N/A"},{"$error":"#N/A"},{"$error":"#N/A"},{"$error":"#N/A"},{"$error":"#N/A"},{"$error":"#N/A"}]
[null,{"$f":"IF(DataInput!B5627=$B$8,IF($B$9=$B$10,TRUE,IF(DataInput!E5627=$B$9,TRUE,FALSE)))","v":true},null,null,{"$f":"IF(B5628=TRUE,DataInput!B5627,NA())","v":"VIC"},{"$f":"IF($E5628=DataInput!$B5627,DataInput!C5627,NA())","v":"TGTS66"},{"$f":"IF($E5628=DataInput!$B5627,DataInput!D5627,NA())","v":"Terang (Powercor) 66 kV"},{"$f":"IF($E5628=DataInput!$B5627,DataInput!E5627,NA())","v":"Powercor"},{"$f":"IF($E5628=DataInput!$B5627,DataInput!F5627,NA())","v":"Summer"},{"$f":"IF($E5628=DataInput!$B5627,DataInput!G5627,NA())","v":"Coincident"},{"$f":"IF($E5628=DataInput!$B5627,DataInput!H5627,NA())","v":2023},{"$f":"IF($E5628=DataInput!$B5627,DataInput!I5627,NA())","v":"POE50"},{"$f":"IF($E5628=DataInput!$B5627,DataInput!J5627,NA())","v":178.398616351718},{"$f":"IF($E5628=DataInput!$B5627,DataInput!K5627,NA())","v":0.98081395517482095},null,null,"VIC Terang (Powercor) 66 kV",null,null,null,null,false,null,null,{"$error":"#N/A"},{"$error":"#N/A"},{"$error":"#N/A"},{"$error":"#N/A"},{"$error":"#N/A"},{"$error":"#N/A"},{"$error":"#N/A"},{"$error":"#N/A"},{"$error":"#N/A"},{"$error":"#N/A"}]
[null,{"$f":"IF(DataInput!B5643=$B$8,IF($B$9=$B$10,TRUE,IF(DataInput!E5643=$B$9,TRUE,FALSE)))","v":true},null,null,{"$f":"IF(B5644=TRUE,DataInput!B5643,NA())","v":"VIC"},{"$f":"IF($E5644=DataInput!$B5643,DataInput!C5643,NA())","v":"TGTS66"},{"$f":"IF($E5644=DataInput!$B5643,DataInput!D5643,NA())","v":"Terang (Powercor) 66 kV"},{"$f":"IF($E5644=DataInput!$B5643,DataInput!E5643,NA())","v":"Powercor"},{"$f":"IF($E5644=DataInput!$B5643,DataInput!F5643,NA())","v":"Winter"},{"$f":"IF($E5644=DataInput!$B5643,DataInput!G5643,NA())","v":"Coincident"},{"$f":"IF($E5644=DataInput!$B5643,DataInput!H5643,NA())","v":2018},{"$f":"IF($E5644=DataInput!$B5643,DataInput!I5643,NA())","v":"POE50"},{"$f":"IF($E5644=DataInput!$B5643,DataInput!J5643,NA())","v":216.044109789098},{"$f":"IF($E5644=DataInput!$B5643,DataInput!K5643,NA())","v":0.97619352775199097},null,null,{"$f":"IF(OR(ISERROR(E5644),ISERROR(G5644)),\"  \",E5644&\" \"&G5644)","v":"VIC Terang (Powercor) 66 kV"},null,null,null,null,{"$f":"IF(ISERROR(G5644),FALSE,IF($V$9=G5644,TRUE,FALSE))","v":false},null,null,{"$error":"#N/A"},{"$error":"#N/A"},{"$error":"#N/A"},{"$error":"#N/A"},{"$error":"#N/A"},{"$error":"#N/A"},{"$error":"#N/A"},{"$error":"#N/A"},{"$error":"#N/A"},{"$error":"#N/A"}]
[null,{"$f":"IF(DataInput!B5659=$B$8,IF($B$9=$B$10,TRUE,IF(DataInput!E5659=$B$9,TRUE,FALSE)))","v":true},null,null,{"$f":"IF(B5660=TRUE,DataInput!B5659,NA())","v":"VIC"},{"$f":"IF($E5660=DataInput!$B5659,DataInput!C5659,NA())","v":"TSTS66A"},{"$f":"IF($E5660=DataInput!$B5659,DataInput!D5659,NA())","v":"Templestowe (AusNet) 66 kV"},{"$f":"IF($E5660=DataInput!$B5659,DataInput!E5659,NA())","v":"AusNet"},{"$f":"IF($E5660=DataInput!$B5659,DataInput!F5659,NA())","v":"Summer"},{"$f":"IF($E5660=DataInput!$B5659,DataInput!G5659,NA())","v":"Coincident"},{"$f":"IF($E5660=DataInput!$B5659,DataInput!H5659,NA())","v":2025},{"$f":"IF($E5660=DataInput!$B5659,DataInput!I5659,NA())","v":"POE10"},{"$f":"IF($E5660=DataInput!$B5659,DataInput!J5659,NA())","v":60.293731548473801},{"$f":"IF($E5660=DataInput!$B5659,DataInput!K5659,NA())","v":0.95865082984974903},null,null,"VIC Templestowe (AusNet) 66 kV",null,null,null,null,false,null,null,{"$error":"#N/A"},{"$error":"#N/A"},{"$error":"#N/A"},{"$error":"#N/A"},{"$error":"#N/A"},{"$error":"#N/A"},{"$error":"#N/A"},{"$error":"#N/A"},{"$error":"#N/A"},{"$error":"#N/A"}]
[null,{"$f":"IF(DataInput!B5706=$B$8,IF($B$9=$B$10,TRUE,IF(DataInput!E5706=$B$9,TRUE,FALSE)))","v":true},null,null,{"$f":"IF(B5707=TRUE,DataInput!B5706,NA())","v":"VIC"},{"$f":"IF($E5707=DataInput!$B5706,DataInput!C5706,NA())","v":"TSTS66C"},{"$f":"IF($E5707=DataInput!$B5706,DataInput!D5706,NA())","v":"Templestowe (CitiPower) 66 kV"},{"$f":"IF($E5707=DataInput!$B5706,DataInput!E5706,NA())","v":"Citipower"},{"$f":"IF($E5707=DataInput!$B5706,DataInput!F5706,NA())","v":"Summer"},{"$f":"IF($E5707=DataInput!$B5706,DataInput!G5706,NA())","v":"Coincident"},{"$f":"IF($E5707=DataInput!$B5706,DataInput!H5706,NA())","v":2022},{"$f":"IF($E5707=DataInput!$B5706,DataInput!I5706,NA())","v":"POE50"},{"$f":"IF($E5707=DataInput!$B5706,DataInput!J5706,NA())","v":46.146769428193203},{"$f":"IF($E5707=DataInput!$B5706,DataInput!K5706,NA())","v":0.96042286238913099},null,null,"VIC Templestowe (CitiPower) 66 kV",null,null,null,null,false,null,null,{"$error":"#N/A"},{"$error":"#N/A"},{"$error":"#N/A"},{"$error":"#N/A"},{"$error":"#N/A"},{"$error":"#N/A"},{"$error":"#N/A"},{"$error":"#N/A"},{"$error":"#N/A"},{"$error":"#N/A"}]
[null,{"$f":"IF(DataInput!B5737=$B$8,IF($B$9=$B$10,TRUE,IF(DataInput!E5737=$B$9,TRUE,FALSE)))","v":true},null,null,{"$f":"IF(B5738=TRUE,DataInput!B5737,NA())","v":"VIC"},{"$f":"IF($E5738=DataInput!$B5737,DataInput!C5737,NA())","v":"TSTS66J"},{"$f":"IF($E5738=DataInput!$B5737,DataInput!D5737,NA())","v":"Templestowe (Jemena) 66 kV"},{"$f":"IF($E5738=DataInput!$B5737,DataInput!E5737,NA())","v":"Jemena"},{"$f":"IF($E5738=DataInput!$B5737,DataInput!F5737,NA())","v":"Summer"},{"$f":"IF($E5738=DataInput!$B5737,DataInput!G5737,NA())","v":"Coincident"},{"$f":"IF($E5738=DataInput!$B5737,DataInput!H5737,NA())","v":2023},{"$f":"IF($E5738=DataInput!$B5737,DataInput!I5737,NA())","v":"POE10"},{"$f":"IF($E5738=DataInput!$B5737,DataInput!J5737,NA())","v":76.140271260419198},{"$f":"IF($E5738=DataInput!$B5737,DataInput!K5737,NA())","v":1},null,null,"VIC Templestowe (Jemena) 66 kV",null,null,null,null,false,null,null,{"$error":"#N/A"},{"$error":"#N/A"},{"$error":"#N/A"},{"$error":"#N/A"},{"$error":"#N/A"},{"$error":"#N/A"},{"$error":"#N/A"},{"$error":"#N/A"},{"$error":"#N/A"},{"$error":"#N/A"}]
[null,{"$f":"IF(DataInput!B5770=$B$8,IF($B$9=$B$10,TRUE,IF(DataInput!E5770=$B$9,TRUE,FALSE)))","v":true},null,null,{"$f":"IF(B5771=TRUE,DataInput!B5770,NA())","v":"VIC"},{"$f":"IF($E5771=DataInput!$B5770,DataInput!C5770,NA())","v":"TSTS66J"},{"$f":"IF($E5771=DataInput!$B5770,DataInput!D5770,NA())","v":"Templestowe (Jemena) 66 kV"},{"$f":"IF($E5771=DataInput!$B5770,DataInput!E5770,NA())","v":"Jemena"},{"$f":"IF($E5771=DataInput!$B5770,DataInput!F5770,NA())","v":"Winter"},{"$f":"IF($E5771=DataInput!$B5770,DataInput!G5770,NA())","v":"Coincident"},{"$f":"IF($E5771=DataInput!$B5770,DataInput!H5770,NA())","v":2025},{"$f":"IF($E5771=DataInput!$B5770,DataInput!I5770,NA())","v":"POE50"},{"$f":"IF($E5771=DataInput!$B5770,DataInput!J5770,NA())","v":34.788365762388899},{"$f":"IF($E5771=DataInput!$B5770,DataInput!K5770,NA())","v":0.81733551602406096},null,null,"VIC Templestowe (Jemena) 66 kV",null,null,null,null,false,null,null,{"$error":"#N/A"},{"$error":"#N/A"},{"$error":"#N/A"},{"$error":"#N/A"},{"$error":"#N/A"},{"$error":"#N/A"},{"$error":"#N/A"},{"$error":"#N/A"},{"$error":"#N/A"},{"$error":"#N/A"}]
[null,{"$f":"IF(DataInput!B5785=$B$8,IF($B$9=$B$10,TRUE,IF(DataInput!E5785=$B$9,TRUE,FALSE)))","v":true},null,null,{"$f":"IF(B5786=TRUE,DataInput!B5785,NA())","v":"VIC"},{"$f":"IF($E5786=DataInput!$B5785,DataInput!C5785,NA())","v":"TSTS66U"},{"$f":"IF($E5786=DataInput!$B5785,DataInput!D5785,NA())","v":"Templestowe (United Energy) 66 kV"},{"$f":"IF($E5786=DataInput!$B5785,DataInput!E5785,NA())","v":"United Energy"},{"$f":"IF($E5786=DataInput!$B5785,DataInput!F5785,NA())","v":"Summer"},{"$f":"IF($E5786=DataInput!$B5785,DataInput!G5785,NA())","v":"Coincident"},{"$f":"IF($E5786=DataInput!$B5785,DataInput!H5785,NA())","v":2021},{"$f":"IF($E5786=DataInput!$B5785,DataInput!I5785,NA())","v":"POE50"},{"$f":"IF($E5786=DataInput!$B5785,DataInput!J5785,NA())","v":122.469245687968},{"$f":"IF($E5786=DataInput!$B5785,DataInput!K5785,NA())","v":1},null,null,"VIC Templestowe (United Energy) 66 kV",null,null,null,null,false,null,null,{"$error":"#N/A"},{"$error":"#N/A"},{"$error":"#N/A"},{"$error":"#N/A"},{"$error":"#N/A"},{"$error":"#N/A"},{"$error":"#N/A"},{"$error":"#N/A"},{"$error":"#N/A"},{"$error":"#N/A"}]
[null,{"$f":"IF(DataInput!B5816=$B$8,IF($B$9=$B$10,TRUE,IF(DataInput!E5816=$B$9,TRUE,FALSE)))","v":true},null,null,{"$f":"IF(B5817=TRUE,DataInput!B5816,NA())","v":"VIC"},{"$f":"IF($E5817=DataInput!$B5816,DataInput!C5816,NA())","v":"TTS1266A"},{"$f":"IF($E5817=DataInput!$B5816,DataInput!D5816,NA())","v":"Thomastown 12 (AusNet) 66 kV"},{"$f":"IF($E5817=DataInput!$B5816,DataInput!E5816,NA())","v":"AusNet"},{"$f":"IF($E5817=DataInput!$B5816,DataInput!F5816,NA())","v":"Summer"},{"$f":"IF($E5817=DataInput!$B5816,DataInput!G5816,NA())","v":"Coincident"},{"$f":"IF($E5817=DataInput!$B5816,DataInput!H5816,NA())","v":2022},{"$f":"IF($E5817=DataInput!$B5816,DataInput!I5816,NA())","v":"POE10"},{"$f":"IF($E5817=DataInput!$B5816,DataInput!J5816,NA())","v":126.07504341743601},{"$f":"IF($E5817=DataInput!$B5816,DataInput!K5816,NA())","v":1},null,null,"VIC Thomastown 12 (AusNet) 66 kV",null,null,null,null,false,null,null,{"$error":"#N/A"},{"$error":"#N/A"},{"$error":"#N/A"},{"$error":"#N/A"},{"$error":"#N/A"},{"$error":"#N/A"},{"$error":"#N/A"},{"$error":"#N/A"},{"$error":"#N/A"},{"$error":"#N/A"}]
[null,{"$f":"IF(DataInput!B5834=$B$8,IF($B$9=$B$10,TRUE,IF(DataInput!E5834=$B$9,TRUE,FALSE)))","v":true},null,null,{"$f":"IF(B5835=TRUE,DataInput!B5834,NA())","v":"VIC"},{"$f":"IF($E5835=DataInput!$B5834,DataInput!C5834,NA())","v":"TTS1266A"},{"$f":"IF($E5835=DataInput!$B5834,DataInput!D5834,NA())","v":"Thomastown 12 (AusNet) 66 kV"},{"$f":"IF($E5835=DataInput!$B5834,DataInput!E5834,NA())","v":"AusNet"},{"$f":"IF($E5835=DataInput!$B5834,DataInput!F5834,NA())","v":"Winter"},{"$f":"IF($E5835=DataInput!$B5834,DataInput!G5834,NA())","v":"Coincident"},{"$f":"IF($E5835=DataInput!$B5834,DataInput!H5834,NA())","v":2019},{"$f":"IF($E5835=DataInput!$B5834,DataInput!I5834,NA())","v":"POE10"},{"$f":"IF($E5835=DataInput!$B5834,DataInput!J5834,NA())","v":105.368586506201},{"$f":"IF($E5835=DataInput!$B5834,DataInput!K5834,NA())","v":1},null,null,"VIC Thomastown 12 (AusNet) 66 kV",null,null,null,null,false,null,null,{"$error":"#N/A"},{"$error":"#N/A"},{"$error":"#N/A"},{"$error":"#N/A"},{"$error":"#N/A"},{"$error":"#N/A"},{"$error":"#N/A"},{"$error":"#N/A"},{"$error":"#N/A"},{"$error":"#N/A"}]
[null,{"$f":"IF(DataInput!B5865=$B$8,IF($B$9=$B$10,TRUE,IF(DataInput!E5865=$B$9,TRUE,FALSE)))","v":true},null,null,{"$f":"IF(B5866=TRUE,DataInput!B5865,NA())","v":"VIC"},{"$f":"IF($E5866=DataInput!$B5865,DataInput!C5865,NA())","v":"TTS1266J"},{"$f":"IF($E5866=DataInput!$B5865,DataInput!D5865,NA())","v":"Thomastown 12 (Jemena) 66 kV"},{"$f":"IF($E5866=DataInput!$B5865,DataInput!E5865,NA())","v":"Jemena"},{"$f":"IF($E5866=DataInput!$B5865,DataInput!F5865,NA())","v":"Summer"},{"$f":"IF($E5866=DataInput!$B5865,DataInput!G5865,NA())","v":"Coincident"},{"$f":"IF($E5866=DataInput!$B5865,DataInput!H5865,NA())","v":2021},{"$f":"IF($E5866=DataInput!$B5865,DataInput!I5865,NA())","v":"POE50"},{"$f":"IF($E5866=DataInput!$B5865,DataInput!J5865,NA())","v":79.605746783421907},{"$f":"IF($E5866=DataInput!$B5865,DataInput!K5865,NA())","v":0.99901846265432404},null,null,"VIC Thomastown 12 (Jemena) 66 kV",null,null,null,null,false,null,null,{"$error":"#N/A"},{"$error":"#N/A"},{"$error":"#N/A"},{"$error":"#N/A"},{"$error":"#N/A"},{"$error":"#N/A"},{"$error":"#N/A"},{"$error":"#N/A"},{"$error":"#N/A"},{"$error":"#N/A"}]
[null,{"$f":"IF(DataInput!B5895=$B$8,IF($B$9=$B$10,TRUE,IF(DataInput!E5895=$B$9,TRUE,FALSE)))","v":true},null,null,{"$f":"IF(B5896=TRUE,DataInput!B5895,NA())","v":"VIC"},{"$f":"IF($E5896=DataInput!$B5895,DataInput!C5895,NA())","v":"TTS3466J"},{"$f":"IF($E5896=DataInput!$B5895,DataInput!D5895,NA())","v":"Thomastown 34 (Jemena) 66 kV"},{"$f":"IF($E5896=DataInput!$B5895,DataInput!E5895,NA())","v":"Jemena"},{"$f":"IF($E5896=DataInput!$B5895,DataInput!F5895,NA())","v":"Summer"},{"$f":"IF($E5896=DataInput!$B5895,DataInput!G5895,NA())","v":"Coincident"},{"$f":"IF($E5896=DataInput!$B5895,DataInput!H5895,NA())","v":2021},{"$f":"IF($E5896=DataInput!$B5895,DataInput!I5895,NA())","v":"POE10"},{"$f":"IF($E5896=DataInput!$B5895,DataInput!J5895,NA())","v":255.619902510853},{"$f":"IF($E5896=DataInput!$B5895,DataInput!K5895,NA())","v":1},null,null,"VIC Thomastown 34 (Jemena) 66 kV",null,null,null,null,false,null,null,{"$error":"#N/A"},{"$error":"#N/A"},{"$error":"#N/A"},{"$error":"#N/A"},{"$error":"#N/A"},{"$error":"#N/A"},{"$error":"#N/A"},{"$error":"#N/A"},{"$error":"#N/A"},{"$error":"#N/A"}]
[null,{"$f":"IF(DataInput!B5942=$B$8,IF($B$9=$B$10,TRUE,IF(DataInput!E5942=$B$9,TRUE,FALSE)))","v":true},null,null,{"$f":"IF(B5943=TRUE,DataInput!B5942,NA())","v":"VIC"},{"$f":"IF($E5943=DataInput!$B5942,DataInput!C5942,NA())","v":"VCB2"},{"$f":"IF($E5943=DataInput!$B5942,DataInput!D5942,NA())","v":"Aquasure Desalination 220kV"},{"$f":"IF($E5943=DataInput!$B5942,DataInput!E5942,NA())","v":"Direct Connect"},{"$f":"IF($E5943=DataInput!$B5942,DataInput!F5942,NA())","v":"Summer"},{"$f":"IF($E5943=DataInput!$B5942,DataInput!G5942,NA())","v":"Coincident"},{"$f":"IF($E5943=DataInput!$B5942,DataInput!H5942,NA())","v":2018},{"$f":"IF($E5943=DataInput!$B5942,DataInput!I5942,NA())","v":"POE50"},{"$f":"IF($E5943=DataInput!$B5942,DataInput!J5942,NA())","v":"NA"},{"$f":"IF($E5943=DataInput!$B5942,DataInput!K5942,NA())","v":"NA"},null,null,"VIC Aquasure Desalination 220kV",null,null,null,null,false,null,null,{"$error":"#N/A"},{"$error":"#N/A"},{"$error":"#N/A"},{"$error":"#N/A"},{"$error":"#N/A"},{"$error":"#N/A"},{"$error":"#N/A"},{"$error":"#N/A"},{"$error":"#N/A"},{"$error":"#N/A"}]
[null,{"$f":"IF(DataInput!B5973=$B$8,IF($B$9=$B$10,TRUE,IF(DataInput!E5973=$B$9,TRUE,FALSE)))","v":true},null,null,{"$f":"IF(B5974=TRUE,DataInput!B5973,NA())","v":"VIC"},{"$f":"IF($E5974=DataInput!$B5973,DataInput!C5973,NA())","v":"WETS66"},{"$f":"IF($E5974=DataInput!$B5973,DataInput!D5973,NA())","v":"Wemen (Powercor) 66 kV"},{"$f":"IF($E5974=DataInput!$B5973,DataInput!E5973,NA())","v":"Powercor"},{"$f":"IF($E5974=DataInput!$B5973,DataInput!F5973,NA())","v":"Summer"},{"$f":"IF($E5974=DataInput!$B5973,DataInput!G5973,NA())","v":"Coincident"},{"$f":"IF($E5974=DataInput!$B5973,DataInput!H5973,NA())","v":2019},{"$f":"IF($E5974=DataInput!$B5973,DataInput!I5973,NA())","v":"POE10"},{"$f":"IF($E5974=DataInput!$B5973,DataInput!J5973,NA())","v":30.3864555371444},{"$f":"IF($E5974=DataInput!$B5973,DataInput!K5973,NA())","v":0.55122040422761398},null,null,"VIC Wemen (Powercor) 66 kV",null,null,null,null,false,null,null,{"$error":"#N/A"},{"$error":"#N/A"},{"$error":"#N/A"},{"$error":"#N/A"},{"$error":"#N/A"},{"$error":"#N/A"},{"$error":"#N/A"},{"$error":"#N/A"},{"$error":"#N/A"},{"$error":"#N/A"}]
[null,{"$f":"IF(DataInput!B5992=$B$8,IF($B$9=$B$10,TRUE,IF(DataInput!E5992=$B$9,TRUE,FALSE)))","v":true},null,null,{"$f":"IF(B5993=TRUE,DataInput!B5992,NA())","v":"VIC"},{"$f":"IF($E5993=DataInput!$B5992,DataInput!C5992,NA())","v":"WETS66"},{"$f":"IF($E5993=DataInput!$B5992,DataInput!D5992,NA())","v":"Wemen (Powercor) 66 kV"},{"$f":"IF($E5993=DataInput!$B5992,DataInput!E5992,NA())","v":"Powercor"},{"$f":"IF($E5993=DataInput!$B5992,DataInput!F5992,NA())","v":"Winter"},{"$f":"IF($E5993=DataInput!$B5992,DataInput!G5992,NA())","v":"Coincident"},{"$f":"IF($E5993=DataInput!$B5992,DataInput!H5992,NA())","v":2017},{"$f":"IF($E5993=DataInput!$B5992,DataInput!I5992,NA())","v":"POE10"},{"$f":"IF($E5993=DataInput!$B5992,DataInput!J5992,NA())","v":13.584505358485901},{"$f":"IF($E5993=DataInput!$B5992,DataInput!K5992,NA())","v":0.57769033224344202},null,null,"VIC Wemen (Powercor) 66 kV",null,null,null,null,false,null,null,{"$error":"#N/A"},{"$error":"#N/A"},{"$error":"#N/A"},{"$error":"#N/A"},{"$error":"#N/A"},{"$error":"#N/A"},{"$error":"#N/A"},{"$error":"#N/A"},{"$error":"#N/A"},{"$error":"#N/A"}]
[null,{"$f":"IF(DataInput!B6021=$B$8,IF($B$9=$B$10,TRUE,IF(DataInput!E6021=$B$9,TRUE,FALSE)))","v":true},null,null,{"$f":"IF(B6022=TRUE,DataInput!B6021,NA())","v":"VIC"},{"$f":"IF($E6022=DataInput!$B6021,DataInput!C6021,NA())","v":"WMTS22"},{"$f":"IF($E6022=DataInput!$B6021,DataInput!D6021,NA())","v":"West Melbourne (CitiPower) 22 kV"},{"$f":"IF($E6022=DataInput!$B6021,DataInput!E6021,NA())","v":"Citipower"},{"$f":"IF($E6022=DataInput!$B6021,DataInput!F6021,NA())","v":"Summer"},{"$f":"IF($E6022=DataInput!$B6021,DataInput!G6021,NA())","v":"Coincident"},{"$f":"IF($E6022=DataInput!$B6021,DataInput!H6021,NA())","v":2017},{"$f":"IF($E6022=DataInput!$B6021,DataInput!I6021,NA())","v":"POE50"},{"$f":"IF($E6022=DataInput!$B6021,DataInput!J6021,NA())","v":59.391909228495599},{"$f":"IF($E6022=DataInput!$B6021,DataInput!K6021,NA())","v":0.94495737813981195},null,null,"VIC West Melbourne (CitiPower) 22 kV",null,null,null,null,false,null,null,{"$error":"#N/A"},{"$error":"#N/A"},{"$error":"#N/A"},{"$error":"#N/A"},{"$error":"#N/A"},{"$error":"#N/A"},{"$error":"#N/A"},{"$error":"#N/A"},{"$error":"#N/A"},{"$error":"#N/A"}]
[null,{"$f":"IF(DataInput!B6052=$B$8,IF($B$9=$B$10,TRUE,IF(DataInput!E6052=$B$9,TRUE,FALSE)))","v":true},null,null,{"$f":"IF(B6053=TRUE,DataInput!B6052,NA())","v":"VIC"},{"$f":"IF($E6053=DataInput!$B6052,DataInput!C6052,NA())","v":"WMTS66C"},{"$f":"IF($E6053=DataInput!$B6052,DataInput!D6052,NA())","v":"West Melbourne (CitiPower) 66 kV"},{"$f":"IF($E6053=DataInput!$B6052,DataInput!E6052,NA())","v":"Citipower"},{"$f":"IF($E6053=DataInput!$B6052,DataInput!F6052,NA())","v":"Summer"},{"$f":"IF($E6053=DataInput!$B6052,DataInput!G6052,NA())","v":"Coincident"},{"$f":"IF($E6053=DataInput!$B6052,DataInput!H6052,NA())","v":2018},{"$f":"IF($E6053=DataInput!$B6052,DataInput!I6052,NA())","v":"POE10"},{"$f":"IF($E6053=DataInput!$B6052,DataInput!J6052,NA())","v":243.87815754387501},{"$f":"IF($E6053=DataInput!$B6052,DataInput!K6052,NA())","v":0.985043951976458},null,null,"VIC West Melbourne (CitiPower) 66 kV",null,null,null,null,false,null,null,{"$error":"#N/A"},{"$error":"#N/A"},{"$error":"#N/A"},{"$error":"#N/A"},{"$error":"#N/A"},{"$error":"#N/A"},{"$error":"#N/A"},{"$error":"#N/A"},{"$error":"#N/A"},{"$error":"#N/A"}]
[null,{"$f":"IF(DataInput!B6070=$B$8,IF($B$9=$B$10,TRUE,IF(DataInput!E6070=$B$9,TRUE,FALSE)))","v":true},null,null,{"$f":"IF(B6071=TRUE,DataInput!B6070,NA())","v":"VIC"},{"$f":"IF($E6071=DataInput!$B6070,DataInput!C6070,NA())","v":"WMTS66C"},{"$f":"IF($E6071=DataInput!$B6070,DataInput!D6070,NA())","v":"West Melbourne (CitiPower) 66 kV"},{"$f":"IF($E6071=DataInput!$B6070,DataInput!E6070,NA())","v":"Citipower"},{"$f":"IF($E6071=DataInput!$B6070,DataInput!F6070,NA())","v":"Summer"},{"$f":"IF($E6071=DataInput!$B6070,DataInput!G6070,NA())","v":"Coincident"},{"$f":"IF($E6071=DataInput!$B6070,DataInput!H6070,NA())","v":2026},{"$f":"IF($E6071=DataInput!$B6070,DataInput!I6070,NA())","v":"POE50"},{"$f":"IF($E6071=DataInput!$B6070,DataInput!J6070,NA())","v":226.41057755295901},{"$f":"IF($E6071=DataInput!$B6070,DataInput!K6070,NA())","v":1},null,null,"VIC West Melbourne (CitiPower) 66 kV",null,null,null,null,false,null,null,{"$error":"#N/A"},{"$error":"#N/A"},{"$error":"#N/A"},{"$error":"#N/A"},{"$error":"#N/A"},{"$error":"#N/A"},{"$error":"#N/A"},{"$error":"#N/A"},{"$error":"#N/A"},{"$error":"#N/A"}]
[null,{"$f":"IF(DataInput!B6115=$B$8,IF($B$9=$B$10,TRUE,IF(DataInput!E6115=$B$9,TRUE,FALSE)))","v":true},null,null,{"$f":"IF(B6116=TRUE,DataInput!B6115,NA())","v":"VIC"},{"$f":"IF($E6116=DataInput!$B6115,DataInput!C6115,NA())","v":"WMTS66J"},{"$f":"IF($E6116=DataInput!$B6115,DataInput!D6115,NA())","v":"West Melbourne (Jemena) 66 kV"},{"$f":"IF($E6116=DataInput!$B6115,DataInput!E6115,NA())","v":"Jemena"},{"$f":"IF($E6116=DataInput!$B6115,DataInput!F6115,NA())","v":"Winter"},{"$f":"IF($E6116=DataInput!$B6115,DataInput!G6115,NA())","v":"Coincident"},{"$f":"IF($E6116=DataInput!$B6115,DataInput!H6115,NA())","v":2020},{"$f":"IF($E6116=DataInput!$B6115,DataInput!I6115,NA())","v":"POE10"},{"$f":"IF($E6116=DataInput!$B6115,DataInput!J6115,NA())","v":66.042324643190597},{"$f":"IF($E6116=DataInput!$B6115,DataInput!K6115,NA())","v":1},null,null,"VIC West Melbourne (Jemena) 66 kV",null,null,null,null,false,null,null,{"$error":"#N/A"},{"$error":"#N/A"},{"$error":"#N/A"},{"$error":"#N/A"},{"$error":"#N/A"},{"$error":"#N/A"},{"$error":"#N/A"},{"$error":"#N/A"},{"$error":"#N/A"},{"$error":"#N/A"}]
[null,{"$f":"IF(DataInput!B6131=$B$8,IF($B$9=$B$10,TRUE,IF(DataInput!E6131=$B$9,TRUE,FALSE)))","v":true},null,null,{"$f":"IF(B6132=TRUE,DataInput!B6131,NA())","v":"VIC"},{"$f":"IF($E6132=DataInput!$B6131,DataInput!C6131,NA())","v":"WOTS22"},{"$f":"IF($E6132=DataInput!$B6131,DataInput!D6131,NA())","v":"Wodonga (AusNet) 22 kV"},{"$f":"IF($E6132=DataInput!$B6131,DataInput!E6131,NA())","v":"AusNet"},{"$f":"IF($E6132=DataInput!$B6131,DataInput!F6131,NA())","v":"Summer"},{"$f":"IF($E6132=DataInput!$B6131,DataInput!G6131,NA())","v":"Coincident"},{"$f":"IF($E6132=DataInput!$B6131,DataInput!H6131,NA())","v":2017},{"$f":"IF($E6132=DataInput!$B6131,DataInput!I6131,NA())","v":"POE10"},{"$f":"IF($E6132=DataInput!$B6131,DataInput!J6131,NA())","v":31.376998802830801},{"$f":"IF($E6132=DataInput!$B6131,DataInput!K6131,NA())","v":0.86951297272304195},null,null,"VIC Wodonga (AusNet) 22 kV",null,null,null,null,false,null,null,{"$error":"#N/A"},{"$error":"#N/A"},{"$error":"#N/A"},{"$error":"#N/A"},{"$error":"#N/A"},{"$error":"#N/A"},{"$error":"#N/A"},{"$error":"#N/A"},{"$error":"#N/A"},{"$error":"#N/A"}]
[null,{"$f":"IF(DataInput!B6149=$B$8,IF($B$9=$B$10,TRUE,IF(DataInput!E6149=$B$9,TRUE,FALSE)))","v":true},null,null,{"$f":"IF(B6150=TRUE,DataInput!B6149,NA())","v":"VIC"},{"$f":"IF($E6150=DataInput!$B6149,DataInput!C6149,NA())","v":"WOTS22"},{"$f":"IF($E6150=DataInput!$B6149,DataInput!D6149,NA())","v":"Wodonga (AusNet) 22 kV"},{"$f":"IF($E6150=DataInput!$B6149,DataInput!E6149,NA())","v":"AusNet"},{"$f":"IF($E6150=DataInput!$B6149,DataInput!F6149,NA())","v":"Summer"},{"$f":"IF($E6150=DataInput!$B6149,DataInput!G6149,NA())","v":"Coincident"},{"$f":"IF($E6150=DataInput!$B6149,DataInput!H6149,NA())","v":2025},{"$f":"IF($E6150=DataInput!$B6149,DataInput!I6149,NA())","v":"POE50"},{"$f":"IF($E6150=DataInput!$B6149,DataInput!J6149,NA())","v":31.6814154647981},{"$f":"IF($E6150=DataInput!$B6149,DataInput!K6149,NA())","v":0.86926070952901202},null,null,"VIC Wodonga (AusNet) 22 kV",null,null,null,null,false,null,null,{"$error":"#N/A"},{"$error":"#N/A"},{"$error":"#N/A"},{"$error":"#N/A"},{"$error":"#N/A"},{"$error":"#N/A"},{"$error":"#N/A"},{"$error":"#N/A"},{"$error":"#N/A"},{"$error":"#N/A"}]
[null,{"$f":"IF(DataInput!B6180=$B$8,IF($B$9=$B$10,TRUE,IF(DataInput!E6180=$B$9,TRUE,FALSE)))","v":true},null,null,{"$f":"IF(B6181=TRUE,DataInput!B6180,NA())","v":"VIC"},{"$f":"IF($E6181=DataInput!$B6180,DataInput!C6180,NA())","v":"WOTS66"},{"$f":"IF($E6181=DataInput!$B6180,DataInput!D6180,NA())","v":"Wodonga (AusNet) 66 kV"},{"$f":"IF($E6181=DataInput!$B6180,DataInput!E6180,NA())","v":"AusNet"},{"$f":"IF($E6181=DataInput!$B6180,DataInput!F6180,NA())","v":"Summer"},{"$f":"IF($E6181=DataInput!$B6180,DataInput!G6180,NA())","v":"Coincident"},{"$f":"IF($E6181=DataInput!$B6180,DataInput!H6180,NA())","v":2026},{"$f":"IF($E6181=DataInput!$B6180,DataInput!I6180,NA())","v":"POE10"},{"$f":"IF($E6181=DataInput!$B6180,DataInput!J6180,NA())","v":43.096317353681201},{"$f":"IF($E6181=DataInput!$B6180,DataInput!K6180,NA())","v":0.94822072706149896},null,null,"VIC Wodonga (AusNet) 66 kV",null,null,null,null,false,null,null,{"$error":"#N/A"},{"$error":"#N/A"},{"$error":"#N/A"},{"$error":"#N/A"},{"$error":"#N/A"},{"$error":"#N/A"},{"$error":"#N/A"},{"$error":"#N/A"},{"$error":"#N/A"},{"$error":"#N/A"}]
[null,{"$f":"IF(DataInput!B6214=$B$8,IF($B$9=$B$10,TRUE,IF(DataInput!E6214=$B$9,TRUE,FALSE)))","v":true},null,null,{"$f":"IF(B6215=TRUE,DataInput!B6214,NA())","v":"VIC"},{"$f":"IF($E6215=DataInput!$B6214,DataInput!C6214,NA())","v":"YPS11"},{"$f":"IF($E6215=DataInput!$B6214,DataInput!D6214,NA())","v":"Yallourn (AusNet) 11 kV"},{"$f":"IF($E6215=DataInput!$B6214,DataInput!E6214,NA())","v":"AusNet"},{"$f":"IF($E6215=DataInput!$B6214,DataInput!F6214,NA())","v":"Summer"},{"$f":"IF($E6215=DataInput!$B6214,DataInput!G6214,NA())","v":"Coincident"},{"$f":"IF($E6215=DataInput!$B6214,DataInput!H6214,NA())","v":2020},{"$f":"IF($E6215=DataInput!$B6214,DataInput!I6214,NA())","v":"POE10"},{"$f":"IF($E6215=DataInput!$B6214,DataInput!J6214,NA())","v":0.20729024726899101},{"$f":"IF($E6215=DataInput!$B6214,DataInput!K6214,NA())","v":0.36537907374726297},null,null,"VIC Yallourn (AusNet) 11 kV",null,null,null,null,false,null,null,{"$error":"#N/A"},{"$error":"#N/A"},{"$error":"#N/A"},{"$error":"#N/A"},{"$error":"#N/A"},{"$error":"#N/A"},{"$error":"#N/A"},{"$error":"#N/A"},{"$error":"#N/A"},{"$error":"#N/A"}]
[null,{"$f":"IF(DataInput!B6257=$B$8,IF($B$9=$B$10,TRUE,IF(DataInput!E6257=$B$9,TRUE,FALSE)))","v":true},null,null,{"$f":"IF(B6258=TRUE,DataInput!B6257,NA())","v":"VIC"},{"$f":"IF($E6258=DataInput!$B6257,DataInput!C6257,NA())","v":"APD"},{"$f":"IF($E6258=DataInput!$B6257,DataInput!D6257,NA())","v":"Alcoa Portland 500 kV"},{"$f":"IF($E6258=DataInput!$B6257,DataInput!E6257,NA())","v":"Direct Connect"},{"$f":"IF($E6258=DataInput!$B6257,DataInput!F6257,NA())","v":"Summer"},{"$f":"IF($E6258=DataInput!$B6257,DataInput!G6257,NA())","v":"Non-Coincident"},{"$f":"IF($E6258=DataInput!$B6257,DataInput!H6257,NA())","v":2010},{"$f":"IF($E6258=DataInput!$B6257,DataInput!I6257,NA())","v":"TempCorrActualPOE50"},{"$f":"IF($E6258=DataInput!$B6257,DataInput!J6257,NA())","v":"NA"},{"$f":"IF($E6258=DataInput!$B6257,DataInput!K6257,NA())","v":"NA"},null,null,"VIC Alcoa Portland 500 kV",null,null,null,null,false,null,null,{"$error":"#N/A"},{"$error":"#N/A"},{"$error":"#N/A"},{"$error":"#N/A"},{"$error":"#N/A"},{"$error":"#N/A"},{"$error":"#N/A"},{"$error":"#N/A"},{"$error":"#N/A"},{"$error":"#N/A"}]
[null,{"$f":"IF(DataInput!B6288=$B$8,IF($B$9=$B$10,TRUE,IF(DataInput!E6288=$B$9,TRUE,FALSE)))","v":true},null,null,{"$f":"IF(B6289=TRUE,DataInput!B6288,NA())","v":"VIC"},{"$f":"IF($E6289=DataInput!$B6288,DataInput!C6288,NA())","v":"APD"},{"$f":"IF($E6289=DataInput!$B6288,DataInput!D6288,NA())","v":"Alcoa Portland 500 kV"},{"$f":"IF($E6289=DataInput!$B6288,DataInput!E6288,NA())","v":"Direct Connect"},{"$f":"IF($E6289=DataInput!$B6288,DataInput!F6288,NA())","v":"Winter"},{"$f":"IF($E6289=DataInput!$B6288,DataInput!G6288,NA())","v":"Non-Coincident"},{"$f":"IF($E6289=DataInput!$B6288,DataInput!H6288,NA())","v":2014},{"$f":"IF($E6289=DataInput!$B6288,DataInput!I6288,NA())","v":"TempCorrActualPOE10"},{"$f":"IF($E6289=DataInput!$B6288,DataInput!J6288,NA())","v":"NA"},{"$f":"IF($E6289=DataInput!$B6288,DataInput!K6288,NA())","v":"NA"},null,null,"VIC Alcoa Portland 500 kV",null,null,null,null,false,null,null,{"$error":"#N/A"},{"$error":"#N/A"},{"$error":"#N/A"},{"$error":"#N/A"},{"$error":"#N/A"},{"$error":"#N/A"},{"$error":"#N/A"},{"$error":"#N/A"},{"$error":"#N/A"},{"$error":"#N/A"}]
[null,{"$f":"IF(DataInput!B6306=$B$8,IF($B$9=$B$10,TRUE,IF(DataInput!E6306=$B$9,TRUE,FALSE)))","v":true},null,null,{"$f":"IF(B6307=TRUE,DataInput!B6306,NA())","v":"VIC"},{"$f":"IF($E6307=DataInput!$B6306,DataInput!C6306,NA())","v":"ATSBJ"},{"$f":"IF($E6307=DataInput!$B6306,DataInput!D6306,NA())","v":"Altona-Brooklyn (Jemena) 66 kV"},{"$f":"IF($E6307=DataInput!$B6306,DataInput!E6306,NA())","v":"Jemena"},{"$f":"IF($E6307=DataInput!$B6306,DataInput!F6306,NA())","v":"Summer"},{"$f":"IF($E6307=DataInput!$B6306,DataInput!G6306,NA())","v":"Non-Coincident"},{"$f":"IF($E6307=DataInput!$B6306,DataInput!H6306,NA())","v":2014},{"$f":"IF($E6307=DataInput!$B6306,DataInput!I6306,NA())","v":"TempCorrActualPOE10"},{"$f":"IF($E6307=DataInput!$B6306,DataInput!J6306,NA())","v":127.422864626029},{"$f":"IF($E6307=DataInput!$B6306,DataInput!K6306,NA())","v":"NA"},null,null,"VIC Altona-Brooklyn (Jemena) 66 kV",null,null,null,null,false,null,null,{"$error":"#N/A"},{"$error":"#N/A"},{"$error":"#N/A"},{"$error":"#N/A"},{"$error":"#N/A"},{"$error":"#N/A"},{"$error":"#N/A"},{"$error":"#N/A"},{"$error":"#N/A"},{"$error":"#N/A"}]
[null,{"$f":"IF(DataInput!B6337=$B$8,IF($B$9=$B$10,TRUE,IF(DataInput!E6337=$B$9,TRUE,FALSE)))","v":true},null,null,{"$f":"IF(B6338=TRUE,DataInput!B6337,NA())","v":"VIC"},{"$f":"IF($E6338=DataInput!$B6337,DataInput!C6337,NA())","v":"ATSBP"},{"$f":"IF($E6338=DataInput!$B6337,DataInput!D6337,NA())","v":"Altona-Brooklyn (Powercor) 66 kV"},{"$f":"IF($E6338=DataInput!$B6337,DataInput!E6337,NA())","v":"Powercor"},{"$f":"IF($E6338=DataInput!$B6337,DataInput!F6337,NA())","v":"Summer"},{"$f":"IF($E6338=DataInput!$B6337,DataInput!G6337,NA())","v":"Non-Coincident"},{"$f":"IF($E6338=DataInput!$B6337,DataInput!H6337,NA())","v":2010},{"$f":"IF($E6338=DataInput!$B6337,DataInput!I6337,NA())","v":"TempCorrActualPOE50"},{"$f":"IF($E6338=DataInput!$B6337,DataInput!J6337,NA())","v":156.09981924665499},{"$f":"IF($E6338=DataInput!$B6337,DataInput!K6337,NA())","v":"NA"},null,null,"VIC Altona-Brooklyn (Powercor) 66 kV",null,null,null,null,false,null,null,{"$error":"#N/A"},{"$error":"#N/A"},{"$error":"#N/A"},{"$error":"#N/A"},{"$error":"#N/A"},{"$error":"#N/A"},{"$error":"#N/A"},{"$error":"#N/A"},{"$error":"#N/A"},{"$error":"#N/A"}]
[null,{"$f":"IF(DataInput!B6354=$B$8,IF($B$9=$B$10,TRUE,IF(DataInput!E6354=$B$9,TRUE,FALSE)))","v":true},null,null,{"$f":"IF(B6355=TRUE,DataInput!B6354,NA())","v":"VIC"},{"$f":"IF($E6355=DataInput!$B6354,DataInput!C6354,NA())","v":"ATSBP"},{"$f":"IF($E6355=DataInput!$B6354,DataInput!D6354,NA())","v":"Altona-Brooklyn (Powercor) 66 kV"},{"$f":"IF($E6355=DataInput!$B6354,DataInput!E6354,NA())","v":"Powercor"},{"$f":"IF($E6355=DataInput!$B6354,DataInput!F6354,NA())","v":"Winter"},{"$f":"IF($E6355=DataInput!$B6354,DataInput!G6354,NA())","v":"Non-Coincident"},{"$f":"IF($E6355=DataInput!$B6354,DataInput!H6354,NA())","v":2007},{"$f":"IF($E6355=DataInput!$B6354,DataInput!I6354,NA())","v":"TempCorrActualPOE10"},{"$f":"IF($E6355=DataInput!$B6354,DataInput!J6354,NA())","v":147.59426782406601},{"$f":"IF($E6355=DataInput!$B6354,DataInput!K6354,NA())","v":"NA"},null,null,"VIC Altona-Brooklyn (Powercor) 66 kV",null,null,null,null,false,null,null,{"$error":"#N/A"},{"$error":"#N/A"},{"$error":"#N/A"},{"$error":"#N/A"},{"$error":"#N/A"},{"$error":"#N/A"},{"$error":"#N/A"},{"$error":"#N/A"},{"$error":"#N/A"},{"$error":"#N/A"}]
[null,{"$f":"IF(DataInput!B6385=$B$8,IF($B$9=$B$10,TRUE,IF(DataInput!E6385=$B$9,TRUE,FALSE)))","v":true},null,null,{"$f":"IF(B6386=TRUE,DataInput!B6385,NA())","v":"VIC"},{"$f":"IF($E6386=DataInput!$B6385,DataInput!C6385,NA())","v":"ATSWAL"},{"$f":"IF($E6386=DataInput!$B6385,DataInput!D6385,NA())","v":"Air Liquid"},{"$f":"IF($E6386=DataInput!$B6385,DataInput!E6385,NA())","v":"Direct Connect"},{"$f":"IF($E6386=DataInput!$B6385,DataInput!F6385,NA())","v":"Summer"},{"$f":"IF($E6386=DataInput!$B6385,DataInput!G6385,NA())","v":"Non-Coincident"},{"$f":"IF($E6386=DataInput!$B6385,DataInput!H6385,NA())","v":2014},{"$f":"IF($E6386=DataInput!$B6385,DataInput!I6385,NA())","v":"TempCorrActualPOE50"},{"$f":"IF($E6386=DataInput!$B6385,DataInput!J6385,NA())","v":"NA"},{"$f":"IF($E6386=DataInput!$B6385,DataInput!K6385,NA())","v":"NA"},null,null,"VIC Air Liquid",null,null,null,null,false,null,null,{"$error":"#N/A"},{"$error":"#N/A"},{"$error":"#N/A"},{"$error":"#N/A"},{"$error":"#N/A"},{"$error":"#N/A"},{"$error":"#N/A"},{"$error":"#N/A"},{"$error":"#N/A"},{"$error":"#N/A"}]
[null,{"$f":"IF(DataInput!B6416=$B$8,IF($B$9=$B$10,TRUE,IF(DataInput!E6416=$B$9,TRUE,FALSE)))","v":true},null,null,{"$f":"IF(B6417=TRUE,DataInput!B6416,NA())","v":"VIC"},{"$f":"IF($E6417=DataInput!$B6416,DataInput!C6416,NA())","v":"ATSWP"},{"$f":"IF($E6417=DataInput!$B6416,DataInput!D6416,NA())","v":"Altona West (Powercor) 66 kV"},{"$f":"IF($E6417=DataInput!$B6416,DataInput!E6416,NA())","v":"Powercor"},{"$f":"IF($E6417=DataInput!$B6416,DataInput!F6416,NA())","v":"Summer"},{"$f":"IF($E6417=DataInput!$B6416,DataInput!G6416,NA())","v":"Non-Coincident"},{"$f":"IF($E6417=DataInput!$B6416,DataInput!H6416,NA())","v":2009},{"$f":"IF($E6417=DataInput!$B6416,DataInput!I6416,NA())","v":"TempCorrActualPOE10"},{"$f":"IF($E6417=DataInput!$B6416,DataInput!J6416,NA())","v":174.74234965196999},{"$f":"IF($E6417=DataInput!$B6416,DataInput!K6416,NA())","v":"NA"},null,null,"VIC Altona West (Powercor) 66 kV",null,null,null,null,false,null,null,{"$error":"#N/A"},{"$error":"#N/A"},{"$error":"#N/A"},{"$error":"#N/A"},{"$error":"#N/A"},{"$error":"#N/A"},{"$error":"#N/A"},{"$error":"#N/A"},{"$error":"#N/A"},{"$error":"#N/A"}]
[null,{"$f":"IF(DataInput!B6436=$B$8,IF($B$9=$B$10,TRUE,IF(DataInput!E6436=$B$9,TRUE,FALSE)))","v":true},null,null,{"$f":"IF(B6437=TRUE,DataInput!B6436,NA())","v":"VIC"},{"$f":"IF($E6437=DataInput!$B6436,DataInput!C6436,NA())","v":"ATSWP"},{"$f":"IF($E6437=DataInput!$B6436,DataInput!D6436,NA())","v":"Altona West (Powercor) 66 kV"},{"$f":"IF($E6437=DataInput!$B6436,DataInput!E6436,NA())","v":"Powercor"},{"$f":"IF($E6437=DataInput!$B6436,DataInput!F6436,NA())","v":"Winter"},{"$f":"IF($E6437=DataInput!$B6436,DataInput!G6436,NA())","v":"Non-Coincident"},{"$f":"IF($E6437=DataInput!$B6436,DataInput!H6436,NA())","v":2008},{"$f":"IF($E6437=DataInput!$B6436,DataInput!I6436,NA())","v":"TempCorrActualPOE10"},{"$f":"IF($E6437=DataInput!$B6436,DataInput!J6436,NA())","v":129.261852177241},{"$f":"IF($E6437=DataInput!$B6436,DataInput!K6436,NA())","v":"NA"},null,null,"VIC Altona West (Powercor) 66 kV",null,null,null,null,false,null,null,{"$error":"#N/A"},{"$error":"#N/A"},{"$error":"#N/A"},{"$error":"#N/A"},{"$error":"#N/A"},{"$error":"#N/A"},{"$error":"#N/A"},{"$error":"#N/A"},{"$error":"#N/A"},{"$error":"#N/A"}]
[null,{"$f":"IF(DataInput!B6464=$B$8,IF($B$9=$B$10,TRUE,IF(DataInput!E6464=$B$9,TRUE,FALSE)))","v":true},null,null,{"$f":"IF(B6465=TRUE,DataInput!B6464,NA())","v":"VIC"},{"$f":"IF($E6465=DataInput!$B6464,DataInput!C6464,NA())","v":"BATS66"},{"$f":"IF($E6465=DataInput!$B6464,DataInput!D6464,NA())","v":"Ballarat (Powercor) 66 kV"},{"$f":"IF($E6465=DataInput!$B6464,DataInput!E6464,NA())","v":"Powercor"},{"$f":"IF($E6465=DataInput!$B6464,DataInput!F6464,NA())","v":"Summer"},{"$f":"IF($E6465=DataInput!$B6464,DataInput!G6464,NA())","v":"Non-Coincident"},{"$f":"IF($E6465=DataInput!$B6464,DataInput!H6464,NA())","v":2013},{"$f":"IF($E6465=DataInput!$B6464,DataInput!I6464,NA())","v":"TempCorrActualPOE10"},{"$f":"IF($E6465=DataInput!$B6464,DataInput!J6464,NA())","v":177.70616793214899},{"$f":"IF($E6465=DataInput!$B6464,DataInput!K6464,NA())","v":"NA"},null,null,"VIC Ballarat (Powercor) 66 kV",null,null,null,null,false,null,null,{"$error":"#N/A"},{"$error":"#N/A"},{"$error":"#N/A"},{"$error":"#N/A"},{"$error":"#N/A"},{"$error":"#N/A"},{"$error":"#N/A"},{"$error":"#N/A"},{"$error":"#N/A"},{"$error":"#N/A"}]
[null,{"$f":"IF(DataInput!B6495=$B$8,IF($B$9=$B$10,TRUE,IF(DataInput!E6495=$B$9,TRUE,FALSE)))","v":true},null,null,{"$f":"IF(B6496=TRUE,DataInput!B6495,NA())","v":"VIC"},{"$f":"IF($E6496=DataInput!$B6495,DataInput!C6495,NA())","v":"BETS22"},{"$f":"IF($E6496=DataInput!$B6495,DataInput!D6495,NA())","v":"Bendigo (Powercor) 22 kV"},{"$f":"IF($E6496=DataInput!$B6495,DataInput!E6495,NA())","v":"Powercor"},{"$f":"IF($E6496=DataInput!$B6495,DataInput!F6495,NA())","v":"Summer"},{"$f":"IF($E6496=DataInput!$B6495,DataInput!G6495,NA())","v":"Non-Coincident"},{"$f":"IF($E6496=DataInput!$B6495,DataInput!H6495,NA())","v":2009},{"$f":"IF($E6496=DataInput!$B6495,DataInput!I6495,NA())","v":"TempCorrActualPOE50"},{"$f":"IF($E6496=DataInput!$B6495,DataInput!J6495,NA())","v":54.546489464325496},{"$f":"IF($E6496=DataInput!$B6495,DataInput!K6495,NA())","v":"NA"},null,null,"VIC Bendigo (Powercor) 22 kV",null,null,null,null,false,null,null,{"$error":"#N/A"},{"$error":"#N/A"},{"$error":"#N/A"},{"$error":"#N/A"},{"$error":"#N/A"},{"$error":"#N/A"},{"$error":"#N/A"},{"$error":"#N/A"},{"$error":"#N/A"},{"$error":"#N/A"}]
[null,{"$f":"IF(DataInput!B6542=$B$8,IF($B$9=$B$10,TRUE,IF(DataInput!E6542=$B$9,TRUE,FALSE)))","v":true},null,null,{"$f":"IF(B6543=TRUE,DataInput!B6542,NA())","v":"VIC"},{"$f":"IF($E6543=DataInput!$B6542,DataInput!C6542,NA())","v":"BETS66"},{"$f":"IF($E6543=DataInput!$B6542,DataInput!D6542,NA())","v":"Bendigo (Powercor) 66 kV"},{"$f":"IF($E6543=DataInput!$B6542,DataInput!E6542,NA())","v":"Powercor"},{"$f":"IF($E6543=DataInput!$B6542,DataInput!F6542,NA())","v":"Summer"},{"$f":"IF($E6543=DataInput!$B6542,DataInput!G6542,NA())","v":"Non-Coincident"},{"$f":"IF($E6543=DataInput!$B6542,DataInput!H6542,NA())","v":2012},{"$f":"IF($E6543=DataInput!$B6542,DataInput!I6542,NA())","v":"TempCorrActualPOE10"},{"$f":"IF($E6543=DataInput!$B6542,DataInput!J6542,NA())","v":177.221579881617},{"$f":"IF($E6543=DataInput!$B6542,DataInput!K6542,NA())","v":"NA"},null,null,"VIC Bendigo (Powercor) 66 kV",null,null,null,null,false,null,null,{"$error":"#N/A"},{"$error":"#N/A"},{"$error":"#N/A"},{"$error":"#N/A"},{"$error":"#N/A"},{"$error":"#N/A"},{"$error":"#N/A"},{"$error":"#N/A"},{"$error":"#N/A"},{"$error":"#N/A"}]
[null,{"$f":"IF(DataInput!B6559=$B$8,IF($B$9=$B$10,TRUE,IF(DataInput!E6559=$B$9,TRUE,FALSE)))","v":true},null,null,{"$f":"IF(B6560=TRUE,DataInput!B6559,NA())","v":"VIC"},{"$f":"IF($E6560=DataInput!$B6559,DataInput!C6559,NA())","v":"BETS66"},{"$f":"IF($E6560=DataInput!$B6559,DataInput!D6559,NA())","v":"Bendigo (Powercor) 66 kV"},{"$f":"IF($E6560=DataInput!$B6559,DataInput!E6559,NA())","v":"Powercor"},{"$f":"IF($E6560=DataInput!$B6559,DataInput!F6559,NA())","v":"Winter"},{"$f":"IF($E6560=DataInput!$B6559,DataInput!G6559,NA())","v":"Non-Coincident"},{"$f":"IF($E6560=DataInput!$B6559,DataInput!H6559,NA())","v":2010},{"$f":"IF($E6560=DataInput!$B6559,DataInput!I6559,NA())","v":"TempCorrActualPOE50"},{"$f":"IF($E6560=DataInput!$B6559,DataInput!J6559,NA())","v":127.73241677988101},{"$f":"IF($E6560=DataInput!$B6559,DataInput!K6559,NA())","v":"NA"},null,null,"VIC Bendigo (Powercor) 66 kV",null,null,null,null,false,null,null,{"$error":"#N/A"},{"$error":"#N/A"},{"$error":"#N/A"},{"$error":"#N/A"},{"$error":"#N/A"},{"$error":"#N/A"},{"$error":"#N/A"},{"$error":"#N/A"},{"$error":"#N/A"},{"$error":"#N/A"}]
[null,{"$f":"IF(DataInput!B6590=$B$8,IF($B$9=$B$10,TRUE,IF(DataInput!E6590=$B$9,TRUE,FALSE)))","v":true},null,null,{"$f":"IF(B6591=TRUE,DataInput!B6590,NA())","v":"VIC"},{"$f":"IF($E6591=DataInput!$B6590,DataInput!C6590,NA())","v":"BLTS22J"},{"$f":"IF($E6591=DataInput!$B6590,DataInput!D6590,NA())","v":"Brooklyn (Jemena) 22 kV"},{"$f":"IF($E6591=DataInput!$B6590,DataInput!E6590,NA())","v":"Jemena"},{"$f":"IF($E6591=DataInput!$B6590,DataInput!F6590,NA())","v":"Summer"},{"$f":"IF($E6591=DataInput!$B6590,DataInput!G6590,NA())","v":"Non-Coincident"},{"$f":"IF($E6591=DataInput!$B6590,DataInput!H6590,NA())","v":2016},{"$f":"IF($E6591=DataInput!$B6590,DataInput!I6590,NA())","v":"TempCorrActualPOE10"},{"$f":"IF($E6591=DataInput!$B6590,DataInput!J6590,NA())","v":1.9346681431424799},{"$f":"IF($E6591=DataInput!$B6590,DataInput!K6590,NA())","v":"NA"},null,null,"VIC Brooklyn (Jemena) 22 kV",null,null,null,null,false,null,null,{"$error":"#N/A"},{"$error":"#N/A"},{"$error":"#N/A"},{"$error":"#N/A"},{"$error":"#N/A"},{"$error":"#N/A"},{"$error":"#N/A"},{"$error":"#N/A"},{"$error":"#N/A"},{"$error":"#N/A"}]
[null,{"$f":"IF(DataInput!B6621=$B$8,IF($B$9=$B$10,TRUE,IF(DataInput!E6621=$B$9,TRUE,FALSE)))","v":true},null,null,{"$f":"IF(B6622=TRUE,DataInput!B6621,NA())","v":"VIC"},{"$f":"IF($E6622=DataInput!$B6621,DataInput!C6621,NA())","v":"BLTS22P"},{"$f":"IF($E6622=DataInput!$B6621,DataInput!D6621,NA())","v":"Brooklyn (Powercor) 22 kV"},{"$f":"IF($E6622=DataInput!$B6621,DataInput!E6621,NA())","v":"Powercor"},{"$f":"IF($E6622=DataInput!$B6621,DataInput!F6621,NA())","v":"Summer"},{"$f":"IF($E6622=DataInput!$B6621,DataInput!G6621,NA())","v":"Non-Coincident"},{"$f":"IF($E6622=DataInput!$B6621,DataInput!H6621,NA())","v":2012},{"$f":"IF($E6622=DataInput!$B6621,DataInput!I6621,NA())","v":"TempCorrActualPOE50"},{"$f":"IF($E6622=DataInput!$B6621,DataInput!J6621,NA())","v":60.350322175946701},{"$f":"IF($E6622=DataInput!$B6621,DataInput!K6621,NA())","v":"NA"},null,null,"VIC Brooklyn (Powercor) 22 kV",null,null,null,null,false,null,null,{"$error":"#N/A"},{"$error":"#N/A"},{"$error":"#N/A"},{"$error":"#N/A"},{"$error":"#N/A"},{"$error":"#N/A"},{"$error":"#N/A"},{"$error":"#N/A"},{"$error":"#N/A"},{"$error":"#N/A"}]
[null,{"$f":"IF(DataInput!B6652=$B$8,IF($B$9=$B$10,TRUE,IF(DataInput!E6652=$B$9,TRUE,FALSE)))","v":true},null,null,{"$f":"IF(B6653=TRUE,DataInput!B6652,NA())","v":"VIC"},{"$f":"IF($E6653=DataInput!$B6652,DataInput!C6652,NA())","v":"BLTSS"},{"$f":"IF($E6653=DataInput!$B6652,DataInput!D6652,NA())","v":"Brooklyn (Powercor) 66 kV - Onesteel"},{"$f":"IF($E6653=DataInput!$B6652,DataInput!E6652,NA())","v":"Powercor"},{"$f":"IF($E6653=DataInput!$B6652,DataInput!F6652,NA())","v":"Summer"},{"$f":"IF($E6653=DataInput!$B6652,DataInput!G6652,NA())","v":"Non-Coincident"},{"$f":"IF($E6653=DataInput!$B6652,DataInput!H6652,NA())","v":2007},{"$f":"IF($E6653=DataInput!$B6652,DataInput!I6652,NA())","v":"TempCorrActualPOE10"},{"$f":"IF($E6653=DataInput!$B6652,DataInput!J6652,NA())","v":"NA"},{"$f":"IF($E6653=DataInput!$B6652,DataInput!K6652,NA())","v":"NA"},null,null,"VIC Brooklyn (Powercor) 66 kV - Onesteel",null,null,null,null,false,null,null,{"$f":"IF($V6653=TRUE,E6653,NA())","v":{"$error":"#N/A"}},{"$f":"IF($V6653=TRUE,F6653,NA())","v":{"$error":"#N/A"}},{"$f":"IF($V6653=TRUE,G6653,NA())","v":{"$error":"#N/A"}},{"$f":"IF($V6653=TRUE,H6653,NA())","v":{"$error":"#N/A"}},{"$f":"IF($V6653=TRUE,I6653,NA())","v":{"$error":"#N/A"}},{"$f":"IF($V6653=TRUE,J6653,NA())","v":{"$error":"#N/A"}},{"$f":"IF($V6653=TRUE,K6653,NA())","v":{"$error":"#N/A"}},{"$f":"IF($V6653=TRUE,L6653,NA())","v":{"$error":"#N/A"}},{"$f":"IF($V6653=TRUE,M6653,NA())","v":{"$error":"#N/A"}},{"$f":"IF($V6653=TRUE,N6653,NA())","v":{"$error":"#N/A"}}]
[null,{"$f":"IF(DataInput!B6686=$B$8,IF($B$9=$B$10,TRUE,IF(DataInput!E6686=$B$9,TRUE,FALSE)))","v":true},null,null,{"$f":"IF(B6687=TRUE,DataInput!B6686,NA())","v":"VIC"},{"$f":"IF($E6687=DataInput!$B6686,DataInput!C6686,NA())","v":"BLTSS"},{"$f":"IF($E6687=DataInput!$B6686,DataInput!D6686,NA())","v":"Brooklyn (Powercor) 66 kV - Onesteel"},{"$f":"IF($E6687=DataInput!$B6686,DataInput!E6686,NA())","v":"Powercor"},{"$f":"IF($E6687=DataInput!$B6686,DataInput!F6686,NA())","v":"Winter"},{"$f":"IF($E6687=DataInput!$B6686,DataInput!G6686,NA())","v":"Non-Coincident"},{"$f":"IF($E6687=DataInput!$B6686,DataInput!H6686,NA())","v":2013},{"$f":"IF($E6687=DataInput!$B6686,DataInput!I6686,NA())","v":"TempCorrActualPOE10"},{"$f":"IF($E6687=DataInput!$B6686,DataInput!J6686,NA())","v":"NA"},{"$f":"IF($E6687=DataInput!$B6686,DataInput!K6686,NA())","v":"NA"},null,null,"VIC Brooklyn (Powercor) 66 kV - Onesteel",null,null,null,null,false,null,null,{"$error":"#N/A"},{"$error":"#N/A"},{"$error":"#N/A"},{"$error":"#N/A"},{"$error":"#N/A"},{"$error":"#N/A"},{"$error":"#N/A"},{"$error":"#N/A"},{"$error":"#N/A"},{"$error":"#N/A"}]
[null,{"$f":"IF(DataInput!B6700=$B$8,IF($B$9=$B$10,TRUE,IF(DataInput!E6700=$B$9,TRUE,FALSE)))","v":true},null,null,{"$f":"IF(B6701=TRUE,DataInput!B6700,NA())","v":"VIC"},{"$f":"IF($E6701=DataInput!$B6700,DataInput!C6700,NA())","v":"BTS22C"},{"$f":"IF($E6701=DataInput!$B6700,DataInput!D6700,NA())","v":"Brunswick (CitiPower) 22 kV"},{"$f":"IF($E6701=DataInput!$B6700,DataInput!E6700,NA())","v":"Citipower"},{"$f":"IF($E6701=DataInput!$B6700,DataInput!F6700,NA())","v":"Summer"},{"$f":"IF($E6701=DataInput!$B6700,DataInput!G6700,NA())","v":"Non-Coincident"},{"$f":"IF($E6701=DataInput!$B6700,DataInput!H6700,NA())","v":2011},{"$f":"IF($E6701=DataInput!$B6700,DataInput!I6700,NA())","v":"TempCorrActualPOE10"},{"$f":"IF($E6701=DataInput!$B6700,DataInput!J6700,NA())","v":50.1731337106186},{"$f":"IF($E6701=DataInput!$B6700,DataInput!K6700,NA())","v":"NA"},null,null,"VIC Brunswick (CitiPower) 22 kV",null,null,null,null,false,null,null,{"$error":"#N/A"},{"$error":"#N/A"},{"$error":"#N/A"},{"$error":"#N/A"},{"$error":"#N/A"},{"$error":"#N/A"},{"$error":"#N/A"},{"$error":"#N/A"},{"$error":"#N/A"},{"$error":"#N/A"}]
[null,{"$f":"IF(DataInput!B6747=$B$8,IF($B$9=$B$10,TRUE,IF(DataInput!E6747=$B$9,TRUE,FALSE)))","v":true},null,null,{"$f":"IF(B6748=TRUE,DataInput!B6747,NA())","v":"VIC"},{"$f":"IF($E6748=DataInput!$B6747,DataInput!C6747,NA())","v":"BTS22J"},{"$f":"IF($E6748=DataInput!$B6747,DataInput!D6747,NA())","v":"Brunswick (Jemena) 22 kV"},{"$f":"IF($E6748=DataInput!$B6747,DataInput!E6747,NA())","v":"Jemena"},{"$f":"IF($E6748=DataInput!$B6747,DataInput!F6747,NA())","v":"Summer"},{"$f":"IF($E6748=DataInput!$B6747,DataInput!G6747,NA())","v":"Non-Coincident"},{"$f":"IF($E6748=DataInput!$B6747,DataInput!H6747,NA())","v":2015},{"$f":"IF($E6748=DataInput!$B6747,DataInput!I6747,NA())","v":"TempCorrActualPOE50"},{"$f":"IF($E6748=DataInput!$B6747,DataInput!J6747,NA())","v":37.9548280742749},{"$f":"IF($E6748=DataInput!$B6747,DataInput!K6747,NA())","v":"NA"},null,null,"VIC Brunswick (Jemena) 22 kV",null,null,null,null,false,null,null,{"$error":"#N/A"},{"$error":"#N/A"},{"$error":"#N/A"},{"$error":"#N/A"},{"$error":"#N/A"},{"$error":"#N/A"},{"$error":"#N/A"},{"$error":"#N/A"},{"$error":"#N/A"},{"$error":"#N/A"}]
[null,{"$f":"IF(DataInput!B6778=$B$8,IF($B$9=$B$10,TRUE,IF(DataInput!E6778=$B$9,TRUE,FALSE)))","v":true},null,null,{"$f":"IF(B6779=TRUE,DataInput!B6778,NA())","v":"VIC"},{"$f":"IF($E6779=DataInput!$B6778,DataInput!C6778,NA())","v":"CBTS66A"},{"$f":"IF($E6779=DataInput!$B6778,DataInput!D6778,NA())","v":"Cranbourne (AusNet) 66 kV"},{"$f":"IF($E6779=DataInput!$B6778,DataInput!E6778,NA())","v":"AusNet"},{"$f":"IF($E6779=DataInput!$B6778,DataInput!F6778,NA())","v":"Summer"},{"$f":"IF($E6779=DataInput!$B6778,DataInput!G6778,NA())","v":"Non-Coincident"},{"$f":"IF($E6779=DataInput!$B6778,DataInput!H6778,NA())","v":2010},{"$f":"IF($E6779=DataInput!$B6778,DataInput!I6778,NA())","v":"TempCorrActualPOE10"},{"$f":"IF($E6779=DataInput!$B6778,DataInput!J6778,NA())","v":215.891500889615},{"$f":"IF($E6779=DataInput!$B6778,DataInput!K6778,NA())","v":"NA"},null,null,"VIC Cranbourne (AusNet) 66 kV",null,null,null,null,false,null,null,{"$error":"#N/A"},{"$error":"#N/A"},{"$error":"#N/A"},{"$error":"#N/A"},{"$error":"#N/A"},{"$error":"#N/A"},{"$error":"#N/A"},{"$error":"#N/A"},{"$error":"#N/A"},{"$error":"#N/A"}]
[null,{"$f":"IF(DataInput!B6781=$B$8,IF($B$9=$B$10,TRUE,IF(DataInput!E6781=$B$9,TRUE,FALSE)))","v":true},null,null,{"$f":"IF(B6782=TRUE,DataInput!B6781,NA())","v":"VIC"},{"$f":"IF($E6782=DataInput!$B6781,DataInput!C6781,NA())","v":"CBTS66A"},{"$f":"IF($E6782=DataInput!$B6781,DataInput!D6781,NA())","v":"Cranbourne (AusNet) 66 kV"},{"$f":"IF($E6782=DataInput!$B6781,DataInput!E6781,NA())","v":"AusNet"},{"$f":"IF($E6782=DataInput!$B6781,DataInput!F6781,NA())","v":"Summer"},{"$f":"IF($E6782=DataInput!$B6781,DataInput!G6781,NA())","v":"Non-Coincident"},{"$f":"IF($E6782=DataInput!$B6781,DataInput!H6781,NA())","v":2012},{"$f":"IF($E6782=DataInput!$B6781,DataInput!I6781,NA())","v":"TempCorrActualPOE50"},{"$f":"IF($E6782=DataInput!$B6781,DataInput!J6781,NA())","v":216.37482117094001},{"$f":"IF($E6782=DataInput!$B6781,DataInput!K6781,NA())","v":"NA"},null,null,"VIC Cranbourne (AusNet) 66 kV",null,null,null,null,false,null,null,{"$error":"#N/A"},{"$error":"#N/A"},{"$error":"#N/A"},{"$error":"#N/A"},{"$error":"#N/A"},{"$error":"#N/A"},{"$error":"#N/A"},{"$error":"#N/A"},{"$error":"#N/A"},{"$error":"#N/A"}]
[null,{"$f":"IF(DataInput!B6826=$B$8,IF($B$9=$B$10,TRUE,IF(DataInput!E6826=$B$9,TRUE,FALSE)))","v":true},null,null,{"$f":"IF(B6827=TRUE,DataInput!B6826,NA())","v":"VIC"},{"$f":"IF($E6827=DataInput!$B6826,DataInput!C6826,NA())","v":"CBTS66U"},{"$f":"IF($E6827=DataInput!$B6826,DataInput!D6826,NA())","v":"Cranbourne (United Energy) 66 kV"},{"$f":"IF($E6827=DataInput!$B6826,DataInput!E6826,NA())","v":"United Energy"},{"$f":"IF($E6827=DataInput!$B6826,DataInput!F6826,NA())","v":"Summer"},{"$f":"IF($E6827=DataInput!$B6826,DataInput!G6826,NA())","v":"Non-Coincident"},{"$f":"IF($E6827=DataInput!$B6826,DataInput!H6826,NA())","v":2014},{"$f":"IF($E6827=DataInput!$B6826,DataInput!I6826,NA())","v":"TempCorrActualPOE10"},{"$f":"IF($E6827=DataInput!$B6826,DataInput!J6826,NA())","v":174.73216622403899},{"$f":"IF($E6827=DataInput!$B6826,DataInput!K6826,NA())","v":"NA"},null,null,"VIC Cranbourne (United Energy) 66 kV",null,null,null,null,false,null,null,{"$error":"#N/A"},{"$error":"#N/A"},{"$error":"#N/A"},{"$error":"#N/A"},{"$error":"#N/A"},{"$error":"#N/A"},{"$error":"#N/A"},{"$error":"#N/A"},{"$error":"#N/A"},{"$error":"#N/A"}]
[null,{"$f":"IF(DataInput!B6857=$B$8,IF($B$9=$B$10,TRUE,IF(DataInput!E6857=$B$9,TRUE,FALSE)))","v":true},null,null,{"$f":"IF(B6858=TRUE,DataInput!B6857,NA())","v":"VIC"},{"$f":"IF($E6858=DataInput!$B6857,DataInput!C6857,NA())","v":"ERTS1266A"},{"$f":"IF($E6858=DataInput!$B6857,DataInput!D6857,NA())","v":"East Rowville 12 (AusNet) 66 kV"},{"$f":"IF($E6858=DataInput!$B6857,DataInput!E6857,NA())","v":"AusNet"},{"$f":"IF($E6858=DataInput!$B6857,DataInput!F6857,NA())","v":"Summer"},{"$f":"IF($E6858=DataInput!$B6857,DataInput!G6857,NA())","v":"Non-Coincident"},{"$f":"IF($E6858=DataInput!$B6857,DataInput!H6857,NA())","v":2010},{"$f":"IF($E6858=DataInput!$B6857,DataInput!I6857,NA())","v":"TempCorrActualPOE50"},{"$f":"IF($E6858=DataInput!$B6857,DataInput!J6857,NA())","v":93.348137799977295},{"$f":"IF($E6858=DataInput!$B6857,DataInput!K6857,NA())","v":"NA"},null,null,"VIC East Rowville 12 (AusNet) 66 kV",null,null,null,null,false,null,null,{"$error":"#N/A"},{"$error":"#N/A"},{"$error":"#N/A"},{"$error":"#N/A"},{"$error":"#N/A"},{"$error":"#N/A"},{"$error":"#N/A"},{"$error":"#N/A"},{"$error":"#N/A"},{"$error":"#N/A"}]
[null,{"$f":"IF(DataInput!B6888=$B$8,IF($B$9=$B$10,TRUE,IF(DataInput!E6888=$B$9,TRUE,FALSE)))","v":true},null,null,{"$f":"IF(B6889=TRUE,DataInput!B6888,NA())","v":"VIC"},{"$f":"IF($E6889=DataInput!$B6888,DataInput!C6888,NA())","v":"ERTS1266A"},{"$f":"IF($E6889=DataInput!$B6888,DataInput!D6888,NA())","v":"East Rowville 12 (AusNet) 66 kV"},{"$f":"IF($E6889=DataInput!$B6888,DataInput!E6888,NA())","v":"AusNet"},{"$f":"IF($E6889=DataInput!$B6888,DataInput!F6888,NA())","v":"Winter"},{"$f":"IF($E6889=DataInput!$B6888,DataInput!G6888,NA())","v":"Non-Coincident"},{"$f":"IF($E6889=DataInput!$B6888,DataInput!H6888,NA())","v":2014},{"$f":"IF($E6889=DataInput!$B6888,DataInput!I6888,NA())","v":"TempCorrActualPOE10"},{"$f":"IF($E6889=DataInput!$B6888,DataInput!J6888,NA())","v":76.154486508334998},{"$f":"IF($E6889=DataInput!$B6888,DataInput!K6888,NA())","v":"NA"},null,null,"VIC East Rowville 12 (AusNet) 66 kV",null,null,null,null,false,null,null,{"$error":"#N/A"},{"$error":"#N/A"},{"$error":"#N/A"},{"$error":"#N/A"},{"$error":"#N/A"},{"$error":"#N/A"},{"$error":"#N/A"},{"$error":"#N/A"},{"$error":"#N/A"},{"$error":"#N/A"}]
[null,{"$f":"IF(DataInput!B6908=$B$8,IF($B$9=$B$10,TRUE,IF(DataInput!E6908=$B$9,TRUE,FALSE)))","v":true},null,null,{"$f":"IF(B6909=TRUE,DataInput!B6908,NA())","v":"VIC"},{"$f":"IF($E6909=DataInput!$B6908,DataInput!C6908,NA())","v":"ERTS1266U"},{"$f":"IF($E6909=DataInput!$B6908,DataInput!D6908,NA())","v":"East Rowville 12 (United Energy) 66 kV"},{"$f":"IF($E6909=DataInput!$B6908,DataInput!E6908,NA())","v":"United Energy"},{"$f":"IF($E6909=DataInput!$B6908,DataInput!F6908,NA())","v":"Summer"},{"$f":"IF($E6909=DataInput!$B6908,DataInput!G6908,NA())","v":"Non-Coincident"},{"$f":"IF($E6909=DataInput!$B6908,DataInput!H6908,NA())","v":2015},{"$f":"IF($E6909=DataInput!$B6908,DataInput!I6908,NA())","v":"TempCorrActualPOE10"},{"$f":"IF($E6909=DataInput!$B6908,DataInput!J6908,NA())","v":136.06139463658701},{"$f":"IF($E6909=DataInput!$B6908,DataInput!K6908,NA())","v":"NA"},null,null,"VIC East Rowville 12 (United Energy) 66 kV",null,null,null,null,false,null,null,{"$f":"IF($V6909=TRUE,E6909,NA())","v":{"$error":"#N/A"}},{"$f":"IF($V6909=TRUE,F6909,NA())","v":{"$error":"#N/A"}},{"$f":"IF($V6909=TRUE,G6909,NA())","v":{"$error":"#N/A"}},{"$f":"IF($V6909=TRUE,H6909,NA())","v":{"$error":"#N/A"}},{"$f":"IF($V6909=TRUE,I6909,NA())","v":{"$error":"#N/A"}},{"$f":"IF($V6909=TRUE,J6909,NA())","v":{"$error":"#N/A"}},{"$f":"IF($V6909=TRUE,K6909,NA())","v":{"$error":"#N/A"}},{"$f":"IF($V6909=TRUE,L6909,NA())","v":{"$error":"#N/A"}},{"$f":"IF($V6909=TRUE,M6909,NA())","v":{"$error":"#N/A"}},{"$f":"IF($V6909=TRUE,N6909,NA())","v":{"$error":"#N/A"}}]
[null,{"$f":"IF(DataInput!B6936=$B$8,IF($B$9=$B$10,TRUE,IF(DataInput!E6936=$B$9,TRUE,FALSE)))","v":true},null,null,{"$f":"IF(B6937=TRUE,DataInput!B6936,NA())","v":"VIC"},{"$f":"IF($E6937=DataInput!$B6936,DataInput!C6936,NA())","v":"ERTS3466A"},{"$f":"IF($E6937=DataInput!$B6936,DataInput!D6936,NA())","v":"East Rowville 34 (AusNet) 66 kV"},{"$f":"IF($E6937=DataInput!$B6936,DataInput!E6936,NA())","v":"AusNet"},{"$f":"IF($E6937=DataInput!$B6936,DataInput!F6936,NA())","v":"Summer"},{"$f":"IF($E6937=DataInput!$B6936,DataInput!G6936,NA())","v":"Non-Coincident"},{"$f":"IF($E6937=DataInput!$B6936,DataInput!H6936,NA())","v":2010},{"$f":"IF($E6937=DataInput!$B6936,DataInput!I6936,NA())","v":"TempCorrActualPOE10"},{"$f":"IF($E6937=DataInput!$B6936,DataInput!J6936,NA())","v":79.678496614621295},{"$f":"IF($E6937=DataInput!$B6936,DataInput!K6936,NA())","v":"NA"},null,null,"VIC East Rowville 34 (AusNet) 66 kV",null,null,null,null,false,null,null,{"$error":"#N/A"},{"$error":"#N/A"},{"$error":"#N/A"},{"$error":"#N/A"},{"$error":"#N/A"},{"$error":"#N/A"},{"$error":"#N/A"},{"$error":"#N/A"},{"$error":"#N/A"},{"$error":"#N/A"}]
[null,{"$f":"IF(DataInput!B6954=$B$8,IF($B$9=$B$10,TRUE,IF(DataInput!E6954=$B$9,TRUE,FALSE)))","v":true},null,null,{"$f":"IF(B6955=TRUE,DataInput!B6954,NA())","v":"VIC"},{"$f":"IF($E6955=DataInput!$B6954,DataInput!C6954,NA())","v":"ERTS3466A"},{"$f":"IF($E6955=DataInput!$B6954,DataInput!D6954,NA())","v":"East Rowville 34 (AusNet) 66 kV"},{"$f":"IF($E6955=DataInput!$B6954,DataInput!E6954,NA())","v":"AusNet"},{"$f":"IF($E6955=DataInput!$B6954,DataInput!F6954,NA())","v":"Winter"},{"$f":"IF($E6955=DataInput!$B6954,DataInput!G6954,NA())","v":"Non-Coincident"},{"$f":"IF($E6955=DataInput!$B6954,DataInput!H6954,NA())","v":2009},{"$f":"IF($E6955=DataInput!$B6954,DataInput!I6954,NA())","v":"TempCorrActualPOE10"},{"$f":"IF($E6955=DataInput!$B6954,DataInput!J6954,NA())","v":54.164219393443098},{"$f":"IF($E6955=DataInput!$B6954,DataInput!K6954,NA())","v":"NA"},null,null,"VIC East Rowville 34 (AusNet) 66 kV",null,null,null,null,false,null,null,{"$error":"#N/A"},{"$error":"#N/A"},{"$error":"#N/A"},{"$error":"#N/A"},{"$error":"#N/A"},{"$error":"#N/A"},{"$error":"#N/A"},{"$error":"#N/A"},{"$error":"#N/A"},{"$error":"#N/A"}]
[null,{"$f":"IF(DataInput!B6985=$B$8,IF($B$9=$B$10,TRUE,IF(DataInput!E6985=$B$9,TRUE,FALSE)))","v":true},null,null,{"$f":"IF(B6986=TRUE,DataInput!B6985,NA())","v":"VIC"},{"$f":"IF($E6986=DataInput!$B6985,DataInput!C6985,NA())","v":"ERTS3466U"},{"$f":"IF($E6986=DataInput!$B6985,DataInput!D6985,NA())","v":"East Rowville 34 (United Energy) 66 kV"},{"$f":"IF($E6986=DataInput!$B6985,DataInput!E6985,NA())","v":"United Energy"},{"$f":"IF($E6986=DataInput!$B6985,DataInput!F6985,NA())","v":"Winter"},{"$f":"IF($E6986=DataInput!$B6985,DataInput!G6985,NA())","v":"Non-Coincident"},{"$f":"IF($E6986=DataInput!$B6985,DataInput!H6985,NA())","v":2007},{"$f":"IF($E6986=DataInput!$B6985,DataInput!I6985,NA())","v":"TempCorrActualPOE50"},{"$f":"IF($E6986=DataInput!$B6985,DataInput!J6985,NA())","v":187.829545643328},{"$f":"IF($E6986=DataInput!$B6985,DataInput!K6985,NA())","v":"NA"},null,null,"VIC East Rowville 34 (United Energy) 66 kV",null,null,null,null,false,null,null,{"$error":"#N/A"},{"$error":"#N/A"},{"$error":"#N/A"},{"$error":"#N/A"},{"$error":"#N/A"},{"$error":"#N/A"},{"$error":"#N/A"},{"$error":"#N/A"},{"$error":"#N/A"},{"$error":"#N/A"}]
[null,{"$f":"IF(DataInput!B7031=$B$8,IF($B$9=$B$10,TRUE,IF(DataInput!E7031=$B$9,TRUE,FALSE)))","v":true},null,null,{"$f":"IF(B7032=TRUE,DataInput!B7031,NA())","v":"VIC"},{"$f":"IF($E7032=DataInput!$B7031,DataInput!C7031,NA())","v":"FBTS66C"},{"$f":"IF($E7032=DataInput!$B7031,DataInput!D7031,NA())","v":"Fishermans Bend (Citipower) 66 kV"},{"$f":"IF($E7032=DataInput!$B7031,DataInput!E7031,NA())","v":"Citipower"},{"$f":"IF($E7032=DataInput!$B7031,DataInput!F7031,NA())","v":"Winter"},{"$f":"IF($E7032=DataInput!$B7031,DataInput!G7031,NA())","v":"Non-Coincident"},{"$f":"IF($E7032=DataInput!$B7031,DataInput!H7031,NA())","v":2010},{"$f":"IF($E7032=DataInput!$B7031,DataInput!I7031,NA())","v":"TempCorrActualPOE50"},{"$f":"IF($E7032=DataInput!$B7031,DataInput!J7031,NA())","v":173.109821199827},{"$f":"IF($E7032=DataInput!$B7031,DataInput!K7031,NA())","v":"NA"},null,null,"VIC Fishermans Bend (Citipower) 66 kV",null,null,null,null,false,null,null,{"$error":"#N/A"},{"$error":"#N/A"},{"$error":"#N/A"},{"$error":"#N/A"},{"$error":"#N/A"},{"$error":"#N/A"},{"$error":"#N/A"},{"$error":"#N/A"},{"$error":"#N/A"},{"$error":"#N/A"}]
[null,{"$f":"IF(DataInput!B7062=$B$8,IF($B$9=$B$10,TRUE,IF(DataInput!E7062=$B$9,TRUE,FALSE)))","v":true},null,null,{"$f":"IF(B7063=TRUE,DataInput!B7062,NA())","v":"VIC"},{"$f":"IF($E7063=DataInput!$B7062,DataInput!C7062,NA())","v":"FBTS66P"},{"$f":"IF($E7063=DataInput!$B7062,DataInput!D7062,NA())","v":"Fishermans Bend (Powercor) 66 kV"},{"$f":"IF($E7063=DataInput!$B7062,DataInput!E7062,NA())","v":"Powercor"},{"$f":"IF($E7063=DataInput!$B7062,DataInput!F7062,NA())","v":"Summer"},{"$f":"IF($E7063=DataInput!$B7062,DataInput!G7062,NA())","v":"Non-Coincident"},{"$f":"IF($E7063=DataInput!$B7062,DataInput!H7062,NA())","v":2016},{"$f":"IF($E7063=DataInput!$B7062,DataInput!I7062,NA())","v":"TempCorrActualPOE10"},{"$f":"IF($E7063=DataInput!$B7062,DataInput!J7062,NA())","v":18.666346725368602},{"$f":"IF($E7063=DataInput!$B7062,DataInput!K7062,NA())","v":"NA"},null,null,"VIC Fishermans Bend (Powercor) 66 kV",null,null,null,null,false,null,null,{"$error":"#N/A"},{"$error":"#N/A"},{"$error":"#N/A"},{"$error":"#N/A"},{"$error":"#N/A"},{"$error":"#N/A"},{"$error":"#N/A"},{"$error":"#N/A"},{"$error":"#N/A"},{"$error":"#N/A"}]
[null,{"$f":"IF(DataInput!B7093=$B$8,IF($B$9=$B$10,TRUE,IF(DataInput!E7093=$B$9,TRUE,FALSE)))","v":true},null,null,{"$f":"IF(B7094=TRUE,DataInput!B7093,NA())","v":"VIC"},{"$f":"IF($E7094=DataInput!$B7093,DataInput!C7093,NA())","v":"FVTS220"},{"$f":"IF($E7094=DataInput!$B7093,DataInput!D7093,NA())","v":"Fosterville 220 kV"},{"$f":"IF($E7094=DataInput!$B7093,DataInput!E7093,NA())","v":"Direct connect"},{"$f":"IF($E7094=DataInput!$B7093,DataInput!F7093,NA())","v":"Summer"},{"$f":"IF($E7094=DataInput!$B7093,DataInput!G7093,NA())","v":"Non-Coincident"},{"$f":"IF($E7094=DataInput!$B7093,DataInput!H7093,NA())","v":2016},{"$f":"IF($E7094=DataInput!$B7093,DataInput!I7093,NA())","v":"TempCorrActualPOE50"},{"$f":"IF($E7094=DataInput!$B7093,DataInput!J7093,NA())","v":"NA"},{"$f":"IF($E7094=DataInput!$B7093,DataInput!K7093,NA())","v":"NA"},null,null,"VIC Fosterville 220 kV",null,null,null,null,false,null,null,{"$error":"#N/A"},{"$error":"#N/A"},{"$error":"#N/A"},{"$error":"#N/A"},{"$error":"#N/A"},{"$error":"#N/A"},{"$error":"#N/A"},{"$error":"#N/A"},{"$error":"#N/A"},{"$error":"#N/A"}]
[null,{"$f":"IF(DataInput!B7095=$B$8,IF($B$9=$B$10,TRUE,IF(DataInput!E7095=$B$9,TRUE,FALSE)))","v":true},null,null,{"$f":"IF(B7096=TRUE,DataInput!B7095,NA())","v":"VIC"},{"$f":"IF($E7096=DataInput!$B7095,DataInput!C7095,NA())","v":"FVTS220"},{"$f":"IF($E7096=DataInput!$B7095,DataInput!D7095,NA())","v":"Fosterville 220 kV"},{"$f":"IF($E7096=DataInput!$B7095,DataInput!E7095,NA())","v":"Direct connect"},{"$f":"IF($E7096=DataInput!$B7095,DataInput!F7095,NA())","v":"Winter"},{"$f":"IF($E7096=DataInput!$B7095,DataInput!G7095,NA())","v":"Non-Coincident"},{"$f":"IF($E7096=DataInput!$B7095,DataInput!H7095,NA())","v":2006},{"$f":"IF($E7096=DataInput!$B7095,DataInput!I7095,NA())","v":"TempCorrActualPOE50"},{"$f":"IF($E7096=DataInput!$B7095,DataInput!J7095,NA())","v":"NA"},{"$f":"IF($E7096=DataInput!$B7095,DataInput!K7095,NA())","v":"NA"},null,null,"VIC Fosterville 220 kV",null,null,null,null,false,null,null,{"$error":"#N/A"},{"$error":"#N/A"},{"$error":"#N/A"},{"$error":"#N/A"},{"$error":"#N/A"},{"$error":"#N/A"},{"$error":"#N/A"},{"$error":"#N/A"},{"$error":"#N/A"},{"$error":"#N/A"}]
[null,{"$f":"IF(DataInput!B7130=$B$8,IF($B$9=$B$10,TRUE,IF(DataInput!E7130=$B$9,TRUE,FALSE)))","v":true},null,null,{"$f":"IF(B7131=TRUE,DataInput!B7130,NA())","v":"VIC"},{"$f":"IF($E7131=DataInput!$B7130,DataInput!C7130,NA())","v":"GNTS66"},{"$f":"IF($E7131=DataInput!$B7130,DataInput!D7130,NA())","v":"Glenrowan (AusNet) 66 kV"},{"$f":"IF($E7131=DataInput!$B7130,DataInput!E7130,NA())","v":"AusNet"},{"$f":"IF($E7131=DataInput!$B7130,DataInput!F7130,NA())","v":"Summer"},{"$f":"IF($E7131=DataInput!$B7130,DataInput!G7130,NA())","v":"Non-Coincident"},{"$f":"IF($E7131=DataInput!$B7130,DataInput!H7130,NA())","v":2014},{"$f":"IF($E7131=DataInput!$B7130,DataInput!I7130,NA())","v":"TempCorrActualPOE10"},{"$f":"IF($E7131=DataInput!$B7130,DataInput!J7130,NA())","v":103.717903439878},{"$f":"IF($E7131=DataInput!$B7130,DataInput!K7130,NA())","v":"NA"},null,null,"VIC Glenrowan (AusNet) 66 kV",null,null,null,null,false,null,null,{"$error":"#N/A"},{"$error":"#N/A"},{"$error":"#N/A"},{"$error":"#N/A"},{"$error":"#N/A"},{"$error":"#N/A"},{"$error":"#N/A"},{"$error":"#N/A"},{"$error":"#N/A"},{"$error":"#N/A"}]
[null,{"$f":"IF(DataInput!B7172=$B$8,IF($B$9=$B$10,TRUE,IF(DataInput!E7172=$B$9,TRUE,FALSE)))","v":true},null,null,{"$f":"IF(B7173=TRUE,DataInput!B7172,NA())","v":"VIC"},{"$f":"IF($E7173=DataInput!$B7172,DataInput!C7172,NA())","v":"GTS1266"},{"$f":"IF($E7173=DataInput!$B7172,DataInput!D7172,NA())","v":"Geelong 12 (Powercor) 66 kV"},{"$f":"IF($E7173=DataInput!$B7172,DataInput!E7172,NA())","v":"Powercor"},{"$f":"IF($E7173=DataInput!$B7172,DataInput!F7172,NA())","v":"Summer"},{"$f":"IF($E7173=DataInput!$B7172,DataInput!G7172,NA())","v":"Non-Coincident"},{"$f":"IF($E7173=DataInput!$B7172,DataInput!H7172,NA())","v":2015},{"$f":"IF($E7173=DataInput!$B7172,DataInput!I7172,NA())","v":"TempCorrActualPOE10"},{"$f":"IF($E7173=DataInput!$B7172,DataInput!J7172,NA())","v":174.131397801688},{"$f":"IF($E7173=DataInput!$B7172,DataInput!K7172,NA())","v":"NA"},null,null,"VIC Geelong 12 (Powercor) 66 kV",null,null,null,null,false,null,null,{"$error":"#N/A"},{"$error":"#N/A"},{"$error":"#N/A"},{"$error":"#N/A"},{"$error":"#N/A"},{"$error":"#N/A"},{"$error":"#N/A"},{"$error":"#N/A"},{"$error":"#N/A"},{"$error":"#N/A"}]
[null,{"$f":"IF(DataInput!B7190=$B$8,IF($B$9=$B$10,TRUE,IF(DataInput!E7190=$B$9,TRUE,FALSE)))","v":true},null,null,{"$f":"IF(B7191=TRUE,DataInput!B7190,NA())","v":"VIC"},{"$f":"IF($E7191=DataInput!$B7190,DataInput!C7190,NA())","v":"GTS1266"},{"$f":"IF($E7191=DataInput!$B7190,DataInput!D7190,NA())","v":"Geelong 12 (Powercor) 66 kV"},{"$f":"IF($E7191=DataInput!$B7190,DataInput!E7190,NA())","v":"Powercor"},{"$f":"IF($E7191=DataInput!$B7190,DataInput!F7190,NA())","v":"Winter"},{"$f":"IF($E7191=DataInput!$B7190,DataInput!G7190,NA())","v":"Non-Coincident"},{"$f":"IF($E7191=DataInput!$B7190,DataInput!H7190,NA())","v":2013},{"$f":"IF($E7191=DataInput!$B7190,DataInput!I7190,NA())","v":"TempCorrActualPOE10"},{"$f":"IF($E7191=DataInput!$B7190,DataInput!J7190,NA())","v":147.38759500188701},{"$f":"IF($E7191=DataInput!$B7190,DataInput!K7190,NA())","v":"NA"},null,null,"VIC Geelong 12 (Powercor) 66 kV",null,null,null,null,false,null,null,{"$error":"#N/A"},{"$error":"#N/A"},{"$error":"#N/A"},{"$error":"#N/A"},{"$error":"#N/A"},{"$error":"#N/A"},{"$error":"#N/A"},{"$error":"#N/A"},{"$error":"#N/A"},{"$error":"#N/A"}]
[null,{"$f":"IF(DataInput!B7221=$B$8,IF($B$9=$B$10,TRUE,IF(DataInput!E7221=$B$9,TRUE,FALSE)))","v":true},null,null,{"$f":"IF(B7222=TRUE,DataInput!B7221,NA())","v":"VIC"},{"$f":"IF($E7222=DataInput!$B7221,DataInput!C7221,NA())","v":"GTS3466"},{"$f":"IF($E7222=DataInput!$B7221,DataInput!D7221,NA())","v":"Geelong 34 (Powercor) 66 kV"},{"$f":"IF($E7222=DataInput!$B7221,DataInput!E7221,NA())","v":"Powercor"},{"$f":"IF($E7222=DataInput!$B7221,DataInput!F7221,NA())","v":"Winter"},{"$f":"IF($E7222=DataInput!$B7221,DataInput!G7221,NA())","v":"Non-Coincident"},{"$f":"IF($E7222=DataInput!$B7221,DataInput!H7221,NA())","v":2009},{"$f":"IF($E7222=DataInput!$B7221,DataInput!I7221,NA())","v":"TempCorrActualPOE50"},{"$f":"IF($E7222=DataInput!$B7221,DataInput!J7221,NA())","v":193.921135388512},{"$f":"IF($E7222=DataInput!$B7221,DataInput!K7221,NA())","v":"NA"},null,null,"VIC Geelong 34 (Powercor) 66 kV",null,null,null,null,false,null,null,{"$error":"#N/A"},{"$error":"#N/A"},{"$error":"#N/A"},{"$error":"#N/A"},{"$error":"#N/A"},{"$error":"#N/A"},{"$error":"#N/A"},{"$error":"#N/A"},{"$error":"#N/A"},{"$error":"#N/A"}]
[null,{"$f":"IF(DataInput!B7253=$B$8,IF($B$9=$B$10,TRUE,IF(DataInput!E7253=$B$9,TRUE,FALSE)))","v":true},null,null,{"$f":"IF(B7254=TRUE,DataInput!B7253,NA())","v":"VIC"},{"$f":"IF($E7254=DataInput!$B7253,DataInput!C7253,NA())","v":"HOTS66"},{"$f":"IF($E7254=DataInput!$B7253,DataInput!D7253,NA())","v":"Horsham (Powercor) 66 kV"},{"$f":"IF($E7254=DataInput!$B7253,DataInput!E7253,NA())","v":"Powercor"},{"$f":"IF($E7254=DataInput!$B7253,DataInput!F7253,NA())","v":"Summer"},{"$f":"IF($E7254=DataInput!$B7253,DataInput!G7253,NA())","v":"Non-Coincident"},{"$f":"IF($E7254=DataInput!$B7253,DataInput!H7253,NA())","v":2016},{"$f":"IF($E7254=DataInput!$B7253,DataInput!I7253,NA())","v":"TempCorrActualPOE50"},{"$f":"IF($E7254=DataInput!$B7253,DataInput!J7253,NA())","v":76.866618039154105},{"$f":"IF($E7254=DataInput!$B7253,DataInput!K7253,NA())","v":"NA"},null,null,"VIC Horsham (Powercor) 66 kV",null,null,null,null,false,null,null,{"$error":"#N/A"},{"$error":"#N/A"},{"$error":"#N/A"},{"$error":"#N/A"},{"$error":"#N/A"},{"$error":"#N/A"},{"$error":"#N/A"},{"$error":"#N/A"},{"$error":"#N/A"},{"$error":"#N/A"}]
[null,{"$f":"IF(DataInput!B7269=$B$8,IF($B$9=$B$10,TRUE,IF(DataInput!E7269=$B$9,TRUE,FALSE)))","v":true},null,null,{"$f":"IF(B7270=TRUE,DataInput!B7269,NA())","v":"VIC"},{"$f":"IF($E7270=DataInput!$B7269,DataInput!C7269,NA())","v":"HOTS66"},{"$f":"IF($E7270=DataInput!$B7269,DataInput!D7269,NA())","v":"Horsham (Powercor) 66 kV"},{"$f":"IF($E7270=DataInput!$B7269,DataInput!E7269,NA())","v":"Powercor"},{"$f":"IF($E7270=DataInput!$B7269,DataInput!F7269,NA())","v":"Winter"},{"$f":"IF($E7270=DataInput!$B7269,DataInput!G7269,NA())","v":"Non-Coincident"},{"$f":"IF($E7270=DataInput!$B7269,DataInput!H7269,NA())","v":2013},{"$f":"IF($E7270=DataInput!$B7269,DataInput!I7269,NA())","v":"TempCorrActualPOE50"},{"$f":"IF($E7270=DataInput!$B7269,DataInput!J7269,NA())","v":74.077273731535499},{"$f":"IF($E7270=DataInput!$B7269,DataInput!K7269,NA())","v":"NA"},null,null,"VIC Horsham (Powercor) 66 kV",null,null,null,null,false,null,null,{"$error":"#N/A"},{"$error":"#N/A"},{"$error":"#N/A"},{"$error":"#N/A"},{"$error":"#N/A"},{"$error":"#N/A"},{"$error":"#N/A"},{"$error":"#N/A"},{"$error":"#N/A"},{"$error":"#N/A"}]
[null,{"$f":"IF(DataInput!B7300=$B$8,IF($B$9=$B$10,TRUE,IF(DataInput!E7300=$B$9,TRUE,FALSE)))","v":true},null,null,{"$f":"IF(B7301=TRUE,DataInput!B7300,NA())","v":"VIC"},{"$f":"IF($E7301=DataInput!$B7300,DataInput!C7300,NA())","v":"HTS66"},{"$f":"IF($E7301=DataInput!$B7300,DataInput!D7300,NA())","v":"Heatherton (United Energy) 66 kV"},{"$f":"IF($E7301=DataInput!$B7300,DataInput!E7300,NA())","v":"United Energy"},{"$f":"IF($E7301=DataInput!$B7300,DataInput!F7300,NA())","v":"Winter"},{"$f":"IF($E7301=DataInput!$B7300,DataInput!G7300,NA())","v":"Non-Coincident"},{"$f":"IF($E7301=DataInput!$B7300,DataInput!H7300,NA())","v":2008},{"$f":"IF($E7301=DataInput!$B7300,DataInput!I7300,NA())","v":"TempCorrActualPOE10"},{"$f":"IF($E7301=DataInput!$B7300,DataInput!J7300,NA())","v":255.52163212680901},{"$f":"IF($E7301=DataInput!$B7300,DataInput!K7300,NA())","v":"NA"},null,null,"VIC Heatherton (United Energy) 66 kV",null,null,null,null,false,null,null,{"$error":"#N/A"},{"$error":"#N/A"},{"$error":"#N/A"},{"$error":"#N/A"},{"$error":"#N/A"},{"$error":"#N/A"},{"$error":"#N/A"},{"$error":"#N/A"},{"$error":"#N/A"},{"$error":"#N/A"}]
[null,{"$f":"IF(DataInput!B7347=$B$8,IF($B$9=$B$10,TRUE,IF(DataInput!E7347=$B$9,TRUE,FALSE)))","v":true},null,null,{"$f":"IF(B7348=TRUE,DataInput!B7347,NA())","v":"VIC"},{"$f":"IF($E7348=DataInput!$B7347,DataInput!C7347,NA())","v":"JLA220"},{"$f":"IF($E7348=DataInput!$B7347,DataInput!D7347,NA())","v":"John Lysaght 220 kV"},{"$f":"IF($E7348=DataInput!$B7347,DataInput!E7347,NA())","v":"Direct Connect"},{"$f":"IF($E7348=DataInput!$B7347,DataInput!F7347,NA())","v":"Summer"},{"$f":"IF($E7348=DataInput!$B7347,DataInput!G7347,NA())","v":"Non-Coincident"},{"$f":"IF($E7348=DataInput!$B7347,DataInput!H7347,NA())","v":2011},{"$f":"IF($E7348=DataInput!$B7347,DataInput!I7347,NA())","v":"TempCorrActualPOE50"},{"$f":"IF($E7348=DataInput!$B7347,DataInput!J7347,NA())","v":"NA"},{"$f":"IF($E7348=DataInput!$B7347,DataInput!K7347,NA())","v":"NA"},null,null,"VIC John Lysaght 220 kV",null,null,null,null,false,null,null,{"$error":"#N/A"},{"$error":"#N/A"},{"$error":"#N/A"},{"$error":"#N/A"},{"$error":"#N/A"},{"$error":"#N/A"},{"$error":"#N/A"},{"$error":"#N/A"},{"$error":"#N/A"},{"$error":"#N/A"}]
[null,{"$f":"IF(DataInput!B7380=$B$8,IF($B$9=$B$10,TRUE,IF(DataInput!E7380=$B$9,TRUE,FALSE)))","v":true},null,null,{"$f":"IF(B7381=TRUE,DataInput!B7380,NA())","v":"VIC"},{"$f":"IF($E7381=DataInput!$B7380,DataInput!C7380,NA())","v":"KGTS22"},{"$f":"IF($E7381=DataInput!$B7380,DataInput!D7380,NA())","v":"Kerang (Powercor) 22 kV"},{"$f":"IF($E7381=DataInput!$B7380,DataInput!E7380,NA())","v":"Powercor"},{"$f":"IF($E7381=DataInput!$B7380,DataInput!F7380,NA())","v":"Summer"},{"$f":"IF($E7381=DataInput!$B7380,DataInput!G7380,NA())","v":"Non-Coincident"},{"$f":"IF($E7381=DataInput!$B7380,DataInput!H7380,NA())","v":2007},{"$f":"IF($E7381=DataInput!$B7380,DataInput!I7380,NA())","v":"TempCorrActualPOE10"},{"$f":"IF($E7381=DataInput!$B7380,DataInput!J7380,NA())","v":13.4208457666398},{"$f":"IF($E7381=DataInput!$B7380,DataInput!K7380,NA())","v":"NA"},null,null,"VIC Kerang (Powercor) 22 kV",null,null,null,null,false,null,null,{"$error":"#N/A"},{"$error":"#N/A"},{"$error":"#N/A"},{"$error":"#N/A"},{"$error":"#N/A"},{"$error":"#N/A"},{"$error":"#N/A"},{"$error":"#N/A"},{"$error":"#N/A"},{"$error":"#N/A"}]
[null,{"$f":"IF(DataInput!B7408=$B$8,IF($B$9=$B$10,TRUE,IF(DataInput!E7408=$B$9,TRUE,FALSE)))","v":true},null,null,{"$f":"IF(B7409=TRUE,DataInput!B7408,NA())","v":"VIC"},{"$f":"IF($E7409=DataInput!$B7408,DataInput!C7408,NA())","v":"KGTS22"},{"$f":"IF($E7409=DataInput!$B7408,DataInput!D7408,NA())","v":"Kerang (Powercor) 22 kV"},{"$f":"IF($E7409=DataInput!$B7408,DataInput!E7408,NA())","v":"Powercor"},{"$f":"IF($E7409=DataInput!$B7408,DataInput!F7408,NA())","v":"Winter"},{"$f":"IF($E7409=DataInput!$B7408,DataInput!G7408,NA())","v":"Non-Coincident"},{"$f":"IF($E7409=DataInput!$B7408,DataInput!H7408,NA())","v":2010},{"$f":"IF($E7409=DataInput!$B7408,DataInput!I7408,NA())","v":"TempCorrActualPOE10"},{"$f":"IF($E7409=DataInput!$B7408,DataInput!J7408,NA())","v":12.0080832486475},{"$f":"IF($E7409=DataInput!$B7408,DataInput!K7408,NA())","v":"NA"},null,null,"VIC Kerang (Powercor) 22 kV",null,null,null,null,false,null,null,{"$error":"#N/A"},{"$error":"#N/A"},{"$error":"#N/A"},{"$error":"#N/A"},{"$error":"#N/A"},{"$error":"#N/A"},{"$error":"#N/A"},{"$error":"#N/A"},{"$error":"#N/A"},{"$error":"#N/A"}]
[null,{"$f":"IF(DataInput!B7426=$B$8,IF($B$9=$B$10,TRUE,IF(DataInput!E7426=$B$9,TRUE,FALSE)))","v":true},null,null,{"$f":"IF(B7427=TRUE,DataInput!B7426,NA())","v":"VIC"},{"$f":"IF($E7427=DataInput!$B7426,DataInput!C7426,NA())","v":"KGTS66"},{"$f":"IF($E7427=DataInput!$B7426,DataInput!D7426,NA())","v":"Kerang (Powercor) 66 kV"},{"$f":"IF($E7427=DataInput!$B7426,DataInput!E7426,NA())","v":"Powercor"},{"$f":"IF($E7427=DataInput!$B7426,DataInput!F7426,NA())","v":"Summer"},{"$f":"IF($E7427=DataInput!$B7426,DataInput!G7426,NA())","v":"Non-Coincident"},{"$f":"IF($E7427=DataInput!$B7426,DataInput!H7426,NA())","v":2010},{"$f":"IF($E7427=DataInput!$B7426,DataInput!I7426,NA())","v":"TempCorrActualPOE10"},{"$f":"IF($E7427=DataInput!$B7426,DataInput!J7426,NA())","v":54.444528128358897},{"$f":"IF($E7427=DataInput!$B7426,DataInput!K7426,NA())","v":"NA"},null,null,"VIC Kerang (Powercor) 66 kV",null,null,null,null,false,null,null,{"$error":"#N/A"},{"$error":"#N/A"},{"$error":"#N/A"},{"$error":"#N/A"},{"$error":"#N/A"},{"$error":"#N/A"},{"$error":"#N/A"},{"$error":"#N/A"},{"$error":"#N/A"},{"$error":"#N/A"}]
[null,{"$f":"IF(DataInput!B7457=$B$8,IF($B$9=$B$10,TRUE,IF(DataInput!E7457=$B$9,TRUE,FALSE)))","v":true},null,null,{"$f":"IF(B7458=TRUE,DataInput!B7457,NA())","v":"VIC"},{"$f":"IF($E7458=DataInput!$B7457,DataInput!C7457,NA())","v":"KTSEJ"},{"$f":"IF($E7458=DataInput!$B7457,DataInput!D7457,NA())","v":"Keilor East (Jemena) 66 kV"},{"$f":"IF($E7458=DataInput!$B7457,DataInput!E7457,NA())","v":"Jemena"},{"$f":"IF($E7458=DataInput!$B7457,DataInput!F7457,NA())","v":"Summer"},{"$f":"IF($E7458=DataInput!$B7457,DataInput!G7457,NA())","v":"Non-Coincident"},{"$f":"IF($E7458=DataInput!$B7457,DataInput!H7457,NA())","v":2010},{"$f":"IF($E7458=DataInput!$B7457,DataInput!I7457,NA())","v":"TempCorrActualPOE50"},{"$f":"IF($E7458=DataInput!$B7457,DataInput!J7457,NA())","v":220.21906747430299},{"$f":"IF($E7458=DataInput!$B7457,DataInput!K7457,NA())","v":"NA"},null,null,"VIC Keilor East (Jemena) 66 kV",null,null,null,null,false,null,null,{"$error":"#N/A"},{"$error":"#N/A"},{"$error":"#N/A"},{"$error":"#N/A"},{"$error":"#N/A"},{"$error":"#N/A"},{"$error":"#N/A"},{"$error":"#N/A"},{"$error":"#N/A"},{"$error":"#N/A"}]
[null,{"$f":"IF(DataInput!B7475=$B$8,IF($B$9=$B$10,TRUE,IF(DataInput!E7475=$B$9,TRUE,FALSE)))","v":true},null,null,{"$f":"IF(B7476=TRUE,DataInput!B7475,NA())","v":"VIC"},{"$f":"IF($E7476=DataInput!$B7475,DataInput!C7475,NA())","v":"KTSEJ"},{"$f":"IF($E7476=DataInput!$B7475,DataInput!D7475,NA())","v":"Keilor East (Jemena) 66 kV"},{"$f":"IF($E7476=DataInput!$B7475,DataInput!E7475,NA())","v":"Jemena"},{"$f":"IF($E7476=DataInput!$B7475,DataInput!F7475,NA())","v":"Winter"},{"$f":"IF($E7476=DataInput!$B7475,DataInput!G7475,NA())","v":"Non-Coincident"},{"$f":"IF($E7476=DataInput!$B7475,DataInput!H7475,NA())","v":2008},{"$f":"IF($E7476=DataInput!$B7475,DataInput!I7475,NA())","v":"TempCorrActualPOE50"},{"$f":"IF($E7476=DataInput!$B7475,DataInput!J7475,NA())","v":160.20404799346301},{"$f":"IF($E7476=DataInput!$B7475,DataInput!K7475,NA())","v":"NA"},null,null,"VIC Keilor East (Jemena) 66 kV",null,null,null,null,false,null,null,{"$error":"#N/A"},{"$error":"#N/A"},{"$error":"#N/A"},{"$error":"#N/A"},{"$error":"#N/A"},{"$error":"#N/A"},{"$error":"#N/A"},{"$error":"#N/A"},{"$error":"#N/A"},{"$error":"#N/A"}]
[null,{"$f":"IF(DataInput!B7505=$B$8,IF($B$9=$B$10,TRUE,IF(DataInput!E7505=$B$9,TRUE,FALSE)))","v":true},null,null,{"$f":"IF(B7506=TRUE,DataInput!B7505,NA())","v":"VIC"},{"$f":"IF($E7506=DataInput!$B7505,DataInput!C7505,NA())","v":"KTSEP"},{"$f":"IF($E7506=DataInput!$B7505,DataInput!D7505,NA())","v":"Keilor East (Powercor) 66 kV"},{"$f":"IF($E7506=DataInput!$B7505,DataInput!E7505,NA())","v":"Powercor"},{"$f":"IF($E7506=DataInput!$B7505,DataInput!F7505,NA())","v":"Summer"},{"$f":"IF($E7506=DataInput!$B7505,DataInput!G7505,NA())","v":"Non-Coincident"},{"$f":"IF($E7506=DataInput!$B7505,DataInput!H7505,NA())","v":2014},{"$f":"IF($E7506=DataInput!$B7505,DataInput!I7505,NA())","v":"TempCorrActualPOE50"},{"$f":"IF($E7506=DataInput!$B7505,DataInput!J7505,NA())","v":144.48495473288},{"$f":"IF($E7506=DataInput!$B7505,DataInput!K7505,NA())","v":"NA"},null,null,"VIC Keilor East (Powercor) 66 kV",null,null,null,null,true,null,null,"VIC","KTSEP","Keilor East (Powercor) 66 kV","Powercor","Summer","Non-Coincident",2014,"TempCorrActualPOE50",144.48495473288,"NA"]
[null,{"$f":"IF(DataInput!B7536=$B$8,IF($B$9=$B$10,TRUE,IF(DataInput!E7536=$B$9,TRUE,FALSE)))","v":true},null,null,{"$f":"IF(B7537=TRUE,DataInput!B7536,NA())","v":"VIC"},{"$f":"IF($E7537=DataInput!$B7536,DataInput!C7536,NA())","v":"KTSWJ"},{"$f":"IF($E7537=DataInput!$B7536,DataInput!D7536,NA())","v":"Keilor West (Jemena) 66 kV"},{"$f":"IF($E7537=DataInput!$B7536,DataInput!E7536,NA())","v":"Jemena"},{"$f":"IF($E7537=DataInput!$B7536,DataInput!F7536,NA())","v":"Summer"},{"$f":"IF($E7537=DataInput!$B7536,DataInput!G7536,NA())","v":"Non-Coincident"},{"$f":"IF($E7537=DataInput!$B7536,DataInput!H7536,NA())","v":2009},{"$f":"IF($E7537=DataInput!$B7536,DataInput!I7536,NA())","v":"TempCorrActualPOE10"},{"$f":"IF($E7537=DataInput!$B7536,DataInput!J7536,NA())","v":72.770498586445001},{"$f":"IF($E7537=DataInput!$B7536,DataInput!K7536,NA())","v":"NA"},null,null,"VIC Keilor West (Jemena) 66 kV",null,null,null,null,false,null,null,{"$error":"#N/A"},{"$error":"#N/A"},{"$error":"#N/A"},{"$error":"#N/A"},{"$error":"#N/A"},{"$error":"#N/A"},{"$error":"#N/A"},{"$error":"#N/A"},{"$error":"#N/A"},{"$error":"#N/A"}]
[null,{"$f":"IF(DataInput!B7583=$B$8,IF($B$9=$B$10,TRUE,IF(DataInput!E7583=$B$9,TRUE,FALSE)))","v":true},null,null,{"$f":"IF(B7584=TRUE,DataInput!B7583,NA())","v":"VIC"},{"$f":"IF($E7584=DataInput!$B7583,DataInput!C7583,NA())","v":"KTSWP"},{"$f":"IF($E7584=DataInput!$B7583,DataInput!D7583,NA())","v":"Keilor West (Powercor) 66 kV"},{"$f":"IF($E7584=DataInput!$B7583,DataInput!E7583,NA())","v":"Powercor"},{"$f":"IF($E7584=DataInput!$B7583,DataInput!F7583,NA())","v":"Summer"},{"$f":"IF($E7584=DataInput!$B7583,DataInput!G7583,NA())","v":"Non-Coincident"},{"$f":"IF($E7584=DataInput!$B7583,DataInput!H7583,NA())","v":2013},{"$f":"IF($E7584=DataInput!$B7583,DataInput!I7583,NA())","v":"TempCorrActualPOE50"},{"$f":"IF($E7584=DataInput!$B7583,DataInput!J7583,NA())","v":181.00827879403499},{"$f":"IF($E7584=DataInput!$B7583,DataInput!K7583,NA())","v":"NA"},null,null,"VIC Keilor West (Powercor) 66 kV",null,null,null,null,false,null,null,{"$error":"#N/A"},{"$error":"#N/A"},{"$error":"#N/A"},{"$error":"#N/A"},{"$error":"#N/A"},{"$error":"#N/A"},{"$error":"#N/A"},{"$error":"#N/A"},{"$error":"#N/A"},{"$error":"#N/A"}]
[null,{"$f":"IF(DataInput!B7602=$B$8,IF($B$9=$B$10,TRUE,IF(DataInput!E7602=$B$9,TRUE,FALSE)))","v":true},null,null,{"$f":"IF(B7603=TRUE,DataInput!B7602,NA())","v":"VIC"},{"$f":"IF($E7603=DataInput!$B7602,DataInput!C7602,NA())","v":"KTSWP"},{"$f":"IF($E7603=DataInput!$B7602,DataInput!D7602,NA())","v":"Keilor West (Powercor) 66 kV"},{"$f":"IF($E7603=DataInput!$B7602,DataInput!E7602,NA())","v":"Powercor"},{"$f":"IF($E7603=DataInput!$B7602,DataInput!F7602,NA())","v":"Winter"},{"$f":"IF($E7603=DataInput!$B7602,DataInput!G7602,NA())","v":"Non-Coincident"},{"$f":"IF($E7603=DataInput!$B7602,DataInput!H7602,NA())","v":2011},{"$f":"IF($E7603=DataInput!$B7602,DataInput!I7602,NA())","v":"TempCorrActualPOE10"},{"$f":"IF($E7603=DataInput!$B7602,DataInput!J7602,NA())","v":157.48365977277001},{"$f":"IF($E7603=DataInput!$B7602,DataInput!K7602,NA())","v":"NA"},null,null,"VIC Keilor West (Powercor) 66 kV",null,null,null,null,false,null,null,{"$error":"#N/A"},{"$error":"#N/A"},{"$error":"#N/A"},{"$error":"#N/A"},{"$error":"#N/A"},{"$error":"#N/A"},{"$error":"#N/A"},{"$error":"#N/A"},{"$error":"#N/A"},{"$error":"#N/A"}]
[null,{"$f":"IF(DataInput!B7615=$B$8,IF($B$9=$B$10,TRUE,IF(DataInput!E7615=$B$9,TRUE,FALSE)))","v":true},null,null,{"$f":"IF(B7616=TRUE,DataInput!B7615,NA())","v":"VIC"},{"$f":"IF($E7616=DataInput!$B7615,DataInput!C7615,NA())","v":"LY66"},{"$f":"IF($E7616=DataInput!$B7615,DataInput!D7615,NA())","v":"Loy Yang (AusNet) 66 kV"},{"$f":"IF($E7616=DataInput!$B7615,DataInput!E7615,NA())","v":"AusNet"},{"$f":"IF($E7616=DataInput!$B7615,DataInput!F7615,NA())","v":"Summer"},{"$f":"IF($E7616=DataInput!$B7615,DataInput!G7615,NA())","v":"Non-Coincident"},{"$f":"IF($E7616=DataInput!$B7615,DataInput!H7615,NA())","v":2014},{"$f":"IF($E7616=DataInput!$B7615,DataInput!I7615,NA())","v":"TempCorrActualPOE50"},{"$f":"IF($E7616=DataInput!$B7615,DataInput!J7615,NA())","v":27.337980373251099},{"$f":"IF($E7616=DataInput!$B7615,DataInput!K7615,NA())","v":"NA"},null,null,"VIC Loy Yang (AusNet) 66 kV",null,null,null,null,false,null,null,{"$error":"#N/A"},{"$error":"#N/A"},{"$error":"#N/A"},{"$error":"#N/A"},{"$error":"#N/A"},{"$error":"#N/A"},{"$error":"#N/A"},{"$error":"#N/A"},{"$error":"#N/A"},{"$error":"#N/A"}]
[null,{"$f":"IF(DataInput!B7662=$B$8,IF($B$9=$B$10,TRUE,IF(DataInput!E7662=$B$9,TRUE,FALSE)))","v":true},null,null,{"$f":"IF(B7663=TRUE,DataInput!B7662,NA())","v":"VIC"},{"$f":"IF($E7663=DataInput!$B7662,DataInput!C7662,NA())","v":"MBTS66"},{"$f":"IF($E7663=DataInput!$B7662,DataInput!D7662,NA())","v":"Mt Beauty (AusNet) 66 kV"},{"$f":"IF($E7663=DataInput!$B7662,DataInput!E7662,NA())","v":"AusNet"},{"$f":"IF($E7663=DataInput!$B7662,DataInput!F7662,NA())","v":"Winter"},{"$f":"IF($E7663=DataInput!$B7662,DataInput!G7662,NA())","v":"Non-Coincident"},{"$f":"IF($E7663=DataInput!$B7662,DataInput!H7662,NA())","v":2011},{"$f":"IF($E7663=DataInput!$B7662,DataInput!I7662,NA())","v":"TempCorrActualPOE10"},{"$f":"IF($E7663=DataInput!$B7662,DataInput!J7662,NA())","v":51.833371219344798},{"$f":"IF($E7663=DataInput!$B7662,DataInput!K7662,NA())","v":"NA"},null,null,"VIC Mt Beauty (AusNet) 66 kV",null,null,null,null,false,null,null,{"$error":"#N/A"},{"$error":"#N/A"},{"$error":"#N/A"},{"$error":"#N/A"},{"$error":"#N/A"},{"$error":"#N/A"},{"$error":"#N/A"},{"$error":"#N/A"},{"$error":"#N/A"},{"$error":"#N/A"}]
[null,{"$f":"IF(DataInput!B7693=$B$8,IF($B$9=$B$10,TRUE,IF(DataInput!E7693=$B$9,TRUE,FALSE)))","v":true},null,null,{"$f":"IF(B7694=TRUE,DataInput!B7693,NA())","v":"VIC"},{"$f":"IF($E7694=DataInput!$B7693,DataInput!C7693,NA())","v":"MTS22"},{"$f":"IF($E7694=DataInput!$B7693,DataInput!D7693,NA())","v":"Malvern (United Energy) 66 kV"},{"$f":"IF($E7694=DataInput!$B7693,DataInput!E7693,NA())","v":"United Energy"},{"$f":"IF($E7694=DataInput!$B7693,DataInput!F7693,NA())","v":"Winter"},{"$f":"IF($E7694=DataInput!$B7693,DataInput!G7693,NA())","v":"Non-Coincident"},{"$f":"IF($E7694=DataInput!$B7693,DataInput!H7693,NA())","v":2011},{"$f":"IF($E7694=DataInput!$B7693,DataInput!I7693,NA())","v":"TempCorrActualPOE50"},{"$f":"IF($E7694=DataInput!$B7693,DataInput!J7693,NA())","v":29.504363883538499},{"$f":"IF($E7694=DataInput!$B7693,DataInput!K7693,NA())","v":"NA"},null,null,"VIC Malvern (United Energy) 66 kV",null,null,null,null,false,null,null,{"$error":"#N/A"},{"$error":"#N/A"},{"$error":"#N/A"},{"$error":"#N/A"},{"$error":"#N/A"},{"$error":"#N/A"},{"$error":"#N/A"},{"$error":"#N/A"},{"$error":"#N/A"},{"$error":"#N/A"}]
[null,{"$f":"IF(DataInput!B7725=$B$8,IF($B$9=$B$10,TRUE,IF(DataInput!E7725=$B$9,TRUE,FALSE)))","v":true},null,null,{"$f":"IF(B7726=TRUE,DataInput!B7725,NA())","v":"VIC"},{"$f":"IF($E7726=DataInput!$B7725,DataInput!C7725,NA())","v":"MTS66"},{"$f":"IF($E7726=DataInput!$B7725,DataInput!D7725,NA())","v":"Malvern (United Energy) 22 kV"},{"$f":"IF($E7726=DataInput!$B7725,DataInput!E7725,NA())","v":"United Energy"},{"$f":"IF($E7726=DataInput!$B7725,DataInput!F7725,NA())","v":"Winter"},{"$f":"IF($E7726=DataInput!$B7725,DataInput!G7725,NA())","v":"Non-Coincident"},{"$f":"IF($E7726=DataInput!$B7725,DataInput!H7725,NA())","v":2007},{"$f":"IF($E7726=DataInput!$B7725,DataInput!I7725,NA())","v":"TempCorrActualPOE50"},{"$f":"IF($E7726=DataInput!$B7725,DataInput!J7725,NA())","v":114.855813070991},{"$f":"IF($E7726=DataInput!$B7725,DataInput!K7725,NA())","v":"NA"},null,null,"VIC Malvern (United Energy) 22 kV",null,null,null,null,false,null,null,{"$error":"#N/A"},{"$error":"#N/A"},{"$error":"#N/A"},{"$error":"#N/A"},{"$error":"#N/A"},{"$error":"#N/A"},{"$error":"#N/A"},{"$error":"#N/A"},{"$error":"#N/A"},{"$error":"#N/A"}]
[null,{"$f":"IF(DataInput!B7741=$B$8,IF($B$9=$B$10,TRUE,IF(DataInput!E7741=$B$9,TRUE,FALSE)))","v":true},null,null,{"$f":"IF(B7742=TRUE,DataInput!B7741,NA())","v":"VIC"},{"$f":"IF($E7742=DataInput!$B7741,DataInput!C7741,NA())","v":"MTS66"},{"$f":"IF($E7742=DataInput!$B7741,DataInput!D7741,NA())","v":"Malvern (United Energy) 22 kV"},{"$f":"IF($E7742=DataInput!$B7741,DataInput!E7741,NA())","v":"United Energy"},{"$f":"IF($E7742=DataInput!$B7741,DataInput!F7741,NA())","v":"Winter"},{"$f":"IF($E7742=DataInput!$B7741,DataInput!G7741,NA())","v":"Non-Coincident"},{"$f":"IF($E7742=DataInput!$B7741,DataInput!H7741,NA())","v":2015},{"$f":"IF($E7742=DataInput!$B7741,DataInput!I7741,NA())","v":"TempCorrActualPOE50"},{"$f":"IF($E7742=DataInput!$B7741,DataInput!J7741,NA())","v":127.657468325165},{"$f":"IF($E7742=DataInput!$B7741,DataInput!K7741,NA())","v":"NA"},null,null,"VIC Malvern (United Energy) 22 kV",null,null,null,null,false,null,null,{"$error":"#N/A"},{"$error":"#N/A"},{"$error":"#N/A"},{"$error":"#N/A"},{"$error":"#N/A"},{"$error":"#N/A"},{"$error":"#N/A"},{"$error":"#N/A"},{"$error":"#N/A"},{"$error":"#N/A"}]
[null,{"$f":"IF(DataInput!B7772=$B$8,IF($B$9=$B$10,TRUE,IF(DataInput!E7772=$B$9,TRUE,FALSE)))","v":true},null,null,{"$f":"IF(B7773=TRUE,DataInput!B7772,NA())","v":"VIC"},{"$f":"IF($E7773=DataInput!$B7772,DataInput!C7772,NA())","v":"MWTS66"},{"$f":"IF($E7773=DataInput!$B7772,DataInput!D7772,NA())","v":"Morwell (Ausnet) 66 kV"},{"$f":"IF($E7773=DataInput!$B7772,DataInput!E7772,NA())","v":"AusNet"},{"$f":"IF($E7773=DataInput!$B7772,DataInput!F7772,NA())","v":"Winter"},{"$f":"IF($E7773=DataInput!$B7772,DataInput!G7772,NA())","v":"Non-Coincident"},{"$f":"IF($E7773=DataInput!$B7772,DataInput!H7772,NA())","v":2010},{"$f":"IF($E7773=DataInput!$B7772,DataInput!I7772,NA())","v":"TempCorrActualPOE10"},{"$f":"IF($E7773=DataInput!$B7772,DataInput!J7772,NA())","v":360.64355687342999},{"$f":"IF($E7773=DataInput!$B7772,DataInput!K7772,NA())","v":"NA"},null,null,"VIC Morwell (Ausnet) 66 kV",null,null,null,null,false,null,null,{"$error":"#N/A"},{"$error":"#N/A"},{"$error":"#N/A"},{"$error":"#N/A"},{"$error":"#N/A"},{"$error":"#N/A"},{"$error":"#N/A"},{"$error":"#N/A"},{"$error":"#N/A"},{"$error":"#N/A"}]
[null,{"$f":"IF(DataInput!B7790=$B$8,IF($B$9=$B$10,TRUE,IF(DataInput!E7790=$B$9,TRUE,FALSE)))","v":true},null,null,{"$f":"IF(B7791=TRUE,DataInput!B7790,NA())","v":"VIC"},{"$f":"IF($E7791=DataInput!$B7790,DataInput!C7790,NA())","v":"NKHN"},{"$f":"IF($E7791=DataInput!$B7790,DataInput!D7790,NA())","v":"Khancoban (Essential Energy) 11 kV"},{"$f":"IF($E7791=DataInput!$B7790,DataInput!E7790,NA())","v":"Essential Energy"},{"$f":"IF($E7791=DataInput!$B7790,DataInput!F7790,NA())","v":"Summer"},{"$f":"IF($E7791=DataInput!$B7790,DataInput!G7790,NA())","v":"Non-Coincident"},{"$f":"IF($E7791=DataInput!$B7790,DataInput!H7790,NA())","v":2011},{"$f":"IF($E7791=DataInput!$B7790,DataInput!I7790,NA())","v":"TempCorrActualPOE10"},{"$f":"IF($E7791=DataInput!$B7790,DataInput!J7790,NA())","v":0.57344154986305496},{"$f":"IF($E7791=DataInput!$B7790,DataInput!K7790,NA())","v":"NA"},null,null,"VIC Khancoban (Essential Energy) 11 kV",null,null,null,null,false,null,null,{"$error":"#N/A"},{"$error":"#N/A"},{"$error":"#N/A"},{"$error":"#N/A"},{"$error":"#N/A"},{"$error":"#N/A"},{"$error":"#N/A"},{"$error":"#N/A"},{"$error":"#N/A"},{"$error":"#N/A"}]
[null,{"$f":"IF(DataInput!B7824=$B$8,IF($B$9=$B$10,TRUE,IF(DataInput!E7824=$B$9,TRUE,FALSE)))","v":true},null,null,{"$f":"IF(B7825=TRUE,DataInput!B7824,NA())","v":"VIC"},{"$f":"IF($E7825=DataInput!$B7824,DataInput!C7824,NA())","v":"RCTS22"},{"$f":"IF($E7825=DataInput!$B7824,DataInput!D7824,NA())","v":"Red Cliffs (Powercor) 22 kV"},{"$f":"IF($E7825=DataInput!$B7824,DataInput!E7824,NA())","v":"Powercor"},{"$f":"IF($E7825=DataInput!$B7824,DataInput!F7824,NA())","v":"Summer"},{"$f":"IF($E7825=DataInput!$B7824,DataInput!G7824,NA())","v":"Non-Coincident"},{"$f":"IF($E7825=DataInput!$B7824,DataInput!H7824,NA())","v":2008},{"$f":"IF($E7825=DataInput!$B7824,DataInput!I7824,NA())","v":"TempCorrActualPOE10"},{"$f":"IF($E7825=DataInput!$B7824,DataInput!J7824,NA())","v":42.062379601396103},{"$f":"IF($E7825=DataInput!$B7824,DataInput!K7824,NA())","v":"NA"},null,null,"VIC Red Cliffs (Powercor) 22 kV",null,null,null,null,false,null,null,{"$error":"#N/A"},{"$error":"#N/A"},{"$error":"#N/A"},{"$error":"#N/A"},{"$error":"#N/A"},{"$error":"#N/A"},{"$error":"#N/A"},{"$error":"#N/A"},{"$error":"#N/A"},{"$error":"#N/A"}]
[null,{"$f":"IF(DataInput!B7851=$B$8,IF($B$9=$B$10,TRUE,IF(DataInput!E7851=$B$9,TRUE,FALSE)))","v":true},null,null,{"$f":"IF(B7852=TRUE,DataInput!B7851,NA())","v":"VIC"},{"$f":"IF($E7852=DataInput!$B7851,DataInput!C7851,NA())","v":"RCTS22"},{"$f":"IF($E7852=DataInput!$B7851,DataInput!D7851,NA())","v":"Red Cliffs (Powercor) 22 kV"},{"$f":"IF($E7852=DataInput!$B7851,DataInput!E7851,NA())","v":"Powercor"},{"$f":"IF($E7852=DataInput!$B7851,DataInput!F7851,NA())","v":"Winter"},{"$f":"IF($E7852=DataInput!$B7851,DataInput!G7851,NA())","v":"Non-Coincident"},{"$f":"IF($E7852=DataInput!$B7851,DataInput!H7851,NA())","v":2011},{"$f":"IF($E7852=DataInput!$B7851,DataInput!I7851,NA())","v":"TempCorrActualPOE50"},{"$f":"IF($E7852=DataInput!$B7851,DataInput!J7851,NA())","v":20.810673718274298},{"$f":"IF($E7852=DataInput!$B7851,DataInput!K7851,NA())","v":"NA"},null,null,"VIC Red Cliffs (Powercor) 22 kV",null,null,null,null,false,null,null,{"$error":"#N/A"},{"$error":"#N/A"},{"$error":"#N/A"},{"$error":"#N/A"},{"$error":"#N/A"},{"$error":"#N/A"},{"$error":"#N/A"},{"$error":"#N/A"},{"$error":"#N/A"},{"$error":"#N/A"}]
[null,{"$f":"IF(DataInput!B7898=$B$8,IF($B$9=$B$10,TRUE,IF(DataInput!E7898=$B$9,TRUE,FALSE)))","v":true},null,null,{"$f":"IF(B7899=TRUE,DataInput!B7898,NA())","v":"VIC"},{"$f":"IF($E7899=DataInput!$B7898,DataInput!C7898,NA())","v":"RCTS66"},{"$f":"IF($E7899=DataInput!$B7898,DataInput!D7898,NA())","v":"Red Cliffs (Powercor) 66 kV"},{"$f":"IF($E7899=DataInput!$B7898,DataInput!E7898,NA())","v":"Powercor"},{"$f":"IF($E7899=DataInput!$B7898,DataInput!F7898,NA())","v":"Winter"},{"$f":"IF($E7899=DataInput!$B7898,DataInput!G7898,NA())","v":"Non-Coincident"},{"$f":"IF($E7899=DataInput!$B7898,DataInput!H7898,NA())","v":2014},{"$f":"IF($E7899=DataInput!$B7898,DataInput!I7898,NA())","v":"TempCorrActualPOE10"},{"$f":"IF($E7899=DataInput!$B7898,DataInput!J7898,NA())","v":91.556526293373395},{"$f":"IF($E7899=DataInput!$B7898,DataInput!K7898,NA())","v":"NA"},null,null,"VIC Red Cliffs (Powercor) 66 kV",null,null,null,null,false,null,null,{"$error":"#N/A"},{"$error":"#N/A"},{"$error":"#N/A"},{"$error":"#N/A"},{"$error":"#N/A"},{"$error":"#N/A"},{"$error":"#N/A"},{"$error":"#N/A"},{"$error":"#N/A"},{"$error":"#N/A"}]
[null,{"$f":"IF(DataInput!B7900=$B$8,IF($B$9=$B$10,TRUE,IF(DataInput!E7900=$B$9,TRUE,FALSE)))","v":true},null,null,{"$f":"IF(B7901=TRUE,DataInput!B7900,NA())","v":"VIC"},{"$f":"IF($E7901=DataInput!$B7900,DataInput!C7900,NA())","v":"RCTS66"},{"$f":"IF($E7901=DataInput!$B7900,DataInput!D7900,NA())","v":"Red Cliffs (Powercor) 66 kV"},{"$f":"IF($E7901=DataInput!$B7900,DataInput!E7900,NA())","v":"Powercor"},{"$f":"IF($E7901=DataInput!$B7900,DataInput!F7900,NA())","v":"Winter"},{"$f":"IF($E7901=DataInput!$B7900,DataInput!G7900,NA())","v":"Non-Coincident"},{"$f":"IF($E7901=DataInput!$B7900,DataInput!H7900,NA())","v":2015},{"$f":"IF($E7901=DataInput!$B7900,DataInput!I7900,NA())","v":"TempCorrActualPOE10"},{"$f":"IF($E7901=DataInput!$B7900,DataInput!J7900,NA())","v":87.505185356722293},{"$f":"IF($E7901=DataInput!$B7900,DataInput!K7900,NA())","v":"NA"},null,null,"VIC Red Cliffs (Powercor) 66 kV",null,null,null,null,false,null,null,{"$error":"#N/A"},{"$error":"#N/A"},{"$error":"#N/A"},{"$error":"#N/A"},{"$error":"#N/A"},{"$error":"#N/A"},{"$error":"#N/A"},{"$error":"#N/A"},{"$error":"#N/A"},{"$error":"#N/A"}]
[null,{"$f":"IF(DataInput!B7951=$B$8,IF($B$9=$B$10,TRUE,IF(DataInput!E7951=$B$9,TRUE,FALSE)))","v":true},null,null,{"$f":"IF(B7952=TRUE,DataInput!B7951,NA())","v":"VIC"},{"$f":"IF($E7952=DataInput!$B7951,DataInput!C7951,NA())","v":"RTS1266U"},{"$f":"IF($E7952=DataInput!$B7951,DataInput!D7951,NA())","v":"Richmond 12 (United Energy) 66 kV"},{"$f":"IF($E7952=DataInput!$B7951,DataInput!E7951,NA())","v":"United Energy"},{"$f":"IF($E7952=DataInput!$B7951,DataInput!F7951,NA())","v":"Summer"},{"$f":"IF($E7952=DataInput!$B7951,DataInput!G7951,NA())","v":"Non-Coincident"},{"$f":"IF($E7952=DataInput!$B7951,DataInput!H7951,NA())","v":2012},{"$f":"IF($E7952=DataInput!$B7951,DataInput!I7951,NA())","v":"TempCorrActualPOE50"},{"$f":"IF($E7952=DataInput!$B7951,DataInput!J7951,NA())","v":39.432320127790398},{"$f":"IF($E7952=DataInput!$B7951,DataInput!K7951,NA())","v":"NA"},null,null,"VIC Richmond 12 (United Energy) 66 kV",null,null,null,null,false,null,null,{"$error":"#N/A"},{"$error":"#N/A"},{"$error":"#N/A"},{"$error":"#N/A"},{"$error":"#N/A"},{"$error":"#N/A"},{"$error":"#N/A"},{"$error":"#N/A"},{"$error":"#N/A"},{"$error":"#N/A"}]
[null,{"$f":"IF(DataInput!B7977=$B$8,IF($B$9=$B$10,TRUE,IF(DataInput!E7977=$B$9,TRUE,FALSE)))","v":true},null,null,{"$f":"IF(B7978=TRUE,DataInput!B7977,NA())","v":"VIC"},{"$f":"IF($E7978=DataInput!$B7977,DataInput!C7977,NA())","v":"RTS1266U"},{"$f":"IF($E7978=DataInput!$B7977,DataInput!D7977,NA())","v":"Richmond 12 (United Energy) 66 kV"},{"$f":"IF($E7978=DataInput!$B7977,DataInput!E7977,NA())","v":"United Energy"},{"$f":"IF($E7978=DataInput!$B7977,DataInput!F7977,NA())","v":"Winter"},{"$f":"IF($E7978=DataInput!$B7977,DataInput!G7977,NA())","v":"Non-Coincident"},{"$f":"IF($E7978=DataInput!$B7977,DataInput!H7977,NA())","v":2014},{"$f":"IF($E7978=DataInput!$B7977,DataInput!I7977,NA())","v":"TempCorrActualPOE50"},{"$f":"IF($E7978=DataInput!$B7977,DataInput!J7977,NA())","v":35.934348595429},{"$f":"IF($E7978=DataInput!$B7977,DataInput!K7977,NA())","v":"NA"},null,null,"VIC Richmond 12 (United Energy) 66 kV",null,null,null,null,false,null,null,{"$error":"#N/A"},{"$error":"#N/A"},{"$error":"#N/A"},{"$error":"#N/A"},{"$error":"#N/A"},{"$error":"#N/A"},{"$error":"#N/A"},{"$error":"#N/A"},{"$error":"#N/A"},{"$error":"#N/A"}]
[null,{"$f":"IF(DataInput!B8008=$B$8,IF($B$9=$B$10,TRUE,IF(DataInput!E8008=$B$9,TRUE,FALSE)))","v":true},null,null,{"$f":"IF(B8009=TRUE,DataInput!B8008,NA())","v":"VIC"},{"$f":"IF($E8009=DataInput!$B8008,DataInput!C8008,NA())","v":"RTS22"},{"$f":"IF($E8009=DataInput!$B8008,DataInput!D8008,NA())","v":"Richmond (CitiPower) 22kV"},{"$f":"IF($E8009=DataInput!$B8008,DataInput!E8008,NA())","v":"Citipower"},{"$f":"IF($E8009=DataInput!$B8008,DataInput!F8008,NA())","v":"Winter"},{"$f":"IF($E8009=DataInput!$B8008,DataInput!G8008,NA())","v":"Non-Coincident"},{"$f":"IF($E8009=DataInput!$B8008,DataInput!H8008,NA())","v":2011},{"$f":"IF($E8009=DataInput!$B8008,DataInput!I8008,NA())","v":"TempCorrActualPOE10"},{"$f":"IF($E8009=DataInput!$B8008,DataInput!J8008,NA())","v":37.267260935263202},{"$f":"IF($E8009=DataInput!$B8008,DataInput!K8008,NA())","v":"NA"},null,null,"VIC Richmond (CitiPower) 22kV",null,null,null,null,false,null,null,{"$error":"#N/A"},{"$error":"#N/A"},{"$error":"#N/A"},{"$error":"#N/A"},{"$error":"#N/A"},{"$error":"#N/A"},{"$error":"#N/A"},{"$error":"#N/A"},{"$error":"#N/A"},{"$error":"#N/A"}]
[null,{"$f":"IF(DataInput!B8026=$B$8,IF($B$9=$B$10,TRUE,IF(DataInput!E8026=$B$9,TRUE,FALSE)))","v":true},null,null,{"$f":"IF(B8027=TRUE,DataInput!B8026,NA())","v":"VIC"},{"$f":"IF($E8027=DataInput!$B8026,DataInput!C8026,NA())","v":"RTS3466C"},{"$f":"IF($E8027=DataInput!$B8026,DataInput!D8026,NA())","v":"Richmond 34 (CitiPower) 66 kV"},{"$f":"IF($E8027=DataInput!$B8026,DataInput!E8026,NA())","v":"Citipower"},{"$f":"IF($E8027=DataInput!$B8026,DataInput!F8026,NA())","v":"Summer"},{"$f":"IF($E8027=DataInput!$B8026,DataInput!G8026,NA())","v":"Non-Coincident"},{"$f":"IF($E8027=DataInput!$B8026,DataInput!H8026,NA())","v":2011},{"$f":"IF($E8027=DataInput!$B8026,DataInput!I8026,NA())","v":"TempCorrActualPOE10"},{"$f":"IF($E8027=DataInput!$B8026,DataInput!J8026,NA())","v":232.79087040424301},{"$f":"IF($E8027=DataInput!$B8026,DataInput!K8026,NA())","v":"NA"},null,null,"VIC Richmond 34 (CitiPower) 66 kV",null,null,null,null,false,null,null,{"$error":"#N/A"},{"$error":"#N/A"},{"$error":"#N/A"},{"$error":"#N/A"},{"$error":"#N/A"},{"$error":"#N/A"},{"$error":"#N/A"},{"$error":"#N/A"},{"$error":"#N/A"},{"$error":"#N/A"}]
[null,{"$f":"IF(DataInput!B8046=$B$8,IF($B$9=$B$10,TRUE,IF(DataInput!E8046=$B$9,TRUE,FALSE)))","v":true},null,null,{"$f":"IF(B8047=TRUE,DataInput!B8046,NA())","v":"VIC"},{"$f":"IF($E8047=DataInput!$B8046,DataInput!C8046,NA())","v":"RTS3466C"},{"$f":"IF($E8047=DataInput!$B8046,DataInput!D8046,NA())","v":"Richmond 34 (CitiPower) 66 kV"},{"$f":"IF($E8047=DataInput!$B8046,DataInput!E8046,NA())","v":"Citipower"},{"$f":"IF($E8047=DataInput!$B8046,DataInput!F8046,NA())","v":"Winter"},{"$f":"IF($E8047=DataInput!$B8046,DataInput!G8046,NA())","v":"Non-Coincident"},{"$f":"IF($E8047=DataInput!$B8046,DataInput!H8046,NA())","v":2010},{"$f":"IF($E8047=DataInput!$B8046,DataInput!I8046,NA())","v":"TempCorrActualPOE10"},{"$f":"IF($E8047=DataInput!$B8046,DataInput!J8046,NA())","v":169.72781022548699},{"$f":"IF($E8047=DataInput!$B8046,DataInput!K8046,NA())","v":"NA"},null,null,"VIC Richmond 34 (CitiPower) 66 kV",null,null,null,null,false,null,null,{"$error":"#N/A"},{"$error":"#N/A"},{"$error":"#N/A"},{"$error":"#N/A"},{"$error":"#N/A"},{"$error":"#N/A"},{"$error":"#N/A"},{"$error":"#N/A"},{"$error":"#N/A"},{"$error":"#N/A"}]
[null,{"$f":"IF(DataInput!B8087=$B$8,IF($B$9=$B$10,TRUE,IF(DataInput!E8087=$B$9,TRUE,FALSE)))","v":true},null,null,{"$f":"IF(B8088=TRUE,DataInput!B8087,NA())","v":"VIC"},{"$f":"IF($E8088=DataInput!$B8087,DataInput!C8087,NA())","v":"RTS3466U"},{"$f":"IF($E8088=DataInput!$B8087,DataInput!D8087,NA())","v":"Richmond 34 (United Energy) 66 kV"},{"$f":"IF($E8088=DataInput!$B8087,DataInput!E8087,NA())","v":"United Energy"},{"$f":"IF($E8088=DataInput!$B8087,DataInput!F8087,NA())","v":"Winter"},{"$f":"IF($E8088=DataInput!$B8087,DataInput!G8087,NA())","v":"Non-Coincident"},{"$f":"IF($E8088=DataInput!$B8087,DataInput!H8087,NA())","v":2011},{"$f":"IF($E8088=DataInput!$B8087,DataInput!I8087,NA())","v":"TempCorrActualPOE50"},{"$f":"IF($E8088=DataInput!$B8087,DataInput!J8087,NA())","v":24.9402898886499},{"$f":"IF($E8088=DataInput!$B8087,DataInput!K8087,NA())","v":"NA"},null,null,"VIC Richmond 34 (United Energy) 66 kV",null,null,null,null,false,null,null,{"$error":"#N/A"},{"$error":"#N/A"},{"$error":"#N/A"},{"$error":"#N/A"},{"$error":"#N/A"},{"$error":"#N/A"},{"$error":"#N/A"},{"$error":"#N/A"},{"$error":"#N/A"},{"$error":"#N/A"}]
[null,{"$f":"IF(DataInput!B8105=$B$8,IF($B$9=$B$10,TRUE,IF(DataInput!E8105=$B$9,TRUE,FALSE)))","v":true},null,null,{"$f":"IF(B8106=TRUE,DataInput!B8105,NA())","v":"VIC"},{"$f":"IF($E8106=DataInput!$B8105,DataInput!C8105,NA())","v":"RWTS1366A"},{"$f":"IF($E8106=DataInput!$B8105,DataInput!D8105,NA())","v":"Ringwood 13 (AusNet) 66 kV"},{"$f":"IF($E8106=DataInput!$B8105,DataInput!E8105,NA())","v":"AusNet"},{"$f":"IF($E8106=DataInput!$B8105,DataInput!F8105,NA())","v":"Summer"},{"$f":"IF($E8106=DataInput!$B8105,DataInput!G8105,NA())","v":"Non-Coincident"},{"$f":"IF($E8106=DataInput!$B8105,DataInput!H8105,NA())","v":2011},{"$f":"IF($E8106=DataInput!$B8105,DataInput!I8105,NA())","v":"TempCorrActualPOE50"},{"$f":"IF($E8106=DataInput!$B8105,DataInput!J8105,NA())","v":165.798441219457},{"$f":"IF($E8106=DataInput!$B8105,DataInput!K8105,NA())","v":"NA"},null,null,"VIC Ringwood 13 (AusNet) 66 kV",null,null,null,null,false,null,null,{"$error":"#N/A"},{"$error":"#N/A"},{"$error":"#N/A"},{"$error":"#N/A"},{"$error":"#N/A"},{"$error":"#N/A"},{"$error":"#N/A"},{"$error":"#N/A"},{"$error":"#N/A"},{"$error":"#N/A"}]
[null,{"$f":"IF(DataInput!B8136=$B$8,IF($B$9=$B$10,TRUE,IF(DataInput!E8136=$B$9,TRUE,FALSE)))","v":true},null,null,{"$f":"IF(B8137=TRUE,DataInput!B8136,NA())","v":"VIC"},{"$f":"IF($E8137=DataInput!$B8136,DataInput!C8136,NA())","v":"RWTS1366A"},{"$f":"IF($E8137=DataInput!$B8136,DataInput!D8136,NA())","v":"Ringwood 13 (AusNet) 66 kV"},{"$f":"IF($E8137=DataInput!$B8136,DataInput!E8136,NA())","v":"AusNet"},{"$f":"IF($E8137=DataInput!$B8136,DataInput!F8136,NA())","v":"Winter"},{"$f":"IF($E8137=DataInput!$B8136,DataInput!G8136,NA())","v":"Non-Coincident"},{"$f":"IF($E8137=DataInput!$B8136,DataInput!H8136,NA())","v":2015},{"$f":"IF($E8137=DataInput!$B8136,DataInput!I8136,NA())","v":"TempCorrActualPOE10"},{"$f":"IF($E8137=DataInput!$B8136,DataInput!J8136,NA())","v":128.735939581113},{"$f":"IF($E8137=DataInput!$B8136,DataInput!K8136,NA())","v":"NA"},null,null,"VIC Ringwood 13 (AusNet) 66 kV",null,null,null,null,false,null,null,{"$error":"#N/A"},{"$error":"#N/A"},{"$error":"#N/A"},{"$error":"#N/A"},{"$error":"#N/A"},{"$error":"#N/A"},{"$error":"#N/A"},{"$error":"#N/A"},{"$error":"#N/A"},{"$error":"#N/A"}]
[null,{"$f":"IF(DataInput!B8183=$B$8,IF($B$9=$B$10,TRUE,IF(DataInput!E8183=$B$9,TRUE,FALSE)))","v":true},null,null,{"$f":"IF(B8184=TRUE,DataInput!B8183,NA())","v":"VIC"},{"$f":"IF($E8184=DataInput!$B8183,DataInput!C8183,NA())","v":"RWTS22A"},{"$f":"IF($E8184=DataInput!$B8183,DataInput!D8183,NA())","v":"Ringwood (AusNet) 22 kV"},{"$f":"IF($E8184=DataInput!$B8183,DataInput!E8183,NA())","v":"AusNet"},{"$f":"IF($E8184=DataInput!$B8183,DataInput!F8183,NA())","v":"Summer"},{"$f":"IF($E8184=DataInput!$B8183,DataInput!G8183,NA())","v":"Non-Coincident"},{"$f":"IF($E8184=DataInput!$B8183,DataInput!H8183,NA())","v":2010},{"$f":"IF($E8184=DataInput!$B8183,DataInput!I8183,NA())","v":"TempCorrActualPOE50"},{"$f":"IF($E8184=DataInput!$B8183,DataInput!J8183,NA())","v":54.623763950274203},{"$f":"IF($E8184=DataInput!$B8183,DataInput!K8183,NA())","v":"NA"},null,null,"VIC Ringwood (AusNet) 22 kV",null,null,null,null,false,null,null,{"$error":"#N/A"},{"$error":"#N/A"},{"$error":"#N/A"},{"$error":"#N/A"},{"$error":"#N/A"},{"$error":"#N/A"},{"$error":"#N/A"},{"$error":"#N/A"},{"$error":"#N/A"},{"$error":"#N/A"}]
[null,{"$f":"IF(DataInput!B8203=$B$8,IF($B$9=$B$10,TRUE,IF(DataInput!E8203=$B$9,TRUE,FALSE)))","v":true},null,null,{"$f":"IF(B8204=TRUE,DataInput!B8203,NA())","v":"VIC"},{"$f":"IF($E8204=DataInput!$B8203,DataInput!C8203,NA())","v":"RWTS22A"},{"$f":"IF($E8204=DataInput!$B8203,DataInput!D8203,NA())","v":"Ringwood (AusNet) 22 kV"},{"$f":"IF($E8204=DataInput!$B8203,DataInput!E8203,NA())","v":"AusNet"},{"$f":"IF($E8204=DataInput!$B8203,DataInput!F8203,NA())","v":"Winter"},{"$f":"IF($E8204=DataInput!$B8203,DataInput!G8203,NA())","v":"Non-Coincident"},{"$f":"IF($E8204=DataInput!$B8203,DataInput!H8203,NA())","v":2009},{"$f":"IF($E8204=DataInput!$B8203,DataInput!I8203,NA())","v":"TempCorrActualPOE50"},{"$f":"IF($E8204=DataInput!$B8203,DataInput!J8203,NA())","v":45.5085324685937},{"$f":"IF($E8204=DataInput!$B8203,DataInput!K8203,NA())","v":"NA"},null,null,{"$f":"IF(OR(ISERROR(E8204),ISERROR(G8204)),\"  \",E8204&\" \"&G8204)","v":"VIC Ringwood (AusNet) 22 kV"},null,null,null,null,{"$f":"IF(ISERROR(G8204),FALSE,IF($V$9=G8204,TRUE,FALSE))","v":false},null,null,{"$error":"#N/A"},{"$error":"#N/A"},{"$error":"#N/A"},{"$error":"#N/A"},{"$error":"#N/A"},{"$error":"#N/A"},{"$error":"#N/A"},{"$error":"#N/A"},{"$error":"#N/A"},{"$error":"#N/A"}]
[null,{"$f":"IF(DataInput!B8244=$B$8,IF($B$9=$B$10,TRUE,IF(DataInput!E8244=$B$9,TRUE,FALSE)))","v":true},null,null,{"$f":"IF(B8245=TRUE,DataInput!B8244,NA())","v":"VIC"},{"$f":"IF($E8245=DataInput!$B8244,DataInput!C8244,NA())","v":"RWTS22U"},{"$f":"IF($E8245=DataInput!$B8244,DataInput!D8244,NA())","v":"Ringwood (United Energy) 22 kV"},{"$f":"IF($E8245=DataInput!$B8244,DataInput!E8244,NA())","v":"United Energy"},{"$f":"IF($E8245=DataInput!$B8244,DataInput!F8244,NA())","v":"Winter"},{"$f":"IF($E8245=DataInput!$B8244,DataInput!G8244,NA())","v":"Non-Coincident"},{"$f":"IF($E8245=DataInput!$B8244,DataInput!H8244,NA())","v":2010},{"$f":"IF($E8245=DataInput!$B8244,DataInput!I8244,NA())","v":"TempCorrActualPOE10"},{"$f":"IF($E8245=DataInput!$B8244,DataInput!J8244,NA())","v":29.0803108931818},{"$f":"IF($E8245=DataInput!$B8244,DataInput!K8244,NA())","v":"NA"},null,null,"VIC Ringwood (United Energy) 22 kV",null,null,null,null,false,null,null,{"$error":"#N/A"},{"$error":"#N/A"},{"$error":"#N/A"},{"$error":"#N/A"},{"$error":"#N/A"},{"$error":"#N/A"},{"$error":"#N/A"},{"$error":"#N/A"},{"$error":"#N/A"},{"$error":"#N/A"}]
[null,{"$f":"IF(DataInput!B8262=$B$8,IF($B$9=$B$10,TRUE,IF(DataInput!E8262=$B$9,TRUE,FALSE)))","v":true},null,null,{"$f":"IF(B8263=TRUE,DataInput!B8262,NA())","v":"VIC"},{"$f":"IF($E8263=DataInput!$B8262,DataInput!C8262,NA())","v":"RWTS2466A"},{"$f":"IF($E8263=DataInput!$B8262,DataInput!D8262,NA())","v":"Ringwood 24 (AusNet) 66 kV"},{"$f":"IF($E8263=DataInput!$B8262,DataInput!E8262,NA())","v":"AusNet"},{"$f":"IF($E8263=DataInput!$B8262,DataInput!F8262,NA())","v":"Summer"},{"$f":"IF($E8263=DataInput!$B8262,DataInput!G8262,NA())","v":"Non-Coincident"},{"$f":"IF($E8263=DataInput!$B8262,DataInput!H8262,NA())","v":2010},{"$f":"IF($E8263=DataInput!$B8262,DataInput!I8262,NA())","v":"TempCorrActualPOE10"},{"$f":"IF($E8263=DataInput!$B8262,DataInput!J8262,NA())","v":240.23557101513501},{"$f":"IF($E8263=DataInput!$B8262,DataInput!K8262,NA())","v":"NA"},null,null,"VIC Ringwood 24 (AusNet) 66 kV",null,null,null,null,false,null,null,{"$error":"#N/A"},{"$error":"#N/A"},{"$error":"#N/A"},{"$error":"#N/A"},{"$error":"#N/A"},{"$error":"#N/A"},{"$error":"#N/A"},{"$error":"#N/A"},{"$error":"#N/A"},{"$error":"#N/A"}]
[null,{"$f":"IF(DataInput!B8293=$B$8,IF($B$9=$B$10,TRUE,IF(DataInput!E8293=$B$9,TRUE,FALSE)))","v":true},null,null,{"$f":"IF(B8294=TRUE,DataInput!B8293,NA())","v":"VIC"},{"$f":"IF($E8294=DataInput!$B8293,DataInput!C8293,NA())","v":"RWTS2466A"},{"$f":"IF($E8294=DataInput!$B8293,DataInput!D8293,NA())","v":"Ringwood 24 (AusNet) 66 kV"},{"$f":"IF($E8294=DataInput!$B8293,DataInput!E8293,NA())","v":"AusNet"},{"$f":"IF($E8294=DataInput!$B8293,DataInput!F8293,NA())","v":"Winter"},{"$f":"IF($E8294=DataInput!$B8293,DataInput!G8293,NA())","v":"Non-Coincident"},{"$f":"IF($E8294=DataInput!$B8293,DataInput!H8293,NA())","v":2015},{"$f":"IF($E8294=DataInput!$B8293,DataInput!I8293,NA())","v":"TempCorrActualPOE50"},{"$f":"IF($E8294=DataInput!$B8293,DataInput!J8293,NA())","v":154.557267748768},{"$f":"IF($E8294=DataInput!$B8293,DataInput!K8293,NA())","v":"NA"},null,null,"VIC Ringwood 24 (AusNet) 66 kV",null,null,null,null,false,null,null,{"$error":"#N/A"},{"$error":"#N/A"},{"$error":"#N/A"},{"$error":"#N/A"},{"$error":"#N/A"},{"$error":"#N/A"},{"$error":"#N/A"},{"$error":"#N/A"},{"$error":"#N/A"},{"$error":"#N/A"}]
[null,{"$f":"IF(DataInput!B8330=$B$8,IF($B$9=$B$10,TRUE,IF(DataInput!E8330=$B$9,TRUE,FALSE)))","v":true},null,null,{"$f":"IF(B8331=TRUE,DataInput!B8330,NA())","v":"VIC"},{"$f":"IF($E8331=DataInput!$B8330,DataInput!C8330,NA())","v":"SHTS66"},{"$f":"IF($E8331=DataInput!$B8330,DataInput!D8330,NA())","v":"Shepparton (Powercor) 66 kV"},{"$f":"IF($E8331=DataInput!$B8330,DataInput!E8330,NA())","v":"Powercor"},{"$f":"IF($E8331=DataInput!$B8330,DataInput!F8330,NA())","v":"Winter"},{"$f":"IF($E8331=DataInput!$B8330,DataInput!G8330,NA())","v":"Non-Coincident"},{"$f":"IF($E8331=DataInput!$B8330,DataInput!H8330,NA())","v":2013},{"$f":"IF($E8331=DataInput!$B8330,DataInput!I8330,NA())","v":"TempCorrActualPOE10"},{"$f":"IF($E8331=DataInput!$B8330,DataInput!J8330,NA())","v":207.02206962169299},{"$f":"IF($E8331=DataInput!$B8330,DataInput!K8330,NA())","v":"NA"},null,null,"VIC Shepparton (Powercor) 66 kV",null,null,null,null,false,null,null,{"$f":"IF($V8331=TRUE,E8331,NA())","v":{"$error":"#N/A"}},{"$error":"#N/A"},{"$error":"#N/A"},{"$error":"#N/A"},{"$error":"#N/A"},{"$error":"#N/A"},{"$error":"#N/A"},{"$error":"#N/A"},{"$error":"#N/A"},{"$error":"#N/A"}]
[null,{"$f":"IF(DataInput!B8341=$B$8,IF($B$9=$B$10,TRUE,IF(DataInput!E8341=$B$9,TRUE,FALSE)))","v":true},null,null,{"$f":"IF(B8342=TRUE,DataInput!B8341,NA())","v":"VIC"},{"$f":"IF($E8342=DataInput!$B8341,DataInput!C8341,NA())","v":"SMTS66A"},{"$f":"IF($E8342=DataInput!$B8341,DataInput!D8341,NA())","v":"South Morang (AusNet) 66 kV"},{"$f":"IF($E8342=DataInput!$B8341,DataInput!E8341,NA())","v":"AusNet"},{"$f":"IF($E8342=DataInput!$B8341,DataInput!F8341,NA())","v":"Summer"},{"$f":"IF($E8342=DataInput!$B8341,DataInput!G8341,NA())","v":"Non-Coincident"},{"$f":"IF($E8342=DataInput!$B8341,DataInput!H8341,NA())","v":2013},{"$f":"IF($E8342=DataInput!$B8341,DataInput!I8341,NA())","v":"TempCorrActualPOE50"},{"$f":"IF($E8342=DataInput!$B8341,DataInput!J8341,NA())","v":194.05978546408201},{"$f":"IF($E8342=DataInput!$B8341,DataInput!K8341,NA())","v":"NA"},null,null,"VIC South Morang (AusNet) 66 kV",null,null,null,null,false,null,null,{"$error":"#N/A"},{"$error":"#N/A"},{"$error":"#N/A"},{"$error":"#N/A"},{"$error":"#N/A"},{"$error":"#N/A"},{"$error":"#N/A"},{"$error":"#N/A"},{"$error":"#N/A"},{"$error":"#N/A"}]
[null,{"$f":"IF(DataInput!B8372=$B$8,IF($B$9=$B$10,TRUE,IF(DataInput!E8372=$B$9,TRUE,FALSE)))","v":true},null,null,{"$f":"IF(B8373=TRUE,DataInput!B8372,NA())","v":"VIC"},{"$f":"IF($E8373=DataInput!$B8372,DataInput!C8372,NA())","v":"SMTS66J"},{"$f":"IF($E8373=DataInput!$B8372,DataInput!D8372,NA())","v":"South Morang (Jemena) 66 kV"},{"$f":"IF($E8373=DataInput!$B8372,DataInput!E8372,NA())","v":"Jemena"},{"$f":"IF($E8373=DataInput!$B8372,DataInput!F8372,NA())","v":"Summer"},{"$f":"IF($E8373=DataInput!$B8372,DataInput!G8372,NA())","v":"Non-Coincident"},{"$f":"IF($E8373=DataInput!$B8372,DataInput!H8372,NA())","v":2015},{"$f":"IF($E8373=DataInput!$B8372,DataInput!I8372,NA())","v":"TempCorrActualPOE10"},{"$f":"IF($E8373=DataInput!$B8372,DataInput!J8372,NA())","v":64.173946698647995},{"$f":"IF($E8373=DataInput!$B8372,DataInput!K8372,NA())","v":"NA"},null,null,"VIC South Morang (Jemena) 66 kV",null,null,null,null,false,null,null,{"$error":"#N/A"},{"$error":"#N/A"},{"$error":"#N/A"},{"$error":"#N/A"},{"$error":"#N/A"},{"$error":"#N/A"},{"$error":"#N/A"},{"$error":"#N/A"},{"$error":"#N/A"},{"$error":"#N/A"}]
[null,{"$f":"IF(DataInput!B8390=$B$8,IF($B$9=$B$10,TRUE,IF(DataInput!E8390=$B$9,TRUE,FALSE)))","v":true},null,null,{"$f":"IF(B8391=TRUE,DataInput!B8390,NA())","v":"VIC"},{"$f":"IF($E8391=DataInput!$B8390,DataInput!C8390,NA())","v":"SVTS1266U"},{"$f":"IF($E8391=DataInput!$B8390,DataInput!D8390,NA())","v":"Springvale 12 (United Energy) 66 kV"},{"$f":"IF($E8391=DataInput!$B8390,DataInput!E8390,NA())","v":"United Energy"},{"$f":"IF($E8391=DataInput!$B8390,DataInput!F8390,NA())","v":"Summer"},{"$f":"IF($E8391=DataInput!$B8390,DataInput!G8390,NA())","v":"Non-Coincident"},{"$f":"IF($E8391=DataInput!$B8390,DataInput!H8390,NA())","v":2008},{"$f":"IF($E8391=DataInput!$B8390,DataInput!I8390,NA())","v":"TempCorrActualPOE10"},{"$f":"IF($E8391=DataInput!$B8390,DataInput!J8390,NA())","v":264.692976808472},{"$f":"IF($E8391=DataInput!$B8390,DataInput!K8390,NA())","v":"NA"},null,null,"VIC Springvale 12 (United Energy) 66 kV",null,null,null,null,false,null,null,{"$error":"#N/A"},{"$error":"#N/A"},{"$error":"#N/A"},{"$error":"#N/A"},{"$error":"#N/A"},{"$error":"#N/A"},{"$error":"#N/A"},{"$error":"#N/A"},{"$error":"#N/A"},{"$error":"#N/A"}]
[null,{"$f":"IF(DataInput!B8425=$B$8,IF($B$9=$B$10,TRUE,IF(DataInput!E8425=$B$9,TRUE,FALSE)))","v":true},null,null,{"$f":"IF(B8426=TRUE,DataInput!B8425,NA())","v":"VIC"},{"$f":"IF($E8426=DataInput!$B8425,DataInput!C8425,NA())","v":"SVTS1266U"},{"$f":"IF($E8426=DataInput!$B8425,DataInput!D8425,NA())","v":"Springvale 12 (United Energy) 66 kV"},{"$f":"IF($E8426=DataInput!$B8425,DataInput!E8425,NA())","v":"United Energy"},{"$f":"IF($E8426=DataInput!$B8425,DataInput!F8425,NA())","v":"Winter"},{"$f":"IF($E8426=DataInput!$B8425,DataInput!G8425,NA())","v":"Non-Coincident"},{"$f":"IF($E8426=DataInput!$B8425,DataInput!H8425,NA())","v":2015},{"$f":"IF($E8426=DataInput!$B8425,DataInput!I8425,NA())","v":"TempCorrActualPOE50"},{"$f":"IF($E8426=DataInput!$B8425,DataInput!J8425,NA())","v":191.137658527279},{"$f":"IF($E8426=DataInput!$B8425,DataInput!K8425,NA())","v":"NA"},null,null,"VIC Springvale 12 (United Energy) 66 kV",null,null,null,null,false,null,null,{"$error":"#N/A"},{"$error":"#N/A"},{"$error":"#N/A"},{"$error":"#N/A"},{"$error":"#N/A"},{"$error":"#N/A"},{"$error":"#N/A"},{"$error":"#N/A"},{"$error":"#N/A"},{"$error":"#N/A"}]
[null,{"$f":"IF(DataInput!B8451=$B$8,IF($B$9=$B$10,TRUE,IF(DataInput!E8451=$B$9,TRUE,FALSE)))","v":true},null,null,{"$f":"IF(B8452=TRUE,DataInput!B8451,NA())","v":"VIC"},{"$f":"IF($E8452=DataInput!$B8451,DataInput!C8451,NA())","v":"SVTS3466C"},{"$f":"IF($E8452=DataInput!$B8451,DataInput!D8451,NA())","v":"Springvale 34 (CitiPower) 66 kV"},{"$f":"IF($E8452=DataInput!$B8451,DataInput!E8451,NA())","v":"Citipower"},{"$f":"IF($E8452=DataInput!$B8451,DataInput!F8451,NA())","v":"Winter"},{"$f":"IF($E8452=DataInput!$B8451,DataInput!G8451,NA())","v":"Non-Coincident"},{"$f":"IF($E8452=DataInput!$B8451,DataInput!H8451,NA())","v":2008},{"$f":"IF($E8452=DataInput!$B8451,DataInput!I8451,NA())","v":"TempCorrActualPOE50"},{"$f":"IF($E8452=DataInput!$B8451,DataInput!J8451,NA())","v":24.2255979419363},{"$f":"IF($E8452=DataInput!$B8451,DataInput!K8451,NA())","v":"NA"},null,null,"VIC Springvale 34 (CitiPower) 66 kV",null,null,null,null,false,null,null,{"$error":"#N/A"},{"$error":"#N/A"},{"$error":"#N/A"},{"$error":"#N/A"},{"$error":"#N/A"},{"$error":"#N/A"},{"$error":"#N/A"},{"$error":"#N/A"},{"$error":"#N/A"},{"$error":"#N/A"}]
[null,{"$f":"IF(DataInput!B8498=$B$8,IF($B$9=$B$10,TRUE,IF(DataInput!E8498=$B$9,TRUE,FALSE)))","v":true},null,null,{"$f":"IF(B8499=TRUE,DataInput!B8498,NA())","v":"VIC"},{"$f":"IF($E8499=DataInput!$B8498,DataInput!C8498,NA())","v":"SVTS3466U"},{"$f":"IF($E8499=DataInput!$B8498,DataInput!D8498,NA())","v":"Springvale 34 (United Energy) 66 kV"},{"$f":"IF($E8499=DataInput!$B8498,DataInput!E8498,NA())","v":"United Energy"},{"$f":"IF($E8499=DataInput!$B8498,DataInput!F8498,NA())","v":"Winter"},{"$f":"IF($E8499=DataInput!$B8498,DataInput!G8498,NA())","v":"Non-Coincident"},{"$f":"IF($E8499=DataInput!$B8498,DataInput!H8498,NA())","v":2011},{"$f":"IF($E8499=DataInput!$B8498,DataInput!I8498,NA())","v":"TempCorrActualPOE10"},{"$f":"IF($E8499=DataInput!$B8498,DataInput!J8498,NA())","v":126.219361893677},{"$f":"IF($E8499=DataInput!$B8498,DataInput!K8498,NA())","v":"NA"},null,null,"VIC Springvale 34 (United Energy) 66 kV",null,null,null,null,false,null,null,{"$error":"#N/A"},{"$error":"#N/A"},{"$error":"#N/A"},{"$error":"#N/A"},{"$error":"#N/A"},{"$error":"#N/A"},{"$error":"#N/A"},{"$error":"#N/A"},{"$error":"#N/A"},{"$error":"#N/A"}]
[null,{"$f":"IF(DataInput!B8529=$B$8,IF($B$9=$B$10,TRUE,IF(DataInput!E8529=$B$9,TRUE,FALSE)))","v":true},null,null,{"$f":"IF(B8530=TRUE,DataInput!B8529,NA())","v":"VIC"},{"$f":"IF($E8530=DataInput!$B8529,DataInput!C8529,NA())","v":"TBTS66"},{"$f":"IF($E8530=DataInput!$B8529,DataInput!D8529,NA())","v":"Tyabb (United Energy) 66 kV"},{"$f":"IF($E8530=DataInput!$B8529,DataInput!E8529,NA())","v":"United Energy"},{"$f":"IF($E8530=DataInput!$B8529,DataInput!F8529,NA())","v":"Winter"},{"$f":"IF($E8530=DataInput!$B8529,DataInput!G8529,NA())","v":"Non-Coincident"},{"$f":"IF($E8530=DataInput!$B8529,DataInput!H8529,NA())","v":2007},{"$f":"IF($E8530=DataInput!$B8529,DataInput!I8529,NA())","v":"TempCorrActualPOE50"},{"$f":"IF($E8530=DataInput!$B8529,DataInput!J8529,NA())","v":185.44536215555999},{"$f":"IF($E8530=DataInput!$B8529,DataInput!K8529,NA())","v":"NA"},null,null,"VIC Tyabb (United Energy) 66 kV",null,null,null,null,false,null,null,{"$error":"#N/A"},{"$error":"#N/A"},{"$error":"#N/A"},{"$error":"#N/A"},{"$error":"#N/A"},{"$error":"#N/A"},{"$error":"#N/A"},{"$error":"#N/A"},{"$error":"#N/A"},{"$error":"#N/A"}]
[null,{"$f":"IF(DataInput!B8552=$B$8,IF($B$9=$B$10,TRUE,IF(DataInput!E8552=$B$9,TRUE,FALSE)))","v":true},null,null,{"$f":"IF(B8553=TRUE,DataInput!B8552,NA())","v":"VIC"},{"$f":"IF($E8553=DataInput!$B8552,DataInput!C8552,NA())","v":"TGTS66"},{"$f":"IF($E8553=DataInput!$B8552,DataInput!D8552,NA())","v":"Terang (Powercor) 66 kV"},{"$f":"IF($E8553=DataInput!$B8552,DataInput!E8552,NA())","v":"Powercor"},{"$f":"IF($E8553=DataInput!$B8552,DataInput!F8552,NA())","v":"Summer"},{"$f":"IF($E8553=DataInput!$B8552,DataInput!G8552,NA())","v":"Non-Coincident"},{"$f":"IF($E8553=DataInput!$B8552,DataInput!H8552,NA())","v":2009},{"$f":"IF($E8553=DataInput!$B8552,DataInput!I8552,NA())","v":"TempCorrActualPOE10"},{"$f":"IF($E8553=DataInput!$B8552,DataInput!J8552,NA())","v":205.537201051772},{"$f":"IF($E8553=DataInput!$B8552,DataInput!K8552,NA())","v":"NA"},null,null,"VIC Terang (Powercor) 66 kV",null,null,null,null,false,null,null,{"$error":"#N/A"},{"$error":"#N/A"},{"$error":"#N/A"},{"$error":"#N/A"},{"$error":"#N/A"},{"$error":"#N/A"},{"$error":"#N/A"},{"$error":"#N/A"},{"$error":"#N/A"},{"$error":"#N/A"}]
[null,{"$f":"IF(DataInput!B8577=$B$8,IF($B$9=$B$10,TRUE,IF(DataInput!E8577=$B$9,TRUE,FALSE)))","v":true},null,null,{"$f":"IF(B8578=TRUE,DataInput!B8577,NA())","v":"VIC"},{"$f":"IF($E8578=DataInput!$B8577,DataInput!C8577,NA())","v":"TGTS66"},{"$f":"IF($E8578=DataInput!$B8577,DataInput!D8577,NA())","v":"Terang (Powercor) 66 kV"},{"$f":"IF($E8578=DataInput!$B8577,DataInput!E8577,NA())","v":"Powercor"},{"$f":"IF($E8578=DataInput!$B8577,DataInput!F8577,NA())","v":"Winter"},{"$f":"IF($E8578=DataInput!$B8577,DataInput!G8577,NA())","v":"Non-Coincident"},{"$f":"IF($E8578=DataInput!$B8577,DataInput!H8577,NA())","v":2011},{"$f":"IF($E8578=DataInput!$B8577,DataInput!I8577,NA())","v":"TempCorrActualPOE50"},{"$f":"IF($E8578=DataInput!$B8577,DataInput!J8577,NA())","v":181.30887241553401},{"$f":"IF($E8578=DataInput!$B8577,DataInput!K8577,NA())","v":"NA"},null,null,"VIC Terang (Powercor) 66 kV",null,null,null,null,false,null,null,{"$error":"#N/A"},{"$error":"#N/A"},{"$error":"#N/A"},{"$error":"#N/A"},{"$error":"#N/A"},{"$error":"#N/A"},{"$error":"#N/A"},{"$error":"#N/A"},{"$error":"#N/A"},{"$error":"#N/A"}]
[null,{"$f":"IF(DataInput!B8608=$B$8,IF($B$9=$B$10,TRUE,IF(DataInput!E8608=$B$9,TRUE,FALSE)))","v":true},null,null,{"$f":"IF(B8609=TRUE,DataInput!B8608,NA())","v":"VIC"},{"$f":"IF($E8609=DataInput!$B8608,DataInput!C8608,NA())","v":"TSTS66A"},{"$f":"IF($E8609=DataInput!$B8608,DataInput!D8608,NA())","v":"Templestowe (AusNet) 66 kV"},{"$f":"IF($E8609=DataInput!$B8608,DataInput!E8608,NA())","v":"AusNet"},{"$f":"IF($E8609=DataInput!$B8608,DataInput!F8608,NA())","v":"Winter"},{"$f":"IF($E8609=DataInput!$B8608,DataInput!G8608,NA())","v":"Non-Coincident"},{"$f":"IF($E8609=DataInput!$B8608,DataInput!H8608,NA())","v":2006},{"$f":"IF($E8609=DataInput!$B8608,DataInput!I8608,NA())","v":"TempCorrActualPOE10"},{"$f":"IF($E8609=DataInput!$B8608,DataInput!J8608,NA())","v":74.706873311996702},{"$f":"IF($E8609=DataInput!$B8608,DataInput!K8608,NA())","v":"NA"},null,null,"VIC Templestowe (AusNet) 66 kV",null,null,null,null,false,null,null,{"$error":"#N/A"},{"$error":"#N/A"},{"$error":"#N/A"},{"$error":"#N/A"},{"$error":"#N/A"},{"$error":"#N/A"},{"$error":"#N/A"},{"$error":"#N/A"},{"$error":"#N/A"},{"$error":"#N/A"}]
[null,{"$f":"IF(DataInput!B8626=$B$8,IF($B$9=$B$10,TRUE,IF(DataInput!E8626=$B$9,TRUE,FALSE)))","v":true},null,null,{"$f":"IF(B8627=TRUE,DataInput!B8626,NA())","v":"VIC"},{"$f":"IF($E8627=DataInput!$B8626,DataInput!C8626,NA())","v":"TSTS66A"},{"$f":"IF($E8627=DataInput!$B8626,DataInput!D8626,NA())","v":"Templestowe (AusNet) 66 kV"},{"$f":"IF($E8627=DataInput!$B8626,DataInput!E8626,NA())","v":"AusNet"},{"$f":"IF($E8627=DataInput!$B8626,DataInput!F8626,NA())","v":"Winter"},{"$f":"IF($E8627=DataInput!$B8626,DataInput!G8626,NA())","v":"Non-Coincident"},{"$f":"IF($E8627=DataInput!$B8626,DataInput!H8626,NA())","v":2015},{"$f":"IF($E8627=DataInput!$B8626,DataInput!I8626,NA())","v":"TempCorrActualPOE10"},{"$f":"IF($E8627=DataInput!$B8626,DataInput!J8626,NA())","v":63.931653331440003},{"$f":"IF($E8627=DataInput!$B8626,DataInput!K8626,NA())","v":"NA"},null,null,"VIC Templestowe (AusNet) 66 kV",null,null,null,null,false,null,null,{"$error":"#N/A"},{"$error":"#N/A"},{"$error":"#N/A"},{"$error":"#N/A"},{"$error":"#N/A"},{"$error":"#N/A"},{"$error":"#N/A"},{"$error":"#N/A"},{"$error":"#N/A"},{"$error":"#N/A"}]
[null,{"$f":"IF(DataInput!B8675=$B$8,IF($B$9=$B$10,TRUE,IF(DataInput!E8675=$B$9,TRUE,FALSE)))","v":true},null,null,{"$f":"IF(B8676=TRUE,DataInput!B8675,NA())","v":"VIC"},{"$f":"IF($E8676=DataInput!$B8675,DataInput!C8675,NA())","v":"TSTS66J"},{"$f":"IF($E8676=DataInput!$B8675,DataInput!D8675,NA())","v":"Templestowe (Jemena) 66 kV"},{"$f":"IF($E8676=DataInput!$B8675,DataInput!E8675,NA())","v":"Jemena"},{"$f":"IF($E8676=DataInput!$B8675,DataInput!F8675,NA())","v":"Winter"},{"$f":"IF($E8676=DataInput!$B8675,DataInput!G8675,NA())","v":"Non-Coincident"},{"$f":"IF($E8676=DataInput!$B8675,DataInput!H8675,NA())","v":2012},{"$f":"IF($E8676=DataInput!$B8675,DataInput!I8675,NA())","v":"TempCorrActualPOE50"},{"$f":"IF($E8676=DataInput!$B8675,DataInput!J8675,NA())","v":49.8400985663433},{"$f":"IF($E8676=DataInput!$B8675,DataInput!K8675,NA())","v":"NA"},null,null,"VIC Templestowe (Jemena) 66 kV",null,null,null,null,false,null,null,{"$error":"#N/A"},{"$error":"#N/A"},{"$error":"#N/A"},{"$error":"#N/A"},{"$error":"#N/A"},{"$error":"#N/A"},{"$error":"#N/A"},{"$error":"#N/A"},{"$error":"#N/A"},{"$error":"#N/A"}]
[null,{"$f":"IF(DataInput!B8687=$B$8,IF($B$9=$B$10,TRUE,IF(DataInput!E8687=$B$9,TRUE,FALSE)))","v":true},null,null,{"$f":"IF(B8688=TRUE,DataInput!B8687,NA())","v":"VIC"},{"$f":"IF($E8688=DataInput!$B8687,DataInput!C8687,NA())","v":"TSTS66U"},{"$f":"IF($E8688=DataInput!$B8687,DataInput!D8687,NA())","v":"Templestowe (United Energy) 66 kV"},{"$f":"IF($E8688=DataInput!$B8687,DataInput!E8687,NA())","v":"United Energy"},{"$f":"IF($E8688=DataInput!$B8687,DataInput!F8687,NA())","v":"Summer"},{"$f":"IF($E8688=DataInput!$B8687,DataInput!G8687,NA())","v":"Non-Coincident"},{"$f":"IF($E8688=DataInput!$B8687,DataInput!H8687,NA())","v":2009},{"$f":"IF($E8688=DataInput!$B8687,DataInput!I8687,NA())","v":"TempCorrActualPOE50"},{"$f":"IF($E8688=DataInput!$B8687,DataInput!J8687,NA())","v":128.49854031888199},{"$f":"IF($E8688=DataInput!$B8687,DataInput!K8687,NA())","v":"NA"},null,null,"VIC Templestowe (United Energy) 66 kV",null,null,null,null,false,null,null,{"$error":"#N/A"},{"$error":"#N/A"},{"$error":"#N/A"},{"$error":"#N/A"},{"$error":"#N/A"},{"$error":"#N/A"},{"$error":"#N/A"},{"$error":"#N/A"},{"$error":"#N/A"},{"$error":"#N/A"}]
[null,{"$f":"IF(DataInput!B8705=$B$8,IF($B$9=$B$10,TRUE,IF(DataInput!E8705=$B$9,TRUE,FALSE)))","v":true},null,null,{"$f":"IF(B8706=TRUE,DataInput!B8705,NA())","v":"VIC"},{"$f":"IF($E8706=DataInput!$B8705,DataInput!C8705,NA())","v":"TSTS66U"},{"$f":"IF($E8706=DataInput!$B8705,DataInput!D8705,NA())","v":"Templestowe (United Energy) 66 kV"},{"$f":"IF($E8706=DataInput!$B8705,DataInput!E8705,NA())","v":"United Energy"},{"$f":"IF($E8706=DataInput!$B8705,DataInput!F8705,NA())","v":"Winter"},{"$f":"IF($E8706=DataInput!$B8705,DataInput!G8705,NA())","v":"Non-Coincident"},{"$f":"IF($E8706=DataInput!$B8705,DataInput!H8705,NA())","v":2007},{"$f":"IF($E8706=DataInput!$B8705,DataInput!I8705,NA())","v":"TempCorrActualPOE50"},{"$f":"IF($E8706=DataInput!$B8705,DataInput!J8705,NA())","v":91.256578425198796},{"$f":"IF($E8706=DataInput!$B8705,DataInput!K8705,NA())","v":"NA"},null,null,"VIC Templestowe (United Energy) 66 kV",null,null,null,null,false,null,null,{"$error":"#N/A"},{"$error":"#N/A"},{"$error":"#N/A"},{"$error":"#N/A"},{"$error":"#N/A"},{"$error":"#N/A"},{"$error":"#N/A"},{"$error":"#N/A"},{"$error":"#N/A"},{"$error":"#N/A"}]
[null,{"$f":"IF(DataInput!B8736=$B$8,IF($B$9=$B$10,TRUE,IF(DataInput!E8736=$B$9,TRUE,FALSE)))","v":true},null,null,{"$f":"IF(B8737=TRUE,DataInput!B8736,NA())","v":"VIC"},{"$f":"IF($E8737=DataInput!$B8736,DataInput!C8736,NA())","v":"TTS1266A"},{"$f":"IF($E8737=DataInput!$B8736,DataInput!D8736,NA())","v":"Thomastown 12 (AusNet) 66 kV"},{"$f":"IF($E8737=DataInput!$B8736,DataInput!E8736,NA())","v":"AusNet"},{"$f":"IF($E8737=DataInput!$B8736,DataInput!F8736,NA())","v":"Summer"},{"$f":"IF($E8737=DataInput!$B8736,DataInput!G8736,NA())","v":"Non-Coincident"},{"$f":"IF($E8737=DataInput!$B8736,DataInput!H8736,NA())","v":2016},{"$f":"IF($E8737=DataInput!$B8736,DataInput!I8736,NA())","v":"TempCorrActualPOE10"},{"$f":"IF($E8737=DataInput!$B8736,DataInput!J8736,NA())","v":144.87759184815499},{"$f":"IF($E8737=DataInput!$B8736,DataInput!K8736,NA())","v":"NA"},null,null,"VIC Thomastown 12 (AusNet) 66 kV",null,null,null,null,false,null,null,{"$error":"#N/A"},{"$error":"#N/A"},{"$error":"#N/A"},{"$error":"#N/A"},{"$error":"#N/A"},{"$error":"#N/A"},{"$error":"#N/A"},{"$error":"#N/A"},{"$error":"#N/A"},{"$error":"#N/A"}]
[null,{"$f":"IF(DataInput!B8774=$B$8,IF($B$9=$B$10,TRUE,IF(DataInput!E8774=$B$9,TRUE,FALSE)))","v":true},null,null,{"$f":"IF(B8775=TRUE,DataInput!B8774,NA())","v":"VIC"},{"$f":"IF($E8775=DataInput!$B8774,DataInput!C8774,NA())","v":"TTS1266J"},{"$f":"IF($E8775=DataInput!$B8774,DataInput!D8774,NA())","v":"Thomastown 12 (Jemena) 66 kV"},{"$f":"IF($E8775=DataInput!$B8774,DataInput!E8774,NA())","v":"Jemena"},{"$f":"IF($E8775=DataInput!$B8774,DataInput!F8774,NA())","v":"Winter"},{"$f":"IF($E8775=DataInput!$B8774,DataInput!G8774,NA())","v":"Non-Coincident"},{"$f":"IF($E8775=DataInput!$B8774,DataInput!H8774,NA())","v":2008},{"$f":"IF($E8775=DataInput!$B8774,DataInput!I8774,NA())","v":"TempCorrActualPOE10"},{"$f":"IF($E8775=DataInput!$B8774,DataInput!J8774,NA())","v":98.980104857511506},{"$f":"IF($E8775=DataInput!$B8774,DataInput!K8774,NA())","v":"NA"},null,null,"VIC Thomastown 12 (Jemena) 66 kV",null,null,null,null,false,null,null,{"$error":"#N/A"},{"$error":"#N/A"},{"$error":"#N/A"},{"$error":"#N/A"},{"$error":"#N/A"},{"$error":"#N/A"},{"$error":"#N/A"},{"$error":"#N/A"},{"$error":"#N/A"},{"$error":"#N/A"}]
[null,{"$f":"IF(DataInput!B8813=$B$8,IF($B$9=$B$10,TRUE,IF(DataInput!E8813=$B$9,TRUE,FALSE)))","v":true},null,null,{"$f":"IF(B8814=TRUE,DataInput!B8813,NA())","v":"VIC"},{"$f":"IF($E8814=DataInput!$B8813,DataInput!C8813,NA())","v":"TTS3466J"},{"$f":"IF($E8814=DataInput!$B8813,DataInput!D8813,NA())","v":"Thomastown 34 (Jemena) 66 kV"},{"$f":"IF($E8814=DataInput!$B8813,DataInput!E8813,NA())","v":"Jemena"},{"$f":"IF($E8814=DataInput!$B8813,DataInput!F8813,NA())","v":"Winter"},{"$f":"IF($E8814=DataInput!$B8813,DataInput!G8813,NA())","v":"Non-Coincident"},{"$f":"IF($E8814=DataInput!$B8813,DataInput!H8813,NA())","v":2008},{"$f":"IF($E8814=DataInput!$B8813,DataInput!I8813,NA())","v":"TempCorrActualPOE50"},{"$f":"IF($E8814=DataInput!$B8813,DataInput!J8813,NA())","v":200.01022473671401},{"$f":"IF($E8814=DataInput!$B8813,DataInput!K8813,NA())","v":"NA"},null,null,"VIC Thomastown 34 (Jemena) 66 kV",null,null,null,null,false,null,null,{"$error":"#N/A"},{"$error":"#N/A"},{"$error":"#N/A"},{"$error":"#N/A"},{"$error":"#N/A"},{"$error":"#N/A"},{"$error":"#N/A"},{"$error":"#N/A"},{"$error":"#N/A"},{"$error":"#N/A"}]
[null,{"$f":"IF(DataInput!B8844=$B$8,IF($B$9=$B$10,TRUE,IF(DataInput!E8844=$B$9,TRUE,FALSE)))","v":true},null,null,{"$f":"IF(B8845=TRUE,DataInput!B8844,NA())","v":"VIC"},{"$f":"IF($E8845=DataInput!$B8844,DataInput!C8844,NA())","v":"VCB2"},{"$f":"IF($E8845=DataInput!$B8844,DataInput!D8844,NA())","v":"Aquasure Desalination 220kV"},{"$f":"IF($E8845=DataInput!$B8844,DataInput!E8844,NA())","v":"Direct Connect"},{"$f":"IF($E8845=DataInput!$B8844,DataInput!F8844,NA())","v":"Winter"},{"$f":"IF($E8845=DataInput!$B8844,DataInput!G8844,NA())","v":"Non-Coincident"},{"$f":"IF($E8845=DataInput!$B8844,DataInput!H8844,NA())","v":2014},{"$f":"IF($E8845=DataInput!$B8844,DataInput!I8844,NA())","v":"TempCorrActualPOE10"},{"$f":"IF($E8845=DataInput!$B8844,DataInput!J8844,NA())","v":"NA"},{"$f":"IF($E8845=DataInput!$B8844,DataInput!K8844,NA())","v":"NA"},null,null,"VIC Aquasure Desalination 220kV",null,null,null,null,false,null,null,{"$error":"#N/A"},{"$error":"#N/A"},{"$error":"#N/A"},{"$error":"#N/A"},{"$error":"#N/A"},{"$error":"#N/A"},{"$error":"#N/A"},{"$error":"#N/A"},{"$error":"#N/A"},{"$error":"#N/A"}]
[null,{"$f":"IF(DataInput!B8862=$B$8,IF($B$9=$B$10,TRUE,IF(DataInput!E8862=$B$9,TRUE,FALSE)))","v":true},null,null,{"$f":"IF(B8863=TRUE,DataInput!B8862,NA())","v":"VIC"},{"$f":"IF($E8863=DataInput!$B8862,DataInput!C8862,NA())","v":"WETS66"},{"$f":"IF($E8863=DataInput!$B8862,DataInput!D8862,NA())","v":"Wemen (Powercor) 66 kV"},{"$f":"IF($E8863=DataInput!$B8862,DataInput!E8862,NA())","v":"Powercor"},{"$f":"IF($E8863=DataInput!$B8862,DataInput!F8862,NA())","v":"Winter"},{"$f":"IF($E8863=DataInput!$B8862,DataInput!G8862,NA())","v":"Non-Coincident"},{"$f":"IF($E8863=DataInput!$B8862,DataInput!H8862,NA())","v":2014},{"$f":"IF($E8863=DataInput!$B8862,DataInput!I8862,NA())","v":"TempCorrActualPOE10"},{"$f":"IF($E8863=DataInput!$B8862,DataInput!J8862,NA())","v":23.269405500103499},{"$f":"IF($E8863=DataInput!$B8862,DataInput!K8862,NA())","v":"NA"},null,null,"VIC Wemen (Powercor) 66 kV",null,null,null,null,false,null,null,{"$error":"#N/A"},{"$error":"#N/A"},{"$error":"#N/A"},{"$error":"#N/A"},{"$error":"#N/A"},{"$error":"#N/A"},{"$error":"#N/A"},{"$error":"#N/A"},{"$error":"#N/A"},{"$error":"#N/A"}]
[null,{"$f":"IF(DataInput!B8897=$B$8,IF($B$9=$B$10,TRUE,IF(DataInput!E8897=$B$9,TRUE,FALSE)))","v":true},null,null,{"$f":"IF(B8898=TRUE,DataInput!B8897,NA())","v":"VIC"},{"$f":"IF($E8898=DataInput!$B8897,DataInput!C8897,NA())","v":"WMTS22"},{"$f":"IF($E8898=DataInput!$B8897,DataInput!D8897,NA())","v":"West Melbourne (CitiPower) 22 kV"},{"$f":"IF($E8898=DataInput!$B8897,DataInput!E8897,NA())","v":"Citipower"},{"$f":"IF($E8898=DataInput!$B8897,DataInput!F8897,NA())","v":"Winter"},{"$f":"IF($E8898=DataInput!$B8897,DataInput!G8897,NA())","v":"Non-Coincident"},{"$f":"IF($E8898=DataInput!$B8897,DataInput!H8897,NA())","v":2012},{"$f":"IF($E8898=DataInput!$B8897,DataInput!I8897,NA())","v":"TempCorrActualPOE50"},{"$f":"IF($E8898=DataInput!$B8897,DataInput!J8897,NA())","v":60.732959819689498},{"$f":"IF($E8898=DataInput!$B8897,DataInput!K8897,NA())","v":"NA"},null,null,"VIC West Melbourne (CitiPower) 22 kV",null,null,null,null,false,null,null,{"$error":"#N/A"},{"$error":"#N/A"},{"$error":"#N/A"},{"$error":"#N/A"},{"$error":"#N/A"},{"$error":"#N/A"},{"$error":"#N/A"},{"$error":"#N/A"},{"$error":"#N/A"},{"$error":"#N/A"}]
[null,{"$f":"IF(DataInput!B8910=$B$8,IF($B$9=$B$10,TRUE,IF(DataInput!E8910=$B$9,TRUE,FALSE)))","v":true},null,null,{"$f":"IF(B8911=TRUE,DataInput!B8910,NA())","v":"VIC"},{"$f":"IF($E8911=DataInput!$B8910,DataInput!C8910,NA())","v":"WMTS66C"},{"$f":"IF($E8911=DataInput!$B8910,DataInput!D8910,NA())","v":"West Melbourne (CitiPower) 66 kV"},{"$f":"IF($E8911=DataInput!$B8910,DataInput!E8910,NA())","v":"Citipower"},{"$f":"IF($E8911=DataInput!$B8910,DataInput!F8910,NA())","v":"Summer"},{"$f":"IF($E8911=DataInput!$B8910,DataInput!G8910,NA())","v":"Non-Coincident"},{"$f":"IF($E8911=DataInput!$B8910,DataInput!H8910,NA())","v":2009},{"$f":"IF($E8911=DataInput!$B8910,DataInput!I8910,NA())","v":"TempCorrActualPOE10"},{"$f":"IF($E8911=DataInput!$B8910,DataInput!J8910,NA())","v":416.50279784911697},{"$f":"IF($E8911=DataInput!$B8910,DataInput!K8910,NA())","v":"NA"},null,null,"VIC West Melbourne (CitiPower) 66 kV",null,null,null,null,false,null,null,{"$error":"#N/A"},{"$error":"#N/A"},{"$error":"#N/A"},{"$error":"#N/A"},{"$error":"#N/A"},{"$error":"#N/A"},{"$error":"#N/A"},{"$error":"#N/A"},{"$error":"#N/A"},{"$error":"#N/A"}]
[null,{"$f":"IF(DataInput!B8941=$B$8,IF($B$9=$B$10,TRUE,IF(DataInput!E8941=$B$9,TRUE,FALSE)))","v":true},null,null,{"$f":"IF(B8942=TRUE,DataInput!B8941,NA())","v":"VIC"},{"$f":"IF($E8942=DataInput!$B8941,DataInput!C8941,NA())","v":"WMTS66C"},{"$f":"IF($E8942=DataInput!$B8941,DataInput!D8941,NA())","v":"West Melbourne (CitiPower) 66 kV"},{"$f":"IF($E8942=DataInput!$B8941,DataInput!E8941,NA())","v":"Citipower"},{"$f":"IF($E8942=DataInput!$B8941,DataInput!F8941,NA())","v":"Winter"},{"$f":"IF($E8942=DataInput!$B8941,DataInput!G8941,NA())","v":"Non-Coincident"},{"$f":"IF($E8942=DataInput!$B8941,DataInput!H8941,NA())","v":2014},{"$f":"IF($E8942=DataInput!$B8941,DataInput!I8941,NA())","v":"TempCorrActualPOE50"},{"$f":"IF($E8942=DataInput!$B8941,DataInput!J8941,NA())","v":280.29242621714502},{"$f":"IF($E8942=DataInput!$B8941,DataInput!K8941,NA())","v":"NA"},null,null,"VIC West Melbourne (CitiPower) 66 kV",null,null,null,null,false,null,null,{"$error":"#N/A"},{"$error":"#N/A"},{"$error":"#N/A"},{"$error":"#N/A"},{"$error":"#N/A"},{"$error":"#N/A"},{"$error":"#N/A"},{"$error":"#N/A"},{"$error":"#N/A"},{"$error":"#N/A"}]
[null,{"$f":"IF(DataInput!B8972=$B$8,IF($B$9=$B$10,TRUE,IF(DataInput!E8972=$B$9,TRUE,FALSE)))","v":true},null,null,{"$f":"IF(B8973=TRUE,DataInput!B8972,NA())","v":"VIC"},{"$f":"IF($E8973=DataInput!$B8972,DataInput!C8972,NA())","v":"WMTS66J"},{"$f":"IF($E8973=DataInput!$B8972,DataInput!D8972,NA())","v":"West Melbourne (Jemena) 66 kV"},{"$f":"IF($E8973=DataInput!$B8972,DataInput!E8972,NA())","v":"Jemena"},{"$f":"IF($E8973=DataInput!$B8972,DataInput!F8972,NA())","v":"Winter"},{"$f":"IF($E8973=DataInput!$B8972,DataInput!G8972,NA())","v":"Non-Coincident"},{"$f":"IF($E8973=DataInput!$B8972,DataInput!H8972,NA())","v":2009},{"$f":"IF($E8973=DataInput!$B8972,DataInput!I8972,NA())","v":"TempCorrActualPOE10"},{"$f":"IF($E8973=DataInput!$B8972,DataInput!J8972,NA())","v":55.871481595869703},{"$f":"IF($E8973=DataInput!$B8972,DataInput!K8972,NA())","v":"NA"},null,null,"VIC West Melbourne (Jemena) 66 kV",null,null,null,null,false,null,null,{"$error":"#N/A"},{"$error":"#N/A"},{"$error":"#N/A"},{"$error":"#N/A"},{"$error":"#N/A"},{"$error":"#N/A"},{"$error":"#N/A"},{"$error":"#N/A"},{"$error":"#N/A"},{"$error":"#N/A"}]
[null,{"$f":"IF(DataInput!B8996=$B$8,IF($B$9=$B$10,TRUE,IF(DataInput!E8996=$B$9,TRUE,FALSE)))","v":true},null,null,{"$f":"IF(B8997=TRUE,DataInput!B8996,NA())","v":"VIC"},{"$f":"IF($E8997=DataInput!$B8996,DataInput!C8996,NA())","v":"WOTS22"},{"$f":"IF($E8997=DataInput!$B8996,DataInput!D8996,NA())","v":"Wodonga (AusNet) 22 kV"},{"$f":"IF($E8997=DataInput!$B8996,DataInput!E8996,NA())","v":"AusNet"},{"$f":"IF($E8997=DataInput!$B8996,DataInput!F8996,NA())","v":"Summer"},{"$f":"IF($E8997=DataInput!$B8996,DataInput!G8996,NA())","v":"Non-Coincident"},{"$f":"IF($E8997=DataInput!$B8996,DataInput!H8996,NA())","v":2012},{"$f":"IF($E8997=DataInput!$B8996,DataInput!I8996,NA())","v":"TempCorrActualPOE10"},{"$f":"IF($E8997=DataInput!$B8996,DataInput!J8996,NA())","v":31.4675835864855},{"$f":"IF($E8997=DataInput!$B8996,DataInput!K8996,NA())","v":"NA"},null,null,"VIC Wodonga (AusNet) 22 kV",null,null,null,null,false,null,null,{"$error":"#N/A"},{"$error":"#N/A"},{"$error":"#N/A"},{"$error":"#N/A"},{"$error":"#N/A"},{"$error":"#N/A"},{"$error":"#N/A"},{"$error":"#N/A"},{"$error":"#N/A"},{"$error":"#N/A"}]
[null,{"$f":"IF(DataInput!B9049=$B$8,IF($B$9=$B$10,TRUE,IF(DataInput!E9049=$B$9,TRUE,FALSE)))","v":true},null,null,{"$f":"IF(B9050=TRUE,DataInput!B9049,NA())","v":"VIC"},{"$f":"IF($E9050=DataInput!$B9049,DataInput!C9049,NA())","v":"WOTS66"},{"$f":"IF($E9050=DataInput!$B9049,DataInput!D9049,NA())","v":"Wodonga (AusNet) 66 kV"},{"$f":"IF($E9050=DataInput!$B9049,DataInput!E9049,NA())","v":"AusNet"},{"$f":"IF($E9050=DataInput!$B9049,DataInput!F9049,NA())","v":"Winter"},{"$f":"IF($E9050=DataInput!$B9049,DataInput!G9049,NA())","v":"Non-Coincident"},{"$f":"IF($E9050=DataInput!$B9049,DataInput!H9049,NA())","v":2008},{"$f":"IF($E9050=DataInput!$B9049,DataInput!I9049,NA())","v":"TempCorrActualPOE50"},{"$f":"IF($E9050=DataInput!$B9049,DataInput!J9049,NA())","v":50.819406239335301},{"$f":"IF($E9050=DataInput!$B9049,DataInput!K9049,NA())","v":"NA"},null,null,"VIC Wodonga (AusNet) 66 kV",null,null,null,null,false,null,null,{"$error":"#N/A"},{"$error":"#N/A"},{"$error":"#N/A"},{"$error":"#N/A"},{"$error":"#N/A"},{"$error":"#N/A"},{"$error":"#N/A"},{"$error":"#N/A"},{"$error":"#N/A"},{"$error":"#N/A"}]
[null,{"$f":"IF(DataInput!B9051=$B$8,IF($B$9=$B$10,TRUE,IF(DataInput!E9051=$B$9,TRUE,FALSE)))","v":true},null,null,{"$f":"IF(B9052=TRUE,DataInput!B9051,NA())","v":"VIC"},{"$f":"IF($E9052=DataInput!$B9051,DataInput!C9051,NA())","v":"WOTS66"},{"$f":"IF($E9052=DataInput!$B9051,DataInput!D9051,NA())","v":"Wodonga (AusNet) 66 kV"},{"$f":"IF($E9052=DataInput!$B9051,DataInput!E9051,NA())","v":"AusNet"},{"$f":"IF($E9052=DataInput!$B9051,DataInput!F9051,NA())","v":"Winter"},{"$f":"IF($E9052=DataInput!$B9051,DataInput!G9051,NA())","v":"Non-Coincident"},{"$f":"IF($E9052=DataInput!$B9051,DataInput!H9051,NA())","v":2009},{"$f":"IF($E9052=DataInput!$B9051,DataInput!I9051,NA())","v":"TempCorrActualPOE50"},{"$f":"IF($E9052=DataInput!$B9051,DataInput!J9051,NA())","v":51.457298542040803},{"$f":"IF($E9052=DataInput!$B9051,DataInput!K9051,NA())","v":"NA"},null,null,"VIC Wodonga (AusNet) 66 kV",null,null,null,null,false,null,null,{"$error":"#N/A"},{"$error":"#N/A"},{"$error":"#N/A"},{"$error":"#N/A"},{"$error":"#N/A"},{"$error":"#N/A"},{"$error":"#N/A"},{"$error":"#N/A"},{"$error":"#N/A"},{"$error":"#N/A"}]
[null,{"$f":"IF(DataInput!B9098=$B$8,IF($B$9=$B$10,TRUE,IF(DataInput!E9098=$B$9,TRUE,FALSE)))","v":true},null,null,{"$f":"IF(B9099=TRUE,DataInput!B9098,NA())","v":"VIC"},{"$f":"IF($E9099=DataInput!$B9098,DataInput!C9098,NA())","v":"YPS11"},{"$f":"IF($E9099=DataInput!$B9098,DataInput!D9098,NA())","v":"Yallourn (AusNet) 11 kV"},{"$f":"IF($E9099=DataInput!$B9098,DataInput!E9098,NA())","v":"AusNet"},{"$f":"IF($E9099=DataInput!$B9098,DataInput!F9098,NA())","v":"Winter"},{"$f":"IF($E9099=DataInput!$B9098,DataInput!G9098,NA())","v":"Non-Coincident"},{"$f":"IF($E9099=DataInput!$B9098,DataInput!H9098,NA())","v":2012},{"$f":"IF($E9099=DataInput!$B9098,DataInput!I9098,NA())","v":"TempCorrActualPOE10"},{"$f":"IF($E9099=DataInput!$B9098,DataInput!J9098,NA())","v":0.76932600144298802},{"$f":"IF($E9099=DataInput!$B9098,DataInput!K9098,NA())","v":"NA"},null,null,"VIC Yallourn (AusNet) 11 kV",null,null,null,null,false,null,null,{"$f":"IF($V9099=TRUE,E9099,NA())","v":{"$error":"#N/A"}},{"$error":"#N/A"},{"$error":"#N/A"},{"$error":"#N/A"},{"$error":"#N/A"},{"$error":"#N/A"},{"$error":"#N/A"},{"$error":"#N/A"},{"$error":"#N/A"},{"$error":"#N/A"}]
[null,{"$f":"IF(DataInput!B9119=$B$8,IF($B$9=$B$10,TRUE,IF(DataInput!E9119=$B$9,TRUE,FALSE)))","v":true},null,null,{"$f":"IF(B9120=TRUE,DataInput!B9119,NA())","v":"VIC"},{"$f":"IF($E9120=DataInput!$B9119,DataInput!C9119,NA())","v":"APD"},{"$f":"IF($E9120=DataInput!$B9119,DataInput!D9119,NA())","v":"Alcoa Portland 500 kV"},{"$f":"IF($E9120=DataInput!$B9119,DataInput!E9119,NA())","v":"Direct Connect"},{"$f":"IF($E9120=DataInput!$B9119,DataInput!F9119,NA())","v":"Summer"},{"$f":"IF($E9120=DataInput!$B9119,DataInput!G9119,NA())","v":"Coincident"},{"$f":"IF($E9120=DataInput!$B9119,DataInput!H9119,NA())","v":2014},{"$f":"IF($E9120=DataInput!$B9119,DataInput!I9119,NA())","v":"TempCorrActualPOE50"},{"$f":"IF($E9120=DataInput!$B9119,DataInput!J9119,NA())","v":"NA"},{"$f":"IF($E9120=DataInput!$B9119,DataInput!K9119,NA())","v":"NA"},null,null,"VIC Alcoa Portland 500 kV",null,null,null,null,false,null,null,{"$error":"#N/A"},{"$error":"#N/A"},{"$error":"#N/A"},{"$error":"#N/A"},{"$error":"#N/A"},{"$error":"#N/A"},{"$error":"#N/A"},{"$error":"#N/A"},{"$error":"#N/A"},{"$error":"#N/A"}]
[null,{"$f":"IF(DataInput!B9146=$B$8,IF($B$9=$B$10,TRUE,IF(DataInput!E9146=$B$9,TRUE,FALSE)))","v":true},null,null,{"$f":"IF(B9147=TRUE,DataInput!B9146,NA())","v":"VIC"},{"$f":"IF($E9147=DataInput!$B9146,DataInput!C9146,NA())","v":"ATSBJ"},{"$f":"IF($E9147=DataInput!$B9146,DataInput!D9146,NA())","v":"Altona-Brooklyn (Jemena) 66 kV"},{"$f":"IF($E9147=DataInput!$B9146,DataInput!E9146,NA())","v":"Jemena"},{"$f":"IF($E9147=DataInput!$B9146,DataInput!F9146,NA())","v":"Summer"},{"$f":"IF($E9147=DataInput!$B9146,DataInput!G9146,NA())","v":"Coincident"},{"$f":"IF($E9147=DataInput!$B9146,DataInput!H9146,NA())","v":2007},{"$f":"IF($E9147=DataInput!$B9146,DataInput!I9146,NA())","v":"TempCorrActualPOE10"},{"$f":"IF($E9147=DataInput!$B9146,DataInput!J9146,NA())","v":130.97549325153},{"$f":"IF($E9147=DataInput!$B9146,DataInput!K9146,NA())","v":"NA"},null,null,"VIC Altona-Brooklyn (Jemena) 66 kV",null,null,null,null,false,null,null,{"$error":"#N/A"},{"$error":"#N/A"},{"$error":"#N/A"},{"$error":"#N/A"},{"$error":"#N/A"},{"$error":"#N/A"},{"$error":"#N/A"},{"$error":"#N/A"},{"$error":"#N/A"},{"$error":"#N/A"}]
[null,{"$f":"IF(DataInput!B9177=$B$8,IF($B$9=$B$10,TRUE,IF(DataInput!E9177=$B$9,TRUE,FALSE)))","v":true},null,null,{"$f":"IF(B9178=TRUE,DataInput!B9177,NA())","v":"VIC"},{"$f":"IF($E9178=DataInput!$B9177,DataInput!C9177,NA())","v":"ATSBJ"},{"$f":"IF($E9178=DataInput!$B9177,DataInput!D9177,NA())","v":"Altona-Brooklyn (Jemena) 66 kV"},{"$f":"IF($E9178=DataInput!$B9177,DataInput!E9177,NA())","v":"Jemena"},{"$f":"IF($E9178=DataInput!$B9177,DataInput!F9177,NA())","v":"Winter"},{"$f":"IF($E9178=DataInput!$B9177,DataInput!G9177,NA())","v":"Coincident"},{"$f":"IF($E9178=DataInput!$B9177,DataInput!H9177,NA())","v":2012},{"$f":"IF($E9178=DataInput!$B9177,DataInput!I9177,NA())","v":"TempCorrActualPOE50"},{"$f":"IF($E9178=DataInput!$B9177,DataInput!J9177,NA())","v":106.142981663768},{"$f":"IF($E9178=DataInput!$B9177,DataInput!K9177,NA())","v":"NA"},null,null,"VIC Altona-Brooklyn (Jemena) 66 kV",null,null,null,null,false,null,null,{"$error":"#N/A"},{"$error":"#N/A"},{"$error":"#N/A"},{"$error":"#N/A"},{"$error":"#N/A"},{"$error":"#N/A"},{"$error":"#N/A"},{"$error":"#N/A"},{"$error":"#N/A"},{"$error":"#N/A"}]
[null,{"$f":"IF(DataInput!B9208=$B$8,IF($B$9=$B$10,TRUE,IF(DataInput!E9208=$B$9,TRUE,FALSE)))","v":true},null,null,{"$f":"IF(B9209=TRUE,DataInput!B9208,NA())","v":"VIC"},{"$f":"IF($E9209=DataInput!$B9208,DataInput!C9208,NA())","v":"ATSBP"},{"$f":"IF($E9209=DataInput!$B9208,DataInput!D9208,NA())","v":"Altona-Brooklyn (Powercor) 66 kV"},{"$f":"IF($E9209=DataInput!$B9208,DataInput!E9208,NA())","v":"Powercor"},{"$f":"IF($E9209=DataInput!$B9208,DataInput!F9208,NA())","v":"Winter"},{"$f":"IF($E9209=DataInput!$B9208,DataInput!G9208,NA())","v":"Coincident"},{"$f":"IF($E9209=DataInput!$B9208,DataInput!H9208,NA())","v":2007},{"$f":"IF($E9209=DataInput!$B9208,DataInput!I9208,NA())","v":"TempCorrActualPOE10"},{"$f":"IF($E9209=DataInput!$B9208,DataInput!J9208,NA())","v":133.32000956424901},{"$f":"IF($E9209=DataInput!$B9208,DataInput!K9208,NA())","v":"NA"},null,null,"VIC Altona-Brooklyn (Powercor) 66 kV",null,null,null,null,false,null,null,{"$error":"#N/A"},{"$error":"#N/A"},{"$error":"#N/A"},{"$error":"#N/A"},{"$error":"#N/A"},{"$error":"#N/A"},{"$error":"#N/A"},{"$error":"#N/A"},{"$error":"#N/A"},{"$error":"#N/A"}]
[null,{"$f":"IF(DataInput!B9246=$B$8,IF($B$9=$B$10,TRUE,IF(DataInput!E9246=$B$9,TRUE,FALSE)))","v":true},null,null,{"$f":"IF(B9247=TRUE,DataInput!B9246,NA())","v":"VIC"},{"$f":"IF($E9247=DataInput!$B9246,DataInput!C9246,NA())","v":"ATSWAL"},{"$f":"IF($E9247=DataInput!$B9246,DataInput!D9246,NA())","v":"Air Liquid"},{"$f":"IF($E9247=DataInput!$B9246,DataInput!E9246,NA())","v":"Direct Connect"},{"$f":"IF($E9247=DataInput!$B9246,DataInput!F9246,NA())","v":"Winter"},{"$f":"IF($E9247=DataInput!$B9246,DataInput!G9246,NA())","v":"Coincident"},{"$f":"IF($E9247=DataInput!$B9246,DataInput!H9246,NA())","v":2006},{"$f":"IF($E9247=DataInput!$B9246,DataInput!I9246,NA())","v":"TempCorrActualPOE10"},{"$f":"IF($E9247=DataInput!$B9246,DataInput!J9246,NA())","v":"NA"},{"$f":"IF($E9247=DataInput!$B9246,DataInput!K9246,NA())","v":"NA"},null,null,"VIC Air Liquid",null,null,null,null,false,null,null,{"$error":"#N/A"},{"$error":"#N/A"},{"$error":"#N/A"},{"$error":"#N/A"},{"$error":"#N/A"},{"$error":"#N/A"},{"$error":"#N/A"},{"$error":"#N/A"},{"$error":"#N/A"},{"$error":"#N/A"}]
[null,{"$f":"IF(DataInput!B9256=$B$8,IF($B$9=$B$10,TRUE,IF(DataInput!E9256=$B$9,TRUE,FALSE)))","v":true},null,null,{"$f":"IF(B9257=TRUE,DataInput!B9256,NA())","v":"VIC"},{"$f":"IF($E9257=DataInput!$B9256,DataInput!C9256,NA())","v":"ATSWAL"},{"$f":"IF($E9257=DataInput!$B9256,DataInput!D9256,NA())","v":"Air Liquid"},{"$f":"IF($E9257=DataInput!$B9256,DataInput!E9256,NA())","v":"Direct Connect"},{"$f":"IF($E9257=DataInput!$B9256,DataInput!F9256,NA())","v":"Winter"},{"$f":"IF($E9257=DataInput!$B9256,DataInput!G9256,NA())","v":"Coincident"},{"$f":"IF($E9257=DataInput!$B9256,DataInput!H9256,NA())","v":2011},{"$f":"IF($E9257=DataInput!$B9256,DataInput!I9256,NA())","v":"TempCorrActualPOE10"},{"$f":"IF($E9257=DataInput!$B9256,DataInput!J9256,NA())","v":"NA"},{"$f":"IF($E9257=DataInput!$B9256,DataInput!K9256,NA())","v":"NA"},null,null,"VIC Air Liquid",null,null,null,null,false,null,null,{"$error":"#N/A"},{"$error":"#N/A"},{"$error":"#N/A"},{"$error":"#N/A"},{"$error":"#N/A"},{"$error":"#N/A"},{"$error":"#N/A"},{"$error":"#N/A"},{"$error":"#N/A"},{"$error":"#N/A"}]
[null,{"$f":"IF(DataInput!B9303=$B$8,IF($B$9=$B$10,TRUE,IF(DataInput!E9303=$B$9,TRUE,FALSE)))","v":true},null,null,{"$f":"IF(B9304=TRUE,DataInput!B9303,NA())","v":"VIC"},{"$f":"IF($E9304=DataInput!$B9303,DataInput!C9303,NA())","v":"ATSWP"},{"$f":"IF($E9304=DataInput!$B9303,DataInput!D9303,NA())","v":"Altona West (Powercor) 66 kV"},{"$f":"IF($E9304=DataInput!$B9303,DataInput!E9303,NA())","v":"Powercor"},{"$f":"IF($E9304=DataInput!$B9303,DataInput!F9303,NA())","v":"Winter"},{"$f":"IF($E9304=DataInput!$B9303,DataInput!G9303,NA())","v":"Coincident"},{"$f":"IF($E9304=DataInput!$B9303,DataInput!H9303,NA())","v":2015},{"$f":"IF($E9304=DataInput!$B9303,DataInput!I9303,NA())","v":"TempCorrActualPOE50"},{"$f":"IF($E9304=DataInput!$B9303,DataInput!J9303,NA())","v":154.663778374733},{"$f":"IF($E9304=DataInput!$B9303,DataInput!K9303,NA())","v":"NA"},null,null,"VIC Altona West (Powercor) 66 kV",null,null,null,null,false,null,null,{"$error":"#N/A"},{"$error":"#N/A"},{"$error":"#N/A"},{"$error":"#N/A"},{"$error":"#N/A"},{"$error":"#N/A"},{"$error":"#N/A"},{"$error":"#N/A"},{"$error":"#N/A"},{"$error":"#N/A"}]
[null,{"$f":"IF(DataInput!B9334=$B$8,IF($B$9=$B$10,TRUE,IF(DataInput!E9334=$B$9,TRUE,FALSE)))","v":true},null,null,{"$f":"IF(B9335=TRUE,DataInput!B9334,NA())","v":"VIC"},{"$f":"IF($E9335=DataInput!$B9334,DataInput!C9334,NA())","v":"BATS66"},{"$f":"IF($E9335=DataInput!$B9334,DataInput!D9334,NA())","v":"Ballarat (Powercor) 66 kV"},{"$f":"IF($E9335=DataInput!$B9334,DataInput!E9334,NA())","v":"Powercor"},{"$f":"IF($E9335=DataInput!$B9334,DataInput!F9334,NA())","v":"Winter"},{"$f":"IF($E9335=DataInput!$B9334,DataInput!G9334,NA())","v":"Coincident"},{"$f":"IF($E9335=DataInput!$B9334,DataInput!H9334,NA())","v":2010},{"$f":"IF($E9335=DataInput!$B9334,DataInput!I9334,NA())","v":"TempCorrActualPOE10"},{"$f":"IF($E9335=DataInput!$B9334,DataInput!J9334,NA())","v":134.41491990883301},{"$f":"IF($E9335=DataInput!$B9334,DataInput!K9334,NA())","v":"NA"},null,null,"VIC Ballarat (Powercor) 66 kV",null,null,null,null,false,null,null,{"$error":"#N/A"},{"$error":"#N/A"},{"$error":"#N/A"},{"$error":"#N/A"},{"$error":"#N/A"},{"$error":"#N/A"},{"$error":"#N/A"},{"$error":"#N/A"},{"$error":"#N/A"},{"$error":"#N/A"}]
[null,{"$f":"IF(DataInput!B9341=$B$8,IF($B$9=$B$10,TRUE,IF(DataInput!E9341=$B$9,TRUE,FALSE)))","v":true},null,null,{"$f":"IF(B9342=TRUE,DataInput!B9341,NA())","v":"VIC"},{"$f":"IF($E9342=DataInput!$B9341,DataInput!C9341,NA())","v":"BATS66"},{"$f":"IF($E9342=DataInput!$B9341,DataInput!D9341,NA())","v":"Ballarat (Powercor) 66 kV"},{"$f":"IF($E9342=DataInput!$B9341,DataInput!E9341,NA())","v":"Powercor"},{"$f":"IF($E9342=DataInput!$B9341,DataInput!F9341,NA())","v":"Winter"},{"$f":"IF($E9342=DataInput!$B9341,DataInput!G9341,NA())","v":"Coincident"},{"$f":"IF($E9342=DataInput!$B9341,DataInput!H9341,NA())","v":2014},{"$f":"IF($E9342=DataInput!$B9341,DataInput!I9341,NA())","v":"TempCorrActualPOE50"},{"$f":"IF($E9342=DataInput!$B9341,DataInput!J9341,NA())","v":137.62972216457601},{"$f":"IF($E9342=DataInput!$B9341,DataInput!K9341,NA())","v":"NA"},null,null,"VIC Ballarat (Powercor) 66 kV",null,null,null,null,false,null,null,{"$error":"#N/A"},{"$error":"#N/A"},{"$error":"#N/A"},{"$error":"#N/A"},{"$error":"#N/A"},{"$error":"#N/A"},{"$error":"#N/A"},{"$error":"#N/A"},{"$error":"#N/A"},{"$error":"#N/A"}]
[null,{"$f":"IF(DataInput!B9382=$B$8,IF($B$9=$B$10,TRUE,IF(DataInput!E9382=$B$9,TRUE,FALSE)))","v":true},null,null,{"$f":"IF(B9383=TRUE,DataInput!B9382,NA())","v":"VIC"},{"$f":"IF($E9383=DataInput!$B9382,DataInput!C9382,NA())","v":"BETS22"},{"$f":"IF($E9383=DataInput!$B9382,DataInput!D9382,NA())","v":"Bendigo (Powercor) 22 kV"},{"$f":"IF($E9383=DataInput!$B9382,DataInput!E9382,NA())","v":"Powercor"},{"$f":"IF($E9383=DataInput!$B9382,DataInput!F9382,NA())","v":"Winter"},{"$f":"IF($E9383=DataInput!$B9382,DataInput!G9382,NA())","v":"Coincident"},{"$f":"IF($E9383=DataInput!$B9382,DataInput!H9382,NA())","v":2014},{"$f":"IF($E9383=DataInput!$B9382,DataInput!I9382,NA())","v":"TempCorrActualPOE10"},{"$f":"IF($E9383=DataInput!$B9382,DataInput!J9382,NA())","v":47.458190368881702},{"$f":"IF($E9383=DataInput!$B9382,DataInput!K9382,NA())","v":"NA"},null,null,"VIC Bendigo (Powercor) 22 kV",null,null,null,null,false,null,null,{"$error":"#N/A"},{"$error":"#N/A"},{"$error":"#N/A"},{"$error":"#N/A"},{"$error":"#N/A"},{"$error":"#N/A"},{"$error":"#N/A"},{"$error":"#N/A"},{"$error":"#N/A"},{"$error":"#N/A"}]
[null,{"$f":"IF(DataInput!B9413=$B$8,IF($B$9=$B$10,TRUE,IF(DataInput!E9413=$B$9,TRUE,FALSE)))","v":true},null,null,{"$f":"IF(B9414=TRUE,DataInput!B9413,NA())","v":"VIC"},{"$f":"IF($E9414=DataInput!$B9413,DataInput!C9413,NA())","v":"BETS66"},{"$f":"IF($E9414=DataInput!$B9413,DataInput!D9413,NA())","v":"Bendigo (Powercor) 66 kV"},{"$f":"IF($E9414=DataInput!$B9413,DataInput!E9413,NA())","v":"Powercor"},{"$f":"IF($E9414=DataInput!$B9413,DataInput!F9413,NA())","v":"Winter"},{"$f":"IF($E9414=DataInput!$B9413,DataInput!G9413,NA())","v":"Coincident"},{"$f":"IF($E9414=DataInput!$B9413,DataInput!H9413,NA())","v":2010},{"$f":"IF($E9414=DataInput!$B9413,DataInput!I9413,NA())","v":"TempCorrActualPOE50"},{"$f":"IF($E9414=DataInput!$B9413,DataInput!J9413,NA())","v":117.23042397503799},{"$f":"IF($E9414=DataInput!$B9413,DataInput!K9413,NA())","v":"NA"},null,null,"VIC Bendigo (Powercor) 66 kV",null,null,null,null,false,null,null,{"$error":"#N/A"},{"$error":"#N/A"},{"$error":"#N/A"},{"$error":"#N/A"},{"$error":"#N/A"},{"$error":"#N/A"},{"$error":"#N/A"},{"$error":"#N/A"},{"$error":"#N/A"},{"$error":"#N/A"}]
[null,{"$f":"IF(DataInput!B9444=$B$8,IF($B$9=$B$10,TRUE,IF(DataInput!E9444=$B$9,TRUE,FALSE)))","v":true},null,null,{"$f":"IF(B9445=TRUE,DataInput!B9444,NA())","v":"VIC"},{"$f":"IF($E9445=DataInput!$B9444,DataInput!C9444,NA())","v":"BLTS22J"},{"$f":"IF($E9445=DataInput!$B9444,DataInput!D9444,NA())","v":"Brooklyn (Jemena) 22 kV"},{"$f":"IF($E9445=DataInput!$B9444,DataInput!E9444,NA())","v":"Jemena"},{"$f":"IF($E9445=DataInput!$B9444,DataInput!F9444,NA())","v":"Summer"},{"$f":"IF($E9445=DataInput!$B9444,DataInput!G9444,NA())","v":"Coincident"},{"$f":"IF($E9445=DataInput!$B9444,DataInput!H9444,NA())","v":2016},{"$f":"IF($E9445=DataInput!$B9444,DataInput!I9444,NA())","v":"TempCorrActualPOE10"},{"$f":"IF($E9445=DataInput!$B9444,DataInput!J9444,NA())","v":1.0120681795735},{"$f":"IF($E9445=DataInput!$B9444,DataInput!K9444,NA())","v":"NA"},null,null,"VIC Brooklyn (Jemena) 22 kV",null,null,null,null,false,null,null,{"$error":"#N/A"},{"$error":"#N/A"},{"$error":"#N/A"},{"$error":"#N/A"},{"$error":"#N/A"},{"$error":"#N/A"},{"$error":"#N/A"},{"$error":"#N/A"},{"$error":"#N/A"},{"$error":"#N/A"}]
[null,{"$f":"IF(DataInput!B9468=$B$8,IF($B$9=$B$10,TRUE,IF(DataInput!E9468=$B$9,TRUE,FALSE)))","v":true},null,null,{"$f":"IF(B9469=TRUE,DataInput!B9468,NA())","v":"VIC"},{"$f":"IF($E9469=DataInput!$B9468,DataInput!C9468,NA())","v":"BLTS22P"},{"$f":"IF($E9469=DataInput!$B9468,DataInput!D9468,NA())","v":"Brooklyn (Powercor) 22 kV"},{"$f":"IF($E9469=DataInput!$B9468,DataInput!E9468,NA())","v":"Powercor"},{"$f":"IF($E9469=DataInput!$B9468,DataInput!F9468,NA())","v":"Summer"},{"$f":"IF($E9469=DataInput!$B9468,DataInput!G9468,NA())","v":"Coincident"},{"$f":"IF($E9469=DataInput!$B9468,DataInput!H9468,NA())","v":2008},{"$f":"IF($E9469=DataInput!$B9468,DataInput!I9468,NA())","v":"TempCorrActualPOE10"},{"$f":"IF($E9469=DataInput!$B9468,DataInput!J9468,NA())","v":58.276641840702602},{"$f":"IF($E9469=DataInput!$B9468,DataInput!K9468,NA())","v":"NA"},null,null,"VIC Brooklyn (Powercor) 22 kV",null,null,null,null,false,null,null,{"$error":"#N/A"},{"$f":"IF($V9469=TRUE,F9469,NA())","v":{"$error":"#N/A"}},{"$f":"IF($V9469=TRUE,G9469,NA())","v":{"$error":"#N/A"}},{"$f":"IF($V9469=TRUE,H9469,NA())","v":{"$error":"#N/A"}},{"$f":"IF($V9469=TRUE,I9469,NA())","v":{"$error":"#N/A"}},{"$f":"IF($V9469=TRUE,J9469,NA())","v":{"$error":"#N/A"}},{"$f":"IF($V9469=TRUE,K9469,NA())","v":{"$error":"#N/A"}},{"$f":"IF($V9469=TRUE,L9469,NA())","v":{"$error":"#N/A"}},{"$f":"IF($V9469=TRUE,M9469,NA())","v":{"$error":"#N/A"}},{"$f":"IF($V9469=TRUE,N9469,NA())","v":{"$error":"#N/A"}}]
[null,{"$f":"IF(DataInput!B9492=$B$8,IF($B$9=$B$10,TRUE,IF(DataInput!E9492=$B$9,TRUE,FALSE)))","v":true},null,null,{"$f":"IF(B9493=TRUE,DataInput!B9492,NA())","v":"VIC"},{"$f":"IF($E9493=DataInput!$B9492,DataInput!C9492,NA())","v":"BLTS22P"},{"$f":"IF($E9493=DataInput!$B9492,DataInput!D9492,NA())","v":"Brooklyn (Powercor) 22 kV"},{"$f":"IF($E9493=DataInput!$B9492,DataInput!E9492,NA())","v":"Powercor"},{"$f":"IF($E9493=DataInput!$B9492,DataInput!F9492,NA())","v":"Winter"},{"$f":"IF($E9493=DataInput!$B9492,DataInput!G9492,NA())","v":"Coincident"},{"$f":"IF($E9493=DataInput!$B9492,DataInput!H9492,NA())","v":2009},{"$f":"IF($E9493=DataInput!$B9492,DataInput!I9492,NA())","v":"TempCorrActualPOE10"},{"$f":"IF($E9493=DataInput!$B9492,DataInput!J9492,NA())","v":49.590658767962502},{"$f":"IF($E9493=DataInput!$B9492,DataInput!K9492,NA())","v":"NA"},null,null,"VIC Brooklyn (Powercor) 22 kV",null,null,null,null,false,null,null,{"$error":"#N/A"},{"$error":"#N/A"},{"$error":"#N/A"},{"$error":"#N/A"},{"$error":"#N/A"},{"$error":"#N/A"},{"$error":"#N/A"},{"$error":"#N/A"},{"$error":"#N/A"},{"$error":"#N/A"}]
[null,{"$f":"IF(DataInput!B9510=$B$8,IF($B$9=$B$10,TRUE,IF(DataInput!E9510=$B$9,TRUE,FALSE)))","v":true},null,null,{"$f":"IF(B9511=TRUE,DataInput!B9510,NA())","v":"VIC"},{"$f":"IF($E9511=DataInput!$B9510,DataInput!C9510,NA())","v":"BLTSS"},{"$f":"IF($E9511=DataInput!$B9510,DataInput!D9510,NA())","v":"Brooklyn (Powercor) 66 kV - Onesteel"},{"$f":"IF($E9511=DataInput!$B9510,DataInput!E9510,NA())","v":"Powercor"},{"$f":"IF($E9511=DataInput!$B9510,DataInput!F9510,NA())","v":"Summer"},{"$f":"IF($E9511=DataInput!$B9510,DataInput!G9510,NA())","v":"Coincident"},{"$f":"IF($E9511=DataInput!$B9510,DataInput!H9510,NA())","v":2009},{"$f":"IF($E9511=DataInput!$B9510,DataInput!I9510,NA())","v":"TempCorrActualPOE10"},{"$f":"IF($E9511=DataInput!$B9510,DataInput!J9510,NA())","v":"NA"},{"$f":"IF($E9511=DataInput!$B9510,DataInput!K9510,NA())","v":"NA"},null,null,"VIC Brooklyn (Powercor) 66 kV - Onesteel",null,null,null,null,false,null,null,{"$error":"#N/A"},{"$error":"#N/A"},{"$error":"#N/A"},{"$error":"#N/A"},{"$error":"#N/A"},{"$error":"#N/A"},{"$error":"#N/A"},{"$error":"#N/A"},{"$error":"#N/A"},{"$error":"#N/A"}]
[null,{"$f":"IF(DataInput!B9541=$B$8,IF($B$9=$B$10,TRUE,IF(DataInput!E9541=$B$9,TRUE,FALSE)))","v":true},null,null,{"$f":"IF(B9542=TRUE,DataInput!B9541,NA())","v":"VIC"},{"$f":"IF($E9542=DataInput!$B9541,DataInput!C9541,NA())","v":"BLTSS"},{"$f":"IF($E9542=DataInput!$B9541,DataInput!D9541,NA())","v":"Brooklyn (Powercor) 66 kV - Onesteel"},{"$f":"IF($E9542=DataInput!$B9541,DataInput!E9541,NA())","v":"Powercor"},{"$f":"IF($E9542=DataInput!$B9541,DataInput!F9541,NA())","v":"Winter"},{"$f":"IF($E9542=DataInput!$B9541,DataInput!G9541,NA())","v":"Coincident"},{"$f":"IF($E9542=DataInput!$B9541,DataInput!H9541,NA())","v":2014},{"$f":"IF($E9542=DataInput!$B9541,DataInput!I9541,NA())","v":"TempCorrActualPOE50"},{"$f":"IF($E9542=DataInput!$B9541,DataInput!J9541,NA())","v":"NA"},{"$f":"IF($E9542=DataInput!$B9541,DataInput!K9541,NA())","v":"NA"},null,null,"VIC Brooklyn (Powercor) 66 kV - Onesteel",null,null,null,null,false,null,null,{"$error":"#N/A"},{"$error":"#N/A"},{"$error":"#N/A"},{"$error":"#N/A"},{"$error":"#N/A"},{"$error":"#N/A"},{"$error":"#N/A"},{"$error":"#N/A"},{"$error":"#N/A"},{"$error":"#N/A"}]
[null,{"$f":"IF(DataInput!B9591=$B$8,IF($B$9=$B$10,TRUE,IF(DataInput!E9591=$B$9,TRUE,FALSE)))","v":true},null,null,{"$f":"IF(B9592=TRUE,DataInput!B9591,NA())","v":"VIC"},{"$f":"IF($E9592=DataInput!$B9591,DataInput!C9591,NA())","v":"BTS22J"},{"$f":"IF($E9592=DataInput!$B9591,DataInput!D9591,NA())","v":"Brunswick (Jemena) 22 kV"},{"$f":"IF($E9592=DataInput!$B9591,DataInput!E9591,NA())","v":"Jemena"},{"$f":"IF($E9592=DataInput!$B9591,DataInput!F9591,NA())","v":"Summer"},{"$f":"IF($E9592=DataInput!$B9591,DataInput!G9591,NA())","v":"Coincident"},{"$f":"IF($E9592=DataInput!$B9591,DataInput!H9591,NA())","v":2010},{"$f":"IF($E9592=DataInput!$B9591,DataInput!I9591,NA())","v":"TempCorrActualPOE50"},{"$f":"IF($E9592=DataInput!$B9591,DataInput!J9591,NA())","v":41.823082236980099},{"$f":"IF($E9592=DataInput!$B9591,DataInput!K9591,NA())","v":"NA"},null,null,"VIC Brunswick (Jemena) 22 kV",null,null,null,null,false,null,null,{"$error":"#N/A"},{"$error":"#N/A"},{"$error":"#N/A"},{"$error":"#N/A"},{"$error":"#N/A"},{"$error":"#N/A"},{"$error":"#N/A"},{"$error":"#N/A"},{"$error":"#N/A"},{"$error":"#N/A"}]
[null,{"$f":"IF(DataInput!B9618=$B$8,IF($B$9=$B$10,TRUE,IF(DataInput!E9618=$B$9,TRUE,FALSE)))","v":true},null,null,{"$f":"IF(B9619=TRUE,DataInput!B9618,NA())","v":"VIC"},{"$f":"IF($E9619=DataInput!$B9618,DataInput!C9618,NA())","v":"BTS22J"},{"$f":"IF($E9619=DataInput!$B9618,DataInput!D9618,NA())","v":"Brunswick (Jemena) 22 kV"},{"$f":"IF($E9619=DataInput!$B9618,DataInput!E9618,NA())","v":"Jemena"},{"$f":"IF($E9619=DataInput!$B9618,DataInput!F9618,NA())","v":"Winter"},{"$f":"IF($E9619=DataInput!$B9618,DataInput!G9618,NA())","v":"Coincident"},{"$f":"IF($E9619=DataInput!$B9618,DataInput!H9618,NA())","v":2012},{"$f":"IF($E9619=DataInput!$B9618,DataInput!I9618,NA())","v":"TempCorrActualPOE10"},{"$f":"IF($E9619=DataInput!$B9618,DataInput!J9618,NA())","v":33.832861422204701},{"$f":"IF($E9619=DataInput!$B9618,DataInput!K9618,NA())","v":"NA"},null,null,"VIC Brunswick (Jemena) 22 kV",null,null,null,null,false,null,null,{"$error":"#N/A"},{"$error":"#N/A"},{"$error":"#N/A"},{"$error":"#N/A"},{"$error":"#N/A"},{"$error":"#N/A"},{"$error":"#N/A"},{"$error":"#N/A"},{"$error":"#N/A"},{"$error":"#N/A"}]
[null,{"$f":"IF(DataInput!B9649=$B$8,IF($B$9=$B$10,TRUE,IF(DataInput!E9649=$B$9,TRUE,FALSE)))","v":true},null,null,{"$f":"IF(B9650=TRUE,DataInput!B9649,NA())","v":"VIC"},{"$f":"IF($E9650=DataInput!$B9649,DataInput!C9649,NA())","v":"CBTS66A"},{"$f":"IF($E9650=DataInput!$B9649,DataInput!D9649,NA())","v":"Cranbourne (AusNet) 66 kV"},{"$f":"IF($E9650=DataInput!$B9649,DataInput!E9649,NA())","v":"AusNet"},{"$f":"IF($E9650=DataInput!$B9649,DataInput!F9649,NA())","v":"Winter"},{"$f":"IF($E9650=DataInput!$B9649,DataInput!G9649,NA())","v":"Coincident"},{"$f":"IF($E9650=DataInput!$B9649,DataInput!H9649,NA())","v":2008},{"$f":"IF($E9650=DataInput!$B9649,DataInput!I9649,NA())","v":"TempCorrActualPOE50"},{"$f":"IF($E9650=DataInput!$B9649,DataInput!J9649,NA())","v":144.757457801058},{"$f":"IF($E9650=DataInput!$B9649,DataInput!K9649,NA())","v":"NA"},null,null,"VIC Cranbourne (AusNet) 66 kV",null,null,null,null,false,null,null,{"$error":"#N/A"},{"$error":"#N/A"},{"$error":"#N/A"},{"$error":"#N/A"},{"$error":"#N/A"},{"$error":"#N/A"},{"$error":"#N/A"},{"$error":"#N/A"},{"$error":"#N/A"},{"$error":"#N/A"}]
[null,{"$f":"IF(DataInput!B9680=$B$8,IF($B$9=$B$10,TRUE,IF(DataInput!E9680=$B$9,TRUE,FALSE)))","v":true},null,null,{"$f":"IF(B9681=TRUE,DataInput!B9680,NA())","v":"VIC"},{"$f":"IF($E9681=DataInput!$B9680,DataInput!C9680,NA())","v":"CBTS66U"},{"$f":"IF($E9681=DataInput!$B9680,DataInput!D9680,NA())","v":"Cranbourne (United Energy) 66 kV"},{"$f":"IF($E9681=DataInput!$B9680,DataInput!E9680,NA())","v":"United Energy"},{"$f":"IF($E9681=DataInput!$B9680,DataInput!F9680,NA())","v":"Summer"},{"$f":"IF($E9681=DataInput!$B9680,DataInput!G9680,NA())","v":"Coincident"},{"$f":"IF($E9681=DataInput!$B9680,DataInput!H9680,NA())","v":2014},{"$f":"IF($E9681=DataInput!$B9680,DataInput!I9680,NA())","v":"TempCorrActualPOE10"},{"$f":"IF($E9681=DataInput!$B9680,DataInput!J9680,NA())","v":173.16572292116501},{"$f":"IF($E9681=DataInput!$B9680,DataInput!K9680,NA())","v":"NA"},null,null,"VIC Cranbourne (United Energy) 66 kV",null,null,null,null,false,null,null,{"$error":"#N/A"},{"$error":"#N/A"},{"$error":"#N/A"},{"$error":"#N/A"},{"$error":"#N/A"},{"$error":"#N/A"},{"$error":"#N/A"},{"$error":"#N/A"},{"$error":"#N/A"},{"$error":"#N/A"}]
[null,{"$f":"IF(DataInput!B9690=$B$8,IF($B$9=$B$10,TRUE,IF(DataInput!E9690=$B$9,TRUE,FALSE)))","v":true},null,null,{"$f":"IF(B9691=TRUE,DataInput!B9690,NA())","v":"VIC"},{"$f":"IF($E9691=DataInput!$B9690,DataInput!C9690,NA())","v":"CBTS66U"},{"$f":"IF($E9691=DataInput!$B9690,DataInput!D9690,NA())","v":"Cranbourne (United Energy) 66 kV"},{"$f":"IF($E9691=DataInput!$B9690,DataInput!E9690,NA())","v":"United Energy"},{"$f":"IF($E9691=DataInput!$B9690,DataInput!F9690,NA())","v":"Winter"},{"$f":"IF($E9691=DataInput!$B9690,DataInput!G9690,NA())","v":"Coincident"},{"$f":"IF($E9691=DataInput!$B9690,DataInput!H9690,NA())","v":2008},{"$f":"IF($E9691=DataInput!$B9690,DataInput!I9690,NA())","v":"TempCorrActualPOE10"},{"$f":"IF($E9691=DataInput!$B9690,DataInput!J9690,NA())","v":113.464525036141},{"$f":"IF($E9691=DataInput!$B9690,DataInput!K9690,NA())","v":"NA"},null,null,"VIC Cranbourne (United Energy) 66 kV",null,null,null,null,false,null,null,{"$error":"#N/A"},{"$error":"#N/A"},{"$error":"#N/A"},{"$error":"#N/A"},{"$error":"#N/A"},{"$error":"#N/A"},{"$error":"#N/A"},{"$error":"#N/A"},{"$error":"#N/A"},{"$error":"#N/A"}]
[null,{"$f":"IF(DataInput!B9728=$B$8,IF($B$9=$B$10,TRUE,IF(DataInput!E9728=$B$9,TRUE,FALSE)))","v":true},null,null,{"$f":"IF(B9729=TRUE,DataInput!B9728,NA())","v":"VIC"},{"$f":"IF($E9729=DataInput!$B9728,DataInput!C9728,NA())","v":"ERTS1266A"},{"$f":"IF($E9729=DataInput!$B9728,DataInput!D9728,NA())","v":"East Rowville 12 (AusNet) 66 kV"},{"$f":"IF($E9729=DataInput!$B9728,DataInput!E9728,NA())","v":"AusNet"},{"$f":"IF($E9729=DataInput!$B9728,DataInput!F9728,NA())","v":"Winter"},{"$f":"IF($E9729=DataInput!$B9728,DataInput!G9728,NA())","v":"Coincident"},{"$f":"IF($E9729=DataInput!$B9728,DataInput!H9728,NA())","v":2007},{"$f":"IF($E9729=DataInput!$B9728,DataInput!I9728,NA())","v":"TempCorrActualPOE10"},{"$f":"IF($E9729=DataInput!$B9728,DataInput!J9728,NA())","v":77.247620623332097},{"$f":"IF($E9729=DataInput!$B9728,DataInput!K9728,NA())","v":"NA"},null,null,"VIC East Rowville 12 (AusNet) 66 kV",null,null,null,null,false,null,null,{"$error":"#N/A"},{"$error":"#N/A"},{"$error":"#N/A"},{"$error":"#N/A"},{"$error":"#N/A"},{"$error":"#N/A"},{"$error":"#N/A"},{"$error":"#N/A"},{"$error":"#N/A"},{"$error":"#N/A"}]
[null,{"$f":"IF(DataInput!B9746=$B$8,IF($B$9=$B$10,TRUE,IF(DataInput!E9746=$B$9,TRUE,FALSE)))","v":true},null,null,{"$f":"IF(B9747=TRUE,DataInput!B9746,NA())","v":"VIC"},{"$f":"IF($E9747=DataInput!$B9746,DataInput!C9746,NA())","v":"ERTS1266U"},{"$f":"IF($E9747=DataInput!$B9746,DataInput!D9746,NA())","v":"East Rowville 12 (United Energy) 66 kV"},{"$f":"IF($E9747=DataInput!$B9746,DataInput!E9746,NA())","v":"United Energy"},{"$f":"IF($E9747=DataInput!$B9746,DataInput!F9746,NA())","v":"Summer"},{"$f":"IF($E9747=DataInput!$B9746,DataInput!G9746,NA())","v":"Coincident"},{"$f":"IF($E9747=DataInput!$B9746,DataInput!H9746,NA())","v":2007},{"$f":"IF($E9747=DataInput!$B9746,DataInput!I9746,NA())","v":"TempCorrActualPOE10"},{"$f":"IF($E9747=DataInput!$B9746,DataInput!J9746,NA())","v":129.44269936522701},{"$f":"IF($E9747=DataInput!$B9746,DataInput!K9746,NA())","v":"NA"},null,null,"VIC East Rowville 12 (United Energy) 66 kV",null,null,null,null,false,null,null,{"$error":"#N/A"},{"$error":"#N/A"},{"$error":"#N/A"},{"$error":"#N/A"},{"$error":"#N/A"},{"$error":"#N/A"},{"$error":"#N/A"},{"$error":"#N/A"},{"$error":"#N/A"},{"$error":"#N/A"}]
[null,{"$f":"IF(DataInput!B9777=$B$8,IF($B$9=$B$10,TRUE,IF(DataInput!E9777=$B$9,TRUE,FALSE)))","v":true},null,null,{"$f":"IF(B9778=TRUE,DataInput!B9777,NA())","v":"VIC"},{"$f":"IF($E9778=DataInput!$B9777,DataInput!C9777,NA())","v":"ERTS1266U"},{"$f":"IF($E9778=DataInput!$B9777,DataInput!D9777,NA())","v":"East Rowville 12 (United Energy) 66 kV"},{"$f":"IF($E9778=DataInput!$B9777,DataInput!E9777,NA())","v":"United Energy"},{"$f":"IF($E9778=DataInput!$B9777,DataInput!F9777,NA())","v":"Winter"},{"$f":"IF($E9778=DataInput!$B9777,DataInput!G9777,NA())","v":"Coincident"},{"$f":"IF($E9778=DataInput!$B9777,DataInput!H9777,NA())","v":2012},{"$f":"IF($E9778=DataInput!$B9777,DataInput!I9777,NA())","v":"TempCorrActualPOE50"},{"$f":"IF($E9778=DataInput!$B9777,DataInput!J9777,NA())","v":93.763752547463199},{"$f":"IF($E9778=DataInput!$B9777,DataInput!K9777,NA())","v":"NA"},null,null,"VIC East Rowville 12 (United Energy) 66 kV",null,null,null,null,false,null,null,{"$error":"#N/A"},{"$error":"#N/A"},{"$error":"#N/A"},{"$error":"#N/A"},{"$error":"#N/A"},{"$error":"#N/A"},{"$error":"#N/A"},{"$error":"#N/A"},{"$error":"#N/A"},{"$error":"#N/A"}]
[null,{"$f":"IF(DataInput!B9813=$B$8,IF($B$9=$B$10,TRUE,IF(DataInput!E9813=$B$9,TRUE,FALSE)))","v":true},null,null,{"$f":"IF(B9814=TRUE,DataInput!B9813,NA())","v":"VIC"},{"$f":"IF($E9814=DataInput!$B9813,DataInput!C9813,NA())","v":"ERTS3466A"},{"$f":"IF($E9814=DataInput!$B9813,DataInput!D9813,NA())","v":"East Rowville 34 (AusNet) 66 kV"},{"$f":"IF($E9814=DataInput!$B9813,DataInput!E9813,NA())","v":"AusNet"},{"$f":"IF($E9814=DataInput!$B9813,DataInput!F9813,NA())","v":"Winter"},{"$f":"IF($E9814=DataInput!$B9813,DataInput!G9813,NA())","v":"Coincident"},{"$f":"IF($E9814=DataInput!$B9813,DataInput!H9813,NA())","v":2012},{"$f":"IF($E9814=DataInput!$B9813,DataInput!I9813,NA())","v":"TempCorrActualPOE50"},{"$f":"IF($E9814=DataInput!$B9813,DataInput!J9813,NA())","v":30.187470520874498},{"$f":"IF($E9814=DataInput!$B9813,DataInput!K9813,NA())","v":"NA"},null,null,"VIC East Rowville 34 (AusNet) 66 kV",null,null,null,null,false,null,null,{"$error":"#N/A"},{"$error":"#N/A"},{"$error":"#N/A"},{"$error":"#N/A"},{"$error":"#N/A"},{"$error":"#N/A"},{"$error":"#N/A"},{"$error":"#N/A"},{"$error":"#N/A"},{"$error":"#N/A"}]
[null,{"$f":"IF(DataInput!B9854=$B$8,IF($B$9=$B$10,TRUE,IF(DataInput!E9854=$B$9,TRUE,FALSE)))","v":true},null,null,{"$f":"IF(B9855=TRUE,DataInput!B9854,NA())","v":"VIC"},{"$f":"IF($E9855=DataInput!$B9854,DataInput!C9854,NA())","v":"ERTS3466U"},{"$f":"IF($E9855=DataInput!$B9854,DataInput!D9854,NA())","v":"East Rowville 34 (United Energy) 66 kV"},{"$f":"IF($E9855=DataInput!$B9854,DataInput!E9854,NA())","v":"United Energy"},{"$f":"IF($E9855=DataInput!$B9854,DataInput!F9854,NA())","v":"Winter"},{"$f":"IF($E9855=DataInput!$B9854,DataInput!G9854,NA())","v":"Coincident"},{"$f":"IF($E9855=DataInput!$B9854,DataInput!H9854,NA())","v":2014},{"$f":"IF($E9855=DataInput!$B9854,DataInput!I9854,NA())","v":"TempCorrActualPOE10"},{"$f":"IF($E9855=DataInput!$B9854,DataInput!J9854,NA())","v":136.60824794398999},{"$f":"IF($E9855=DataInput!$B9854,DataInput!K9854,NA())","v":"NA"},null,null,"VIC East Rowville 34 (United Energy) 66 kV",null,null,null,null,false,null,null,{"$error":"#N/A"},{"$error":"#N/A"},{"$error":"#N/A"},{"$error":"#N/A"},{"$error":"#N/A"},{"$error":"#N/A"},{"$error":"#N/A"},{"$error":"#N/A"},{"$error":"#N/A"},{"$error":"#N/A"}]
[null,{"$f":"IF(DataInput!B9856=$B$8,IF($B$9=$B$10,TRUE,IF(DataInput!E9856=$B$9,TRUE,FALSE)))","v":true},null,null,{"$f":"IF(B9857=TRUE,DataInput!B9856,NA())","v":"VIC"},{"$f":"IF($E9857=DataInput!$B9856,DataInput!C9856,NA())","v":"ERTS3466U"},{"$f":"IF($E9857=DataInput!$B9856,DataInput!D9856,NA())","v":"East Rowville 34 (United Energy) 66 kV"},{"$f":"IF($E9857=DataInput!$B9856,DataInput!E9856,NA())","v":"United Energy"},{"$f":"IF($E9857=DataInput!$B9856,DataInput!F9856,NA())","v":"Winter"},{"$f":"IF($E9857=DataInput!$B9856,DataInput!G9856,NA())","v":"Coincident"},{"$f":"IF($E9857=DataInput!$B9856,DataInput!H9856,NA())","v":2015},{"$f":"IF($E9857=DataInput!$B9856,DataInput!I9856,NA())","v":"TempCorrActualPOE10"},{"$f":"IF($E9857=DataInput!$B9856,DataInput!J9856,NA())","v":140.96957178865},{"$f":"IF($E9857=DataInput!$B9856,DataInput!K9856,NA())","v":"NA"},null,null,"VIC East Rowville 34 (United Energy) 66 kV",null,null,null,null,false,null,null,{"$error":"#N/A"},{"$error":"#N/A"},{"$error":"#N/A"},{"$error":"#N/A"},{"$error":"#N/A"},{"$error":"#N/A"},{"$error":"#N/A"},{"$error":"#N/A"},{"$error":"#N/A"},{"$error":"#N/A"}]
[null,{"$f":"IF(DataInput!B9903=$B$8,IF($B$9=$B$10,TRUE,IF(DataInput!E9903=$B$9,TRUE,FALSE)))","v":true},null,null,{"$f":"IF(B9904=TRUE,DataInput!B9903,NA())","v":"VIC"},{"$f":"IF($E9904=DataInput!$B9903,DataInput!C9903,NA())","v":"FBTS66P"},{"$f":"IF($E9904=DataInput!$B9903,DataInput!D9903,NA())","v":"Fishermans Bend (Powercor) 66 kV"},{"$f":"IF($E9904=DataInput!$B9903,DataInput!E9903,NA())","v":"Powercor"},{"$f":"IF($E9904=DataInput!$B9903,DataInput!F9903,NA())","v":"Summer"},{"$f":"IF($E9904=DataInput!$B9903,DataInput!G9903,NA())","v":"Coincident"},{"$f":"IF($E9904=DataInput!$B9903,DataInput!H9903,NA())","v":2010},{"$f":"IF($E9904=DataInput!$B9903,DataInput!I9903,NA())","v":"TempCorrActualPOE50"},{"$f":"IF($E9904=DataInput!$B9903,DataInput!J9903,NA())","v":21.559083763512898},{"$f":"IF($E9904=DataInput!$B9903,DataInput!K9903,NA())","v":"NA"},null,null,"VIC Fishermans Bend (Powercor) 66 kV",null,null,null,null,false,null,null,{"$error":"#N/A"},{"$error":"#N/A"},{"$error":"#N/A"},{"$error":"#N/A"},{"$error":"#N/A"},{"$error":"#N/A"},{"$error":"#N/A"},{"$error":"#N/A"},{"$error":"#N/A"},{"$error":"#N/A"}]
[null,{"$f":"IF(DataInput!B9940=$B$8,IF($B$9=$B$10,TRUE,IF(DataInput!E9940=$B$9,TRUE,FALSE)))","v":true},null,null,{"$f":"IF(B9941=TRUE,DataInput!B9940,NA())","v":"VIC"},{"$f":"IF($E9941=DataInput!$B9940,DataInput!C9940,NA())","v":"FVTS220"},{"$f":"IF($E9941=DataInput!$B9940,DataInput!D9940,NA())","v":"Fosterville 220 kV"},{"$f":"IF($E9941=DataInput!$B9940,DataInput!E9940,NA())","v":"Direct connect"},{"$f":"IF($E9941=DataInput!$B9940,DataInput!F9940,NA())","v":"Summer"},{"$f":"IF($E9941=DataInput!$B9940,DataInput!G9940,NA())","v":"Coincident"},{"$f":"IF($E9941=DataInput!$B9940,DataInput!H9940,NA())","v":2012},{"$f":"IF($E9941=DataInput!$B9940,DataInput!I9940,NA())","v":"TempCorrActualPOE10"},{"$f":"IF($E9941=DataInput!$B9940,DataInput!J9940,NA())","v":"NA"},{"$f":"IF($E9941=DataInput!$B9940,DataInput!K9940,NA())","v":"NA"},null,null,"VIC Fosterville 220 kV",null,null,null,null,false,null,null,{"$error":"#N/A"},{"$error":"#N/A"},{"$error":"#N/A"},{"$error":"#N/A"},{"$error":"#N/A"},{"$error":"#N/A"},{"$error":"#N/A"},{"$error":"#N/A"},{"$error":"#N/A"},{"$error":"#N/A"}]
[null,{"$f":"IF(DataInput!B9964=$B$8,IF($B$9=$B$10,TRUE,IF(DataInput!E9964=$B$9,TRUE,FALSE)))","v":true},null,null,{"$f":"IF(B9965=TRUE,DataInput!B9964,NA())","v":"VIC"},{"$f":"IF($E9965=DataInput!$B9964,DataInput!C9964,NA())","v":"FVTS220"},{"$f":"IF($E9965=DataInput!$B9964,DataInput!D9964,NA())","v":"Fosterville 220 kV"},{"$f":"IF($E9965=DataInput!$B9964,DataInput!E9964,NA())","v":"Direct connect"},{"$f":"IF($E9965=DataInput!$B9964,DataInput!F9964,NA())","v":"Winter"},{"$f":"IF($E9965=DataInput!$B9964,DataInput!G9964,NA())","v":"Coincident"},{"$f":"IF($E9965=DataInput!$B9964,DataInput!H9964,NA())","v":2013},{"$f":"IF($E9965=DataInput!$B9964,DataInput!I9964,NA())","v":"TempCorrActualPOE10"},{"$f":"IF($E9965=DataInput!$B9964,DataInput!J9964,NA())","v":"NA"},{"$f":"IF($E9965=DataInput!$B9964,DataInput!K9964,NA())","v":"NA"},null,null,"VIC Fosterville 220 kV",null,null,null,null,false,null,null,{"$error":"#N/A"},{"$error":"#N/A"},{"$error":"#N/A"},{"$error":"#N/A"},{"$error":"#N/A"},{"$error":"#N/A"},{"$error":"#N/A"},{"$error":"#N/A"},{"$error":"#N/A"},{"$error":"#N/A"}]
[null,{"$f":"IF(DataInput!B9982=$B$8,IF($B$9=$B$10,TRUE,IF(DataInput!E9982=$B$9,TRUE,FALSE)))","v":true},null,null,{"$f":"IF(B9983=TRUE,DataInput!B9982,NA())","v":"VIC"},{"$f":"IF($E9983=DataInput!$B9982,DataInput!C9982,NA())","v":"GNTS66"},{"$f":"IF($E9983=DataInput!$B9982,DataInput!D9982,NA())","v":"Glenrowan (AusNet) 66 kV"},{"$f":"IF($E9983=DataInput!$B9982,DataInput!E9982,NA())","v":"AusNet"},{"$f":"IF($E9983=DataInput!$B9982,DataInput!F9982,NA())","v":"Summer"},{"$f":"IF($E9983=DataInput!$B9982,DataInput!G9982,NA())","v":"Coincident"},{"$f":"IF($E9983=DataInput!$B9982,DataInput!H9982,NA())","v":2013},{"$f":"IF($E9983=DataInput!$B9982,DataInput!I9982,NA())","v":"TempCorrActualPOE10"},{"$f":"IF($E9983=DataInput!$B9982,DataInput!J9982,NA())","v":82.741433318693595},{"$f":"IF($E9983=DataInput!$B9982,DataInput!K9982,NA())","v":"NA"},null,null,"VIC Glenrowan (AusNet) 66 kV",null,null,null,null,false,null,null,{"$error":"#N/A"},{"$error":"#N/A"},{"$error":"#N/A"},{"$error":"#N/A"},{"$error":"#N/A"},{"$error":"#N/A"},{"$error":"#N/A"},{"$error":"#N/A"},{"$error":"#N/A"},{"$error":"#N/A"}]
[null,{"$f":"IF(DataInput!B10013=$B$8,IF($B$9=$B$10,TRUE,IF(DataInput!E10013=$B$9,TRUE,FALSE)))","v":true},null,null,{"$f":"IF(B10014=TRUE,DataInput!B10013,NA())","v":"VIC"},{"$f":"IF($E10014=DataInput!$B10013,DataInput!C10013,NA())","v":"GTS1266"},{"$f":"IF($E10014=DataInput!$B10013,DataInput!D10013,NA())","v":"Geelong 12 (Powercor) 66 kV"},{"$f":"IF($E10014=DataInput!$B10013,DataInput!E10013,NA())","v":"Powercor"},{"$f":"IF($E10014=DataInput!$B10013,DataInput!F10013,NA())","v":"Summer"},{"$f":"IF($E10014=DataInput!$B10013,DataInput!G10013,NA())","v":"Coincident"},{"$f":"IF($E10014=DataInput!$B10013,DataInput!H10013,NA())","v":2009},{"$f":"IF($E10014=DataInput!$B10013,DataInput!I10013,NA())","v":"TempCorrActualPOE50"},{"$f":"IF($E10014=DataInput!$B10013,DataInput!J10013,NA())","v":152.733832776779},{"$f":"IF($E10014=DataInput!$B10013,DataInput!K10013,NA())","v":"NA"},null,null,"VIC Geelong 12 (Powercor) 66 kV",null,null,null,null,false,null,null,{"$error":"#N/A"},{"$error":"#N/A"},{"$error":"#N/A"},{"$error":"#N/A"},{"$error":"#N/A"},{"$error":"#N/A"},{"$error":"#N/A"},{"$error":"#N/A"},{"$error":"#N/A"},{"$error":"#N/A"}]
[null,{"$f":"IF(DataInput!B10035=$B$8,IF($B$9=$B$10,TRUE,IF(DataInput!E10035=$B$9,TRUE,FALSE)))","v":true},null,null,{"$f":"IF(B10036=TRUE,DataInput!B10035,NA())","v":"VIC"},{"$f":"IF($E10036=DataInput!$B10035,DataInput!C10035,NA())","v":"GTS1266"},{"$f":"IF($E10036=DataInput!$B10035,DataInput!D10035,NA())","v":"Geelong 12 (Powercor) 66 kV"},{"$f":"IF($E10036=DataInput!$B10035,DataInput!E10035,NA())","v":"Powercor"},{"$f":"IF($E10036=DataInput!$B10035,DataInput!F10035,NA())","v":"Winter"},{"$f":"IF($E10036=DataInput!$B10035,DataInput!G10035,NA())","v":"Coincident"},{"$f":"IF($E10036=DataInput!$B10035,DataInput!H10035,NA())","v":2009},{"$f":"IF($E10036=DataInput!$B10035,DataInput!I10035,NA())","v":"TempCorrActualPOE50"},{"$f":"IF($E10036=DataInput!$B10035,DataInput!J10035,NA())","v":159.55499227989699},{"$f":"IF($E10036=DataInput!$B10035,DataInput!K10035,NA())","v":"NA"},null,null,"VIC Geelong 12 (Powercor) 66 kV",null,null,null,null,false,null,null,{"$error":"#N/A"},{"$error":"#N/A"},{"$error":"#N/A"},{"$error":"#N/A"},{"$error":"#N/A"},{"$error":"#N/A"},{"$error":"#N/A"},{"$error":"#N/A"},{"$error":"#N/A"},{"$error":"#N/A"}]
[null,{"$f":"IF(DataInput!B10061=$B$8,IF($B$9=$B$10,TRUE,IF(DataInput!E10061=$B$9,TRUE,FALSE)))","v":true},null,null,{"$f":"IF(B10062=TRUE,DataInput!B10061,NA())","v":"VIC"},{"$f":"IF($E10062=DataInput!$B10061,DataInput!C10061,NA())","v":"GTS3466"},{"$f":"IF($E10062=DataInput!$B10061,DataInput!D10061,NA())","v":"Geelong 34 (Powercor) 66 kV"},{"$f":"IF($E10062=DataInput!$B10061,DataInput!E10061,NA())","v":"Powercor"},{"$f":"IF($E10062=DataInput!$B10061,DataInput!F10061,NA())","v":"Summer"},{"$f":"IF($E10062=DataInput!$B10061,DataInput!G10061,NA())","v":"Coincident"},{"$f":"IF($E10062=DataInput!$B10061,DataInput!H10061,NA())","v":2013},{"$f":"IF($E10062=DataInput!$B10061,DataInput!I10061,NA())","v":"TempCorrActualPOE50"},{"$f":"IF($E10062=DataInput!$B10061,DataInput!J10061,NA())","v":240.22545506234499},{"$f":"IF($E10062=DataInput!$B10061,DataInput!K10061,NA())","v":"NA"},null,null,"VIC Geelong 34 (Powercor) 66 kV",null,null,null,null,false,null,null,{"$error":"#N/A"},{"$error":"#N/A"},{"$error":"#N/A"},{"$error":"#N/A"},{"$error":"#N/A"},{"$error":"#N/A"},{"$error":"#N/A"},{"$error":"#N/A"},{"$error":"#N/A"},{"$error":"#N/A"}]
[null,{"$f":"IF(DataInput!B10092=$B$8,IF($B$9=$B$10,TRUE,IF(DataInput!E10092=$B$9,TRUE,FALSE)))","v":true},null,null,{"$f":"IF(B10093=TRUE,DataInput!B10092,NA())","v":"VIC"},{"$f":"IF($E10093=DataInput!$B10092,DataInput!C10092,NA())","v":"HOTS66"},{"$f":"IF($E10093=DataInput!$B10092,DataInput!D10092,NA())","v":"Horsham (Powercor) 66 kV"},{"$f":"IF($E10093=DataInput!$B10092,DataInput!E10092,NA())","v":"Powercor"},{"$f":"IF($E10093=DataInput!$B10092,DataInput!F10092,NA())","v":"Summer"},{"$f":"IF($E10093=DataInput!$B10092,DataInput!G10092,NA())","v":"Coincident"},{"$f":"IF($E10093=DataInput!$B10092,DataInput!H10092,NA())","v":2008},{"$f":"IF($E10093=DataInput!$B10092,DataInput!I10092,NA())","v":"TempCorrActualPOE10"},{"$f":"IF($E10093=DataInput!$B10092,DataInput!J10092,NA())","v":92.064991297015695},{"$f":"IF($E10093=DataInput!$B10092,DataInput!K10092,NA())","v":"NA"},null,null,"VIC Horsham (Powercor) 66 kV",null,null,null,null,false,null,null,{"$error":"#N/A"},{"$error":"#N/A"},{"$error":"#N/A"},{"$error":"#N/A"},{"$error":"#N/A"},{"$error":"#N/A"},{"$error":"#N/A"},{"$error":"#N/A"},{"$error":"#N/A"},{"$error":"#N/A"}]
[null,{"$f":"IF(DataInput!B10139=$B$8,IF($B$9=$B$10,TRUE,IF(DataInput!E10139=$B$9,TRUE,FALSE)))","v":true},null,null,{"$f":"IF(B10140=TRUE,DataInput!B10139,NA())","v":"VIC"},{"$f":"IF($E10140=DataInput!$B10139,DataInput!C10139,NA())","v":"HTS66"},{"$f":"IF($E10140=DataInput!$B10139,DataInput!D10139,NA())","v":"Heatherton (United Energy) 66 kV"},{"$f":"IF($E10140=DataInput!$B10139,DataInput!E10139,NA())","v":"United Energy"},{"$f":"IF($E10140=DataInput!$B10139,DataInput!F10139,NA())","v":"Summer"},{"$f":"IF($E10140=DataInput!$B10139,DataInput!G10139,NA())","v":"Coincident"},{"$f":"IF($E10140=DataInput!$B10139,DataInput!H10139,NA())","v":2012},{"$f":"IF($E10140=DataInput!$B10139,DataInput!I10139,NA())","v":"TempCorrActualPOE50"},{"$f":"IF($E10140=DataInput!$B10139,DataInput!J10139,NA())","v":310.88595370866102},{"$f":"IF($E10140=DataInput!$B10139,DataInput!K10139,NA())","v":"NA"},null,null,"VIC Heatherton (United Energy) 66 kV",null,null,null,null,false,null,null,{"$error":"#N/A"},{"$error":"#N/A"},{"$error":"#N/A"},{"$error":"#N/A"},{"$error":"#N/A"},{"$error":"#N/A"},{"$error":"#N/A"},{"$error":"#N/A"},{"$error":"#N/A"},{"$error":"#N/A"}]
[null,{"$f":"IF(DataInput!B10162=$B$8,IF($B$9=$B$10,TRUE,IF(DataInput!E10162=$B$9,TRUE,FALSE)))","v":true},null,null,{"$f":"IF(B10163=TRUE,DataInput!B10162,NA())","v":"VIC"},{"$f":"IF($E10163=DataInput!$B10162,DataInput!C10162,NA())","v":"HTS66"},{"$f":"IF($E10163=DataInput!$B10162,DataInput!D10162,NA())","v":"Heatherton (United Energy) 66 kV"},{"$f":"IF($E10163=DataInput!$B10162,DataInput!E10162,NA())","v":"United Energy"},{"$f":"IF($E10163=DataInput!$B10162,DataInput!F10162,NA())","v":"Winter"},{"$f":"IF($E10163=DataInput!$B10162,DataInput!G10162,NA())","v":"Coincident"},{"$f":"IF($E10163=DataInput!$B10162,DataInput!H10162,NA())","v":2012},{"$f":"IF($E10163=DataInput!$B10162,DataInput!I10162,NA())","v":"TempCorrActualPOE10"},{"$f":"IF($E10163=DataInput!$B10162,DataInput!J10162,NA())","v":253.97649823719999},{"$f":"IF($E10163=DataInput!$B10162,DataInput!K10162,NA())","v":"NA"},null,null,"VIC Heatherton (United Energy) 66 kV",null,null,null,null,false,null,null,{"$error":"#N/A"},{"$error":"#N/A"},{"$error":"#N/A"},{"$error":"#N/A"},{"$error":"#N/A"},{"$error":"#N/A"},{"$error":"#N/A"},{"$error":"#N/A"},{"$error":"#N/A"},{"$error":"#N/A"}]
[null,{"$f":"IF(DataInput!B10171=$B$8,IF($B$9=$B$10,TRUE,IF(DataInput!E10171=$B$9,TRUE,FALSE)))","v":true},null,null,{"$f":"IF(B10172=TRUE,DataInput!B10171,NA())","v":"VIC"},{"$f":"IF($E10172=DataInput!$B10171,DataInput!C10171,NA())","v":"HYTS22"},{"$f":"IF($E10172=DataInput!$B10171,DataInput!D10171,NA())","v":"Heywood (Powercor) 22 kV"},{"$f":"IF($E10172=DataInput!$B10171,DataInput!E10171,NA())","v":"Powercor"},{"$f":"IF($E10172=DataInput!$B10171,DataInput!F10171,NA())","v":"Summer"},{"$f":"IF($E10172=DataInput!$B10171,DataInput!G10171,NA())","v":"Coincident"},{"$f":"IF($E10172=DataInput!$B10171,DataInput!H10171,NA())","v":2011},{"$f":"IF($E10172=DataInput!$B10171,DataInput!I10171,NA())","v":"TempCorrActualPOE50"},{"$f":"IF($E10172=DataInput!$B10171,DataInput!J10171,NA())","v":1.0522056680655201},{"$f":"IF($E10172=DataInput!$B10171,DataInput!K10171,NA())","v":"NA"},null,null,"VIC Heywood (Powercor) 22 kV",null,null,null,null,false,null,null,{"$error":"#N/A"},{"$error":"#N/A"},{"$error":"#N/A"},{"$error":"#N/A"},{"$error":"#N/A"},{"$error":"#N/A"},{"$error":"#N/A"},{"$error":"#N/A"},{"$error":"#N/A"},{"$error":"#N/A"}]
[null,{"$f":"IF(DataInput!B10218=$B$8,IF($B$9=$B$10,TRUE,IF(DataInput!E10218=$B$9,TRUE,FALSE)))","v":true},null,null,{"$f":"IF(B10219=TRUE,DataInput!B10218,NA())","v":"VIC"},{"$f":"IF($E10219=DataInput!$B10218,DataInput!C10218,NA())","v":"JLA220"},{"$f":"IF($E10219=DataInput!$B10218,DataInput!D10218,NA())","v":"John Lysaght 220 kV"},{"$f":"IF($E10219=DataInput!$B10218,DataInput!E10218,NA())","v":"Direct Connect"},{"$f":"IF($E10219=DataInput!$B10218,DataInput!F10218,NA())","v":"Winter"},{"$f":"IF($E10219=DataInput!$B10218,DataInput!G10218,NA())","v":"Coincident"},{"$f":"IF($E10219=DataInput!$B10218,DataInput!H10218,NA())","v":2008},{"$f":"IF($E10219=DataInput!$B10218,DataInput!I10218,NA())","v":"TempCorrActualPOE10"},{"$f":"IF($E10219=DataInput!$B10218,DataInput!J10218,NA())","v":"NA"},{"$f":"IF($E10219=DataInput!$B10218,DataInput!K10218,NA())","v":"NA"},null,null,"VIC John Lysaght 220 kV",null,null,null,null,false,null,null,{"$error":"#N/A"},{"$error":"#N/A"},{"$error":"#N/A"},{"$error":"#N/A"},{"$error":"#N/A"},{"$error":"#N/A"},{"$error":"#N/A"},{"$error":"#N/A"},{"$error":"#N/A"},{"$error":"#N/A"}]
[null,{"$f":"IF(DataInput!B10249=$B$8,IF($B$9=$B$10,TRUE,IF(DataInput!E10249=$B$9,TRUE,FALSE)))","v":true},null,null,{"$f":"IF(B10250=TRUE,DataInput!B10249,NA())","v":"VIC"},{"$f":"IF($E10250=DataInput!$B10249,DataInput!C10249,NA())","v":"KGTS22"},{"$f":"IF($E10250=DataInput!$B10249,DataInput!D10249,NA())","v":"Kerang (Powercor) 22 kV"},{"$f":"IF($E10250=DataInput!$B10249,DataInput!E10249,NA())","v":"Powercor"},{"$f":"IF($E10250=DataInput!$B10249,DataInput!F10249,NA())","v":"Summer"},{"$f":"IF($E10250=DataInput!$B10249,DataInput!G10249,NA())","v":"Coincident"},{"$f":"IF($E10250=DataInput!$B10249,DataInput!H10249,NA())","v":2015},{"$f":"IF($E10250=DataInput!$B10249,DataInput!I10249,NA())","v":"TempCorrActualPOE50"},{"$f":"IF($E10250=DataInput!$B10249,DataInput!J10249,NA())","v":11.4564679938133},{"$f":"IF($E10250=DataInput!$B10249,DataInput!K10249,NA())","v":"NA"},null,null,"VIC Kerang (Powercor) 22 kV",null,null,null,null,false,null,null,{"$error":"#N/A"},{"$error":"#N/A"},{"$error":"#N/A"},{"$error":"#N/A"},{"$error":"#N/A"},{"$error":"#N/A"},{"$error":"#N/A"},{"$error":"#N/A"},{"$error":"#N/A"},{"$error":"#N/A"}]
[null,{"$f":"IF(DataInput!B10285=$B$8,IF($B$9=$B$10,TRUE,IF(DataInput!E10285=$B$9,TRUE,FALSE)))","v":true},null,null,{"$f":"IF(B10286=TRUE,DataInput!B10285,NA())","v":"VIC"},{"$f":"IF($E10286=DataInput!$B10285,DataInput!C10285,NA())","v":"KGTS66"},{"$f":"IF($E10286=DataInput!$B10285,DataInput!D10285,NA())","v":"Kerang (Powercor) 66 kV"},{"$f":"IF($E10286=DataInput!$B10285,DataInput!E10285,NA())","v":"Powercor"},{"$f":"IF($E10286=DataInput!$B10285,DataInput!F10285,NA())","v":"Summer"},{"$f":"IF($E10286=DataInput!$B10285,DataInput!G10285,NA())","v":"Coincident"},{"$f":"IF($E10286=DataInput!$B10285,DataInput!H10285,NA())","v":2013},{"$f":"IF($E10286=DataInput!$B10285,DataInput!I10285,NA())","v":"TempCorrActualPOE50"},{"$f":"IF($E10286=DataInput!$B10285,DataInput!J10285,NA())","v":44.256658647286898},{"$f":"IF($E10286=DataInput!$B10285,DataInput!K10285,NA())","v":"NA"},null,null,"VIC Kerang (Powercor) 66 kV",null,null,null,null,false,null,null,{"$error":"#N/A"},{"$error":"#N/A"},{"$error":"#N/A"},{"$error":"#N/A"},{"$error":"#N/A"},{"$error":"#N/A"},{"$error":"#N/A"},{"$error":"#N/A"},{"$error":"#N/A"},{"$error":"#N/A"}]
[null,{"$f":"IF(DataInput!B10297=$B$8,IF($B$9=$B$10,TRUE,IF(DataInput!E10297=$B$9,TRUE,FALSE)))","v":true},null,null,{"$f":"IF(B10298=TRUE,DataInput!B10297,NA())","v":"VIC"},{"$f":"IF($E10298=DataInput!$B10297,DataInput!C10297,NA())","v":"KGTS66"},{"$f":"IF($E10298=DataInput!$B10297,DataInput!D10297,NA())","v":"Kerang (Powercor) 66 kV"},{"$f":"IF($E10298=DataInput!$B10297,DataInput!E10297,NA())","v":"Powercor"},{"$f":"IF($E10298=DataInput!$B10297,DataInput!F10297,NA())","v":"Winter"},{"$f":"IF($E10298=DataInput!$B10297,DataInput!G10297,NA())","v":"Coincident"},{"$f":"IF($E10298=DataInput!$B10297,DataInput!H10297,NA())","v":2012},{"$f":"IF($E10298=DataInput!$B10297,DataInput!I10297,NA())","v":"TempCorrActualPOE50"},{"$f":"IF($E10298=DataInput!$B10297,DataInput!J10297,NA())","v":38.699066948224903},{"$f":"IF($E10298=DataInput!$B10297,DataInput!K10297,NA())","v":"NA"},null,null,"VIC Kerang (Powercor) 66 kV",null,null,null,null,false,null,null,{"$error":"#N/A"},{"$error":"#N/A"},{"$error":"#N/A"},{"$error":"#N/A"},{"$error":"#N/A"},{"$error":"#N/A"},{"$error":"#N/A"},{"$error":"#N/A"},{"$error":"#N/A"},{"$error":"#N/A"}]
[null,{"$f":"IF(DataInput!B10328=$B$8,IF($B$9=$B$10,TRUE,IF(DataInput!E10328=$B$9,TRUE,FALSE)))","v":true},null,null,{"$f":"IF(B10329=TRUE,DataInput!B10328,NA())","v":"VIC"},{"$f":"IF($E10329=DataInput!$B10328,DataInput!C10328,NA())","v":"KTSEJ"},{"$f":"IF($E10329=DataInput!$B10328,DataInput!D10328,NA())","v":"Keilor East (Jemena) 66 kV"},{"$f":"IF($E10329=DataInput!$B10328,DataInput!E10328,NA())","v":"Jemena"},{"$f":"IF($E10329=DataInput!$B10328,DataInput!F10328,NA())","v":"Winter"},{"$f":"IF($E10329=DataInput!$B10328,DataInput!G10328,NA())","v":"Coincident"},{"$f":"IF($E10329=DataInput!$B10328,DataInput!H10328,NA())","v":2007},{"$f":"IF($E10329=DataInput!$B10328,DataInput!I10328,NA())","v":"TempCorrActualPOE10"},{"$f":"IF($E10329=DataInput!$B10328,DataInput!J10328,NA())","v":163.42538285470701},{"$f":"IF($E10329=DataInput!$B10328,DataInput!K10328,NA())","v":"NA"},null,null,"VIC Keilor East (Jemena) 66 kV",null,null,null,null,false,null,null,{"$error":"#N/A"},{"$error":"#N/A"},{"$error":"#N/A"},{"$error":"#N/A"},{"$error":"#N/A"},{"$error":"#N/A"},{"$error":"#N/A"},{"$error":"#N/A"},{"$error":"#N/A"},{"$error":"#N/A"}]
[null,{"$f":"IF(DataInput!B10346=$B$8,IF($B$9=$B$10,TRUE,IF(DataInput!E10346=$B$9,TRUE,FALSE)))","v":true},null,null,{"$f":"IF(B10347=TRUE,DataInput!B10346,NA())","v":"VIC"},{"$f":"IF($E10347=DataInput!$B10346,DataInput!C10346,NA())","v":"KTSEP"},{"$f":"IF($E10347=DataInput!$B10346,DataInput!D10346,NA())","v":"Keilor East (Powercor) 66 kV"},{"$f":"IF($E10347=DataInput!$B10346,DataInput!E10346,NA())","v":"Powercor"},{"$f":"IF($E10347=DataInput!$B10346,DataInput!F10346,NA())","v":"Summer"},{"$f":"IF($E10347=DataInput!$B10346,DataInput!G10346,NA())","v":"Coincident"},{"$f":"IF($E10347=DataInput!$B10346,DataInput!H10346,NA())","v":2007},{"$f":"IF($E10347=DataInput!$B10346,DataInput!I10346,NA())","v":"TempCorrActualPOE10"},{"$f":"IF($E10347=DataInput!$B10346,DataInput!J10346,NA())","v":134.15943449500301},{"$f":"IF($E10347=DataInput!$B10346,DataInput!K10346,NA())","v":"NA"},null,null,"VIC Keilor East (Powercor) 66 kV",null,null,null,null,true,null,null,"VIC","KTSEP","Keilor East (Powercor) 66 kV","Powercor","Summer","Coincident",2007,"TempCorrActualPOE10",134.15943449500301,"NA"]
[null,{"$f":"IF(DataInput!B10384=$B$8,IF($B$9=$B$10,TRUE,IF(DataInput!E10384=$B$9,TRUE,FALSE)))","v":true},null,null,{"$f":"IF(B10385=TRUE,DataInput!B10384,NA())","v":"VIC"},{"$f":"IF($E10385=DataInput!$B10384,DataInput!C10384,NA())","v":"KTSEP"},{"$f":"IF($E10385=DataInput!$B10384,DataInput!D10384,NA())","v":"Keilor East (Powercor) 66 kV"},{"$f":"IF($E10385=DataInput!$B10384,DataInput!E10384,NA())","v":"Powercor"},{"$f":"IF($E10385=DataInput!$B10384,DataInput!F10384,NA())","v":"Winter"},{"$f":"IF($E10385=DataInput!$B10384,DataInput!G10384,NA())","v":"Coincident"},{"$f":"IF($E10385=DataInput!$B10384,DataInput!H10384,NA())","v":2015},{"$f":"IF($E10385=DataInput!$B10384,DataInput!I10384,NA())","v":"TempCorrActualPOE10"},{"$f":"IF($E10385=DataInput!$B10384,DataInput!J10384,NA())","v":134.13919646062399},{"$f":"IF($E10385=DataInput!$B10384,DataInput!K10384,NA())","v":"NA"},null,null,"VIC Keilor East (Powercor) 66 kV",null,null,null,null,true,null,null,"VIC","KTSEP","Keilor East (Powercor) 66 kV","Powercor","Winter","Coincident",2015,"TempCorrActualPOE10",134.13919646062399,"NA"]
[null,{"$f":"IF(DataInput!B10407=$B$8,IF($B$9=$B$10,TRUE,IF(DataInput!E10407=$B$9,TRUE,FALSE)))","v":true},null,null,{"$f":"IF(B10408=TRUE,DataInput!B10407,NA())","v":"VIC"},{"$f":"IF($E10408=DataInput!$B10407,DataInput!C10407,NA())","v":"KTSWJ"},{"$f":"IF($E10408=DataInput!$B10407,DataInput!D10407,NA())","v":"Keilor West (Jemena) 66 kV"},{"$f":"IF($E10408=DataInput!$B10407,DataInput!E10407,NA())","v":"Jemena"},{"$f":"IF($E10408=DataInput!$B10407,DataInput!F10407,NA())","v":"Winter"},{"$f":"IF($E10408=DataInput!$B10407,DataInput!G10407,NA())","v":"Coincident"},{"$f":"IF($E10408=DataInput!$B10407,DataInput!H10407,NA())","v":2007},{"$f":"IF($E10408=DataInput!$B10407,DataInput!I10407,NA())","v":"TempCorrActualPOE50"},{"$f":"IF($E10408=DataInput!$B10407,DataInput!J10407,NA())","v":48.109332247404197},{"$f":"IF($E10408=DataInput!$B10407,DataInput!K10407,NA())","v":"NA"},null,null,"VIC Keilor West (Jemena) 66 kV",null,null,null,null,false,null,null,{"$error":"#N/A"},{"$error":"#N/A"},{"$error":"#N/A"},{"$error":"#N/A"},{"$error":"#N/A"},{"$error":"#N/A"},{"$error":"#N/A"},{"$error":"#N/A"},{"$error":"#N/A"},{"$error":"#N/A"}]
[null,{"$f":"IF(DataInput!B10454=$B$8,IF($B$9=$B$10,TRUE,IF(DataInput!E10454=$B$9,TRUE,FALSE)))","v":true},null,null,{"$f":"IF(B10455=TRUE,DataInput!B10454,NA())","v":"VIC"},{"$f":"IF($E10455=DataInput!$B10454,DataInput!C10454,NA())","v":"KTSWP"},{"$f":"IF($E10455=DataInput!$B10454,DataInput!D10454,NA())","v":"Keilor West (Powercor) 66 kV"},{"$f":"IF($E10455=DataInput!$B10454,DataInput!E10454,NA())","v":"Powercor"},{"$f":"IF($E10455=DataInput!$B10454,DataInput!F10454,NA())","v":"Winter"},{"$f":"IF($E10455=DataInput!$B10454,DataInput!G10454,NA())","v":"Coincident"},{"$f":"IF($E10455=DataInput!$B10454,DataInput!H10454,NA())","v":2010},{"$f":"IF($E10455=DataInput!$B10454,DataInput!I10454,NA())","v":"TempCorrActualPOE10"},{"$f":"IF($E10455=DataInput!$B10454,DataInput!J10454,NA())","v":151.44455817913499},{"$f":"IF($E10455=DataInput!$B10454,DataInput!K10454,NA())","v":"NA"},null,null,"VIC Keilor West (Powercor) 66 kV",null,null,null,null,false,null,null,{"$error":"#N/A"},{"$error":"#N/A"},{"$error":"#N/A"},{"$error":"#N/A"},{"$error":"#N/A"},{"$error":"#N/A"},{"$error":"#N/A"},{"$error":"#N/A"},{"$error":"#N/A"},{"$error":"#N/A"}]
[null,{"$f":"IF(DataInput!B10485=$B$8,IF($B$9=$B$10,TRUE,IF(DataInput!E10485=$B$9,TRUE,FALSE)))","v":true},null,null,{"$f":"IF(B10486=TRUE,DataInput!B10485,NA())","v":"VIC"},{"$f":"IF($E10486=DataInput!$B10485,DataInput!C10485,NA())","v":"MBTS66"},{"$f":"IF($E10486=DataInput!$B10485,DataInput!D10485,NA())","v":"Mt Beauty (AusNet) 66 kV"},{"$f":"IF($E10486=DataInput!$B10485,DataInput!E10485,NA())","v":"AusNet"},{"$f":"IF($E10486=DataInput!$B10485,DataInput!F10485,NA())","v":"Summer"},{"$f":"IF($E10486=DataInput!$B10485,DataInput!G10485,NA())","v":"Coincident"},{"$f":"IF($E10486=DataInput!$B10485,DataInput!H10485,NA())","v":2008},{"$f":"IF($E10486=DataInput!$B10485,DataInput!I10485,NA())","v":"TempCorrActualPOE50"},{"$f":"IF($E10486=DataInput!$B10485,DataInput!J10485,NA())","v":32.205596701444001},{"$f":"IF($E10486=DataInput!$B10485,DataInput!K10485,NA())","v":"NA"},null,null,"VIC Mt Beauty (AusNet) 66 kV",null,null,null,null,false,null,null,{"$error":"#N/A"},{"$error":"#N/A"},{"$error":"#N/A"},{"$error":"#N/A"},{"$error":"#N/A"},{"$error":"#N/A"},{"$error":"#N/A"},{"$error":"#N/A"},{"$error":"#N/A"},{"$error":"#N/A"}]
[null,{"$f":"IF(DataInput!B10511=$B$8,IF($B$9=$B$10,TRUE,IF(DataInput!E10511=$B$9,TRUE,FALSE)))","v":true},null,null,{"$f":"IF(B10512=TRUE,DataInput!B10511,NA())","v":"VIC"},{"$f":"IF($E10512=DataInput!$B10511,DataInput!C10511,NA())","v":"MBTS66"},{"$f":"IF($E10512=DataInput!$B10511,DataInput!D10511,NA())","v":"Mt Beauty (AusNet) 66 kV"},{"$f":"IF($E10512=DataInput!$B10511,DataInput!E10511,NA())","v":"AusNet"},{"$f":"IF($E10512=DataInput!$B10511,DataInput!F10511,NA())","v":"Winter"},{"$f":"IF($E10512=DataInput!$B10511,DataInput!G10511,NA())","v":"Coincident"},{"$f":"IF($E10512=DataInput!$B10511,DataInput!H10511,NA())","v":2010},{"$f":"IF($E10512=DataInput!$B10511,DataInput!I10511,NA())","v":"TempCorrActualPOE50"},{"$f":"IF($E10512=DataInput!$B10511,DataInput!J10511,NA())","v":43.952758643312798},{"$f":"IF($E10512=DataInput!$B10511,DataInput!K10511,NA())","v":"NA"},null,null,"VIC Mt Beauty (AusNet) 66 kV",null,null,null,null,false,null,null,{"$error":"#N/A"},{"$error":"#N/A"},{"$error":"#N/A"},{"$error":"#N/A"},{"$error":"#N/A"},{"$error":"#N/A"},{"$error":"#N/A"},{"$error":"#N/A"},{"$error":"#N/A"},{"$error":"#N/A"}]
[null,{"$f":"IF(DataInput!B10533=$B$8,IF($B$9=$B$10,TRUE,IF(DataInput!E10533=$B$9,TRUE,FALSE)))","v":true},null,null,{"$f":"IF(B10534=TRUE,DataInput!B10533,NA())","v":"VIC"},{"$f":"IF($E10534=DataInput!$B10533,DataInput!C10533,NA())","v":"MTS22"},{"$f":"IF($E10534=DataInput!$B10533,DataInput!D10533,NA())","v":"Malvern (United Energy) 66 kV"},{"$f":"IF($E10534=DataInput!$B10533,DataInput!E10533,NA())","v":"United Energy"},{"$f":"IF($E10534=DataInput!$B10533,DataInput!F10533,NA())","v":"Summer"},{"$f":"IF($E10534=DataInput!$B10533,DataInput!G10533,NA())","v":"Coincident"},{"$f":"IF($E10534=DataInput!$B10533,DataInput!H10533,NA())","v":2014},{"$f":"IF($E10534=DataInput!$B10533,DataInput!I10533,NA())","v":"TempCorrActualPOE50"},{"$f":"IF($E10534=DataInput!$B10533,DataInput!J10533,NA())","v":37.093411596074901},{"$f":"IF($E10534=DataInput!$B10533,DataInput!K10533,NA())","v":"NA"},null,null,"VIC Malvern (United Energy) 66 kV",null,null,null,null,false,null,null,{"$error":"#N/A"},{"$error":"#N/A"},{"$error":"#N/A"},{"$error":"#N/A"},{"$error":"#N/A"},{"$error":"#N/A"},{"$error":"#N/A"},{"$error":"#N/A"},{"$error":"#N/A"},{"$error":"#N/A"}]
[null,{"$f":"IF(DataInput!B10564=$B$8,IF($B$9=$B$10,TRUE,IF(DataInput!E10564=$B$9,TRUE,FALSE)))","v":true},null,null,{"$f":"IF(B10565=TRUE,DataInput!B10564,NA())","v":"VIC"},{"$f":"IF($E10565=DataInput!$B10564,DataInput!C10564,NA())","v":"MTS66"},{"$f":"IF($E10565=DataInput!$B10564,DataInput!D10564,NA())","v":"Malvern (United Energy) 22 kV"},{"$f":"IF($E10565=DataInput!$B10564,DataInput!E10564,NA())","v":"United Energy"},{"$f":"IF($E10565=DataInput!$B10564,DataInput!F10564,NA())","v":"Summer"},{"$f":"IF($E10565=DataInput!$B10564,DataInput!G10564,NA())","v":"Coincident"},{"$f":"IF($E10565=DataInput!$B10564,DataInput!H10564,NA())","v":2011},{"$f":"IF($E10565=DataInput!$B10564,DataInput!I10564,NA())","v":"TempCorrActualPOE10"},{"$f":"IF($E10565=DataInput!$B10564,DataInput!J10564,NA())","v":180.68619939592199},{"$f":"IF($E10565=DataInput!$B10564,DataInput!K10564,NA())","v":"NA"},null,null,"VIC Malvern (United Energy) 22 kV",null,null,null,null,false,null,null,{"$error":"#N/A"},{"$error":"#N/A"},{"$error":"#N/A"},{"$error":"#N/A"},{"$error":"#N/A"},{"$error":"#N/A"},{"$error":"#N/A"},{"$error":"#N/A"},{"$error":"#N/A"},{"$error":"#N/A"}]
[null,{"$f":"IF(DataInput!B10582=$B$8,IF($B$9=$B$10,TRUE,IF(DataInput!E10582=$B$9,TRUE,FALSE)))","v":true},null,null,{"$f":"IF(B10583=TRUE,DataInput!B10582,NA())","v":"VIC"},{"$f":"IF($E10583=DataInput!$B10582,DataInput!C10582,NA())","v":"MTS66"},{"$f":"IF($E10583=DataInput!$B10582,DataInput!D10582,NA())","v":"Malvern (United Energy) 22 kV"},{"$f":"IF($E10583=DataInput!$B10582,DataInput!E10582,NA())","v":"United Energy"},{"$f":"IF($E10583=DataInput!$B10582,DataInput!F10582,NA())","v":"Winter"},{"$f":"IF($E10583=DataInput!$B10582,DataInput!G10582,NA())","v":"Coincident"},{"$f":"IF($E10583=DataInput!$B10582,DataInput!H10582,NA())","v":2009},{"$f":"IF($E10583=DataInput!$B10582,DataInput!I10582,NA())","v":"TempCorrActualPOE10"},{"$f":"IF($E10583=DataInput!$B10582,DataInput!J10582,NA())","v":125.42617333897699},{"$f":"IF($E10583=DataInput!$B10582,DataInput!K10582,NA())","v":"NA"},null,null,"VIC Malvern (United Energy) 22 kV",null,null,null,null,false,null,null,{"$error":"#N/A"},{"$error":"#N/A"},{"$error":"#N/A"},{"$error":"#N/A"},{"$error":"#N/A"},{"$error":"#N/A"},{"$error":"#N/A"},{"$error":"#N/A"},{"$error":"#N/A"},{"$error":"#N/A"}]
[null,{"$f":"IF(DataInput!B10606=$B$8,IF($B$9=$B$10,TRUE,IF(DataInput!E10606=$B$9,TRUE,FALSE)))","v":true},null,null,{"$f":"IF(B10607=TRUE,DataInput!B10606,NA())","v":"VIC"},{"$f":"IF($E10607=DataInput!$B10606,DataInput!C10606,NA())","v":"MWTS66"},{"$f":"IF($E10607=DataInput!$B10606,DataInput!D10606,NA())","v":"Morwell (Ausnet) 66 kV"},{"$f":"IF($E10607=DataInput!$B10606,DataInput!E10606,NA())","v":"AusNet"},{"$f":"IF($E10607=DataInput!$B10606,DataInput!F10606,NA())","v":"Summer"},{"$f":"IF($E10607=DataInput!$B10606,DataInput!G10606,NA())","v":"Coincident"},{"$f":"IF($E10607=DataInput!$B10606,DataInput!H10606,NA())","v":2012},{"$f":"IF($E10607=DataInput!$B10606,DataInput!I10606,NA())","v":"TempCorrActualPOE10"},{"$f":"IF($E10607=DataInput!$B10606,DataInput!J10606,NA())","v":369.41190531629701},{"$f":"IF($E10607=DataInput!$B10606,DataInput!K10606,NA())","v":"NA"},null,null,"VIC Morwell (Ausnet) 66 kV",null,null,null,null,false,null,null,{"$error":"#N/A"},{"$error":"#N/A"},{"$error":"#N/A"},{"$error":"#N/A"},{"$error":"#N/A"},{"$error":"#N/A"},{"$error":"#N/A"},{"$error":"#N/A"},{"$error":"#N/A"},{"$error":"#N/A"}]
[null,{"$f":"IF(DataInput!B10643=$B$8,IF($B$9=$B$10,TRUE,IF(DataInput!E10643=$B$9,TRUE,FALSE)))","v":true},null,null,{"$f":"IF(B10644=TRUE,DataInput!B10643,NA())","v":"VIC"},{"$f":"IF($E10644=DataInput!$B10643,DataInput!C10643,NA())","v":"NKHN"},{"$f":"IF($E10644=DataInput!$B10643,DataInput!D10643,NA())","v":"Khancoban (Essential Energy) 11 kV"},{"$f":"IF($E10644=DataInput!$B10643,DataInput!E10643,NA())","v":"Essential Energy"},{"$f":"IF($E10644=DataInput!$B10643,DataInput!F10643,NA())","v":"Summer"},{"$f":"IF($E10644=DataInput!$B10643,DataInput!G10643,NA())","v":"Coincident"},{"$f":"IF($E10644=DataInput!$B10643,DataInput!H10643,NA())","v":2012},{"$f":"IF($E10644=DataInput!$B10643,DataInput!I10643,NA())","v":"TempCorrActualPOE50"},{"$f":"IF($E10644=DataInput!$B10643,DataInput!J10643,NA())","v":0.24445341170955801},{"$f":"IF($E10644=DataInput!$B10643,DataInput!K10643,NA())","v":"NA"},null,null,"VIC Khancoban (Essential Energy) 11 kV",null,null,null,null,false,null,null,{"$error":"#N/A"},{"$error":"#N/A"},{"$error":"#N/A"},{"$error":"#N/A"},{"$error":"#N/A"},{"$error":"#N/A"},{"$error":"#N/A"},{"$error":"#N/A"},{"$error":"#N/A"},{"$error":"#N/A"}]
[null,{"$f":"IF(DataInput!B10661=$B$8,IF($B$9=$B$10,TRUE,IF(DataInput!E10661=$B$9,TRUE,FALSE)))","v":true},null,null,{"$f":"IF(B10662=TRUE,DataInput!B10661,NA())","v":"VIC"},{"$f":"IF($E10662=DataInput!$B10661,DataInput!C10661,NA())","v":"NKHN"},{"$f":"IF($E10662=DataInput!$B10661,DataInput!D10661,NA())","v":"Khancoban (Essential Energy) 11 kV"},{"$f":"IF($E10662=DataInput!$B10661,DataInput!E10661,NA())","v":"Essential Energy"},{"$f":"IF($E10662=DataInput!$B10661,DataInput!F10661,NA())","v":"Winter"},{"$f":"IF($E10662=DataInput!$B10661,DataInput!G10661,NA())","v":"Coincident"},{"$f":"IF($E10662=DataInput!$B10661,DataInput!H10661,NA())","v":2010},{"$f":"IF($E10662=DataInput!$B10661,DataInput!I10661,NA())","v":"TempCorrActualPOE50"},{"$f":"IF($E10662=DataInput!$B10661,DataInput!J10661,NA())","v":0.31616112333921298},{"$f":"IF($E10662=DataInput!$B10661,DataInput!K10661,NA())","v":"NA"},null,null,"VIC Khancoban (Essential Energy) 11 kV",null,null,null,null,false,null,null,{"$error":"#N/A"},{"$error":"#N/A"},{"$error":"#N/A"},{"$error":"#N/A"},{"$error":"#N/A"},{"$error":"#N/A"},{"$error":"#N/A"},{"$error":"#N/A"},{"$error":"#N/A"},{"$error":"#N/A"}]
[null,{"$f":"IF(DataInput!B10692=$B$8,IF($B$9=$B$10,TRUE,IF(DataInput!E10692=$B$9,TRUE,FALSE)))","v":true},null,null,{"$f":"IF(B10693=TRUE,DataInput!B10692,NA())","v":"VIC"},{"$f":"IF($E10693=DataInput!$B10692,DataInput!C10692,NA())","v":"RCTS22"},{"$f":"IF($E10693=DataInput!$B10692,DataInput!D10692,NA())","v":"Red Cliffs (Powercor) 22 kV"},{"$f":"IF($E10693=DataInput!$B10692,DataInput!E10692,NA())","v":"Powercor"},{"$f":"IF($E10693=DataInput!$B10692,DataInput!F10692,NA())","v":"Summer"},{"$f":"IF($E10693=DataInput!$B10692,DataInput!G10692,NA())","v":"Coincident"},{"$f":"IF($E10693=DataInput!$B10692,DataInput!H10692,NA())","v":2016},{"$f":"IF($E10693=DataInput!$B10692,DataInput!I10692,NA())","v":"TempCorrActualPOE10"},{"$f":"IF($E10693=DataInput!$B10692,DataInput!J10692,NA())","v":30.149290609407},{"$f":"IF($E10693=DataInput!$B10692,DataInput!K10692,NA())","v":"NA"},null,null,"VIC Red Cliffs (Powercor) 22 kV",null,null,null,null,false,null,null,{"$error":"#N/A"},{"$error":"#N/A"},{"$error":"#N/A"},{"$error":"#N/A"},{"$error":"#N/A"},{"$error":"#N/A"},{"$error":"#N/A"},{"$error":"#N/A"},{"$error":"#N/A"},{"$error":"#N/A"}]
[null,{"$f":"IF(DataInput!B10733=$B$8,IF($B$9=$B$10,TRUE,IF(DataInput!E10733=$B$9,TRUE,FALSE)))","v":true},null,null,{"$f":"IF(B10734=TRUE,DataInput!B10733,NA())","v":"VIC"},{"$f":"IF($E10734=DataInput!$B10733,DataInput!C10733,NA())","v":"RCTS66"},{"$f":"IF($E10734=DataInput!$B10733,DataInput!D10733,NA())","v":"Red Cliffs (Powercor) 66 kV"},{"$f":"IF($E10734=DataInput!$B10733,DataInput!E10733,NA())","v":"Powercor"},{"$f":"IF($E10734=DataInput!$B10733,DataInput!F10733,NA())","v":"Winter"},{"$f":"IF($E10734=DataInput!$B10733,DataInput!G10733,NA())","v":"Coincident"},{"$f":"IF($E10734=DataInput!$B10733,DataInput!H10733,NA())","v":2006},{"$f":"IF($E10734=DataInput!$B10733,DataInput!I10733,NA())","v":"TempCorrActualPOE50"},{"$f":"IF($E10734=DataInput!$B10733,DataInput!J10733,NA())","v":67.332809656482198},{"$f":"IF($E10734=DataInput!$B10733,DataInput!K10733,NA())","v":"NA"},null,null,"VIC Red Cliffs (Powercor) 66 kV",null,null,null,null,false,null,null,{"$error":"#N/A"},{"$error":"#N/A"},{"$error":"#N/A"},{"$error":"#N/A"},{"$error":"#N/A"},{"$error":"#N/A"},{"$error":"#N/A"},{"$error":"#N/A"},{"$error":"#N/A"},{"$error":"#N/A"}]
[null,{"$f":"IF(DataInput!B10769=$B$8,IF($B$9=$B$10,TRUE,IF(DataInput!E10769=$B$9,TRUE,FALSE)))","v":true},null,null,{"$f":"IF(B10770=TRUE,DataInput!B10769,NA())","v":"VIC"},{"$f":"IF($E10770=DataInput!$B10769,DataInput!C10769,NA())","v":"RTS1266C"},{"$f":"IF($E10770=DataInput!$B10769,DataInput!D10769,NA())","v":"Richmond 12 (CitiPower) 66 kV"},{"$f":"IF($E10770=DataInput!$B10769,DataInput!E10769,NA())","v":"Citipower"},{"$f":"IF($E10770=DataInput!$B10769,DataInput!F10769,NA())","v":"Summer"},{"$f":"IF($E10770=DataInput!$B10769,DataInput!G10769,NA())","v":"Coincident"},{"$f":"IF($E10770=DataInput!$B10769,DataInput!H10769,NA())","v":2015},{"$f":"IF($E10770=DataInput!$B10769,DataInput!I10769,NA())","v":"TempCorrActualPOE50"},{"$f":"IF($E10770=DataInput!$B10769,DataInput!J10769,NA())","v":267.24303231659002},{"$f":"IF($E10770=DataInput!$B10769,DataInput!K10769,NA())","v":"NA"},null,null,"VIC Richmond 12 (CitiPower) 66 kV",null,null,null,null,false,null,null,{"$error":"#N/A"},{"$error":"#N/A"},{"$error":"#N/A"},{"$error":"#N/A"},{"$error":"#N/A"},{"$error":"#N/A"},{"$error":"#N/A"},{"$error":"#N/A"},{"$error":"#N/A"},{"$error":"#N/A"}]
[null,{"$f":"IF(DataInput!B10800=$B$8,IF($B$9=$B$10,TRUE,IF(DataInput!E10800=$B$9,TRUE,FALSE)))","v":true},null,null,{"$f":"IF(B10801=TRUE,DataInput!B10800,NA())","v":"VIC"},{"$f":"IF($E10801=DataInput!$B10800,DataInput!C10800,NA())","v":"RTS1266U"},{"$f":"IF($E10801=DataInput!$B10800,DataInput!D10800,NA())","v":"Richmond 12 (United Energy) 66 kV"},{"$f":"IF($E10801=DataInput!$B10800,DataInput!E10800,NA())","v":"United Energy"},{"$f":"IF($E10801=DataInput!$B10800,DataInput!F10800,NA())","v":"Summer"},{"$f":"IF($E10801=DataInput!$B10800,DataInput!G10800,NA())","v":"Coincident"},{"$f":"IF($E10801=DataInput!$B10800,DataInput!H10800,NA())","v":2010},{"$f":"IF($E10801=DataInput!$B10800,DataInput!I10800,NA())","v":"TempCorrActualPOE10"},{"$f":"IF($E10801=DataInput!$B10800,DataInput!J10800,NA())","v":46.259797139186702},{"$f":"IF($E10801=DataInput!$B10800,DataInput!K10800,NA())","v":"NA"},null,null,"VIC Richmond 12 (United Energy) 66 kV",null,null,null,null,false,null,null,{"$error":"#N/A"},{"$error":"#N/A"},{"$error":"#N/A"},{"$error":"#N/A"},{"$error":"#N/A"},{"$error":"#N/A"},{"$error":"#N/A"},{"$error":"#N/A"},{"$error":"#N/A"},{"$error":"#N/A"}]
[null,{"$f":"IF(DataInput!B10818=$B$8,IF($B$9=$B$10,TRUE,IF(DataInput!E10818=$B$9,TRUE,FALSE)))","v":true},null,null,{"$f":"IF(B10819=TRUE,DataInput!B10818,NA())","v":"VIC"},{"$f":"IF($E10819=DataInput!$B10818,DataInput!C10818,NA())","v":"RTS1266U"},{"$f":"IF($E10819=DataInput!$B10818,DataInput!D10818,NA())","v":"Richmond 12 (United Energy) 66 kV"},{"$f":"IF($E10819=DataInput!$B10818,DataInput!E10818,NA())","v":"United Energy"},{"$f":"IF($E10819=DataInput!$B10818,DataInput!F10818,NA())","v":"Winter"},{"$f":"IF($E10819=DataInput!$B10818,DataInput!G10818,NA())","v":"Coincident"},{"$f":"IF($E10819=DataInput!$B10818,DataInput!H10818,NA())","v":2008},{"$f":"IF($E10819=DataInput!$B10818,DataInput!I10818,NA())","v":"TempCorrActualPOE10"},{"$f":"IF($E10819=DataInput!$B10818,DataInput!J10818,NA())","v":36.824575141097903},{"$f":"IF($E10819=DataInput!$B10818,DataInput!K10818,NA())","v":"NA"},null,null,"VIC Richmond 12 (United Energy) 66 kV",null,null,null,null,false,null,null,{"$error":"#N/A"},{"$error":"#N/A"},{"$error":"#N/A"},{"$error":"#N/A"},{"$error":"#N/A"},{"$error":"#N/A"},{"$error":"#N/A"},{"$error":"#N/A"},{"$error":"#N/A"},{"$error":"#N/A"}]
[null,{"$f":"IF(DataInput!B10856=$B$8,IF($B$9=$B$10,TRUE,IF(DataInput!E10856=$B$9,TRUE,FALSE)))","v":true},null,null,{"$f":"IF(B10857=TRUE,DataInput!B10856,NA())","v":"VIC"},{"$f":"IF($E10857=DataInput!$B10856,DataInput!C10856,NA())","v":"RTS22"},{"$f":"IF($E10857=DataInput!$B10856,DataInput!D10856,NA())","v":"Richmond (CitiPower) 22kV"},{"$f":"IF($E10857=DataInput!$B10856,DataInput!E10856,NA())","v":"Citipower"},{"$f":"IF($E10857=DataInput!$B10856,DataInput!F10856,NA())","v":"Winter"},{"$f":"IF($E10857=DataInput!$B10856,DataInput!G10856,NA())","v":"Coincident"},{"$f":"IF($E10857=DataInput!$B10856,DataInput!H10856,NA())","v":2009},{"$f":"IF($E10857=DataInput!$B10856,DataInput!I10856,NA())","v":"TempCorrActualPOE10"},{"$f":"IF($E10857=DataInput!$B10856,DataInput!J10856,NA())","v":34.4362405688873},{"$f":"IF($E10857=DataInput!$B10856,DataInput!K10856,NA())","v":"NA"},null,null,"VIC Richmond (CitiPower) 22kV",null,null,null,null,false,null,null,{"$error":"#N/A"},{"$error":"#N/A"},{"$error":"#N/A"},{"$error":"#N/A"},{"$error":"#N/A"},{"$error":"#N/A"},{"$error":"#N/A"},{"$error":"#N/A"},{"$error":"#N/A"},{"$error":"#N/A"}]
[null,{"$f":"IF(DataInput!B10866=$B$8,IF($B$9=$B$10,TRUE,IF(DataInput!E10866=$B$9,TRUE,FALSE)))","v":true},null,null,{"$f":"IF(B10867=TRUE,DataInput!B10866,NA())","v":"VIC"},{"$f":"IF($E10867=DataInput!$B10866,DataInput!C10866,NA())","v":"RTS22"},{"$f":"IF($E10867=DataInput!$B10866,DataInput!D10866,NA())","v":"Richmond (CitiPower) 22kV"},{"$f":"IF($E10867=DataInput!$B10866,DataInput!E10866,NA())","v":"Citipower"},{"$f":"IF($E10867=DataInput!$B10866,DataInput!F10866,NA())","v":"Winter"},{"$f":"IF($E10867=DataInput!$B10866,DataInput!G10866,NA())","v":"Coincident"},{"$f":"IF($E10867=DataInput!$B10866,DataInput!H10866,NA())","v":2014},{"$f":"IF($E10867=DataInput!$B10866,DataInput!I10866,NA())","v":"TempCorrActualPOE10"},{"$f":"IF($E10867=DataInput!$B10866,DataInput!J10866,NA())","v":26.296212324994901},{"$f":"IF($E10867=DataInput!$B10866,DataInput!K10866,NA())","v":"NA"},null,null,"VIC Richmond (CitiPower) 22kV",null,null,null,null,false,null,null,{"$error":"#N/A"},{"$error":"#N/A"},{"$error":"#N/A"},{"$error":"#N/A"},{"$error":"#N/A"},{"$error":"#N/A"},{"$error":"#N/A"},{"$error":"#N/A"},{"$error":"#N/A"},{"$error":"#N/A"}]
[null,{"$f":"IF(DataInput!B10897=$B$8,IF($B$9=$B$10,TRUE,IF(DataInput!E10897=$B$9,TRUE,FALSE)))","v":true},null,null,{"$f":"IF(B10898=TRUE,DataInput!B10897,NA())","v":"VIC"},{"$f":"IF($E10898=DataInput!$B10897,DataInput!C10897,NA())","v":"RTS3466C"},{"$f":"IF($E10898=DataInput!$B10897,DataInput!D10897,NA())","v":"Richmond 34 (CitiPower) 66 kV"},{"$f":"IF($E10898=DataInput!$B10897,DataInput!E10897,NA())","v":"Citipower"},{"$f":"IF($E10898=DataInput!$B10897,DataInput!F10897,NA())","v":"Winter"},{"$f":"IF($E10898=DataInput!$B10897,DataInput!G10897,NA())","v":"Coincident"},{"$f":"IF($E10898=DataInput!$B10897,DataInput!H10897,NA())","v":2010},{"$f":"IF($E10898=DataInput!$B10897,DataInput!I10897,NA())","v":"TempCorrActualPOE50"},{"$f":"IF($E10898=DataInput!$B10897,DataInput!J10897,NA())","v":155.895985946038},{"$f":"IF($E10898=DataInput!$B10897,DataInput!K10897,NA())","v":"NA"},null,null,"VIC Richmond 34 (CitiPower) 66 kV",null,null,null,null,false,null,null,{"$error":"#N/A"},{"$error":"#N/A"},{"$error":"#N/A"},{"$error":"#N/A"},{"$error":"#N/A"},{"$error":"#N/A"},{"$error":"#N/A"},{"$error":"#N/A"},{"$error":"#N/A"},{"$error":"#N/A"}]
[null,{"$f":"IF(DataInput!B10928=$B$8,IF($B$9=$B$10,TRUE,IF(DataInput!E10928=$B$9,TRUE,FALSE)))","v":true},null,null,{"$f":"IF(B10929=TRUE,DataInput!B10928,NA())","v":"VIC"},{"$f":"IF($E10929=DataInput!$B10928,DataInput!C10928,NA())","v":"RTS3466U"},{"$f":"IF($E10929=DataInput!$B10928,DataInput!D10928,NA())","v":"Richmond 34 (United Energy) 66 kV"},{"$f":"IF($E10929=DataInput!$B10928,DataInput!E10928,NA())","v":"United Energy"},{"$f":"IF($E10929=DataInput!$B10928,DataInput!F10928,NA())","v":"Summer"},{"$f":"IF($E10929=DataInput!$B10928,DataInput!G10928,NA())","v":"Coincident"},{"$f":"IF($E10929=DataInput!$B10928,DataInput!H10928,NA())","v":2016},{"$f":"IF($E10929=DataInput!$B10928,DataInput!I10928,NA())","v":"TempCorrActualPOE10"},{"$f":"IF($E10929=DataInput!$B10928,DataInput!J10928,NA())","v":19.1240322799819},{"$f":"IF($E10929=DataInput!$B10928,DataInput!K10928,NA())","v":"NA"},null,null,"VIC Richmond 34 (United Energy) 66 kV",null,null,null,null,false,null,null,{"$error":"#N/A"},{"$error":"#N/A"},{"$error":"#N/A"},{"$error":"#N/A"},{"$error":"#N/A"},{"$error":"#N/A"},{"$error":"#N/A"},{"$error":"#N/A"},{"$error":"#N/A"},{"$error":"#N/A"}]
[null,{"$f":"IF(DataInput!B10955=$B$8,IF($B$9=$B$10,TRUE,IF(DataInput!E10955=$B$9,TRUE,FALSE)))","v":true},null,null,{"$f":"IF(B10956=TRUE,DataInput!B10955,NA())","v":"VIC"},{"$f":"IF($E10956=DataInput!$B10955,DataInput!C10955,NA())","v":"RWTS1366A"},{"$f":"IF($E10956=DataInput!$B10955,DataInput!D10955,NA())","v":"Ringwood 13 (AusNet) 66 kV"},{"$f":"IF($E10956=DataInput!$B10955,DataInput!E10955,NA())","v":"AusNet"},{"$f":"IF($E10956=DataInput!$B10955,DataInput!F10955,NA())","v":"Summer"},{"$f":"IF($E10956=DataInput!$B10955,DataInput!G10955,NA())","v":"Coincident"},{"$f":"IF($E10956=DataInput!$B10955,DataInput!H10955,NA())","v":2010},{"$f":"IF($E10956=DataInput!$B10955,DataInput!I10955,NA())","v":"TempCorrActualPOE50"},{"$f":"IF($E10956=DataInput!$B10955,DataInput!J10955,NA())","v":153.53399817402999},{"$f":"IF($E10956=DataInput!$B10955,DataInput!K10955,NA())","v":"NA"},null,null,{"$f":"IF(OR(ISERROR(E10956),ISERROR(G10956)),\"  \",E10956&\" \"&G10956)","v":"VIC Ringwood 13 (AusNet) 66 kV"},null,null,null,null,{"$f":"IF(ISERROR(G10956),FALSE,IF($V$9=G10956,TRUE,FALSE))","v":false},null,null,{"$f":"IF($V10956=TRUE,E10956,NA())","v":{"$error":"#N/A"}},{"$error":"#N/A"},{"$error":"#N/A"},{"$error":"#N/A"},{"$error":"#N/A"},{"$error":"#N/A"},{"$error":"#N/A"},{"$error":"#N/A"},{"$error":"#N/A"},{"$error":"#N/A"}]
[null,{"$f":"IF(DataInput!B10976=$B$8,IF($B$9=$B$10,TRUE,IF(DataInput!E10976=$B$9,TRUE,FALSE)))","v":true},null,null,{"$f":"IF(B10977=TRUE,DataInput!B10976,NA())","v":"VIC"},{"$f":"IF($E10977=DataInput!$B10976,DataInput!C10976,NA())","v":"RWTS1366A"},{"$f":"IF($E10977=DataInput!$B10976,DataInput!D10976,NA())","v":"Ringwood 13 (AusNet) 66 kV"},{"$f":"IF($E10977=DataInput!$B10976,DataInput!E10976,NA())","v":"AusNet"},{"$f":"IF($E10977=DataInput!$B10976,DataInput!F10976,NA())","v":"Winter"},{"$f":"IF($E10977=DataInput!$B10976,DataInput!G10976,NA())","v":"Coincident"},{"$f":"IF($E10977=DataInput!$B10976,DataInput!H10976,NA())","v":2009},{"$f":"IF($E10977=DataInput!$B10976,DataInput!I10976,NA())","v":"TempCorrActualPOE10"},{"$f":"IF($E10977=DataInput!$B10976,DataInput!J10976,NA())","v":127.93239177311099},{"$f":"IF($E10977=DataInput!$B10976,DataInput!K10976,NA())","v":"NA"},null,null,"VIC Ringwood 13 (AusNet) 66 kV",null,null,null,null,false,null,null,{"$error":"#N/A"},{"$error":"#N/A"},{"$error":"#N/A"},{"$error":"#N/A"},{"$error":"#N/A"},{"$error":"#N/A"},{"$error":"#N/A"},{"$error":"#N/A"},{"$error":"#N/A"},{"$error":"#N/A"}]
[null,{"$f":"IF(DataInput!B11007=$B$8,IF($B$9=$B$10,TRUE,IF(DataInput!E11007=$B$9,TRUE,FALSE)))","v":true},null,null,{"$f":"IF(B11008=TRUE,DataInput!B11007,NA())","v":"VIC"},{"$f":"IF($E11008=DataInput!$B11007,DataInput!C11007,NA())","v":"RWTS1366U"},{"$f":"IF($E11008=DataInput!$B11007,DataInput!D11007,NA())","v":"Ringwood 13 (United Energy) 66 kV"},{"$f":"IF($E11008=DataInput!$B11007,DataInput!E11007,NA())","v":"United Energy"},{"$f":"IF($E11008=DataInput!$B11007,DataInput!F11007,NA())","v":"Summer"},{"$f":"IF($E11008=DataInput!$B11007,DataInput!G11007,NA())","v":"Coincident"},{"$f":"IF($E11008=DataInput!$B11007,DataInput!H11007,NA())","v":2016},{"$f":"IF($E11008=DataInput!$B11007,DataInput!I11007,NA())","v":"TempCorrActualPOE50"},{"$f":"IF($E11008=DataInput!$B11007,DataInput!J11007,NA())","v":103.14220929477101},{"$f":"IF($E11008=DataInput!$B11007,DataInput!K11007,NA())","v":"NA"},null,null,"VIC Ringwood 13 (United Energy) 66 kV",null,null,null,null,false,null,null,{"$error":"#N/A"},{"$error":"#N/A"},{"$error":"#N/A"},{"$error":"#N/A"},{"$error":"#N/A"},{"$error":"#N/A"},{"$error":"#N/A"},{"$error":"#N/A"},{"$error":"#N/A"},{"$error":"#N/A"}]
[null,{"$f":"IF(DataInput!B11054=$B$8,IF($B$9=$B$10,TRUE,IF(DataInput!E11054=$B$9,TRUE,FALSE)))","v":true},null,null,{"$f":"IF(B11055=TRUE,DataInput!B11054,NA())","v":"VIC"},{"$f":"IF($E11055=DataInput!$B11054,DataInput!C11054,NA())","v":"RWTS22A"},{"$f":"IF($E11055=DataInput!$B11054,DataInput!D11054,NA())","v":"Ringwood (AusNet) 22 kV"},{"$f":"IF($E11055=DataInput!$B11054,DataInput!E11054,NA())","v":"AusNet"},{"$f":"IF($E11055=DataInput!$B11054,DataInput!F11054,NA())","v":"Winter"},{"$f":"IF($E11055=DataInput!$B11054,DataInput!G11054,NA())","v":"Coincident"},{"$f":"IF($E11055=DataInput!$B11054,DataInput!H11054,NA())","v":2008},{"$f":"IF($E11055=DataInput!$B11054,DataInput!I11054,NA())","v":"TempCorrActualPOE10"},{"$f":"IF($E11055=DataInput!$B11054,DataInput!J11054,NA())","v":48.675745322371597},{"$f":"IF($E11055=DataInput!$B11054,DataInput!K11054,NA())","v":"NA"},null,null,"VIC Ringwood (AusNet) 22 kV",null,null,null,null,false,null,null,{"$error":"#N/A"},{"$error":"#N/A"},{"$error":"#N/A"},{"$error":"#N/A"},{"$error":"#N/A"},{"$error":"#N/A"},{"$error":"#N/A"},{"$error":"#N/A"},{"$error":"#N/A"},{"$error":"#N/A"}]
[null,{"$f":"IF(DataInput!B11078=$B$8,IF($B$9=$B$10,TRUE,IF(DataInput!E11078=$B$9,TRUE,FALSE)))","v":true},null,null,{"$f":"IF(B11079=TRUE,DataInput!B11078,NA())","v":"VIC"},{"$f":"IF($E11079=DataInput!$B11078,DataInput!C11078,NA())","v":"RWTS22U"},{"$f":"IF($E11079=DataInput!$B11078,DataInput!D11078,NA())","v":"Ringwood (United Energy) 22 kV"},{"$f":"IF($E11079=DataInput!$B11078,DataInput!E11078,NA())","v":"United Energy"},{"$f":"IF($E11079=DataInput!$B11078,DataInput!F11078,NA())","v":"Summer"},{"$f":"IF($E11079=DataInput!$B11078,DataInput!G11078,NA())","v":"Coincident"},{"$f":"IF($E11079=DataInput!$B11078,DataInput!H11078,NA())","v":2011},{"$f":"IF($E11079=DataInput!$B11078,DataInput!I11078,NA())","v":"TempCorrActualPOE10"},{"$f":"IF($E11079=DataInput!$B11078,DataInput!J11078,NA())","v":38.230527843061097},{"$f":"IF($E11079=DataInput!$B11078,DataInput!K11078,NA())","v":"NA"},null,null,"VIC Ringwood (United Energy) 22 kV",null,null,null,null,false,null,null,{"$error":"#N/A"},{"$error":"#N/A"},{"$error":"#N/A"},{"$error":"#N/A"},{"$error":"#N/A"},{"$error":"#N/A"},{"$error":"#N/A"},{"$error":"#N/A"},{"$error":"#N/A"},{"$error":"#N/A"}]
[null,{"$f":"IF(DataInput!B11102=$B$8,IF($B$9=$B$10,TRUE,IF(DataInput!E11102=$B$9,TRUE,FALSE)))","v":true},null,null,{"$f":"IF(B11103=TRUE,DataInput!B11102,NA())","v":"VIC"},{"$f":"IF($E11103=DataInput!$B11102,DataInput!C11102,NA())","v":"RWTS22U"},{"$f":"IF($E11103=DataInput!$B11102,DataInput!D11102,NA())","v":"Ringwood (United Energy) 22 kV"},{"$f":"IF($E11103=DataInput!$B11102,DataInput!E11102,NA())","v":"United Energy"},{"$f":"IF($E11103=DataInput!$B11102,DataInput!F11102,NA())","v":"Winter"},{"$f":"IF($E11103=DataInput!$B11102,DataInput!G11102,NA())","v":"Coincident"},{"$f":"IF($E11103=DataInput!$B11102,DataInput!H11102,NA())","v":2013},{"$f":"IF($E11103=DataInput!$B11102,DataInput!I11102,NA())","v":"TempCorrActualPOE10"},{"$f":"IF($E11103=DataInput!$B11102,DataInput!J11102,NA())","v":27.514781327970098},{"$f":"IF($E11103=DataInput!$B11102,DataInput!K11102,NA())","v":"NA"},null,null,"VIC Ringwood (United Energy) 22 kV",null,null,null,null,false,null,null,{"$error":"#N/A"},{"$error":"#N/A"},{"$error":"#N/A"},{"$error":"#N/A"},{"$error":"#N/A"},{"$error":"#N/A"},{"$error":"#N/A"},{"$error":"#N/A"},{"$error":"#N/A"},{"$error":"#N/A"}]
[null,{"$f":"IF(DataInput!B11133=$B$8,IF($B$9=$B$10,TRUE,IF(DataInput!E11133=$B$9,TRUE,FALSE)))","v":true},null,null,{"$f":"IF(B11134=TRUE,DataInput!B11133,NA())","v":"VIC"},{"$f":"IF($E11134=DataInput!$B11133,DataInput!C11133,NA())","v":"RWTS2466A"},{"$f":"IF($E11134=DataInput!$B11133,DataInput!D11133,NA())","v":"Ringwood 24 (AusNet) 66 kV"},{"$f":"IF($E11134=DataInput!$B11133,DataInput!E11133,NA())","v":"AusNet"},{"$f":"IF($E11134=DataInput!$B11133,DataInput!F11133,NA())","v":"Winter"},{"$f":"IF($E11134=DataInput!$B11133,DataInput!G11133,NA())","v":"Coincident"},{"$f":"IF($E11134=DataInput!$B11133,DataInput!H11133,NA())","v":2009},{"$f":"IF($E11134=DataInput!$B11133,DataInput!I11133,NA())","v":"TempCorrActualPOE50"},{"$f":"IF($E11134=DataInput!$B11133,DataInput!J11133,NA())","v":157.17899552914099},{"$f":"IF($E11134=DataInput!$B11133,DataInput!K11133,NA())","v":"NA"},null,null,"VIC Ringwood 24 (AusNet) 66 kV",null,null,null,null,false,null,null,{"$error":"#N/A"},{"$error":"#N/A"},{"$error":"#N/A"},{"$error":"#N/A"},{"$error":"#N/A"},{"$error":"#N/A"},{"$error":"#N/A"},{"$error":"#N/A"},{"$error":"#N/A"},{"$error":"#N/A"}]
[null,{"$f":"IF(DataInput!B11164=$B$8,IF($B$9=$B$10,TRUE,IF(DataInput!E11164=$B$9,TRUE,FALSE)))","v":true},null,null,{"$f":"IF(B11165=TRUE,DataInput!B11164,NA())","v":"VIC"},{"$f":"IF($E11165=DataInput!$B11164,DataInput!C11164,NA())","v":"SHTS66"},{"$f":"IF($E11165=DataInput!$B11164,DataInput!D11164,NA())","v":"Shepparton (Powercor) 66 kV"},{"$f":"IF($E11165=DataInput!$B11164,DataInput!E11164,NA())","v":"Powercor"},{"$f":"IF($E11165=DataInput!$B11164,DataInput!F11164,NA())","v":"Summer"},{"$f":"IF($E11165=DataInput!$B11164,DataInput!G11164,NA())","v":"Coincident"},{"$f":"IF($E11165=DataInput!$B11164,DataInput!H11164,NA())","v":2015},{"$f":"IF($E11165=DataInput!$B11164,DataInput!I11164,NA())","v":"TempCorrActualPOE10"},{"$f":"IF($E11165=DataInput!$B11164,DataInput!J11164,NA())","v":273.73156087595203},{"$f":"IF($E11165=DataInput!$B11164,DataInput!K11164,NA())","v":"NA"},null,null,"VIC Shepparton (Powercor) 66 kV",null,null,null,null,false,null,null,{"$error":"#N/A"},{"$error":"#N/A"},{"$error":"#N/A"},{"$error":"#N/A"},{"$error":"#N/A"},{"$error":"#N/A"},{"$error":"#N/A"},{"$error":"#N/A"},{"$error":"#N/A"},{"$error":"#N/A"}]
[null,{"$f":"IF(DataInput!B11205=$B$8,IF($B$9=$B$10,TRUE,IF(DataInput!E11205=$B$9,TRUE,FALSE)))","v":true},null,null,{"$f":"IF(B11206=TRUE,DataInput!B11205,NA())","v":"VIC"},{"$f":"IF($E11206=DataInput!$B11205,DataInput!C11205,NA())","v":"SMTS66A"},{"$f":"IF($E11206=DataInput!$B11205,DataInput!D11205,NA())","v":"South Morang (AusNet) 66 kV"},{"$f":"IF($E11206=DataInput!$B11205,DataInput!E11205,NA())","v":"AusNet"},{"$f":"IF($E11206=DataInput!$B11205,DataInput!F11205,NA())","v":"Winter"},{"$f":"IF($E11206=DataInput!$B11205,DataInput!G11205,NA())","v":"Coincident"},{"$f":"IF($E11206=DataInput!$B11205,DataInput!H11205,NA())","v":2012},{"$f":"IF($E11206=DataInput!$B11205,DataInput!I11205,NA())","v":"TempCorrActualPOE50"},{"$f":"IF($E11206=DataInput!$B11205,DataInput!J11205,NA())","v":153.62867474672899},{"$f":"IF($E11206=DataInput!$B11205,DataInput!K11205,NA())","v":"NA"},null,null,"VIC South Morang (AusNet) 66 kV",null,null,null,null,false,null,null,{"$error":"#N/A"},{"$error":"#N/A"},{"$error":"#N/A"},{"$error":"#N/A"},{"$error":"#N/A"},{"$error":"#N/A"},{"$error":"#N/A"},{"$error":"#N/A"},{"$error":"#N/A"},{"$error":"#N/A"}]
[null,{"$f":"IF(DataInput!B11212=$B$8,IF($B$9=$B$10,TRUE,IF(DataInput!E11212=$B$9,TRUE,FALSE)))","v":true},null,null,{"$f":"IF(B11213=TRUE,DataInput!B11212,NA())","v":"VIC"},{"$f":"IF($E11213=DataInput!$B11212,DataInput!C11212,NA())","v":"SMTS66A"},{"$f":"IF($E11213=DataInput!$B11212,DataInput!D11212,NA())","v":"South Morang (AusNet) 66 kV"},{"$f":"IF($E11213=DataInput!$B11212,DataInput!E11212,NA())","v":"AusNet"},{"$f":"IF($E11213=DataInput!$B11212,DataInput!F11212,NA())","v":"Winter"},{"$f":"IF($E11213=DataInput!$B11212,DataInput!G11212,NA())","v":"Coincident"},{"$f":"IF($E11213=DataInput!$B11212,DataInput!H11212,NA())","v":2015},{"$f":"IF($E11213=DataInput!$B11212,DataInput!I11212,NA())","v":"TempCorrActualPOE10"},{"$f":"IF($E11213=DataInput!$B11212,DataInput!J11212,NA())","v":173.867256555361},{"$f":"IF($E11213=DataInput!$B11212,DataInput!K11212,NA())","v":"NA"},null,null,"VIC South Morang (AusNet) 66 kV",null,null,null,null,false,null,null,{"$error":"#N/A"},{"$error":"#N/A"},{"$error":"#N/A"},{"$error":"#N/A"},{"$error":"#N/A"},{"$error":"#N/A"},{"$error":"#N/A"},{"$error":"#N/A"},{"$error":"#N/A"},{"$error":"#N/A"}]
[null,{"$f":"IF(DataInput!B11243=$B$8,IF($B$9=$B$10,TRUE,IF(DataInput!E11243=$B$9,TRUE,FALSE)))","v":true},null,null,{"$f":"IF(B11244=TRUE,DataInput!B11243,NA())","v":"VIC"},{"$f":"IF($E11244=DataInput!$B11243,DataInput!C11243,NA())","v":"SVTS1266U"},{"$f":"IF($E11244=DataInput!$B11243,DataInput!D11243,NA())","v":"Springvale 12 (United Energy) 66 kV"},{"$f":"IF($E11244=DataInput!$B11243,DataInput!E11243,NA())","v":"United Energy"},{"$f":"IF($E11244=DataInput!$B11243,DataInput!F11243,NA())","v":"Summer"},{"$f":"IF($E11244=DataInput!$B11243,DataInput!G11243,NA())","v":"Coincident"},{"$f":"IF($E11244=DataInput!$B11243,DataInput!H11243,NA())","v":2009},{"$f":"IF($E11244=DataInput!$B11243,DataInput!I11243,NA())","v":"TempCorrActualPOE50"},{"$f":"IF($E11244=DataInput!$B11243,DataInput!J11243,NA())","v":231.744874334239},{"$f":"IF($E11244=DataInput!$B11243,DataInput!K11243,NA())","v":"NA"},null,null,"VIC Springvale 12 (United Energy) 66 kV",null,null,null,null,false,null,null,{"$error":"#N/A"},{"$error":"#N/A"},{"$error":"#N/A"},{"$error":"#N/A"},{"$error":"#N/A"},{"$error":"#N/A"},{"$error":"#N/A"},{"$error":"#N/A"},{"$error":"#N/A"},{"$error":"#N/A"}]
[null,{"$f":"IF(DataInput!B11290=$B$8,IF($B$9=$B$10,TRUE,IF(DataInput!E11290=$B$9,TRUE,FALSE)))","v":true},null,null,{"$f":"IF(B11291=TRUE,DataInput!B11290,NA())","v":"VIC"},{"$f":"IF($E11291=DataInput!$B11290,DataInput!C11290,NA())","v":"SVTS3466C"},{"$f":"IF($E11291=DataInput!$B11290,DataInput!D11290,NA())","v":"Springvale 34 (CitiPower) 66 kV"},{"$f":"IF($E11291=DataInput!$B11290,DataInput!E11290,NA())","v":"Citipower"},{"$f":"IF($E11291=DataInput!$B11290,DataInput!F11290,NA())","v":"Summer"},{"$f":"IF($E11291=DataInput!$B11290,DataInput!G11290,NA())","v":"Coincident"},{"$f":"IF($E11291=DataInput!$B11290,DataInput!H11290,NA())","v":2012},{"$f":"IF($E11291=DataInput!$B11290,DataInput!I11290,NA())","v":"TempCorrActualPOE10"},{"$f":"IF($E11291=DataInput!$B11290,DataInput!J11290,NA())","v":30.001783755744199},{"$f":"IF($E11291=DataInput!$B11290,DataInput!K11290,NA())","v":"NA"},null,null,"VIC Springvale 34 (CitiPower) 66 kV",null,null,null,null,false,null,null,{"$error":"#N/A"},{"$error":"#N/A"},{"$error":"#N/A"},{"$error":"#N/A"},{"$error":"#N/A"},{"$error":"#N/A"},{"$error":"#N/A"},{"$error":"#N/A"},{"$error":"#N/A"},{"$error":"#N/A"}]
[null,{"$f":"IF(DataInput!B11300=$B$8,IF($B$9=$B$10,TRUE,IF(DataInput!E11300=$B$9,TRUE,FALSE)))","v":true},null,null,{"$f":"IF(B11301=TRUE,DataInput!B11300,NA())","v":"VIC"},{"$f":"IF($E11301=DataInput!$B11300,DataInput!C11300,NA())","v":"SVTS3466C"},{"$f":"IF($E11301=DataInput!$B11300,DataInput!D11300,NA())","v":"Springvale 34 (CitiPower) 66 kV"},{"$f":"IF($E11301=DataInput!$B11300,DataInput!E11300,NA())","v":"Citipower"},{"$f":"IF($E11301=DataInput!$B11300,DataInput!F11300,NA())","v":"Winter"},{"$f":"IF($E11301=DataInput!$B11300,DataInput!G11300,NA())","v":"Coincident"},{"$f":"IF($E11301=DataInput!$B11300,DataInput!H11300,NA())","v":2006},{"$f":"IF($E11301=DataInput!$B11300,DataInput!I11300,NA())","v":"TempCorrActualPOE10"},{"$f":"IF($E11301=DataInput!$B11300,DataInput!J11300,NA())","v":23.529740043003201},{"$f":"IF($E11301=DataInput!$B11300,DataInput!K11300,NA())","v":"NA"},null,null,"VIC Springvale 34 (CitiPower) 66 kV",null,null,null,null,false,null,null,{"$error":"#N/A"},{"$error":"#N/A"},{"$error":"#N/A"},{"$error":"#N/A"},{"$error":"#N/A"},{"$error":"#N/A"},{"$error":"#N/A"},{"$error":"#N/A"},{"$error":"#N/A"},{"$error":"#N/A"}]
[null,{"$f":"IF(DataInput!B11338=$B$8,IF($B$9=$B$10,TRUE,IF(DataInput!E11338=$B$9,TRUE,FALSE)))","v":true},null,null,{"$f":"IF(B11339=TRUE,DataInput!B11338,NA())","v":"VIC"},{"$f":"IF($E11339=DataInput!$B11338,DataInput!C11338,NA())","v":"SVTS3466U"},{"$f":"IF($E11339=DataInput!$B11338,DataInput!D11338,NA())","v":"Springvale 34 (United Energy) 66 kV"},{"$f":"IF($E11339=DataInput!$B11338,DataInput!E11338,NA())","v":"United Energy"},{"$f":"IF($E11339=DataInput!$B11338,DataInput!F11338,NA())","v":"Summer"},{"$f":"IF($E11339=DataInput!$B11338,DataInput!G11338,NA())","v":"Coincident"},{"$f":"IF($E11339=DataInput!$B11338,DataInput!H11338,NA())","v":2016},{"$f":"IF($E11339=DataInput!$B11338,DataInput!I11338,NA())","v":"TempCorrActualPOE10"},{"$f":"IF($E11339=DataInput!$B11338,DataInput!J11338,NA())","v":170.98963880869701},{"$f":"IF($E11339=DataInput!$B11338,DataInput!K11338,NA())","v":"NA"},null,null,"VIC Springvale 34 (United Energy) 66 kV",null,null,null,null,false,null,null,{"$error":"#N/A"},{"$error":"#N/A"},{"$error":"#N/A"},{"$error":"#N/A"},{"$error":"#N/A"},{"$error":"#N/A"},{"$error":"#N/A"},{"$error":"#N/A"},{"$error":"#N/A"},{"$error":"#N/A"}]
[null,{"$f":"IF(DataInput!B11369=$B$8,IF($B$9=$B$10,TRUE,IF(DataInput!E11369=$B$9,TRUE,FALSE)))","v":true},null,null,{"$f":"IF(B11370=TRUE,DataInput!B11369,NA())","v":"VIC"},{"$f":"IF($E11370=DataInput!$B11369,DataInput!C11369,NA())","v":"TBTS66"},{"$f":"IF($E11370=DataInput!$B11369,DataInput!D11369,NA())","v":"Tyabb (United Energy) 66 kV"},{"$f":"IF($E11370=DataInput!$B11369,DataInput!E11369,NA())","v":"United Energy"},{"$f":"IF($E11370=DataInput!$B11369,DataInput!F11369,NA())","v":"Summer"},{"$f":"IF($E11370=DataInput!$B11369,DataInput!G11369,NA())","v":"Coincident"},{"$f":"IF($E11370=DataInput!$B11369,DataInput!H11369,NA())","v":2012},{"$f":"IF($E11370=DataInput!$B11369,DataInput!I11369,NA())","v":"TempCorrActualPOE50"},{"$f":"IF($E11370=DataInput!$B11369,DataInput!J11369,NA())","v":190.67299575338899},{"$f":"IF($E11370=DataInput!$B11369,DataInput!K11369,NA())","v":"NA"},null,null,"VIC Tyabb (United Energy) 66 kV",null,null,null,null,false,null,null,{"$error":"#N/A"},{"$error":"#N/A"},{"$error":"#N/A"},{"$error":"#N/A"},{"$error":"#N/A"},{"$error":"#N/A"},{"$error":"#N/A"},{"$error":"#N/A"},{"$error":"#N/A"},{"$error":"#N/A"}]
[null,{"$f":"IF(DataInput!B11400=$B$8,IF($B$9=$B$10,TRUE,IF(DataInput!E11400=$B$9,TRUE,FALSE)))","v":true},null,null,{"$f":"IF(B11401=TRUE,DataInput!B11400,NA())","v":"VIC"},{"$f":"IF($E11401=DataInput!$B11400,DataInput!C11400,NA())","v":"TGTS66"},{"$f":"IF($E11401=DataInput!$B11400,DataInput!D11400,NA())","v":"Terang (Powercor) 66 kV"},{"$f":"IF($E11401=DataInput!$B11400,DataInput!E11400,NA())","v":"Powercor"},{"$f":"IF($E11401=DataInput!$B11400,DataInput!F11400,NA())","v":"Summer"},{"$f":"IF($E11401=DataInput!$B11400,DataInput!G11400,NA())","v":"Coincident"},{"$f":"IF($E11401=DataInput!$B11400,DataInput!H11400,NA())","v":2007},{"$f":"IF($E11401=DataInput!$B11400,DataInput!I11400,NA())","v":"TempCorrActualPOE10"},{"$f":"IF($E11401=DataInput!$B11400,DataInput!J11400,NA())","v":164.76148897214699},{"$f":"IF($E11401=DataInput!$B11400,DataInput!K11400,NA())","v":"NA"},null,null,"VIC Terang (Powercor) 66 kV",null,null,null,null,false,null,null,{"$error":"#N/A"},{"$error":"#N/A"},{"$error":"#N/A"},{"$error":"#N/A"},{"$error":"#N/A"},{"$error":"#N/A"},{"$error":"#N/A"},{"$error":"#N/A"},{"$error":"#N/A"},{"$error":"#N/A"}]
[null,{"$f":"IF(DataInput!B11427=$B$8,IF($B$9=$B$10,TRUE,IF(DataInput!E11427=$B$9,TRUE,FALSE)))","v":true},null,null,{"$f":"IF(B11428=TRUE,DataInput!B11427,NA())","v":"VIC"},{"$f":"IF($E11428=DataInput!$B11427,DataInput!C11427,NA())","v":"TGTS66"},{"$f":"IF($E11428=DataInput!$B11427,DataInput!D11427,NA())","v":"Terang (Powercor) 66 kV"},{"$f":"IF($E11428=DataInput!$B11427,DataInput!E11427,NA())","v":"Powercor"},{"$f":"IF($E11428=DataInput!$B11427,DataInput!F11427,NA())","v":"Winter"},{"$f":"IF($E11428=DataInput!$B11427,DataInput!G11427,NA())","v":"Coincident"},{"$f":"IF($E11428=DataInput!$B11427,DataInput!H11427,NA())","v":2010},{"$f":"IF($E11428=DataInput!$B11427,DataInput!I11427,NA())","v":"TempCorrActualPOE50"},{"$f":"IF($E11428=DataInput!$B11427,DataInput!J11427,NA())","v":171.86534973865901},{"$f":"IF($E11428=DataInput!$B11427,DataInput!K11427,NA())","v":"NA"},null,null,"VIC Terang (Powercor) 66 kV",null,null,null,null,false,null,null,{"$error":"#N/A"},{"$error":"#N/A"},{"$error":"#N/A"},{"$error":"#N/A"},{"$error":"#N/A"},{"$error":"#N/A"},{"$error":"#N/A"},{"$error":"#N/A"},{"$error":"#N/A"},{"$error":"#N/A"}]
[null,{"$f":"IF(DataInput!B11448=$B$8,IF($B$9=$B$10,TRUE,IF(DataInput!E11448=$B$9,TRUE,FALSE)))","v":true},null,null,{"$f":"IF(B11449=TRUE,DataInput!B11448,NA())","v":"VIC"},{"$f":"IF($E11449=DataInput!$B11448,DataInput!C11448,NA())","v":"TSTS66A"},{"$f":"IF($E11449=DataInput!$B11448,DataInput!D11448,NA())","v":"Templestowe (AusNet) 66 kV"},{"$f":"IF($E11449=DataInput!$B11448,DataInput!E11448,NA())","v":"AusNet"},{"$f":"IF($E11449=DataInput!$B11448,DataInput!F11448,NA())","v":"Summer"},{"$f":"IF($E11449=DataInput!$B11448,DataInput!G11448,NA())","v":"Coincident"},{"$f":"IF($E11449=DataInput!$B11448,DataInput!H11448,NA())","v":2011},{"$f":"IF($E11449=DataInput!$B11448,DataInput!I11448,NA())","v":"TempCorrActualPOE10"},{"$f":"IF($E11449=DataInput!$B11448,DataInput!J11448,NA())","v":81.659667274691103},{"$f":"IF($E11449=DataInput!$B11448,DataInput!K11448,NA())","v":"NA"},null,null,"VIC Templestowe (AusNet) 66 kV",null,null,null,null,false,null,null,{"$error":"#N/A"},{"$error":"#N/A"},{"$error":"#N/A"},{"$error":"#N/A"},{"$error":"#N/A"},{"$error":"#N/A"},{"$error":"#N/A"},{"$error":"#N/A"},{"$error":"#N/A"},{"$error":"#N/A"}]
[null,{"$f":"IF(DataInput!B11466=$B$8,IF($B$9=$B$10,TRUE,IF(DataInput!E11466=$B$9,TRUE,FALSE)))","v":true},null,null,{"$f":"IF(B11467=TRUE,DataInput!B11466,NA())","v":"VIC"},{"$f":"IF($E11467=DataInput!$B11466,DataInput!C11466,NA())","v":"TSTS66A"},{"$f":"IF($E11467=DataInput!$B11466,DataInput!D11466,NA())","v":"Templestowe (AusNet) 66 kV"},{"$f":"IF($E11467=DataInput!$B11466,DataInput!E11466,NA())","v":"AusNet"},{"$f":"IF($E11467=DataInput!$B11466,DataInput!F11466,NA())","v":"Winter"},{"$f":"IF($E11467=DataInput!$B11466,DataInput!G11466,NA())","v":"Coincident"},{"$f":"IF($E11467=DataInput!$B11466,DataInput!H11466,NA())","v":2009},{"$f":"IF($E11467=DataInput!$B11466,DataInput!I11466,NA())","v":"TempCorrActualPOE10"},{"$f":"IF($E11467=DataInput!$B11466,DataInput!J11466,NA())","v":74.885562127981004},{"$f":"IF($E11467=DataInput!$B11466,DataInput!K11466,NA())","v":"NA"},null,null,"VIC Templestowe (AusNet) 66 kV",null,null,null,null,false,null,null,{"$error":"#N/A"},{"$error":"#N/A"},{"$error":"#N/A"},{"$error":"#N/A"},{"$error":"#N/A"},{"$error":"#N/A"},{"$error":"#N/A"},{"$error":"#N/A"},{"$error":"#N/A"},{"$error":"#N/A"}]
[null,{"$f":"IF(DataInput!B11497=$B$8,IF($B$9=$B$10,TRUE,IF(DataInput!E11497=$B$9,TRUE,FALSE)))","v":true},null,null,{"$f":"IF(B11498=TRUE,DataInput!B11497,NA())","v":"VIC"},{"$f":"IF($E11498=DataInput!$B11497,DataInput!C11497,NA())","v":"TSTS66C"},{"$f":"IF($E11498=DataInput!$B11497,DataInput!D11497,NA())","v":"Templestowe (CitiPower) 66 kV"},{"$f":"IF($E11498=DataInput!$B11497,DataInput!E11497,NA())","v":"Citipower"},{"$f":"IF($E11498=DataInput!$B11497,DataInput!F11497,NA())","v":"Summer"},{"$f":"IF($E11498=DataInput!$B11497,DataInput!G11497,NA())","v":"Coincident"},{"$f":"IF($E11498=DataInput!$B11497,DataInput!H11497,NA())","v":2016},{"$f":"IF($E11498=DataInput!$B11497,DataInput!I11497,NA())","v":"TempCorrActualPOE50"},{"$f":"IF($E11498=DataInput!$B11497,DataInput!J11497,NA())","v":54.606609393065},{"$f":"IF($E11498=DataInput!$B11497,DataInput!K11497,NA())","v":"NA"},null,null,"VIC Templestowe (CitiPower) 66 kV",null,null,null,null,false,null,null,{"$error":"#N/A"},{"$error":"#N/A"},{"$error":"#N/A"},{"$error":"#N/A"},{"$error":"#N/A"},{"$error":"#N/A"},{"$error":"#N/A"},{"$error":"#N/A"},{"$error":"#N/A"},{"$error":"#N/A"}]
[null,{"$f":"IF(DataInput!B11550=$B$8,IF($B$9=$B$10,TRUE,IF(DataInput!E11550=$B$9,TRUE,FALSE)))","v":true},null,null,{"$f":"IF(B11551=TRUE,DataInput!B11550,NA())","v":"VIC"},{"$f":"IF($E11551=DataInput!$B11550,DataInput!C11550,NA())","v":"TSTS66U"},{"$f":"IF($E11551=DataInput!$B11550,DataInput!D11550,NA())","v":"Templestowe (United Energy) 66 kV"},{"$f":"IF($E11551=DataInput!$B11550,DataInput!E11550,NA())","v":"United Energy"},{"$f":"IF($E11551=DataInput!$B11550,DataInput!F11550,NA())","v":"Summer"},{"$f":"IF($E11551=DataInput!$B11550,DataInput!G11550,NA())","v":"Coincident"},{"$f":"IF($E11551=DataInput!$B11550,DataInput!H11550,NA())","v":2014},{"$f":"IF($E11551=DataInput!$B11550,DataInput!I11550,NA())","v":"TempCorrActualPOE10"},{"$f":"IF($E11551=DataInput!$B11550,DataInput!J11550,NA())","v":133.13778765978},{"$f":"IF($E11551=DataInput!$B11550,DataInput!K11550,NA())","v":"NA"},null,null,"VIC Templestowe (United Energy) 66 kV",null,null,null,null,false,null,null,{"$error":"#N/A"},{"$error":"#N/A"},{"$error":"#N/A"},{"$error":"#N/A"},{"$error":"#N/A"},{"$error":"#N/A"},{"$error":"#N/A"},{"$error":"#N/A"},{"$error":"#N/A"},{"$error":"#N/A"}]
[null,{"$f":"IF(DataInput!B11574=$B$8,IF($B$9=$B$10,TRUE,IF(DataInput!E11574=$B$9,TRUE,FALSE)))","v":true},null,null,{"$f":"IF(B11575=TRUE,DataInput!B11574,NA())","v":"VIC"},{"$f":"IF($E11575=DataInput!$B11574,DataInput!C11574,NA())","v":"TSTS66U"},{"$f":"IF($E11575=DataInput!$B11574,DataInput!D11574,NA())","v":"Templestowe (United Energy) 66 kV"},{"$f":"IF($E11575=DataInput!$B11574,DataInput!E11574,NA())","v":"United Energy"},{"$f":"IF($E11575=DataInput!$B11574,DataInput!F11574,NA())","v":"Winter"},{"$f":"IF($E11575=DataInput!$B11574,DataInput!G11574,NA())","v":"Coincident"},{"$f":"IF($E11575=DataInput!$B11574,DataInput!H11574,NA())","v":2015},{"$f":"IF($E11575=DataInput!$B11574,DataInput!I11574,NA())","v":"TempCorrActualPOE10"},{"$f":"IF($E11575=DataInput!$B11574,DataInput!J11574,NA())","v":91.503840035395598},{"$f":"IF($E11575=DataInput!$B11574,DataInput!K11574,NA())","v":"NA"},null,null,"VIC Templestowe (United Energy) 66 kV",null,null,null,null,false,null,null,{"$error":"#N/A"},{"$error":"#N/A"},{"$error":"#N/A"},{"$error":"#N/A"},{"$error":"#N/A"},{"$error":"#N/A"},{"$error":"#N/A"},{"$error":"#N/A"},{"$error":"#N/A"},{"$error":"#N/A"}]
[null,{"$f":"IF(DataInput!B11605=$B$8,IF($B$9=$B$10,TRUE,IF(DataInput!E11605=$B$9,TRUE,FALSE)))","v":true},null,null,{"$f":"IF(B11606=TRUE,DataInput!B11605,NA())","v":"VIC"},{"$f":"IF($E11606=DataInput!$B11605,DataInput!C11605,NA())","v":"TTS1266J"},{"$f":"IF($E11606=DataInput!$B11605,DataInput!D11605,NA())","v":"Thomastown 12 (Jemena) 66 kV"},{"$f":"IF($E11606=DataInput!$B11605,DataInput!E11605,NA())","v":"Jemena"},{"$f":"IF($E11606=DataInput!$B11605,DataInput!F11605,NA())","v":"Summer"},{"$f":"IF($E11606=DataInput!$B11605,DataInput!G11605,NA())","v":"Coincident"},{"$f":"IF($E11606=DataInput!$B11605,DataInput!H11605,NA())","v":2009},{"$f":"IF($E11606=DataInput!$B11605,DataInput!I11605,NA())","v":"TempCorrActualPOE50"},{"$f":"IF($E11606=DataInput!$B11605,DataInput!J11605,NA())","v":111.762771552389},{"$f":"IF($E11606=DataInput!$B11605,DataInput!K11605,NA())","v":"NA"},null,null,"VIC Thomastown 12 (Jemena) 66 kV",null,null,null,null,false,null,null,{"$error":"#N/A"},{"$error":"#N/A"},{"$error":"#N/A"},{"$error":"#N/A"},{"$error":"#N/A"},{"$error":"#N/A"},{"$error":"#N/A"},{"$error":"#N/A"},{"$error":"#N/A"},{"$error":"#N/A"}]
[null,{"$f":"IF(DataInput!B11636=$B$8,IF($B$9=$B$10,TRUE,IF(DataInput!E11636=$B$9,TRUE,FALSE)))","v":true},null,null,{"$f":"IF(B11637=TRUE,DataInput!B11636,NA())","v":"VIC"},{"$f":"IF($E11637=DataInput!$B11636,DataInput!C11636,NA())","v":"TTS1266J"},{"$f":"IF($E11637=DataInput!$B11636,DataInput!D11636,NA())","v":"Thomastown 12 (Jemena) 66 kV"},{"$f":"IF($E11637=DataInput!$B11636,DataInput!E11636,NA())","v":"Jemena"},{"$f":"IF($E11637=DataInput!$B11636,DataInput!F11636,NA())","v":"Winter"},{"$f":"IF($E11637=DataInput!$B11636,DataInput!G11636,NA())","v":"Coincident"},{"$f":"IF($E11637=DataInput!$B11636,DataInput!H11636,NA())","v":2013},{"$f":"IF($E11637=DataInput!$B11636,DataInput!I11636,NA())","v":"TempCorrActualPOE10"},{"$f":"IF($E11637=DataInput!$B11636,DataInput!J11636,NA())","v":72.568778176042798},{"$f":"IF($E11637=DataInput!$B11636,DataInput!K11636,NA())","v":"NA"},null,null,"VIC Thomastown 12 (Jemena) 66 kV",null,null,null,null,false,null,null,{"$error":"#N/A"},{"$error":"#N/A"},{"$error":"#N/A"},{"$error":"#N/A"},{"$error":"#N/A"},{"$error":"#N/A"},{"$error":"#N/A"},{"$error":"#N/A"},{"$error":"#N/A"},{"$error":"#N/A"}]
[null,{"$f":"IF(DataInput!B11649=$B$8,IF($B$9=$B$10,TRUE,IF(DataInput!E11649=$B$9,TRUE,FALSE)))","v":true},null,null,{"$f":"IF(B11650=TRUE,DataInput!B11649,NA())","v":"VIC"},{"$f":"IF($E11650=DataInput!$B11649,DataInput!C11649,NA())","v":"TTS3466J"},{"$f":"IF($E11650=DataInput!$B11649,DataInput!D11649,NA())","v":"Thomastown 34 (Jemena) 66 kV"},{"$f":"IF($E11650=DataInput!$B11649,DataInput!E11649,NA())","v":"Jemena"},{"$f":"IF($E11650=DataInput!$B11649,DataInput!F11649,NA())","v":"Summer"},{"$f":"IF($E11650=DataInput!$B11649,DataInput!G11649,NA())","v":"Coincident"},{"$f":"IF($E11650=DataInput!$B11649,DataInput!H11649,NA())","v":2011},{"$f":"IF($E11650=DataInput!$B11649,DataInput!I11649,NA())","v":"TempCorrActualPOE50"},{"$f":"IF($E11650=DataInput!$B11649,DataInput!J11649,NA())","v":232.89649120748399},{"$f":"IF($E11650=DataInput!$B11649,DataInput!K11649,NA())","v":"NA"},null,null,"VIC Thomastown 34 (Jemena) 66 kV",null,null,null,null,false,null,null,{"$error":"#N/A"},{"$error":"#N/A"},{"$error":"#N/A"},{"$error":"#N/A"},{"$error":"#N/A"},{"$error":"#N/A"},{"$error":"#N/A"},{"$error":"#N/A"},{"$error":"#N/A"},{"$error":"#N/A"}]
[null,{"$f":"IF(DataInput!B11684=$B$8,IF($B$9=$B$10,TRUE,IF(DataInput!E11684=$B$9,TRUE,FALSE)))","v":true},null,null,{"$f":"IF(B11685=TRUE,DataInput!B11684,NA())","v":"VIC"},{"$f":"IF($E11685=DataInput!$B11684,DataInput!C11684,NA())","v":"VCB2"},{"$f":"IF($E11685=DataInput!$B11684,DataInput!D11684,NA())","v":"Aquasure Desalination 220kV"},{"$f":"IF($E11685=DataInput!$B11684,DataInput!E11684,NA())","v":"Direct Connect"},{"$f":"IF($E11685=DataInput!$B11684,DataInput!F11684,NA())","v":"Summer"},{"$f":"IF($E11685=DataInput!$B11684,DataInput!G11684,NA())","v":"Coincident"},{"$f":"IF($E11685=DataInput!$B11684,DataInput!H11684,NA())","v":2013},{"$f":"IF($E11685=DataInput!$B11684,DataInput!I11684,NA())","v":"TempCorrActualPOE10"},{"$f":"IF($E11685=DataInput!$B11684,DataInput!J11684,NA())","v":"NA"},{"$f":"IF($E11685=DataInput!$B11684,DataInput!K11684,NA())","v":"NA"},null,null,"VIC Aquasure Desalination 220kV",null,null,null,null,false,null,null,{"$error":"#N/A"},{"$error":"#N/A"},{"$error":"#N/A"},{"$error":"#N/A"},{"$error":"#N/A"},{"$error":"#N/A"},{"$error":"#N/A"},{"$error":"#N/A"},{"$error":"#N/A"},{"$error":"#N/A"}]
[null,{"$f":"IF(DataInput!B11702=$B$8,IF($B$9=$B$10,TRUE,IF(DataInput!E11702=$B$9,TRUE,FALSE)))","v":true},null,null,{"$f":"IF(B11703=TRUE,DataInput!B11702,NA())","v":"VIC"},{"$f":"IF($E11703=DataInput!$B11702,DataInput!C11702,NA())","v":"WETS66"},{"$f":"IF($E11703=DataInput!$B11702,DataInput!D11702,NA())","v":"Wemen (Powercor) 66 kV"},{"$f":"IF($E11703=DataInput!$B11702,DataInput!E11702,NA())","v":"Powercor"},{"$f":"IF($E11703=DataInput!$B11702,DataInput!F11702,NA())","v":"Summer"},{"$f":"IF($E11703=DataInput!$B11702,DataInput!G11702,NA())","v":"Coincident"},{"$f":"IF($E11703=DataInput!$B11702,DataInput!H11702,NA())","v":2013},{"$f":"IF($E11703=DataInput!$B11702,DataInput!I11702,NA())","v":"TempCorrActualPOE10"},{"$f":"IF($E11703=DataInput!$B11702,DataInput!J11702,NA())","v":35.166459453555603},{"$f":"IF($E11703=DataInput!$B11702,DataInput!K11702,NA())","v":"NA"},null,null,"VIC Wemen (Powercor) 66 kV",null,null,null,null,false,null,null,{"$error":"#N/A"},{"$error":"#N/A"},{"$error":"#N/A"},{"$error":"#N/A"},{"$error":"#N/A"},{"$error":"#N/A"},{"$error":"#N/A"},{"$error":"#N/A"},{"$error":"#N/A"},{"$error":"#N/A"}]
[null,{"$f":"IF(DataInput!B11733=$B$8,IF($B$9=$B$10,TRUE,IF(DataInput!E11733=$B$9,TRUE,FALSE)))","v":true},null,null,{"$f":"IF(B11734=TRUE,DataInput!B11733,NA())","v":"VIC"},{"$f":"IF($E11734=DataInput!$B11733,DataInput!C11733,NA())","v":"WMTS22"},{"$f":"IF($E11734=DataInput!$B11733,DataInput!D11733,NA())","v":"West Melbourne (CitiPower) 22 kV"},{"$f":"IF($E11734=DataInput!$B11733,DataInput!E11733,NA())","v":"Citipower"},{"$f":"IF($E11734=DataInput!$B11733,DataInput!F11733,NA())","v":"Summer"},{"$f":"IF($E11734=DataInput!$B11733,DataInput!G11733,NA())","v":"Coincident"},{"$f":"IF($E11734=DataInput!$B11733,DataInput!H11733,NA())","v":2015},{"$f":"IF($E11734=DataInput!$B11733,DataInput!I11733,NA())","v":"TempCorrActualPOE50"},{"$f":"IF($E11734=DataInput!$B11733,DataInput!J11733,NA())","v":60.159792877876299},{"$f":"IF($E11734=DataInput!$B11733,DataInput!K11733,NA())","v":"NA"},null,null,"VIC West Melbourne (CitiPower) 22 kV",null,null,null,null,false,null,null,{"$error":"#N/A"},{"$error":"#N/A"},{"$error":"#N/A"},{"$error":"#N/A"},{"$error":"#N/A"},{"$error":"#N/A"},{"$error":"#N/A"},{"$error":"#N/A"},{"$error":"#N/A"},{"$error":"#N/A"}]
[null,{"$f":"IF(DataInput!B11764=$B$8,IF($B$9=$B$10,TRUE,IF(DataInput!E11764=$B$9,TRUE,FALSE)))","v":true},null,null,{"$f":"IF(B11765=TRUE,DataInput!B11764,NA())","v":"VIC"},{"$f":"IF($E11765=DataInput!$B11764,DataInput!C11764,NA())","v":"WMTS66C"},{"$f":"IF($E11765=DataInput!$B11764,DataInput!D11764,NA())","v":"West Melbourne (CitiPower) 66 kV"},{"$f":"IF($E11765=DataInput!$B11764,DataInput!E11764,NA())","v":"Citipower"},{"$f":"IF($E11765=DataInput!$B11764,DataInput!F11764,NA())","v":"Summer"},{"$f":"IF($E11765=DataInput!$B11764,DataInput!G11764,NA())","v":"Coincident"},{"$f":"IF($E11765=DataInput!$B11764,DataInput!H11764,NA())","v":2010},{"$f":"IF($E11765=DataInput!$B11764,DataInput!I11764,NA())","v":"TempCorrActualPOE10"},{"$f":"IF($E11765=DataInput!$B11764,DataInput!J11764,NA())","v":389.15203170601302},{"$f":"IF($E11765=DataInput!$B11764,DataInput!K11764,NA())","v":"NA"},null,null,"VIC West Melbourne (CitiPower) 66 kV",null,null,null,null,false,null,null,{"$error":"#N/A"},{"$error":"#N/A"},{"$error":"#N/A"},{"$error":"#N/A"},{"$error":"#N/A"},{"$error":"#N/A"},{"$error":"#N/A"},{"$error":"#N/A"},{"$error":"#N/A"},{"$error":"#N/A"}]
[null,{"$f":"IF(DataInput!B11806=$B$8,IF($B$9=$B$10,TRUE,IF(DataInput!E11806=$B$9,TRUE,FALSE)))","v":true},null,null,{"$f":"IF(B11807=TRUE,DataInput!B11806,NA())","v":"VIC"},{"$f":"IF($E11807=DataInput!$B11806,DataInput!C11806,NA())","v":"WMTS66J"},{"$f":"IF($E11807=DataInput!$B11806,DataInput!D11806,NA())","v":"West Melbourne (Jemena) 66 kV"},{"$f":"IF($E11807=DataInput!$B11806,DataInput!E11806,NA())","v":"Jemena"},{"$f":"IF($E11807=DataInput!$B11806,DataInput!F11806,NA())","v":"Summer"},{"$f":"IF($E11807=DataInput!$B11806,DataInput!G11806,NA())","v":"Coincident"},{"$f":"IF($E11807=DataInput!$B11806,DataInput!H11806,NA())","v":2011},{"$f":"IF($E11807=DataInput!$B11806,DataInput!I11806,NA())","v":"TempCorrActualPOE10"},{"$f":"IF($E11807=DataInput!$B11806,DataInput!J11806,NA())","v":61.495882595322698},{"$f":"IF($E11807=DataInput!$B11806,DataInput!K11806,NA())","v":"NA"},null,null,"VIC West Melbourne (Jemena) 66 kV",null,null,null,null,false,null,null,{"$error":"#N/A"},{"$error":"#N/A"},{"$error":"#N/A"},{"$error":"#N/A"},{"$error":"#N/A"},{"$error":"#N/A"},{"$error":"#N/A"},{"$error":"#N/A"},{"$error":"#N/A"},{"$error":"#N/A"}]
[null,{"$f":"IF(DataInput!B11812=$B$8,IF($B$9=$B$10,TRUE,IF(DataInput!E11812=$B$9,TRUE,FALSE)))","v":true},null,null,{"$f":"IF(B11813=TRUE,DataInput!B11812,NA())","v":"VIC"},{"$f":"IF($E11813=DataInput!$B11812,DataInput!C11812,NA())","v":"WMTS66J"},{"$f":"IF($E11813=DataInput!$B11812,DataInput!D11812,NA())","v":"West Melbourne (Jemena) 66 kV"},{"$f":"IF($E11813=DataInput!$B11812,DataInput!E11812,NA())","v":"Jemena"},{"$f":"IF($E11813=DataInput!$B11812,DataInput!F11812,NA())","v":"Summer"},{"$f":"IF($E11813=DataInput!$B11812,DataInput!G11812,NA())","v":"Coincident"},{"$f":"IF($E11813=DataInput!$B11812,DataInput!H11812,NA())","v":2014},{"$f":"IF($E11813=DataInput!$B11812,DataInput!I11812,NA())","v":"TempCorrActualPOE10"},{"$f":"IF($E11813=DataInput!$B11812,DataInput!J11812,NA())","v":61.0248153568755},{"$f":"IF($E11813=DataInput!$B11812,DataInput!K11812,NA())","v":"NA"},null,null,"VIC West Melbourne (Jemena) 66 kV",null,null,null,null,false,null,null,{"$error":"#N/A"},{"$error":"#N/A"},{"$error":"#N/A"},{"$error":"#N/A"},{"$error":"#N/A"},{"$error":"#N/A"},{"$error":"#N/A"},{"$error":"#N/A"},{"$error":"#N/A"},{"$error":"#N/A"}]
[null,{"$f":"IF(DataInput!B11859=$B$8,IF($B$9=$B$10,TRUE,IF(DataInput!E11859=$B$9,TRUE,FALSE)))","v":true},null,null,{"$f":"IF(B11860=TRUE,DataInput!B11859,NA())","v":"VIC"},{"$f":"IF($E11860=DataInput!$B11859,DataInput!C11859,NA())","v":"WOTS22"},{"$f":"IF($E11860=DataInput!$B11859,DataInput!D11859,NA())","v":"Wodonga (AusNet) 22 kV"},{"$f":"IF($E11860=DataInput!$B11859,DataInput!E11859,NA())","v":"AusNet"},{"$f":"IF($E11860=DataInput!$B11859,DataInput!F11859,NA())","v":"Winter"},{"$f":"IF($E11860=DataInput!$B11859,DataInput!G11859,NA())","v":"Coincident"},{"$f":"IF($E11860=DataInput!$B11859,DataInput!H11859,NA())","v":2007},{"$f":"IF($E11860=DataInput!$B11859,DataInput!I11859,NA())","v":"TempCorrActualPOE50"},{"$f":"IF($E11860=DataInput!$B11859,DataInput!J11859,NA())","v":24.270842962005599},{"$f":"IF($E11860=DataInput!$B11859,DataInput!K11859,NA())","v":"NA"},null,null,"VIC Wodonga (AusNet) 22 kV",null,null,null,null,false,null,null,{"$error":"#N/A"},{"$error":"#N/A"},{"$error":"#N/A"},{"$error":"#N/A"},{"$error":"#N/A"},{"$error":"#N/A"},{"$error":"#N/A"},{"$error":"#N/A"},{"$error":"#N/A"},{"$error":"#N/A"}]
[null,{"$f":"IF(DataInput!B11890=$B$8,IF($B$9=$B$10,TRUE,IF(DataInput!E11890=$B$9,TRUE,FALSE)))","v":true},null,null,{"$f":"IF(B11891=TRUE,DataInput!B11890,NA())","v":"VIC"},{"$f":"IF($E11891=DataInput!$B11890,DataInput!C11890,NA())","v":"WOTS66"},{"$f":"IF($E11891=DataInput!$B11890,DataInput!D11890,NA())","v":"Wodonga (AusNet) 66 kV"},{"$f":"IF($E11891=DataInput!$B11890,DataInput!E11890,NA())","v":"AusNet"},{"$f":"IF($E11891=DataInput!$B11890,DataInput!F11890,NA())","v":"Summer"},{"$f":"IF($E11891=DataInput!$B11890,DataInput!G11890,NA())","v":"Coincident"},{"$f":"IF($E11891=DataInput!$B11890,DataInput!H11890,NA())","v":2013},{"$f":"IF($E11891=DataInput!$B11890,DataInput!I11890,NA())","v":"TempCorrActualPOE10"},{"$f":"IF($E11891=DataInput!$B11890,DataInput!J11890,NA())","v":58.091555903580598},{"$f":"IF($E11891=DataInput!$B11890,DataInput!K11890,NA())","v":"NA"},null,null,"VIC Wodonga (AusNet) 66 kV",null,null,null,null,false,null,null,{"$error":"#N/A"},{"$error":"#N/A"},{"$error":"#N/A"},{"$error":"#N/A"},{"$error":"#N/A"},{"$error":"#N/A"},{"$error":"#N/A"},{"$error":"#N/A"},{"$error":"#N/A"},{"$error":"#N/A"}]
[null,{"$f":"IF(DataInput!B11901=$B$8,IF($B$9=$B$10,TRUE,IF(DataInput!E11901=$B$9,TRUE,FALSE)))","v":true},null,null,{"$f":"IF(B11902=TRUE,DataInput!B11901,NA())","v":"VIC"},{"$f":"IF($E11902=DataInput!$B11901,DataInput!C11901,NA())","v":"WOTS66"},{"$f":"IF($E11902=DataInput!$B11901,DataInput!D11901,NA())","v":"Wodonga (AusNet) 66 kV"},{"$f":"IF($E11902=DataInput!$B11901,DataInput!E11901,NA())","v":"AusNet"},{"$f":"IF($E11902=DataInput!$B11901,DataInput!F11901,NA())","v":"Winter"},{"$f":"IF($E11902=DataInput!$B11901,DataInput!G11901,NA())","v":"Coincident"},{"$f":"IF($E11902=DataInput!$B11901,DataInput!H11901,NA())","v":2008},{"$f":"IF($E11902=DataInput!$B11901,DataInput!I11901,NA())","v":"TempCorrActualPOE50"},{"$f":"IF($E11902=DataInput!$B11901,DataInput!J11901,NA())","v":48.820769626379899},{"$f":"IF($E11902=DataInput!$B11901,DataInput!K11901,NA())","v":"NA"},null,null,"VIC Wodonga (AusNet) 66 kV",null,null,null,null,false,null,null,{"$error":"#N/A"},{"$error":"#N/A"},{"$error":"#N/A"},{"$error":"#N/A"},{"$error":"#N/A"},{"$error":"#N/A"},{"$error":"#N/A"},{"$error":"#N/A"},{"$error":"#N/A"},{"$error":"#N/A"}]
[null,{"$f":"IF(DataInput!B11938=$B$8,IF($B$9=$B$10,TRUE,IF(DataInput!E11938=$B$9,TRUE,FALSE)))","v":true},null,null,{"$f":"IF(B11939=TRUE,DataInput!B11938,NA())","v":"VIC"},{"$f":"IF($E11939=DataInput!$B11938,DataInput!C11938,NA())","v":"YPS11"},{"$f":"IF($E11939=DataInput!$B11938,DataInput!D11938,NA())","v":"Yallourn (AusNet) 11 kV"},{"$f":"IF($E11939=DataInput!$B11938,DataInput!E11938,NA())","v":"AusNet"},{"$f":"IF($E11939=DataInput!$B11938,DataInput!F11938,NA())","v":"Winter"},{"$f":"IF($E11939=DataInput!$B11938,DataInput!G11938,NA())","v":"Coincident"},{"$f":"IF($E11939=DataInput!$B11938,DataInput!H11938,NA())","v":2006},{"$f":"IF($E11939=DataInput!$B11938,DataInput!I11938,NA())","v":"TempCorrActualPOE10"},{"$f":"IF($E11939=DataInput!$B11938,DataInput!J11938,NA())","v":0.55566599352411505},{"$f":"IF($E11939=DataInput!$B11938,DataInput!K11938,NA())","v":"NA"},null,null,"VIC Yallourn (AusNet) 11 kV",null,null,null,null,false,null,null,{"$error":"#N/A"},{"$error":"#N/A"},{"$error":"#N/A"},{"$error":"#N/A"},{"$error":"#N/A"},{"$error":"#N/A"},{"$error":"#N/A"},{"$error":"#N/A"},{"$error":"#N/A"},{"$error":"#N/A"}]
[null,{"$f":"IF(DataInput!B11969=$B$8,IF($B$9=$B$10,TRUE,IF(DataInput!E11969=$B$9,TRUE,FALSE)))","v":true},null,null,{"$f":"IF(B11970=TRUE,DataInput!B11969,NA())","v":"VIC"},{"$f":"IF($E11970=DataInput!$B11969,DataInput!C11969,NA())","v":"APD"},{"$f":"IF($E11970=DataInput!$B11969,DataInput!D11969,NA())","v":"Alcoa Portland 500 kV"},{"$f":"IF($E11970=DataInput!$B11969,DataInput!E11969,NA())","v":"Direct Connect"},{"$f":"IF($E11970=DataInput!$B11969,DataInput!F11969,NA())","v":"Winter"},{"$f":"IF($E11970=DataInput!$B11969,DataInput!G11969,NA())","v":"Non-Coincident"},{"$f":"IF($E11970=DataInput!$B11969,DataInput!H11969,NA())","v":2012},{"$f":"IF($E11970=DataInput!$B11969,DataInput!I11969,NA())","v":"Actual"},{"$f":"IF($E11970=DataInput!$B11969,DataInput!J11969,NA())","v":"NA"},{"$f":"IF($E11970=DataInput!$B11969,DataInput!K11969,NA())","v":"NA"},null,null,"VIC Alcoa Portland 500 kV",null,null,null,null,false,null,null,{"$error":"#N/A"},{"$error":"#N/A"},{"$error":"#N/A"},{"$error":"#N/A"},{"$error":"#N/A"},{"$error":"#N/A"},{"$error":"#N/A"},{"$error":"#N/A"},{"$error":"#N/A"},{"$error":"#N/A"}]
[null,{"$f":"IF(DataInput!B12000=$B$8,IF($B$9=$B$10,TRUE,IF(DataInput!E12000=$B$9,TRUE,FALSE)))","v":true},null,null,{"$f":"IF(B12001=TRUE,DataInput!B12000,NA())","v":"VIC"},{"$f":"IF($E12001=DataInput!$B12000,DataInput!C12000,NA())","v":"ATSBP"},{"$f":"IF($E12001=DataInput!$B12000,DataInput!D12000,NA())","v":"Altona-Brooklyn (Powercor) 66 kV"},{"$f":"IF($E12001=DataInput!$B12000,DataInput!E12000,NA())","v":"Powercor"},{"$f":"IF($E12001=DataInput!$B12000,DataInput!F12000,NA())","v":"Summer"},{"$f":"IF($E12001=DataInput!$B12000,DataInput!G12000,NA())","v":"Non-Coincident"},{"$f":"IF($E12001=DataInput!$B12000,DataInput!H12000,NA())","v":2008},{"$f":"IF($E12001=DataInput!$B12000,DataInput!I12000,NA())","v":"Actual"},{"$f":"IF($E12001=DataInput!$B12000,DataInput!J12000,NA())","v":151.474872},{"$f":"IF($E12001=DataInput!$B12000,DataInput!K12000,NA())","v":"NA"},null,null,"VIC Altona-Brooklyn (Powercor) 66 kV",null,null,null,null,false,null,null,{"$error":"#N/A"},{"$error":"#N/A"},{"$error":"#N/A"},{"$error":"#N/A"},{"$error":"#N/A"},{"$error":"#N/A"},{"$error":"#N/A"},{"$error":"#N/A"},{"$error":"#N/A"},{"$error":"#N/A"}]
[null,{"$f":"IF(DataInput!B12028=$B$8,IF($B$9=$B$10,TRUE,IF(DataInput!E12028=$B$9,TRUE,FALSE)))","v":true},null,null,{"$f":"IF(B12029=TRUE,DataInput!B12028,NA())","v":"VIC"},{"$f":"IF($E12029=DataInput!$B12028,DataInput!C12028,NA())","v":"ATSWAL"},{"$f":"IF($E12029=DataInput!$B12028,DataInput!D12028,NA())","v":"Air Liquid"},{"$f":"IF($E12029=DataInput!$B12028,DataInput!E12028,NA())","v":"Direct Connect"},{"$f":"IF($E12029=DataInput!$B12028,DataInput!F12028,NA())","v":"Summer"},{"$f":"IF($E12029=DataInput!$B12028,DataInput!G12028,NA())","v":"Non-Coincident"},{"$f":"IF($E12029=DataInput!$B12028,DataInput!H12028,NA())","v":2012},{"$f":"IF($E12029=DataInput!$B12028,DataInput!I12028,NA())","v":"Actual"},{"$f":"IF($E12029=DataInput!$B12028,DataInput!J12028,NA())","v":"NA"},{"$f":"IF($E12029=DataInput!$B12028,DataInput!K12028,NA())","v":"NA"},null,null,"VIC Air Liquid",null,null,null,null,false,null,null,{"$error":"#N/A"},{"$f":"IF($V12029=TRUE,F12029,NA())","v":{"$error":"#N/A"}},{"$f":"IF($V12029=TRUE,G12029,NA())","v":{"$error":"#N/A"}},{"$f":"IF($V12029=TRUE,H12029,NA())","v":{"$error":"#N/A"}},{"$f":"IF($V12029=TRUE,I12029,NA())","v":{"$error":"#N/A"}},{"$f":"IF($V12029=TRUE,J12029,NA())","v":{"$error":"#N/A"}},{"$f":"IF($V12029=TRUE,K12029,NA())","v":{"$error":"#N/A"}},{"$f":"IF($V12029=TRUE,L12029,NA())","v":{"$error":"#N/A"}},{"$f":"IF($V12029=TRUE,M12029,NA())","v":{"$error":"#N/A"}},{"$f":"IF($V12029=TRUE,N12029,NA())","v":{"$error":"#N/A"}}]
[null,{"$f":"IF(DataInput!B12048=$B$8,IF($B$9=$B$10,TRUE,IF(DataInput!E12048=$B$9,TRUE,FALSE)))","v":true},null,null,{"$f":"IF(B12049=TRUE,DataInput!B12048,NA())","v":"VIC"},{"$f":"IF($E12049=DataInput!$B12048,DataInput!C12048,NA())","v":"ATSWP"},{"$f":"IF($E12049=DataInput!$B12048,DataInput!D12048,NA())","v":"Altona West (Powercor) 66 kV"},{"$f":"IF($E12049=DataInput!$B12048,DataInput!E12048,NA())","v":"Powercor"},{"$f":"IF($E12049=DataInput!$B12048,DataInput!F12048,NA())","v":"Summer"},{"$f":"IF($E12049=DataInput!$B12048,DataInput!G12048,NA())","v":"Non-Coincident"},{"$f":"IF($E12049=DataInput!$B12048,DataInput!H12048,NA())","v":2012},{"$f":"IF($E12049=DataInput!$B12048,DataInput!I12048,NA())","v":"Actual"},{"$f":"IF($E12049=DataInput!$B12048,DataInput!J12048,NA())","v":169.12399400000001},{"$f":"IF($E12049=DataInput!$B12048,DataInput!K12048,NA())","v":"NA"},null,null,"VIC Altona West (Powercor) 66 kV",null,null,null,null,false,null,null,{"$error":"#N/A"},{"$error":"#N/A"},{"$error":"#N/A"},{"$error":"#N/A"},{"$error":"#N/A"},{"$error":"#N/A"},{"$error":"#N/A"},{"$error":"#N/A"},{"$error":"#N/A"},{"$error":"#N/A"}]
[null,{"$f":"IF(DataInput!B12095=$B$8,IF($B$9=$B$10,TRUE,IF(DataInput!E12095=$B$9,TRUE,FALSE)))","v":true},null,null,{"$f":"IF(B12096=TRUE,DataInput!B12095,NA())","v":"VIC"},{"$f":"IF($E12096=DataInput!$B12095,DataInput!C12095,NA())","v":"BETS22"},{"$f":"IF($E12096=DataInput!$B12095,DataInput!D12095,NA())","v":"Bendigo (Powercor) 22 kV"},{"$f":"IF($E12096=DataInput!$B12095,DataInput!E12095,NA())","v":"Powercor"},{"$f":"IF($E12096=DataInput!$B12095,DataInput!F12095,NA())","v":"Winter"},{"$f":"IF($E12096=DataInput!$B12095,DataInput!G12095,NA())","v":"Non-Coincident"},{"$f":"IF($E12096=DataInput!$B12095,DataInput!H12095,NA())","v":2015},{"$f":"IF($E12096=DataInput!$B12095,DataInput!I12095,NA())","v":"Actual"},{"$f":"IF($E12096=DataInput!$B12095,DataInput!J12095,NA())","v":49.921495999999998},{"$f":"IF($E12096=DataInput!$B12095,DataInput!K12095,NA())","v":"NA"},null,null,"VIC Bendigo (Powercor) 22 kV",null,null,null,null,false,null,null,{"$error":"#N/A"},{"$error":"#N/A"},{"$error":"#N/A"},{"$error":"#N/A"},{"$error":"#N/A"},{"$error":"#N/A"},{"$error":"#N/A"},{"$error":"#N/A"},{"$error":"#N/A"},{"$error":"#N/A"}]
[null,{"$f":"IF(DataInput!B12126=$B$8,IF($B$9=$B$10,TRUE,IF(DataInput!E12126=$B$9,TRUE,FALSE)))","v":true},null,null,{"$f":"IF(B12127=TRUE,DataInput!B12126,NA())","v":"VIC"},{"$f":"IF($E12127=DataInput!$B12126,DataInput!C12126,NA())","v":"BLTS22J"},{"$f":"IF($E12127=DataInput!$B12126,DataInput!D12126,NA())","v":"Brooklyn (Jemena) 22 kV"},{"$f":"IF($E12127=DataInput!$B12126,DataInput!E12126,NA())","v":"Jemena"},{"$f":"IF($E12127=DataInput!$B12126,DataInput!F12126,NA())","v":"Summer"},{"$f":"IF($E12127=DataInput!$B12126,DataInput!G12126,NA())","v":"Non-Coincident"},{"$f":"IF($E12127=DataInput!$B12126,DataInput!H12126,NA())","v":2011},{"$f":"IF($E12127=DataInput!$B12126,DataInput!I12126,NA())","v":"Actual"},{"$f":"IF($E12127=DataInput!$B12126,DataInput!J12126,NA())","v":3.8154400000000002},{"$f":"IF($E12127=DataInput!$B12126,DataInput!K12126,NA())","v":"NA"},null,null,"VIC Brooklyn (Jemena) 22 kV",null,null,null,null,false,null,null,{"$error":"#N/A"},{"$error":"#N/A"},{"$error":"#N/A"},{"$error":"#N/A"},{"$error":"#N/A"},{"$error":"#N/A"},{"$error":"#N/A"},{"$error":"#N/A"},{"$error":"#N/A"},{"$error":"#N/A"}]
[null,{"$f":"IF(DataInput!B12151=$B$8,IF($B$9=$B$10,TRUE,IF(DataInput!E12151=$B$9,TRUE,FALSE)))","v":true},null,null,{"$f":"IF(B12152=TRUE,DataInput!B12151,NA())","v":"VIC"},{"$f":"IF($E12152=DataInput!$B12151,DataInput!C12151,NA())","v":"BLTS22P"},{"$f":"IF($E12152=DataInput!$B12151,DataInput!D12151,NA())","v":"Brooklyn (Powercor) 22 kV"},{"$f":"IF($E12152=DataInput!$B12151,DataInput!E12151,NA())","v":"Powercor"},{"$f":"IF($E12152=DataInput!$B12151,DataInput!F12151,NA())","v":"Winter"},{"$f":"IF($E12152=DataInput!$B12151,DataInput!G12151,NA())","v":"Non-Coincident"},{"$f":"IF($E12152=DataInput!$B12151,DataInput!H12151,NA())","v":2013},{"$f":"IF($E12152=DataInput!$B12151,DataInput!I12151,NA())","v":"Actual"},{"$f":"IF($E12152=DataInput!$B12151,DataInput!J12151,NA())","v":53.285324000000003},{"$f":"IF($E12152=DataInput!$B12151,DataInput!K12151,NA())","v":"NA"},null,null,"VIC Brooklyn (Powercor) 22 kV",null,null,null,null,false,null,null,{"$error":"#N/A"},{"$error":"#N/A"},{"$error":"#N/A"},{"$error":"#N/A"},{"$error":"#N/A"},{"$error":"#N/A"},{"$error":"#N/A"},{"$error":"#N/A"},{"$error":"#N/A"},{"$error":"#N/A"}]
[null,{"$f":"IF(DataInput!B12174=$B$8,IF($B$9=$B$10,TRUE,IF(DataInput!E12174=$B$9,TRUE,FALSE)))","v":true},null,null,{"$f":"IF(B12175=TRUE,DataInput!B12174,NA())","v":"VIC"},{"$f":"IF($E12175=DataInput!$B12174,DataInput!C12174,NA())","v":"BLTSS"},{"$f":"IF($E12175=DataInput!$B12174,DataInput!D12174,NA())","v":"Brooklyn (Powercor) 66 kV - Onesteel"},{"$f":"IF($E12175=DataInput!$B12174,DataInput!E12174,NA())","v":"Powercor"},{"$f":"IF($E12175=DataInput!$B12174,DataInput!F12174,NA())","v":"Summer"},{"$f":"IF($E12175=DataInput!$B12174,DataInput!G12174,NA())","v":"Non-Coincident"},{"$f":"IF($E12175=DataInput!$B12174,DataInput!H12174,NA())","v":2015},{"$f":"IF($E12175=DataInput!$B12174,DataInput!I12174,NA())","v":"Actual"},{"$f":"IF($E12175=DataInput!$B12174,DataInput!J12174,NA())","v":"NA"},{"$f":"IF($E12175=DataInput!$B12174,DataInput!K12174,NA())","v":"NA"},null,null,"VIC Brooklyn (Powercor) 66 kV - Onesteel",null,null,null,null,false,null,null,{"$error":"#N/A"},{"$error":"#N/A"},{"$error":"#N/A"},{"$error":"#N/A"},{"$error":"#N/A"},{"$error":"#N/A"},{"$error":"#N/A"},{"$error":"#N/A"},{"$error":"#N/A"},{"$error":"#N/A"}]
[null,{"$f":"IF(DataInput!B12205=$B$8,IF($B$9=$B$10,TRUE,IF(DataInput!E12205=$B$9,TRUE,FALSE)))","v":true},null,null,{"$f":"IF(B12206=TRUE,DataInput!B12205,NA())","v":"VIC"},{"$f":"IF($E12206=DataInput!$B12205,DataInput!C12205,NA())","v":"BTS22J"},{"$f":"IF($E12206=DataInput!$B12205,DataInput!D12205,NA())","v":"Brunswick (Jemena) 22 kV"},{"$f":"IF($E12206=DataInput!$B12205,DataInput!E12205,NA())","v":"Jemena"},{"$f":"IF($E12206=DataInput!$B12205,DataInput!F12205,NA())","v":"Winter"},{"$f":"IF($E12206=DataInput!$B12205,DataInput!G12205,NA())","v":"Non-Coincident"},{"$f":"IF($E12206=DataInput!$B12205,DataInput!H12205,NA())","v":2010},{"$f":"IF($E12206=DataInput!$B12205,DataInput!I12205,NA())","v":"Actual"},{"$f":"IF($E12206=DataInput!$B12205,DataInput!J12205,NA())","v":34.182630000000003},{"$f":"IF($E12206=DataInput!$B12205,DataInput!K12205,NA())","v":"NA"},null,null,"VIC Brunswick (Jemena) 22 kV",null,null,null,null,false,null,null,{"$error":"#N/A"},{"$error":"#N/A"},{"$error":"#N/A"},{"$error":"#N/A"},{"$error":"#N/A"},{"$error":"#N/A"},{"$error":"#N/A"},{"$error":"#N/A"},{"$error":"#N/A"},{"$error":"#N/A"}]
[null,{"$f":"IF(DataInput!B12236=$B$8,IF($B$9=$B$10,TRUE,IF(DataInput!E12236=$B$9,TRUE,FALSE)))","v":true},null,null,{"$f":"IF(B12237=TRUE,DataInput!B12236,NA())","v":"VIC"},{"$f":"IF($E12237=DataInput!$B12236,DataInput!C12236,NA())","v":"CBTS66A"},{"$f":"IF($E12237=DataInput!$B12236,DataInput!D12236,NA())","v":"Cranbourne (AusNet) 66 kV"},{"$f":"IF($E12237=DataInput!$B12236,DataInput!E12236,NA())","v":"AusNet"},{"$f":"IF($E12237=DataInput!$B12236,DataInput!F12236,NA())","v":"Summer"},{"$f":"IF($E12237=DataInput!$B12236,DataInput!G12236,NA())","v":"Non-Coincident"},{"$f":"IF($E12237=DataInput!$B12236,DataInput!H12236,NA())","v":2016},{"$f":"IF($E12237=DataInput!$B12236,DataInput!I12236,NA())","v":"Actual"},{"$f":"IF($E12237=DataInput!$B12236,DataInput!J12236,NA())","v":265.169802},{"$f":"IF($E12237=DataInput!$B12236,DataInput!K12236,NA())","v":"NA"},null,null,"VIC Cranbourne (AusNet) 66 kV",null,null,null,null,false,null,null,{"$error":"#N/A"},{"$error":"#N/A"},{"$error":"#N/A"},{"$error":"#N/A"},{"$error":"#N/A"},{"$error":"#N/A"},{"$error":"#N/A"},{"$error":"#N/A"},{"$error":"#N/A"},{"$error":"#N/A"}]
[null,{"$f":"IF(DataInput!B12250=$B$8,IF($B$9=$B$10,TRUE,IF(DataInput!E12250=$B$9,TRUE,FALSE)))","v":true},null,null,{"$f":"IF(B12251=TRUE,DataInput!B12250,NA())","v":"VIC"},{"$f":"IF($E12251=DataInput!$B12250,DataInput!C12250,NA())","v":"CBTS66U"},{"$f":"IF($E12251=DataInput!$B12250,DataInput!D12250,NA())","v":"Cranbourne (United Energy) 66 kV"},{"$f":"IF($E12251=DataInput!$B12250,DataInput!E12250,NA())","v":"United Energy"},{"$f":"IF($E12251=DataInput!$B12250,DataInput!F12250,NA())","v":"Summer"},{"$f":"IF($E12251=DataInput!$B12250,DataInput!G12250,NA())","v":"Non-Coincident"},{"$f":"IF($E12251=DataInput!$B12250,DataInput!H12250,NA())","v":2013},{"$f":"IF($E12251=DataInput!$B12250,DataInput!I12250,NA())","v":"Actual"},{"$f":"IF($E12251=DataInput!$B12250,DataInput!J12250,NA())","v":163.72373400000001},{"$f":"IF($E12251=DataInput!$B12250,DataInput!K12250,NA())","v":"NA"},null,null,"VIC Cranbourne (United Energy) 66 kV",null,null,null,null,false,null,null,{"$error":"#N/A"},{"$error":"#N/A"},{"$error":"#N/A"},{"$error":"#N/A"},{"$error":"#N/A"},{"$error":"#N/A"},{"$error":"#N/A"},{"$error":"#N/A"},{"$error":"#N/A"},{"$error":"#N/A"}]
[null,{"$f":"IF(DataInput!B12284=$B$8,IF($B$9=$B$10,TRUE,IF(DataInput!E12284=$B$9,TRUE,FALSE)))","v":true},null,null,{"$f":"IF(B12285=TRUE,DataInput!B12284,NA())","v":"VIC"},{"$f":"IF($E12285=DataInput!$B12284,DataInput!C12284,NA())","v":"ERTS1266U"},{"$f":"IF($E12285=DataInput!$B12284,DataInput!D12284,NA())","v":"East Rowville 12 (United Energy) 66 kV"},{"$f":"IF($E12285=DataInput!$B12284,DataInput!E12284,NA())","v":"United Energy"},{"$f":"IF($E12285=DataInput!$B12284,DataInput!F12284,NA())","v":"Summer"},{"$f":"IF($E12285=DataInput!$B12284,DataInput!G12284,NA())","v":"Non-Coincident"},{"$f":"IF($E12285=DataInput!$B12284,DataInput!H12284,NA())","v":2010},{"$f":"IF($E12285=DataInput!$B12284,DataInput!I12284,NA())","v":"Actual"},{"$f":"IF($E12285=DataInput!$B12284,DataInput!J12284,NA())","v":124.97916600000001},{"$f":"IF($E12285=DataInput!$B12284,DataInput!K12284,NA())","v":"NA"},null,null,"VIC East Rowville 12 (United Energy) 66 kV",null,null,null,null,false,null,null,{"$error":"#N/A"},{"$f":"IF($V12285=TRUE,F12285,NA())","v":{"$error":"#N/A"}},{"$f":"IF($V12285=TRUE,G12285,NA())","v":{"$error":"#N/A"}},{"$f":"IF($V12285=TRUE,H12285,NA())","v":{"$error":"#N/A"}},{"$f":"IF($V12285=TRUE,I12285,NA())","v":{"$error":"#N/A"}},{"$f":"IF($V12285=TRUE,J12285,NA())","v":{"$error":"#N/A"}},{"$f":"IF($V12285=TRUE,K12285,NA())","v":{"$error":"#N/A"}},{"$f":"IF($V12285=TRUE,L12285,NA())","v":{"$error":"#N/A"}},{"$f":"IF($V12285=TRUE,M12285,NA())","v":{"$error":"#N/A"}},{"$f":"IF($V12285=TRUE,N12285,NA())","v":{"$error":"#N/A"}}]
[null,{"$f":"IF(DataInput!B12302=$B$8,IF($B$9=$B$10,TRUE,IF(DataInput!E12302=$B$9,TRUE,FALSE)))","v":true},null,null,{"$f":"IF(B12303=TRUE,DataInput!B12302,NA())","v":"VIC"},{"$f":"IF($E12303=DataInput!$B12302,DataInput!C12302,NA())","v":"ERTS3466A"},{"$f":"IF($E12303=DataInput!$B12302,DataInput!D12302,NA())","v":"East Rowville 34 (AusNet) 66 kV"},{"$f":"IF($E12303=DataInput!$B12302,DataInput!E12302,NA())","v":"AusNet"},{"$f":"IF($E12303=DataInput!$B12302,DataInput!F12302,NA())","v":"Summer"},{"$f":"IF($E12303=DataInput!$B12302,DataInput!G12302,NA())","v":"Non-Coincident"},{"$f":"IF($E12303=DataInput!$B12302,DataInput!H12302,NA())","v":2009},{"$f":"IF($E12303=DataInput!$B12302,DataInput!I12302,NA())","v":"Actual"},{"$f":"IF($E12303=DataInput!$B12302,DataInput!J12302,NA())","v":88.478188000000003},{"$f":"IF($E12303=DataInput!$B12302,DataInput!K12302,NA())","v":"NA"},null,null,"VIC East Rowville 34 (AusNet) 66 kV",null,null,null,null,false,null,null,{"$error":"#N/A"},{"$error":"#N/A"},{"$error":"#N/A"},{"$error":"#N/A"},{"$error":"#N/A"},{"$error":"#N/A"},{"$error":"#N/A"},{"$error":"#N/A"},{"$error":"#N/A"},{"$error":"#N/A"}]
[null,{"$f":"IF(DataInput!B12333=$B$8,IF($B$9=$B$10,TRUE,IF(DataInput!E12333=$B$9,TRUE,FALSE)))","v":true},null,null,{"$f":"IF(B12334=TRUE,DataInput!B12333,NA())","v":"VIC"},{"$f":"IF($E12334=DataInput!$B12333,DataInput!C12333,NA())","v":"ERTS3466U"},{"$f":"IF($E12334=DataInput!$B12333,DataInput!D12333,NA())","v":"East Rowville 34 (United Energy) 66 kV"},{"$f":"IF($E12334=DataInput!$B12333,DataInput!E12333,NA())","v":"United Energy"},{"$f":"IF($E12334=DataInput!$B12333,DataInput!F12333,NA())","v":"Winter"},{"$f":"IF($E12334=DataInput!$B12333,DataInput!G12333,NA())","v":"Non-Coincident"},{"$f":"IF($E12334=DataInput!$B12333,DataInput!H12333,NA())","v":2014},{"$f":"IF($E12334=DataInput!$B12333,DataInput!I12333,NA())","v":"Actual"},{"$f":"IF($E12334=DataInput!$B12333,DataInput!J12333,NA())","v":192.58291600000001},{"$f":"IF($E12334=DataInput!$B12333,DataInput!K12333,NA())","v":"NA"},null,null,"VIC East Rowville 34 (United Energy) 66 kV",null,null,null,null,false,null,null,{"$error":"#N/A"},{"$error":"#N/A"},{"$error":"#N/A"},{"$error":"#N/A"},{"$error":"#N/A"},{"$error":"#N/A"},{"$error":"#N/A"},{"$error":"#N/A"},{"$error":"#N/A"},{"$error":"#N/A"}]
[null,{"$f":"IF(DataInput!B12373=$B$8,IF($B$9=$B$10,TRUE,IF(DataInput!E12373=$B$9,TRUE,FALSE)))","v":true},null,null,{"$f":"IF(B12374=TRUE,DataInput!B12373,NA())","v":"VIC"},{"$f":"IF($E12374=DataInput!$B12373,DataInput!C12373,NA())","v":"FBTS66P"},{"$f":"IF($E12374=DataInput!$B12373,DataInput!D12373,NA())","v":"Fishermans Bend (Powercor) 66 kV"},{"$f":"IF($E12374=DataInput!$B12373,DataInput!E12373,NA())","v":"Powercor"},{"$f":"IF($E12374=DataInput!$B12373,DataInput!F12373,NA())","v":"Winter"},{"$f":"IF($E12374=DataInput!$B12373,DataInput!G12373,NA())","v":"Non-Coincident"},{"$f":"IF($E12374=DataInput!$B12373,DataInput!H12373,NA())","v":2014},{"$f":"IF($E12374=DataInput!$B12373,DataInput!I12373,NA())","v":"Actual"},{"$f":"IF($E12374=DataInput!$B12373,DataInput!J12373,NA())","v":13.486508000000001},{"$f":"IF($E12374=DataInput!$B12373,DataInput!K12373,NA())","v":"NA"},null,null,"VIC Fishermans Bend (Powercor) 66 kV",null,null,null,null,false,null,null,{"$error":"#N/A"},{"$error":"#N/A"},{"$error":"#N/A"},{"$error":"#N/A"},{"$error":"#N/A"},{"$error":"#N/A"},{"$error":"#N/A"},{"$error":"#N/A"},{"$error":"#N/A"},{"$error":"#N/A"}]
[null,{"$f":"IF(DataInput!B12410=$B$8,IF($B$9=$B$10,TRUE,IF(DataInput!E12410=$B$9,TRUE,FALSE)))","v":true},null,null,{"$f":"IF(B12411=TRUE,DataInput!B12410,NA())","v":"VIC"},{"$f":"IF($E12411=DataInput!$B12410,DataInput!C12410,NA())","v":"GNTS66"},{"$f":"IF($E12411=DataInput!$B12410,DataInput!D12410,NA())","v":"Glenrowan (AusNet) 66 kV"},{"$f":"IF($E12411=DataInput!$B12410,DataInput!E12410,NA())","v":"AusNet"},{"$f":"IF($E12411=DataInput!$B12410,DataInput!F12410,NA())","v":"Summer"},{"$f":"IF($E12411=DataInput!$B12410,DataInput!G12410,NA())","v":"Non-Coincident"},{"$f":"IF($E12411=DataInput!$B12410,DataInput!H12410,NA())","v":2013},{"$f":"IF($E12411=DataInput!$B12410,DataInput!I12410,NA())","v":"Actual"},{"$f":"IF($E12411=DataInput!$B12410,DataInput!J12410,NA())","v":96.790183999999996},{"$f":"IF($E12411=DataInput!$B12410,DataInput!K12410,NA())","v":"NA"},null,null,"VIC Glenrowan (AusNet) 66 kV",null,null,null,null,false,null,null,{"$error":"#N/A"},{"$error":"#N/A"},{"$error":"#N/A"},{"$error":"#N/A"},{"$error":"#N/A"},{"$error":"#N/A"},{"$error":"#N/A"},{"$error":"#N/A"},{"$error":"#N/A"},{"$error":"#N/A"}]
[null,{"$f":"IF(DataInput!B12441=$B$8,IF($B$9=$B$10,TRUE,IF(DataInput!E12441=$B$9,TRUE,FALSE)))","v":true},null,null,{"$f":"IF(B12442=TRUE,DataInput!B12441,NA())","v":"VIC"},{"$f":"IF($E12442=DataInput!$B12441,DataInput!C12441,NA())","v":"GTS3466"},{"$f":"IF($E12442=DataInput!$B12441,DataInput!D12441,NA())","v":"Geelong 34 (Powercor) 66 kV"},{"$f":"IF($E12442=DataInput!$B12441,DataInput!E12441,NA())","v":"Powercor"},{"$f":"IF($E12442=DataInput!$B12441,DataInput!F12441,NA())","v":"Winter"},{"$f":"IF($E12442=DataInput!$B12441,DataInput!G12441,NA())","v":"Non-Coincident"},{"$f":"IF($E12442=DataInput!$B12441,DataInput!H12441,NA())","v":2008},{"$f":"IF($E12442=DataInput!$B12441,DataInput!I12441,NA())","v":"Actual"},{"$f":"IF($E12442=DataInput!$B12441,DataInput!J12441,NA())","v":183.85073600000001},{"$f":"IF($E12442=DataInput!$B12441,DataInput!K12441,NA())","v":"NA"},null,null,"VIC Geelong 34 (Powercor) 66 kV",null,null,null,null,false,null,null,{"$error":"#N/A"},{"$error":"#N/A"},{"$error":"#N/A"},{"$error":"#N/A"},{"$error":"#N/A"},{"$error":"#N/A"},{"$error":"#N/A"},{"$error":"#N/A"},{"$error":"#N/A"},{"$error":"#N/A"}]
[null,{"$f":"IF(DataInput!B12459=$B$8,IF($B$9=$B$10,TRUE,IF(DataInput!E12459=$B$9,TRUE,FALSE)))","v":true},null,null,{"$f":"IF(B12460=TRUE,DataInput!B12459,NA())","v":"VIC"},{"$f":"IF($E12460=DataInput!$B12459,DataInput!C12459,NA())","v":"HOTS66"},{"$f":"IF($E12460=DataInput!$B12459,DataInput!D12459,NA())","v":"Horsham (Powercor) 66 kV"},{"$f":"IF($E12460=DataInput!$B12459,DataInput!E12459,NA())","v":"Powercor"},{"$f":"IF($E12460=DataInput!$B12459,DataInput!F12459,NA())","v":"Winter"},{"$f":"IF($E12460=DataInput!$B12459,DataInput!G12459,NA())","v":"Non-Coincident"},{"$f":"IF($E12460=DataInput!$B12459,DataInput!H12459,NA())","v":2007},{"$f":"IF($E12460=DataInput!$B12459,DataInput!I12459,NA())","v":"Actual"},{"$f":"IF($E12460=DataInput!$B12459,DataInput!J12459,NA())","v":70.311672000000002},{"$f":"IF($E12460=DataInput!$B12459,DataInput!K12459,NA())","v":"NA"},null,null,"VIC Horsham (Powercor) 66 kV",null,null,null,null,false,null,null,{"$error":"#N/A"},{"$error":"#N/A"},{"$error":"#N/A"},{"$error":"#N/A"},{"$error":"#N/A"},{"$error":"#N/A"},{"$error":"#N/A"},{"$error":"#N/A"},{"$error":"#N/A"},{"$error":"#N/A"}]
[null,{"$f":"IF(DataInput!B12472=$B$8,IF($B$9=$B$10,TRUE,IF(DataInput!E12472=$B$9,TRUE,FALSE)))","v":true},null,null,{"$f":"IF(B12473=TRUE,DataInput!B12472,NA())","v":"VIC"},{"$f":"IF($E12473=DataInput!$B12472,DataInput!C12472,NA())","v":"HOTS66"},{"$f":"IF($E12473=DataInput!$B12472,DataInput!D12472,NA())","v":"Horsham (Powercor) 66 kV"},{"$f":"IF($E12473=DataInput!$B12472,DataInput!E12472,NA())","v":"Powercor"},{"$f":"IF($E12473=DataInput!$B12472,DataInput!F12472,NA())","v":"Summer"},{"$f":"IF($E12473=DataInput!$B12472,DataInput!G12472,NA())","v":"Non-Coincident"},{"$f":"IF($E12473=DataInput!$B12472,DataInput!H12472,NA())","v":2014},{"$f":"IF($E12473=DataInput!$B12472,DataInput!I12472,NA())","v":"Actual"},{"$f":"IF($E12473=DataInput!$B12472,DataInput!J12472,NA())","v":93.795451999999997},{"$f":"IF($E12473=DataInput!$B12472,DataInput!K12472,NA())","v":"NA"},null,null,"VIC Horsham (Powercor) 66 kV",null,null,null,null,false,null,null,{"$error":"#N/A"},{"$error":"#N/A"},{"$error":"#N/A"},{"$error":"#N/A"},{"$error":"#N/A"},{"$error":"#N/A"},{"$error":"#N/A"},{"$error":"#N/A"},{"$error":"#N/A"},{"$error":"#N/A"}]
[null,{"$f":"IF(DataInput!B12520=$B$8,IF($B$9=$B$10,TRUE,IF(DataInput!E12520=$B$9,TRUE,FALSE)))","v":true},null,null,{"$f":"IF(B12521=TRUE,DataInput!B12520,NA())","v":"VIC"},{"$f":"IF($E12521=DataInput!$B12520,DataInput!C12520,NA())","v":"JLA220"},{"$f":"IF($E12521=DataInput!$B12520,DataInput!D12520,NA())","v":"John Lysaght 220 kV"},{"$f":"IF($E12521=DataInput!$B12520,DataInput!E12520,NA())","v":"Direct Connect"},{"$f":"IF($E12521=DataInput!$B12520,DataInput!F12520,NA())","v":"Summer"},{"$f":"IF($E12521=DataInput!$B12520,DataInput!G12520,NA())","v":"Non-Coincident"},{"$f":"IF($E12521=DataInput!$B12520,DataInput!H12520,NA())","v":2011},{"$f":"IF($E12521=DataInput!$B12520,DataInput!I12520,NA())","v":"Actual"},{"$f":"IF($E12521=DataInput!$B12520,DataInput!J12520,NA())","v":"NA"},{"$f":"IF($E12521=DataInput!$B12520,DataInput!K12520,NA())","v":"NA"},null,null,"VIC John Lysaght 220 kV",null,null,null,null,false,null,null,{"$error":"#N/A"},{"$error":"#N/A"},{"$error":"#N/A"},{"$error":"#N/A"},{"$error":"#N/A"},{"$error":"#N/A"},{"$error":"#N/A"},{"$error":"#N/A"},{"$error":"#N/A"},{"$error":"#N/A"}]
[null,{"$f":"IF(DataInput!B12538=$B$8,IF($B$9=$B$10,TRUE,IF(DataInput!E12538=$B$9,TRUE,FALSE)))","v":true},null,null,{"$f":"IF(B12539=TRUE,DataInput!B12538,NA())","v":"VIC"},{"$f":"IF($E12539=DataInput!$B12538,DataInput!C12538,NA())","v":"KGTS22"},{"$f":"IF($E12539=DataInput!$B12538,DataInput!D12538,NA())","v":"Kerang (Powercor) 22 kV"},{"$f":"IF($E12539=DataInput!$B12538,DataInput!E12538,NA())","v":"Powercor"},{"$f":"IF($E12539=DataInput!$B12538,DataInput!F12538,NA())","v":"Summer"},{"$f":"IF($E12539=DataInput!$B12538,DataInput!G12538,NA())","v":"Non-Coincident"},{"$f":"IF($E12539=DataInput!$B12538,DataInput!H12538,NA())","v":2010},{"$f":"IF($E12539=DataInput!$B12538,DataInput!I12538,NA())","v":"Actual"},{"$f":"IF($E12539=DataInput!$B12538,DataInput!J12538,NA())","v":10.872152},{"$f":"IF($E12539=DataInput!$B12538,DataInput!K12538,NA())","v":"NA"},null,null,"VIC Kerang (Powercor) 22 kV",null,null,null,null,false,null,null,{"$error":"#N/A"},{"$error":"#N/A"},{"$error":"#N/A"},{"$error":"#N/A"},{"$error":"#N/A"},{"$error":"#N/A"},{"$error":"#N/A"},{"$error":"#N/A"},{"$error":"#N/A"},{"$error":"#N/A"}]
[null,{"$f":"IF(DataInput!B12569=$B$8,IF($B$9=$B$10,TRUE,IF(DataInput!E12569=$B$9,TRUE,FALSE)))","v":true},null,null,{"$f":"IF(B12570=TRUE,DataInput!B12569,NA())","v":"VIC"},{"$f":"IF($E12570=DataInput!$B12569,DataInput!C12569,NA())","v":"KGTS66"},{"$f":"IF($E12570=DataInput!$B12569,DataInput!D12569,NA())","v":"Kerang (Powercor) 66 kV"},{"$f":"IF($E12570=DataInput!$B12569,DataInput!E12569,NA())","v":"Powercor"},{"$f":"IF($E12570=DataInput!$B12569,DataInput!F12569,NA())","v":"Winter"},{"$f":"IF($E12570=DataInput!$B12569,DataInput!G12569,NA())","v":"Non-Coincident"},{"$f":"IF($E12570=DataInput!$B12569,DataInput!H12569,NA())","v":2015},{"$f":"IF($E12570=DataInput!$B12569,DataInput!I12569,NA())","v":"Actual"},{"$f":"IF($E12570=DataInput!$B12569,DataInput!J12569,NA())","v":46.609000000000002},{"$f":"IF($E12570=DataInput!$B12569,DataInput!K12569,NA())","v":"NA"},null,null,"VIC Kerang (Powercor) 66 kV",null,null,null,null,false,null,null,{"$error":"#N/A"},{"$error":"#N/A"},{"$error":"#N/A"},{"$error":"#N/A"},{"$error":"#N/A"},{"$error":"#N/A"},{"$error":"#N/A"},{"$error":"#N/A"},{"$error":"#N/A"},{"$error":"#N/A"}]
[null,{"$f":"IF(DataInput!B12595=$B$8,IF($B$9=$B$10,TRUE,IF(DataInput!E12595=$B$9,TRUE,FALSE)))","v":true},null,null,{"$f":"IF(B12596=TRUE,DataInput!B12595,NA())","v":"VIC"},{"$f":"IF($E12596=DataInput!$B12595,DataInput!C12595,NA())","v":"KTSEP"},{"$f":"IF($E12596=DataInput!$B12595,DataInput!D12595,NA())","v":"Keilor East (Powercor) 66 kV"},{"$f":"IF($E12596=DataInput!$B12595,DataInput!E12595,NA())","v":"Powercor"},{"$f":"IF($E12596=DataInput!$B12595,DataInput!F12595,NA())","v":"Winter"},{"$f":"IF($E12596=DataInput!$B12595,DataInput!G12595,NA())","v":"Non-Coincident"},{"$f":"IF($E12596=DataInput!$B12595,DataInput!H12595,NA())","v":2008},{"$f":"IF($E12596=DataInput!$B12595,DataInput!I12595,NA())","v":"Actual"},{"$f":"IF($E12596=DataInput!$B12595,DataInput!J12595,NA())","v":98.757649999999998},{"$f":"IF($E12596=DataInput!$B12595,DataInput!K12595,NA())","v":"NA"},null,null,"VIC Keilor East (Powercor) 66 kV",null,null,null,null,true,null,null,"VIC","KTSEP","Keilor East (Powercor) 66 kV","Powercor","Winter","Non-Coincident",2008,"Actual",98.757649999999998,"NA"]
[null,{"$f":"IF(DataInput!B12617=$B$8,IF($B$9=$B$10,TRUE,IF(DataInput!E12617=$B$9,TRUE,FALSE)))","v":true},null,null,{"$f":"IF(B12618=TRUE,DataInput!B12617,NA())","v":"VIC"},{"$f":"IF($E12618=DataInput!$B12617,DataInput!C12617,NA())","v":"KTSWJ"},{"$f":"IF($E12618=DataInput!$B12617,DataInput!D12617,NA())","v":"Keilor West (Jemena) 66 kV"},{"$f":"IF($E12618=DataInput!$B12617,DataInput!E12617,NA())","v":"Jemena"},{"$f":"IF($E12618=DataInput!$B12617,DataInput!F12617,NA())","v":"Winter"},{"$f":"IF($E12618=DataInput!$B12617,DataInput!G12617,NA())","v":"Non-Coincident"},{"$f":"IF($E12618=DataInput!$B12617,DataInput!H12617,NA())","v":2009},{"$f":"IF($E12618=DataInput!$B12617,DataInput!I12617,NA())","v":"Actual"},{"$f":"IF($E12618=DataInput!$B12617,DataInput!J12617,NA())","v":54.172879999999999},{"$f":"IF($E12618=DataInput!$B12617,DataInput!K12617,NA())","v":"NA"},null,null,"VIC Keilor West (Jemena) 66 kV",null,null,null,null,false,null,null,{"$error":"#N/A"},{"$error":"#N/A"},{"$error":"#N/A"},{"$error":"#N/A"},{"$error":"#N/A"},{"$error":"#N/A"},{"$error":"#N/A"},{"$error":"#N/A"},{"$error":"#N/A"},{"$error":"#N/A"}]
[null,{"$f":"IF(DataInput!B12648=$B$8,IF($B$9=$B$10,TRUE,IF(DataInput!E12648=$B$9,TRUE,FALSE)))","v":true},null,null,{"$f":"IF(B12649=TRUE,DataInput!B12648,NA())","v":"VIC"},{"$f":"IF($E12649=DataInput!$B12648,DataInput!C12648,NA())","v":"KTSWP"},{"$f":"IF($E12649=DataInput!$B12648,DataInput!D12648,NA())","v":"Keilor West (Powercor) 66 kV"},{"$f":"IF($E12649=DataInput!$B12648,DataInput!E12648,NA())","v":"Powercor"},{"$f":"IF($E12649=DataInput!$B12648,DataInput!F12648,NA())","v":"Summer"},{"$f":"IF($E12649=DataInput!$B12648,DataInput!G12648,NA())","v":"Non-Coincident"},{"$f":"IF($E12649=DataInput!$B12648,DataInput!H12648,NA())","v":2015},{"$f":"IF($E12649=DataInput!$B12648,DataInput!I12648,NA())","v":"Actual"},{"$f":"IF($E12649=DataInput!$B12648,DataInput!J12648,NA())","v":161.37268800000001},{"$f":"IF($E12649=DataInput!$B12648,DataInput!K12648,NA())","v":"NA"},null,null,"VIC Keilor West (Powercor) 66 kV",null,null,null,null,false,null,null,{"$error":"#N/A"},{"$error":"#N/A"},{"$error":"#N/A"},{"$error":"#N/A"},{"$error":"#N/A"},{"$error":"#N/A"},{"$error":"#N/A"},{"$error":"#N/A"},{"$error":"#N/A"},{"$error":"#N/A"}]
[null,{"$f":"IF(DataInput!B12695=$B$8,IF($B$9=$B$10,TRUE,IF(DataInput!E12695=$B$9,TRUE,FALSE)))","v":true},null,null,{"$f":"IF(B12696=TRUE,DataInput!B12695,NA())","v":"VIC"},{"$f":"IF($E12696=DataInput!$B12695,DataInput!C12695,NA())","v":"MTS22"},{"$f":"IF($E12696=DataInput!$B12695,DataInput!D12695,NA())","v":"Malvern (United Energy) 66 kV"},{"$f":"IF($E12696=DataInput!$B12695,DataInput!E12695,NA())","v":"United Energy"},{"$f":"IF($E12696=DataInput!$B12695,DataInput!F12695,NA())","v":"Winter"},{"$f":"IF($E12696=DataInput!$B12695,DataInput!G12695,NA())","v":"Non-Coincident"},{"$f":"IF($E12696=DataInput!$B12695,DataInput!H12695,NA())","v":2013},{"$f":"IF($E12696=DataInput!$B12695,DataInput!I12695,NA())","v":"Actual"},{"$f":"IF($E12696=DataInput!$B12695,DataInput!J12695,NA())","v":32.114260000000002},{"$f":"IF($E12696=DataInput!$B12695,DataInput!K12695,NA())","v":"NA"},null,null,"VIC Malvern (United Energy) 66 kV",null,null,null,null,false,null,null,{"$error":"#N/A"},{"$error":"#N/A"},{"$error":"#N/A"},{"$error":"#N/A"},{"$error":"#N/A"},{"$error":"#N/A"},{"$error":"#N/A"},{"$error":"#N/A"},{"$error":"#N/A"},{"$error":"#N/A"}]
[null,{"$f":"IF(DataInput!B12722=$B$8,IF($B$9=$B$10,TRUE,IF(DataInput!E12722=$B$9,TRUE,FALSE)))","v":true},null,null,{"$f":"IF(B12723=TRUE,DataInput!B12722,NA())","v":"VIC"},{"$f":"IF($E12723=DataInput!$B12722,DataInput!C12722,NA())","v":"MWTS66"},{"$f":"IF($E12723=DataInput!$B12722,DataInput!D12722,NA())","v":"Morwell (Ausnet) 66 kV"},{"$f":"IF($E12723=DataInput!$B12722,DataInput!E12722,NA())","v":"AusNet"},{"$f":"IF($E12723=DataInput!$B12722,DataInput!F12722,NA())","v":"Summer"},{"$f":"IF($E12723=DataInput!$B12722,DataInput!G12722,NA())","v":"Non-Coincident"},{"$f":"IF($E12723=DataInput!$B12722,DataInput!H12722,NA())","v":2007},{"$f":"IF($E12723=DataInput!$B12722,DataInput!I12722,NA())","v":"Actual"},{"$f":"IF($E12723=DataInput!$B12722,DataInput!J12722,NA())","v":363.22458},{"$f":"IF($E12723=DataInput!$B12722,DataInput!K12722,NA())","v":"NA"},null,null,"VIC Morwell (Ausnet) 66 kV",null,null,null,null,false,null,null,{"$error":"#N/A"},{"$error":"#N/A"},{"$error":"#N/A"},{"$error":"#N/A"},{"$error":"#N/A"},{"$error":"#N/A"},{"$error":"#N/A"},{"$error":"#N/A"},{"$error":"#N/A"},{"$error":"#N/A"}]
[null,{"$f":"IF(DataInput!B12756=$B$8,IF($B$9=$B$10,TRUE,IF(DataInput!E12756=$B$9,TRUE,FALSE)))","v":true},null,null,{"$f":"IF(B12757=TRUE,DataInput!B12756,NA())","v":"VIC"},{"$f":"IF($E12757=DataInput!$B12756,DataInput!C12756,NA())","v":"NKHN"},{"$f":"IF($E12757=DataInput!$B12756,DataInput!D12756,NA())","v":"Khancoban (Essential Energy) 11 kV"},{"$f":"IF($E12757=DataInput!$B12756,DataInput!E12756,NA())","v":"Essential Energy"},{"$f":"IF($E12757=DataInput!$B12756,DataInput!F12756,NA())","v":"Summer"},{"$f":"IF($E12757=DataInput!$B12756,DataInput!G12756,NA())","v":"Non-Coincident"},{"$f":"IF($E12757=DataInput!$B12756,DataInput!H12756,NA())","v":2014},{"$f":"IF($E12757=DataInput!$B12756,DataInput!I12756,NA())","v":"Actual"},{"$f":"IF($E12757=DataInput!$B12756,DataInput!J12756,NA())","v":0.498},{"$f":"IF($E12757=DataInput!$B12756,DataInput!K12756,NA())","v":"NA"},null,null,"VIC Khancoban (Essential Energy) 11 kV",null,null,null,null,false,null,null,{"$error":"#N/A"},{"$error":"#N/A"},{"$error":"#N/A"},{"$error":"#N/A"},{"$error":"#N/A"},{"$error":"#N/A"},{"$error":"#N/A"},{"$error":"#N/A"},{"$error":"#N/A"},{"$error":"#N/A"}]
[null,{"$f":"IF(DataInput!B12774=$B$8,IF($B$9=$B$10,TRUE,IF(DataInput!E12774=$B$9,TRUE,FALSE)))","v":true},null,null,{"$f":"IF(B12775=TRUE,DataInput!B12774,NA())","v":"VIC"},{"$f":"IF($E12775=DataInput!$B12774,DataInput!C12774,NA())","v":"RCTS22"},{"$f":"IF($E12775=DataInput!$B12774,DataInput!D12774,NA())","v":"Red Cliffs (Powercor) 22 kV"},{"$f":"IF($E12775=DataInput!$B12774,DataInput!E12774,NA())","v":"Powercor"},{"$f":"IF($E12775=DataInput!$B12774,DataInput!F12774,NA())","v":"Summer"},{"$f":"IF($E12775=DataInput!$B12774,DataInput!G12774,NA())","v":"Non-Coincident"},{"$f":"IF($E12775=DataInput!$B12774,DataInput!H12774,NA())","v":2013},{"$f":"IF($E12775=DataInput!$B12774,DataInput!I12774,NA())","v":"Actual"},{"$f":"IF($E12775=DataInput!$B12774,DataInput!J12774,NA())","v":35.930813999999998},{"$f":"IF($E12775=DataInput!$B12774,DataInput!K12774,NA())","v":"NA"},null,null,"VIC Red Cliffs (Powercor) 22 kV",null,null,null,null,false,null,null,{"$error":"#N/A"},{"$error":"#N/A"},{"$error":"#N/A"},{"$error":"#N/A"},{"$error":"#N/A"},{"$error":"#N/A"},{"$error":"#N/A"},{"$error":"#N/A"},{"$error":"#N/A"},{"$error":"#N/A"}]
[null,{"$f":"IF(DataInput!B12805=$B$8,IF($B$9=$B$10,TRUE,IF(DataInput!E12805=$B$9,TRUE,FALSE)))","v":true},null,null,{"$f":"IF(B12806=TRUE,DataInput!B12805,NA())","v":"VIC"},{"$f":"IF($E12806=DataInput!$B12805,DataInput!C12805,NA())","v":"RTS1266C"},{"$f":"IF($E12806=DataInput!$B12805,DataInput!D12805,NA())","v":"Richmond 12 (CitiPower) 66 kV"},{"$f":"IF($E12806=DataInput!$B12805,DataInput!E12805,NA())","v":"Citipower"},{"$f":"IF($E12806=DataInput!$B12805,DataInput!F12805,NA())","v":"Winter"},{"$f":"IF($E12806=DataInput!$B12805,DataInput!G12805,NA())","v":"Non-Coincident"},{"$f":"IF($E12806=DataInput!$B12805,DataInput!H12805,NA())","v":2008},{"$f":"IF($E12806=DataInput!$B12805,DataInput!I12805,NA())","v":"Actual"},{"$f":"IF($E12806=DataInput!$B12805,DataInput!J12805,NA())","v":194.55463800000001},{"$f":"IF($E12806=DataInput!$B12805,DataInput!K12805,NA())","v":"NA"},null,null,"VIC Richmond 12 (CitiPower) 66 kV",null,null,null,null,false,null,null,{"$error":"#N/A"},{"$error":"#N/A"},{"$error":"#N/A"},{"$error":"#N/A"},{"$error":"#N/A"},{"$error":"#N/A"},{"$error":"#N/A"},{"$error":"#N/A"},{"$error":"#N/A"},{"$error":"#N/A"}]
[null,{"$f":"IF(DataInput!B12817=$B$8,IF($B$9=$B$10,TRUE,IF(DataInput!E12817=$B$9,TRUE,FALSE)))","v":true},null,null,{"$f":"IF(B12818=TRUE,DataInput!B12817,NA())","v":"VIC"},{"$f":"IF($E12818=DataInput!$B12817,DataInput!C12817,NA())","v":"RTS1266C"},{"$f":"IF($E12818=DataInput!$B12817,DataInput!D12817,NA())","v":"Richmond 12 (CitiPower) 66 kV"},{"$f":"IF($E12818=DataInput!$B12817,DataInput!E12817,NA())","v":"Citipower"},{"$f":"IF($E12818=DataInput!$B12817,DataInput!F12817,NA())","v":"Winter"},{"$f":"IF($E12818=DataInput!$B12817,DataInput!G12817,NA())","v":"Non-Coincident"},{"$f":"IF($E12818=DataInput!$B12817,DataInput!H12817,NA())","v":2014},{"$f":"IF($E12818=DataInput!$B12817,DataInput!I12817,NA())","v":"Actual"},{"$f":"IF($E12818=DataInput!$B12817,DataInput!J12817,NA())","v":207.56109799999999},{"$f":"IF($E12818=DataInput!$B12817,DataInput!K12817,NA())","v":"NA"},null,null,"VIC Richmond 12 (CitiPower) 66 kV",null,null,null,null,false,null,null,{"$error":"#N/A"},{"$error":"#N/A"},{"$error":"#N/A"},{"$error":"#N/A"},{"$error":"#N/A"},{"$error":"#N/A"},{"$error":"#N/A"},{"$error":"#N/A"},{"$error":"#N/A"},{"$error":"#N/A"}]
[null,{"$f":"IF(DataInput!B12853=$B$8,IF($B$9=$B$10,TRUE,IF(DataInput!E12853=$B$9,TRUE,FALSE)))","v":true},null,null,{"$f":"IF(B12854=TRUE,DataInput!B12853,NA())","v":"VIC"},{"$f":"IF($E12854=DataInput!$B12853,DataInput!C12853,NA())","v":"RTS22"},{"$f":"IF($E12854=DataInput!$B12853,DataInput!D12853,NA())","v":"Richmond (CitiPower) 22kV"},{"$f":"IF($E12854=DataInput!$B12853,DataInput!E12853,NA())","v":"Citipower"},{"$f":"IF($E12854=DataInput!$B12853,DataInput!F12853,NA())","v":"Winter"},{"$f":"IF($E12854=DataInput!$B12853,DataInput!G12853,NA())","v":"Non-Coincident"},{"$f":"IF($E12854=DataInput!$B12853,DataInput!H12853,NA())","v":2012},{"$f":"IF($E12854=DataInput!$B12853,DataInput!I12853,NA())","v":"Actual"},{"$f":"IF($E12854=DataInput!$B12853,DataInput!J12853,NA())","v":54.904935999999999},{"$f":"IF($E12854=DataInput!$B12853,DataInput!K12853,NA())","v":"NA"},null,null,"VIC Richmond (CitiPower) 22kV",null,null,null,null,false,null,null,{"$error":"#N/A"},{"$error":"#N/A"},{"$error":"#N/A"},{"$error":"#N/A"},{"$error":"#N/A"},{"$error":"#N/A"},{"$error":"#N/A"},{"$error":"#N/A"},{"$error":"#N/A"},{"$error":"#N/A"}]
[null,{"$f":"IF(DataInput!B12884=$B$8,IF($B$9=$B$10,TRUE,IF(DataInput!E12884=$B$9,TRUE,FALSE)))","v":true},null,null,{"$f":"IF(B12885=TRUE,DataInput!B12884,NA())","v":"VIC"},{"$f":"IF($E12885=DataInput!$B12884,DataInput!C12884,NA())","v":"RTS3466U"},{"$f":"IF($E12885=DataInput!$B12884,DataInput!D12884,NA())","v":"Richmond 34 (United Energy) 66 kV"},{"$f":"IF($E12885=DataInput!$B12884,DataInput!E12884,NA())","v":"United Energy"},{"$f":"IF($E12885=DataInput!$B12884,DataInput!F12884,NA())","v":"Summer"},{"$f":"IF($E12885=DataInput!$B12884,DataInput!G12884,NA())","v":"Non-Coincident"},{"$f":"IF($E12885=DataInput!$B12884,DataInput!H12884,NA())","v":2008},{"$f":"IF($E12885=DataInput!$B12884,DataInput!I12884,NA())","v":"Actual"},{"$f":"IF($E12885=DataInput!$B12884,DataInput!J12884,NA())","v":18.485531999999999},{"$f":"IF($E12885=DataInput!$B12884,DataInput!K12884,NA())","v":"NA"},null,null,"VIC Richmond 34 (United Energy) 66 kV",null,null,null,null,false,null,null,{"$error":"#N/A"},{"$error":"#N/A"},{"$error":"#N/A"},{"$error":"#N/A"},{"$error":"#N/A"},{"$error":"#N/A"},{"$error":"#N/A"},{"$error":"#N/A"},{"$error":"#N/A"},{"$error":"#N/A"}]
[null,{"$f":"IF(DataInput!B12931=$B$8,IF($B$9=$B$10,TRUE,IF(DataInput!E12931=$B$9,TRUE,FALSE)))","v":true},null,null,{"$f":"IF(B12932=TRUE,DataInput!B12931,NA())","v":"VIC"},{"$f":"IF($E12932=DataInput!$B12931,DataInput!C12931,NA())","v":"RWTS1366U"},{"$f":"IF($E12932=DataInput!$B12931,DataInput!D12931,NA())","v":"Ringwood 13 (United Energy) 66 kV"},{"$f":"IF($E12932=DataInput!$B12931,DataInput!E12931,NA())","v":"United Energy"},{"$f":"IF($E12932=DataInput!$B12931,DataInput!F12931,NA())","v":"Winter"},{"$f":"IF($E12932=DataInput!$B12931,DataInput!G12931,NA())","v":"Non-Coincident"},{"$f":"IF($E12932=DataInput!$B12931,DataInput!H12931,NA())","v":2011},{"$f":"IF($E12932=DataInput!$B12931,DataInput!I12931,NA())","v":"Actual"},{"$f":"IF($E12932=DataInput!$B12931,DataInput!J12931,NA())","v":83.680111999999994},{"$f":"IF($E12932=DataInput!$B12931,DataInput!K12931,NA())","v":"NA"},null,null,"VIC Ringwood 13 (United Energy) 66 kV",null,null,null,null,false,null,null,{"$error":"#N/A"},{"$error":"#N/A"},{"$error":"#N/A"},{"$error":"#N/A"},{"$error":"#N/A"},{"$error":"#N/A"},{"$error":"#N/A"},{"$error":"#N/A"},{"$error":"#N/A"},{"$error":"#N/A"}]
[null,{"$f":"IF(DataInput!B12944=$B$8,IF($B$9=$B$10,TRUE,IF(DataInput!E12944=$B$9,TRUE,FALSE)))","v":true},null,null,{"$f":"IF(B12945=TRUE,DataInput!B12944,NA())","v":"VIC"},{"$f":"IF($E12945=DataInput!$B12944,DataInput!C12944,NA())","v":"RWTS22A"},{"$f":"IF($E12945=DataInput!$B12944,DataInput!D12944,NA())","v":"Ringwood (AusNet) 22 kV"},{"$f":"IF($E12945=DataInput!$B12944,DataInput!E12944,NA())","v":"AusNet"},{"$f":"IF($E12945=DataInput!$B12944,DataInput!F12944,NA())","v":"Summer"},{"$f":"IF($E12945=DataInput!$B12944,DataInput!G12944,NA())","v":"Non-Coincident"},{"$f":"IF($E12945=DataInput!$B12944,DataInput!H12944,NA())","v":2008},{"$f":"IF($E12945=DataInput!$B12944,DataInput!I12944,NA())","v":"Actual"},{"$f":"IF($E12945=DataInput!$B12944,DataInput!J12944,NA())","v":59.419992000000001},{"$f":"IF($E12945=DataInput!$B12944,DataInput!K12944,NA())","v":"NA"},null,null,"VIC Ringwood (AusNet) 22 kV",null,null,null,null,false,null,null,{"$error":"#N/A"},{"$error":"#N/A"},{"$error":"#N/A"},{"$error":"#N/A"},{"$error":"#N/A"},{"$error":"#N/A"},{"$error":"#N/A"},{"$error":"#N/A"},{"$error":"#N/A"},{"$error":"#N/A"}]
[null,{"$f":"IF(DataInput!B12963=$B$8,IF($B$9=$B$10,TRUE,IF(DataInput!E12963=$B$9,TRUE,FALSE)))","v":true},null,null,{"$f":"IF(B12964=TRUE,DataInput!B12963,NA())","v":"VIC"},{"$f":"IF($E12964=DataInput!$B12963,DataInput!C12963,NA())","v":"RWTS22U"},{"$f":"IF($E12964=DataInput!$B12963,DataInput!D12963,NA())","v":"Ringwood (United Energy) 22 kV"},{"$f":"IF($E12964=DataInput!$B12963,DataInput!E12963,NA())","v":"United Energy"},{"$f":"IF($E12964=DataInput!$B12963,DataInput!F12963,NA())","v":"Winter"},{"$f":"IF($E12964=DataInput!$B12963,DataInput!G12963,NA())","v":"Non-Coincident"},{"$f":"IF($E12964=DataInput!$B12963,DataInput!H12963,NA())","v":2007},{"$f":"IF($E12964=DataInput!$B12963,DataInput!I12963,NA())","v":"Actual"},{"$f":"IF($E12964=DataInput!$B12963,DataInput!J12963,NA())","v":27.291644000000002},{"$f":"IF($E12964=DataInput!$B12963,DataInput!K12963,NA())","v":"NA"},null,null,"VIC Ringwood (United Energy) 22 kV",null,null,null,null,false,null,null,{"$error":"#N/A"},{"$error":"#N/A"},{"$error":"#N/A"},{"$error":"#N/A"},{"$error":"#N/A"},{"$error":"#N/A"},{"$error":"#N/A"},{"$error":"#N/A"},{"$error":"#N/A"},{"$error":"#N/A"}]
[null,{"$f":"IF(DataInput!B13010=$B$8,IF($B$9=$B$10,TRUE,IF(DataInput!E13010=$B$9,TRUE,FALSE)))","v":true},null,null,{"$f":"IF(B13011=TRUE,DataInput!B13010,NA())","v":"VIC"},{"$f":"IF($E13011=DataInput!$B13010,DataInput!C13010,NA())","v":"SHTS66"},{"$f":"IF($E13011=DataInput!$B13010,DataInput!D13010,NA())","v":"Shepparton (Powercor) 66 kV"},{"$f":"IF($E13011=DataInput!$B13010,DataInput!E13010,NA())","v":"Powercor"},{"$f":"IF($E13011=DataInput!$B13010,DataInput!F13010,NA())","v":"Summer"},{"$f":"IF($E13011=DataInput!$B13010,DataInput!G13010,NA())","v":"Non-Coincident"},{"$f":"IF($E13011=DataInput!$B13010,DataInput!H13010,NA())","v":2011},{"$f":"IF($E13011=DataInput!$B13010,DataInput!I13010,NA())","v":"Actual"},{"$f":"IF($E13011=DataInput!$B13010,DataInput!J13010,NA())","v":272.03683000000001},{"$f":"IF($E13011=DataInput!$B13010,DataInput!K13010,NA())","v":"NA"},null,null,"VIC Shepparton (Powercor) 66 kV",null,null,null,null,false,null,null,{"$error":"#N/A"},{"$error":"#N/A"},{"$error":"#N/A"},{"$error":"#N/A"},{"$error":"#N/A"},{"$error":"#N/A"},{"$error":"#N/A"},{"$error":"#N/A"},{"$error":"#N/A"},{"$error":"#N/A"}]
[null,{"$f":"IF(DataInput!B13041=$B$8,IF($B$9=$B$10,TRUE,IF(DataInput!E13041=$B$9,TRUE,FALSE)))","v":true},null,null,{"$f":"IF(B13042=TRUE,DataInput!B13041,NA())","v":"VIC"},{"$f":"IF($E13042=DataInput!$B13041,DataInput!C13041,NA())","v":"SMTS66J"},{"$f":"IF($E13042=DataInput!$B13041,DataInput!D13041,NA())","v":"South Morang (Jemena) 66 kV"},{"$f":"IF($E13042=DataInput!$B13041,DataInput!E13041,NA())","v":"Jemena"},{"$f":"IF($E13042=DataInput!$B13041,DataInput!F13041,NA())","v":"Summer"},{"$f":"IF($E13042=DataInput!$B13041,DataInput!G13041,NA())","v":"Non-Coincident"},{"$f":"IF($E13042=DataInput!$B13041,DataInput!H13041,NA())","v":2012},{"$f":"IF($E13042=DataInput!$B13041,DataInput!I13041,NA())","v":"Actual"},{"$f":"IF($E13042=DataInput!$B13041,DataInput!J13041,NA())","v":64.390559999999994},{"$f":"IF($E13042=DataInput!$B13041,DataInput!K13041,NA())","v":"NA"},null,null,"VIC South Morang (Jemena) 66 kV",null,null,null,null,false,null,null,{"$error":"#N/A"},{"$error":"#N/A"},{"$error":"#N/A"},{"$error":"#N/A"},{"$error":"#N/A"},{"$error":"#N/A"},{"$error":"#N/A"},{"$error":"#N/A"},{"$error":"#N/A"},{"$error":"#N/A"}]
[null,{"$f":"IF(DataInput!B13071=$B$8,IF($B$9=$B$10,TRUE,IF(DataInput!E13071=$B$9,TRUE,FALSE)))","v":true},null,null,{"$f":"IF(B13072=TRUE,DataInput!B13071,NA())","v":"VIC"},{"$f":"IF($E13072=DataInput!$B13071,DataInput!C13071,NA())","v":"SVTS3466C"},{"$f":"IF($E13072=DataInput!$B13071,DataInput!D13071,NA())","v":"Springvale 34 (CitiPower) 66 kV"},{"$f":"IF($E13072=DataInput!$B13071,DataInput!E13071,NA())","v":"Citipower"},{"$f":"IF($E13072=DataInput!$B13071,DataInput!F13071,NA())","v":"Summer"},{"$f":"IF($E13072=DataInput!$B13071,DataInput!G13071,NA())","v":"Non-Coincident"},{"$f":"IF($E13072=DataInput!$B13071,DataInput!H13071,NA())","v":2007},{"$f":"IF($E13072=DataInput!$B13071,DataInput!I13071,NA())","v":"Actual"},{"$f":"IF($E13072=DataInput!$B13071,DataInput!J13071,NA())","v":26.227886000000002},{"$f":"IF($E13072=DataInput!$B13071,DataInput!K13071,NA())","v":"NA"},null,null,"VIC Springvale 34 (CitiPower) 66 kV",null,null,null,null,false,null,null,{"$error":"#N/A"},{"$error":"#N/A"},{"$error":"#N/A"},{"$error":"#N/A"},{"$error":"#N/A"},{"$error":"#N/A"},{"$error":"#N/A"},{"$error":"#N/A"},{"$error":"#N/A"},{"$error":"#N/A"}]
[null,{"$f":"IF(DataInput!B13089=$B$8,IF($B$9=$B$10,TRUE,IF(DataInput!E13089=$B$9,TRUE,FALSE)))","v":true},null,null,{"$f":"IF(B13090=TRUE,DataInput!B13089,NA())","v":"VIC"},{"$f":"IF($E13090=DataInput!$B13089,DataInput!C13089,NA())","v":"SVTS3466C"},{"$f":"IF($E13090=DataInput!$B13089,DataInput!D13089,NA())","v":"Springvale 34 (CitiPower) 66 kV"},{"$f":"IF($E13090=DataInput!$B13089,DataInput!E13089,NA())","v":"Citipower"},{"$f":"IF($E13090=DataInput!$B13089,DataInput!F13089,NA())","v":"Summer"},{"$f":"IF($E13090=DataInput!$B13089,DataInput!G13089,NA())","v":"Non-Coincident"},{"$f":"IF($E13090=DataInput!$B13089,DataInput!H13089,NA())","v":2016},{"$f":"IF($E13090=DataInput!$B13089,DataInput!I13089,NA())","v":"Actual"},{"$f":"IF($E13090=DataInput!$B13089,DataInput!J13089,NA())","v":28.328783999999999},{"$f":"IF($E13090=DataInput!$B13089,DataInput!K13089,NA())","v":"NA"},null,null,"VIC Springvale 34 (CitiPower) 66 kV",null,null,null,null,false,null,null,{"$error":"#N/A"},{"$error":"#N/A"},{"$error":"#N/A"},{"$error":"#N/A"},{"$error":"#N/A"},{"$error":"#N/A"},{"$error":"#N/A"},{"$error":"#N/A"},{"$error":"#N/A"},{"$error":"#N/A"}]
[null,{"$f":"IF(DataInput!B13120=$B$8,IF($B$9=$B$10,TRUE,IF(DataInput!E13120=$B$9,TRUE,FALSE)))","v":true},null,null,{"$f":"IF(B13121=TRUE,DataInput!B13120,NA())","v":"VIC"},{"$f":"IF($E13121=DataInput!$B13120,DataInput!C13120,NA())","v":"TBTS66"},{"$f":"IF($E13121=DataInput!$B13120,DataInput!D13120,NA())","v":"Tyabb (United Energy) 66 kV"},{"$f":"IF($E13121=DataInput!$B13120,DataInput!E13120,NA())","v":"United Energy"},{"$f":"IF($E13121=DataInput!$B13120,DataInput!F13120,NA())","v":"Winter"},{"$f":"IF($E13121=DataInput!$B13120,DataInput!G13120,NA())","v":"Non-Coincident"},{"$f":"IF($E13121=DataInput!$B13120,DataInput!H13120,NA())","v":2011},{"$f":"IF($E13121=DataInput!$B13120,DataInput!I13120,NA())","v":"Actual"},{"$f":"IF($E13121=DataInput!$B13120,DataInput!J13120,NA())","v":194.445392},{"$f":"IF($E13121=DataInput!$B13120,DataInput!K13120,NA())","v":"NA"},null,null,"VIC Tyabb (United Energy) 66 kV",null,null,null,null,false,null,null,{"$error":"#N/A"},{"$error":"#N/A"},{"$error":"#N/A"},{"$error":"#N/A"},{"$error":"#N/A"},{"$error":"#N/A"},{"$error":"#N/A"},{"$error":"#N/A"},{"$error":"#N/A"},{"$error":"#N/A"}]
[null,{"$f":"IF(DataInput!B13138=$B$8,IF($B$9=$B$10,TRUE,IF(DataInput!E13138=$B$9,TRUE,FALSE)))","v":true},null,null,{"$f":"IF(B13139=TRUE,DataInput!B13138,NA())","v":"VIC"},{"$f":"IF($E13139=DataInput!$B13138,DataInput!C13138,NA())","v":"TGTS66"},{"$f":"IF($E13139=DataInput!$B13138,DataInput!D13138,NA())","v":"Terang (Powercor) 66 kV"},{"$f":"IF($E13139=DataInput!$B13138,DataInput!E13138,NA())","v":"Powercor"},{"$f":"IF($E13139=DataInput!$B13138,DataInput!F13138,NA())","v":"Winter"},{"$f":"IF($E13139=DataInput!$B13138,DataInput!G13138,NA())","v":"Non-Coincident"},{"$f":"IF($E13139=DataInput!$B13138,DataInput!H13138,NA())","v":2010},{"$f":"IF($E13139=DataInput!$B13138,DataInput!I13138,NA())","v":"Actual"},{"$f":"IF($E13139=DataInput!$B13138,DataInput!J13138,NA())","v":176.23046400000001},{"$f":"IF($E13139=DataInput!$B13138,DataInput!K13138,NA())","v":"NA"},null,null,"VIC Terang (Powercor) 66 kV",null,null,null,null,false,null,null,{"$error":"#N/A"},{"$error":"#N/A"},{"$error":"#N/A"},{"$error":"#N/A"},{"$error":"#N/A"},{"$error":"#N/A"},{"$error":"#N/A"},{"$error":"#N/A"},{"$error":"#N/A"},{"$error":"#N/A"}]
[null,{"$f":"IF(DataInput!B13166=$B$8,IF($B$9=$B$10,TRUE,IF(DataInput!E13166=$B$9,TRUE,FALSE)))","v":true},null,null,{"$f":"IF(B13167=TRUE,DataInput!B13166,NA())","v":"VIC"},{"$f":"IF($E13167=DataInput!$B13166,DataInput!C13166,NA())","v":"TSTS66A"},{"$f":"IF($E13167=DataInput!$B13166,DataInput!D13166,NA())","v":"Templestowe (AusNet) 66 kV"},{"$f":"IF($E13167=DataInput!$B13166,DataInput!E13166,NA())","v":"AusNet"},{"$f":"IF($E13167=DataInput!$B13166,DataInput!F13166,NA())","v":"Winter"},{"$f":"IF($E13167=DataInput!$B13166,DataInput!G13166,NA())","v":"Non-Coincident"},{"$f":"IF($E13167=DataInput!$B13166,DataInput!H13166,NA())","v":2014},{"$f":"IF($E13167=DataInput!$B13166,DataInput!I13166,NA())","v":"Actual"},{"$f":"IF($E13167=DataInput!$B13166,DataInput!J13166,NA())","v":56.149348000000003},{"$f":"IF($E13167=DataInput!$B13166,DataInput!K13166,NA())","v":"NA"},null,null,"VIC Templestowe (AusNet) 66 kV",null,null,null,null,false,null,null,{"$error":"#N/A"},{"$error":"#N/A"},{"$error":"#N/A"},{"$error":"#N/A"},{"$error":"#N/A"},{"$error":"#N/A"},{"$error":"#N/A"},{"$error":"#N/A"},{"$error":"#N/A"},{"$error":"#N/A"}]
[null,{"$f":"IF(DataInput!B13199=$B$8,IF($B$9=$B$10,TRUE,IF(DataInput!E13199=$B$9,TRUE,FALSE)))","v":true},null,null,{"$f":"IF(B13200=TRUE,DataInput!B13199,NA())","v":"VIC"},{"$f":"IF($E13200=DataInput!$B13199,DataInput!C13199,NA())","v":"TSTS66J"},{"$f":"IF($E13200=DataInput!$B13199,DataInput!D13199,NA())","v":"Templestowe (Jemena) 66 kV"},{"$f":"IF($E13200=DataInput!$B13199,DataInput!E13199,NA())","v":"Jemena"},{"$f":"IF($E13200=DataInput!$B13199,DataInput!F13199,NA())","v":"Summer"},{"$f":"IF($E13200=DataInput!$B13199,DataInput!G13199,NA())","v":"Non-Coincident"},{"$f":"IF($E13200=DataInput!$B13199,DataInput!H13199,NA())","v":2011},{"$f":"IF($E13200=DataInput!$B13199,DataInput!I13199,NA())","v":"Actual"},{"$f":"IF($E13200=DataInput!$B13199,DataInput!J13199,NA())","v":25.280657999999999},{"$f":"IF($E13200=DataInput!$B13199,DataInput!K13199,NA())","v":"NA"},null,null,"VIC Templestowe (Jemena) 66 kV",null,null,null,null,false,null,null,{"$error":"#N/A"},{"$error":"#N/A"},{"$error":"#N/A"},{"$error":"#N/A"},{"$error":"#N/A"},{"$error":"#N/A"},{"$error":"#N/A"},{"$error":"#N/A"},{"$error":"#N/A"},{"$error":"#N/A"}]
[null,{"$f":"IF(DataInput!B13246=$B$8,IF($B$9=$B$10,TRUE,IF(DataInput!E13246=$B$9,TRUE,FALSE)))","v":true},null,null,{"$f":"IF(B13247=TRUE,DataInput!B13246,NA())","v":"VIC"},{"$f":"IF($E13247=DataInput!$B13246,DataInput!C13246,NA())","v":"TTS1266A"},{"$f":"IF($E13247=DataInput!$B13246,DataInput!D13246,NA())","v":"Thomastown 12 (AusNet) 66 kV"},{"$f":"IF($E13247=DataInput!$B13246,DataInput!E13246,NA())","v":"AusNet"},{"$f":"IF($E13247=DataInput!$B13246,DataInput!F13246,NA())","v":"Winter"},{"$f":"IF($E13247=DataInput!$B13246,DataInput!G13246,NA())","v":"Non-Coincident"},{"$f":"IF($E13247=DataInput!$B13246,DataInput!H13246,NA())","v":2014},{"$f":"IF($E13247=DataInput!$B13246,DataInput!I13246,NA())","v":"Actual"},{"$f":"IF($E13247=DataInput!$B13246,DataInput!J13246,NA())","v":100.43844199999999},{"$f":"IF($E13247=DataInput!$B13246,DataInput!K13246,NA())","v":"NA"},null,null,"VIC Thomastown 12 (AusNet) 66 kV",null,null,null,null,false,null,null,{"$error":"#N/A"},{"$error":"#N/A"},{"$error":"#N/A"},{"$error":"#N/A"},{"$error":"#N/A"},{"$error":"#N/A"},{"$error":"#N/A"},{"$error":"#N/A"},{"$error":"#N/A"},{"$error":"#N/A"}]
[null,{"$f":"IF(DataInput!B13248=$B$8,IF($B$9=$B$10,TRUE,IF(DataInput!E13248=$B$9,TRUE,FALSE)))","v":true},null,null,{"$f":"IF(B13249=TRUE,DataInput!B13248,NA())","v":"VIC"},{"$f":"IF($E13249=DataInput!$B13248,DataInput!C13248,NA())","v":"TTS1266A"},{"$f":"IF($E13249=DataInput!$B13248,DataInput!D13248,NA())","v":"Thomastown 12 (AusNet) 66 kV"},{"$f":"IF($E13249=DataInput!$B13248,DataInput!E13248,NA())","v":"AusNet"},{"$f":"IF($E13249=DataInput!$B13248,DataInput!F13248,NA())","v":"Winter"},{"$f":"IF($E13249=DataInput!$B13248,DataInput!G13248,NA())","v":"Non-Coincident"},{"$f":"IF($E13249=DataInput!$B13248,DataInput!H13248,NA())","v":2015},{"$f":"IF($E13249=DataInput!$B13248,DataInput!I13248,NA())","v":"Actual"},{"$f":"IF($E13249=DataInput!$B13248,DataInput!J13248,NA())","v":97.635180000000005},{"$f":"IF($E13249=DataInput!$B13248,DataInput!K13248,NA())","v":"NA"},null,null,"VIC Thomastown 12 (AusNet) 66 kV",null,null,null,null,false,null,null,{"$error":"#N/A"},{"$error":"#N/A"},{"$error":"#N/A"},{"$error":"#N/A"},{"$error":"#N/A"},{"$error":"#N/A"},{"$error":"#N/A"},{"$error":"#N/A"},{"$error":"#N/A"},{"$error":"#N/A"}]
[null,{"$f":"IF(DataInput!B13293=$B$8,IF($B$9=$B$10,TRUE,IF(DataInput!E13293=$B$9,TRUE,FALSE)))","v":true},null,null,{"$f":"IF(B13294=TRUE,DataInput!B13293,NA())","v":"VIC"},{"$f":"IF($E13294=DataInput!$B13293,DataInput!C13293,NA())","v":"VCB2"},{"$f":"IF($E13294=DataInput!$B13293,DataInput!D13293,NA())","v":"Aquasure Desalination 220kV"},{"$f":"IF($E13294=DataInput!$B13293,DataInput!E13293,NA())","v":"Direct Connect"},{"$f":"IF($E13294=DataInput!$B13293,DataInput!F13293,NA())","v":"Winter"},{"$f":"IF($E13294=DataInput!$B13293,DataInput!G13293,NA())","v":"Non-Coincident"},{"$f":"IF($E13294=DataInput!$B13293,DataInput!H13293,NA())","v":2013},{"$f":"IF($E13294=DataInput!$B13293,DataInput!I13293,NA())","v":"Actual"},{"$f":"IF($E13294=DataInput!$B13293,DataInput!J13293,NA())","v":"NA"},{"$f":"IF($E13294=DataInput!$B13293,DataInput!K13293,NA())","v":"NA"},null,null,"VIC Aquasure Desalination 220kV",null,null,null,null,false,null,null,{"$error":"#N/A"},{"$error":"#N/A"},{"$error":"#N/A"},{"$error":"#N/A"},{"$error":"#N/A"},{"$error":"#N/A"},{"$error":"#N/A"},{"$error":"#N/A"},{"$error":"#N/A"},{"$error":"#N/A"}]
[null,{"$f":"IF(DataInput!B13325=$B$8,IF($B$9=$B$10,TRUE,IF(DataInput!E13325=$B$9,TRUE,FALSE)))","v":true},null,null,{"$f":"IF(B13326=TRUE,DataInput!B13325,NA())","v":"VIC"},{"$f":"IF($E13326=DataInput!$B13325,DataInput!C13325,NA())","v":"WMTS22"},{"$f":"IF($E13326=DataInput!$B13325,DataInput!D13325,NA())","v":"West Melbourne (CitiPower) 22 kV"},{"$f":"IF($E13326=DataInput!$B13325,DataInput!E13325,NA())","v":"Citipower"},{"$f":"IF($E13326=DataInput!$B13325,DataInput!F13325,NA())","v":"Summer"},{"$f":"IF($E13326=DataInput!$B13325,DataInput!G13325,NA())","v":"Non-Coincident"},{"$f":"IF($E13326=DataInput!$B13325,DataInput!H13325,NA())","v":2015},{"$f":"IF($E13326=DataInput!$B13325,DataInput!I13325,NA())","v":"Actual"},{"$f":"IF($E13326=DataInput!$B13325,DataInput!J13325,NA())","v":61.503081999999999},{"$f":"IF($E13326=DataInput!$B13325,DataInput!K13325,NA())","v":"NA"},null,null,"VIC West Melbourne (CitiPower) 22 kV",null,null,null,null,false,null,null,{"$error":"#N/A"},{"$error":"#N/A"},{"$error":"#N/A"},{"$error":"#N/A"},{"$error":"#N/A"},{"$error":"#N/A"},{"$error":"#N/A"},{"$error":"#N/A"},{"$error":"#N/A"},{"$error":"#N/A"}]
[null,{"$f":"IF(DataInput!B13356=$B$8,IF($B$9=$B$10,TRUE,IF(DataInput!E13356=$B$9,TRUE,FALSE)))","v":true},null,null,{"$f":"IF(B13357=TRUE,DataInput!B13356,NA())","v":"VIC"},{"$f":"IF($E13357=DataInput!$B13356,DataInput!C13356,NA())","v":"WMTS66J"},{"$f":"IF($E13357=DataInput!$B13356,DataInput!D13356,NA())","v":"West Melbourne (Jemena) 66 kV"},{"$f":"IF($E13357=DataInput!$B13356,DataInput!E13356,NA())","v":"Jemena"},{"$f":"IF($E13357=DataInput!$B13356,DataInput!F13356,NA())","v":"Winter"},{"$f":"IF($E13357=DataInput!$B13356,DataInput!G13356,NA())","v":"Non-Coincident"},{"$f":"IF($E13357=DataInput!$B13356,DataInput!H13356,NA())","v":2010},{"$f":"IF($E13357=DataInput!$B13356,DataInput!I13356,NA())","v":"Actual"},{"$f":"IF($E13357=DataInput!$B13356,DataInput!J13356,NA())","v":52.502180000000003},{"$f":"IF($E13357=DataInput!$B13356,DataInput!K13356,NA())","v":"NA"},null,null,"VIC West Melbourne (Jemena) 66 kV",null,null,null,null,false,null,null,{"$error":"#N/A"},{"$error":"#N/A"},{"$error":"#N/A"},{"$error":"#N/A"},{"$error":"#N/A"},{"$error":"#N/A"},{"$error":"#N/A"},{"$error":"#N/A"},{"$error":"#N/A"},{"$error":"#N/A"}]
[null,{"$f":"IF(DataInput!B13374=$B$8,IF($B$9=$B$10,TRUE,IF(DataInput!E13374=$B$9,TRUE,FALSE)))","v":true},null,null,{"$f":"IF(B13375=TRUE,DataInput!B13374,NA())","v":"VIC"},{"$f":"IF($E13375=DataInput!$B13374,DataInput!C13374,NA())","v":"WOTS22"},{"$f":"IF($E13375=DataInput!$B13374,DataInput!D13374,NA())","v":"Wodonga (AusNet) 22 kV"},{"$f":"IF($E13375=DataInput!$B13374,DataInput!E13374,NA())","v":"AusNet"},{"$f":"IF($E13375=DataInput!$B13374,DataInput!F13374,NA())","v":"Winter"},{"$f":"IF($E13375=DataInput!$B13374,DataInput!G13374,NA())","v":"Non-Coincident"},{"$f":"IF($E13375=DataInput!$B13374,DataInput!H13374,NA())","v":2009},{"$f":"IF($E13375=DataInput!$B13374,DataInput!I13374,NA())","v":"Actual"},{"$f":"IF($E13375=DataInput!$B13374,DataInput!J13374,NA())","v":23.392060000000001},{"$f":"IF($E13375=DataInput!$B13374,DataInput!K13374,NA())","v":"NA"},null,null,"VIC Wodonga (AusNet) 22 kV",null,null,null,null,false,null,null,{"$error":"#N/A"},{"$error":"#N/A"},{"$error":"#N/A"},{"$error":"#N/A"},{"$error":"#N/A"},{"$error":"#N/A"},{"$error":"#N/A"},{"$error":"#N/A"},{"$error":"#N/A"},{"$error":"#N/A"}]
[null,{"$f":"IF(DataInput!B13416=$B$8,IF($B$9=$B$10,TRUE,IF(DataInput!E13416=$B$9,TRUE,FALSE)))","v":true},null,null,{"$f":"IF(B13417=TRUE,DataInput!B13416,NA())","v":"VIC"},{"$f":"IF($E13417=DataInput!$B13416,DataInput!C13416,NA())","v":"YPS11"},{"$f":"IF($E13417=DataInput!$B13416,DataInput!D13416,NA())","v":"Yallourn (AusNet) 11 kV"},{"$f":"IF($E13417=DataInput!$B13416,DataInput!E13416,NA())","v":"AusNet"},{"$f":"IF($E13417=DataInput!$B13416,DataInput!F13416,NA())","v":"Winter"},{"$f":"IF($E13417=DataInput!$B13416,DataInput!G13416,NA())","v":"Non-Coincident"},{"$f":"IF($E13417=DataInput!$B13416,DataInput!H13416,NA())","v":2010},{"$f":"IF($E13417=DataInput!$B13416,DataInput!I13416,NA())","v":"Actual"},{"$f":"IF($E13417=DataInput!$B13416,DataInput!J13416,NA())","v":0.89668800000000004},{"$f":"IF($E13417=DataInput!$B13416,DataInput!K13416,NA())","v":"NA"},null,null,"VIC Yallourn (AusNet) 11 kV",null,null,null,null,false,null,null,{"$error":"#N/A"},{"$error":"#N/A"},{"$error":"#N/A"},{"$error":"#N/A"},{"$error":"#N/A"},{"$error":"#N/A"},{"$error":"#N/A"},{"$error":"#N/A"},{"$error":"#N/A"},{"$error":"#N/A"}]
[null,{"$f":"IF(DataInput!B13422=$B$8,IF($B$9=$B$10,TRUE,IF(DataInput!E13422=$B$9,TRUE,FALSE)))","v":true},null,null,{"$f":"IF(B13423=TRUE,DataInput!B13422,NA())","v":"VIC"},{"$f":"IF($E13423=DataInput!$B13422,DataInput!C13422,NA())","v":"YPS11"},{"$f":"IF($E13423=DataInput!$B13422,DataInput!D13422,NA())","v":"Yallourn (AusNet) 11 kV"},{"$f":"IF($E13423=DataInput!$B13422,DataInput!E13422,NA())","v":"AusNet"},{"$f":"IF($E13423=DataInput!$B13422,DataInput!F13422,NA())","v":"Winter"},{"$f":"IF($E13423=DataInput!$B13422,DataInput!G13422,NA())","v":"Non-Coincident"},{"$f":"IF($E13423=DataInput!$B13422,DataInput!H13422,NA())","v":2013},{"$f":"IF($E13423=DataInput!$B13422,DataInput!I13422,NA())","v":"Actual"},{"$f":"IF($E13423=DataInput!$B13422,DataInput!J13422,NA())","v":0.576654},{"$f":"IF($E13423=DataInput!$B13422,DataInput!K13422,NA())","v":"NA"},null,null,"VIC Yallourn (AusNet) 11 kV",null,null,null,null,false,null,null,{"$error":"#N/A"},{"$error":"#N/A"},{"$error":"#N/A"},{"$error":"#N/A"},{"$error":"#N/A"},{"$error":"#N/A"},{"$error":"#N/A"},{"$error":"#N/A"},{"$error":"#N/A"},{"$error":"#N/A"}]
[null,{"$f":"IF(DataInput!B13453=$B$8,IF($B$9=$B$10,TRUE,IF(DataInput!E13453=$B$9,TRUE,FALSE)))","v":true},null,null,{"$f":"IF(B13454=TRUE,DataInput!B13453,NA())","v":"VIC"},{"$f":"IF($E13454=DataInput!$B13453,DataInput!C13453,NA())","v":"ATSBJ"},{"$f":"IF($E13454=DataInput!$B13453,DataInput!D13453,NA())","v":"Altona-Brooklyn (Jemena) 66 kV"},{"$f":"IF($E13454=DataInput!$B13453,DataInput!E13453,NA())","v":"Jemena"},{"$f":"IF($E13454=DataInput!$B13453,DataInput!F13453,NA())","v":"Summer"},{"$f":"IF($E13454=DataInput!$B13453,DataInput!G13453,NA())","v":"Coincident"},{"$f":"IF($E13454=DataInput!$B13453,DataInput!H13453,NA())","v":2009},{"$f":"IF($E13454=DataInput!$B13453,DataInput!I13453,NA())","v":"Actual"},{"$f":"IF($E13454=DataInput!$B13453,DataInput!J13453,NA())","v":120.431574},{"$f":"IF($E13454=DataInput!$B13453,DataInput!K13453,NA())","v":"NA"},null,null,"VIC Altona-Brooklyn (Jemena) 66 kV",null,null,null,null,false,null,null,{"$error":"#N/A"},{"$error":"#N/A"},{"$error":"#N/A"},{"$error":"#N/A"},{"$error":"#N/A"},{"$error":"#N/A"},{"$error":"#N/A"},{"$error":"#N/A"},{"$error":"#N/A"},{"$error":"#N/A"}]
[null,{"$f":"IF(DataInput!B13484=$B$8,IF($B$9=$B$10,TRUE,IF(DataInput!E13484=$B$9,TRUE,FALSE)))","v":true},null,null,{"$f":"IF(B13485=TRUE,DataInput!B13484,NA())","v":"VIC"},{"$f":"IF($E13485=DataInput!$B13484,DataInput!C13484,NA())","v":"ATSBP"},{"$f":"IF($E13485=DataInput!$B13484,DataInput!D13484,NA())","v":"Altona-Brooklyn (Powercor) 66 kV"},{"$f":"IF($E13485=DataInput!$B13484,DataInput!E13484,NA())","v":"Powercor"},{"$f":"IF($E13485=DataInput!$B13484,DataInput!F13484,NA())","v":"Winter"},{"$f":"IF($E13485=DataInput!$B13484,DataInput!G13484,NA())","v":"Coincident"},{"$f":"IF($E13485=DataInput!$B13484,DataInput!H13484,NA())","v":2014},{"$f":"IF($E13485=DataInput!$B13484,DataInput!I13484,NA())","v":"Actual"},{"$f":"IF($E13485=DataInput!$B13484,DataInput!J13484,NA())","v":139.491432},{"$f":"IF($E13485=DataInput!$B13484,DataInput!K13484,NA())","v":"NA"},null,null,"VIC Altona-Brooklyn (Powercor) 66 kV",null,null,null,null,false,null,null,{"$error":"#N/A"},{"$error":"#N/A"},{"$error":"#N/A"},{"$error":"#N/A"},{"$error":"#N/A"},{"$error":"#N/A"},{"$error":"#N/A"},{"$error":"#N/A"},{"$error":"#N/A"},{"$error":"#N/A"}]
[null,{"$f":"IF(DataInput!B13515=$B$8,IF($B$9=$B$10,TRUE,IF(DataInput!E13515=$B$9,TRUE,FALSE)))","v":true},null,null,{"$f":"IF(B13516=TRUE,DataInput!B13515,NA())","v":"VIC"},{"$f":"IF($E13516=DataInput!$B13515,DataInput!C13515,NA())","v":"ATSWP"},{"$f":"IF($E13516=DataInput!$B13515,DataInput!D13515,NA())","v":"Altona West (Powercor) 66 kV"},{"$f":"IF($E13516=DataInput!$B13515,DataInput!E13515,NA())","v":"Powercor"},{"$f":"IF($E13516=DataInput!$B13515,DataInput!F13515,NA())","v":"Summer"},{"$f":"IF($E13516=DataInput!$B13515,DataInput!G13515,NA())","v":"Coincident"},{"$f":"IF($E13516=DataInput!$B13515,DataInput!H13515,NA())","v":2010},{"$f":"IF($E13516=DataInput!$B13515,DataInput!I13515,NA())","v":"Actual"},{"$f":"IF($E13516=DataInput!$B13515,DataInput!J13515,NA())","v":174.594166},{"$f":"IF($E13516=DataInput!$B13515,DataInput!K13515,NA())","v":"NA"},null,null,{"$f":"IF(OR(ISERROR(E13516),ISERROR(G13516)),\"  \",E13516&\" \"&G13516)","v":"VIC Altona West (Powercor) 66 kV"},null,null,null,null,{"$f":"IF(ISERROR(G13516),FALSE,IF($V$9=G13516,TRUE,FALSE))","v":false},null,null,{"$error":"#N/A"},{"$error":"#N/A"},{"$error":"#N/A"},{"$error":"#N/A"},{"$error":"#N/A"},{"$error":"#N/A"},{"$error":"#N/A"},{"$error":"#N/A"},{"$error":"#N/A"},{"$error":"#N/A"}]
[null,{"$f":"IF(DataInput!B13561=$B$8,IF($B$9=$B$10,TRUE,IF(DataInput!E13561=$B$9,TRUE,FALSE)))","v":true},null,null,{"$f":"IF(B13562=TRUE,DataInput!B13561,NA())","v":"VIC"},{"$f":"IF($E13562=DataInput!$B13561,DataInput!C13561,NA())","v":"BETS22"},{"$f":"IF($E13562=DataInput!$B13561,DataInput!D13561,NA())","v":"Bendigo (Powercor) 22 kV"},{"$f":"IF($E13562=DataInput!$B13561,DataInput!E13561,NA())","v":"Powercor"},{"$f":"IF($E13562=DataInput!$B13561,DataInput!F13561,NA())","v":"Summer"},{"$f":"IF($E13562=DataInput!$B13561,DataInput!G13561,NA())","v":"Coincident"},{"$f":"IF($E13562=DataInput!$B13561,DataInput!H13561,NA())","v":2013},{"$f":"IF($E13562=DataInput!$B13561,DataInput!I13561,NA())","v":"Actual"},{"$f":"IF($E13562=DataInput!$B13561,DataInput!J13561,NA())","v":45.917068},{"$f":"IF($E13562=DataInput!$B13561,DataInput!K13561,NA())","v":"NA"},null,null,"VIC Bendigo (Powercor) 22 kV",null,null,null,null,false,null,null,{"$error":"#N/A"},{"$error":"#N/A"},{"$error":"#N/A"},{"$error":"#N/A"},{"$error":"#N/A"},{"$error":"#N/A"},{"$error":"#N/A"},{"$error":"#N/A"},{"$error":"#N/A"},{"$error":"#N/A"}]
[null,{"$f":"IF(DataInput!B13592=$B$8,IF($B$9=$B$10,TRUE,IF(DataInput!E13592=$B$9,TRUE,FALSE)))","v":true},null,null,{"$f":"IF(B13593=TRUE,DataInput!B13592,NA())","v":"VIC"},{"$f":"IF($E13593=DataInput!$B13592,DataInput!C13592,NA())","v":"BLTS22J"},{"$f":"IF($E13593=DataInput!$B13592,DataInput!D13592,NA())","v":"Brooklyn (Jemena) 22 kV"},{"$f":"IF($E13593=DataInput!$B13592,DataInput!E13592,NA())","v":"Jemena"},{"$f":"IF($E13593=DataInput!$B13592,DataInput!F13592,NA())","v":"Winter"},{"$f":"IF($E13593=DataInput!$B13592,DataInput!G13592,NA())","v":"Coincident"},{"$f":"IF($E13593=DataInput!$B13592,DataInput!H13592,NA())","v":2008},{"$f":"IF($E13593=DataInput!$B13592,DataInput!I13592,NA())","v":"Actual"},{"$f":"IF($E13593=DataInput!$B13592,DataInput!J13592,NA())","v":1.2673300000000001},{"$f":"IF($E13593=DataInput!$B13592,DataInput!K13592,NA())","v":"NA"},null,null,"VIC Brooklyn (Jemena) 22 kV",null,null,null,null,false,null,null,{"$error":"#N/A"},{"$error":"#N/A"},{"$error":"#N/A"},{"$error":"#N/A"},{"$error":"#N/A"},{"$error":"#N/A"},{"$error":"#N/A"},{"$error":"#N/A"},{"$error":"#N/A"},{"$error":"#N/A"}]
[null,{"$f":"IF(DataInput!B13610=$B$8,IF($B$9=$B$10,TRUE,IF(DataInput!E13610=$B$9,TRUE,FALSE)))","v":true},null,null,{"$f":"IF(B13611=TRUE,DataInput!B13610,NA())","v":"VIC"},{"$f":"IF($E13611=DataInput!$B13610,DataInput!C13610,NA())","v":"BLTS22P"},{"$f":"IF($E13611=DataInput!$B13610,DataInput!D13610,NA())","v":"Brooklyn (Powercor) 22 kV"},{"$f":"IF($E13611=DataInput!$B13610,DataInput!E13610,NA())","v":"Powercor"},{"$f":"IF($E13611=DataInput!$B13610,DataInput!F13610,NA())","v":"Winter"},{"$f":"IF($E13611=DataInput!$B13610,DataInput!G13610,NA())","v":"Coincident"},{"$f":"IF($E13611=DataInput!$B13610,DataInput!H13610,NA())","v":2007},{"$f":"IF($E13611=DataInput!$B13610,DataInput!I13610,NA())","v":"Actual"},{"$f":"IF($E13611=DataInput!$B13610,DataInput!J13610,NA())","v":49.018439999999998},{"$f":"IF($E13611=DataInput!$B13610,DataInput!K13610,NA())","v":"NA"},null,null,"VIC Brooklyn (Powercor) 22 kV",null,null,null,null,false,null,null,{"$error":"#N/A"},{"$error":"#N/A"},{"$error":"#N/A"},{"$error":"#N/A"},{"$error":"#N/A"},{"$error":"#N/A"},{"$error":"#N/A"},{"$error":"#N/A"},{"$error":"#N/A"},{"$error":"#N/A"}]
[null,{"$f":"IF(DataInput!B13638=$B$8,IF($B$9=$B$10,TRUE,IF(DataInput!E13638=$B$9,TRUE,FALSE)))","v":true},null,null,{"$f":"IF(B13639=TRUE,DataInput!B13638,NA())","v":"VIC"},{"$f":"IF($E13639=DataInput!$B13638,DataInput!C13638,NA())","v":"BLTSS"},{"$f":"IF($E13639=DataInput!$B13638,DataInput!D13638,NA())","v":"Brooklyn (Powercor) 66 kV - Onesteel"},{"$f":"IF($E13639=DataInput!$B13638,DataInput!E13638,NA())","v":"Powercor"},{"$f":"IF($E13639=DataInput!$B13638,DataInput!F13638,NA())","v":"Winter"},{"$f":"IF($E13639=DataInput!$B13638,DataInput!G13638,NA())","v":"Coincident"},{"$f":"IF($E13639=DataInput!$B13638,DataInput!H13638,NA())","v":2011},{"$f":"IF($E13639=DataInput!$B13638,DataInput!I13638,NA())","v":"Actual"},{"$f":"IF($E13639=DataInput!$B13638,DataInput!J13638,NA())","v":"NA"},{"$f":"IF($E13639=DataInput!$B13638,DataInput!K13638,NA())","v":"NA"},null,null,"VIC Brooklyn (Powercor) 66 kV - Onesteel",null,null,null,null,false,null,null,{"$error":"#N/A"},{"$error":"#N/A"},{"$error":"#N/A"},{"$error":"#N/A"},{"$error":"#N/A"},{"$error":"#N/A"},{"$error":"#N/A"},{"$error":"#N/A"},{"$error":"#N/A"},{"$error":"#N/A"}]
[null,{"$f":"IF(DataInput!B13658=$B$8,IF($B$9=$B$10,TRUE,IF(DataInput!E13658=$B$9,TRUE,FALSE)))","v":true},null,null,{"$f":"IF(B13659=TRUE,DataInput!B13658,NA())","v":"VIC"},{"$f":"IF($E13659=DataInput!$B13658,DataInput!C13658,NA())","v":"BTS22C"},{"$f":"IF($E13659=DataInput!$B13658,DataInput!D13658,NA())","v":"Brunswick (CitiPower) 22 kV"},{"$f":"IF($E13659=DataInput!$B13658,DataInput!E13658,NA())","v":"Citipower"},{"$f":"IF($E13659=DataInput!$B13658,DataInput!F13658,NA())","v":"Winter"},{"$f":"IF($E13659=DataInput!$B13658,DataInput!G13658,NA())","v":"Coincident"},{"$f":"IF($E13659=DataInput!$B13658,DataInput!H13658,NA())","v":2011},{"$f":"IF($E13659=DataInput!$B13658,DataInput!I13658,NA())","v":"Actual"},{"$f":"IF($E13659=DataInput!$B13658,DataInput!J13658,NA())","v":48.161957999999998},{"$f":"IF($E13659=DataInput!$B13658,DataInput!K13658,NA())","v":"NA"},null,null,"VIC Brunswick (CitiPower) 22 kV",null,null,null,null,false,null,null,{"$error":"#N/A"},{"$error":"#N/A"},{"$error":"#N/A"},{"$error":"#N/A"},{"$error":"#N/A"},{"$error":"#N/A"},{"$error":"#N/A"},{"$error":"#N/A"},{"$error":"#N/A"},{"$error":"#N/A"}]
[null,{"$f":"IF(DataInput!B13689=$B$8,IF($B$9=$B$10,TRUE,IF(DataInput!E13689=$B$9,TRUE,FALSE)))","v":true},null,null,{"$f":"IF(B13690=TRUE,DataInput!B13689,NA())","v":"VIC"},{"$f":"IF($E13690=DataInput!$B13689,DataInput!C13689,NA())","v":"CBTS66A"},{"$f":"IF($E13690=DataInput!$B13689,DataInput!D13689,NA())","v":"Cranbourne (AusNet) 66 kV"},{"$f":"IF($E13690=DataInput!$B13689,DataInput!E13689,NA())","v":"AusNet"},{"$f":"IF($E13690=DataInput!$B13689,DataInput!F13689,NA())","v":"Summer"},{"$f":"IF($E13690=DataInput!$B13689,DataInput!G13689,NA())","v":"Coincident"},{"$f":"IF($E13690=DataInput!$B13689,DataInput!H13689,NA())","v":2007},{"$f":"IF($E13690=DataInput!$B13689,DataInput!I13689,NA())","v":"Actual"},{"$f":"IF($E13690=DataInput!$B13689,DataInput!J13689,NA())","v":153.04945599999999},{"$f":"IF($E13690=DataInput!$B13689,DataInput!K13689,NA())","v":"NA"},null,null,"VIC Cranbourne (AusNet) 66 kV",null,null,null,null,false,null,null,{"$error":"#N/A"},{"$error":"#N/A"},{"$error":"#N/A"},{"$error":"#N/A"},{"$error":"#N/A"},{"$error":"#N/A"},{"$error":"#N/A"},{"$error":"#N/A"},{"$error":"#N/A"},{"$error":"#N/A"}]
[null,{"$f":"IF(DataInput!B13720=$B$8,IF($B$9=$B$10,TRUE,IF(DataInput!E13720=$B$9,TRUE,FALSE)))","v":true},null,null,{"$f":"IF(B13721=TRUE,DataInput!B13720,NA())","v":"VIC"},{"$f":"IF($E13721=DataInput!$B13720,DataInput!C13720,NA())","v":"CBTS66U"},{"$f":"IF($E13721=DataInput!$B13720,DataInput!D13720,NA())","v":"Cranbourne (United Energy) 66 kV"},{"$f":"IF($E13721=DataInput!$B13720,DataInput!E13720,NA())","v":"United Energy"},{"$f":"IF($E13721=DataInput!$B13720,DataInput!F13720,NA())","v":"Winter"},{"$f":"IF($E13721=DataInput!$B13720,DataInput!G13720,NA())","v":"Coincident"},{"$f":"IF($E13721=DataInput!$B13720,DataInput!H13720,NA())","v":2012},{"$f":"IF($E13721=DataInput!$B13720,DataInput!I13720,NA())","v":"Actual"},{"$f":"IF($E13721=DataInput!$B13720,DataInput!J13720,NA())","v":122.590256},{"$f":"IF($E13721=DataInput!$B13720,DataInput!K13720,NA())","v":"NA"},null,null,"VIC Cranbourne (United Energy) 66 kV",null,null,null,null,false,null,null,{"$error":"#N/A"},{"$error":"#N/A"},{"$error":"#N/A"},{"$error":"#N/A"},{"$error":"#N/A"},{"$error":"#N/A"},{"$error":"#N/A"},{"$error":"#N/A"},{"$error":"#N/A"},{"$error":"#N/A"}]
[null,{"$f":"IF(DataInput!B13737=$B$8,IF($B$9=$B$10,TRUE,IF(DataInput!E13737=$B$9,TRUE,FALSE)))","v":true},null,null,{"$f":"IF(B13738=TRUE,DataInput!B13737,NA())","v":"VIC"},{"$f":"IF($E13738=DataInput!$B13737,DataInput!C13737,NA())","v":"ERTS1266A"},{"$f":"IF($E13738=DataInput!$B13737,DataInput!D13737,NA())","v":"East Rowville 12 (AusNet) 66 kV"},{"$f":"IF($E13738=DataInput!$B13737,DataInput!E13737,NA())","v":"AusNet"},{"$f":"IF($E13738=DataInput!$B13737,DataInput!F13737,NA())","v":"Summer"},{"$f":"IF($E13738=DataInput!$B13737,DataInput!G13737,NA())","v":"Coincident"},{"$f":"IF($E13738=DataInput!$B13737,DataInput!H13737,NA())","v":2011},{"$f":"IF($E13738=DataInput!$B13737,DataInput!I13737,NA())","v":"Actual"},{"$f":"IF($E13738=DataInput!$B13737,DataInput!J13737,NA())","v":85.064154000000002},{"$f":"IF($E13738=DataInput!$B13737,DataInput!K13737,NA())","v":"NA"},null,null,"VIC East Rowville 12 (AusNet) 66 kV",null,null,null,null,false,null,null,{"$error":"#N/A"},{"$error":"#N/A"},{"$error":"#N/A"},{"$error":"#N/A"},{"$error":"#N/A"},{"$error":"#N/A"},{"$error":"#N/A"},{"$error":"#N/A"},{"$error":"#N/A"},{"$error":"#N/A"}]
[null,{"$f":"IF(DataInput!B13768=$B$8,IF($B$9=$B$10,TRUE,IF(DataInput!E13768=$B$9,TRUE,FALSE)))","v":true},null,null,{"$f":"IF(B13769=TRUE,DataInput!B13768,NA())","v":"VIC"},{"$f":"IF($E13769=DataInput!$B13768,DataInput!C13768,NA())","v":"ERTS3466A"},{"$f":"IF($E13769=DataInput!$B13768,DataInput!D13768,NA())","v":"East Rowville 34 (AusNet) 66 kV"},{"$f":"IF($E13769=DataInput!$B13768,DataInput!E13768,NA())","v":"AusNet"},{"$f":"IF($E13769=DataInput!$B13768,DataInput!F13768,NA())","v":"Winter"},{"$f":"IF($E13769=DataInput!$B13768,DataInput!G13768,NA())","v":"Coincident"},{"$f":"IF($E13769=DataInput!$B13768,DataInput!H13768,NA())","v":2006},{"$f":"IF($E13769=DataInput!$B13768,DataInput!I13768,NA())","v":"Actual"},{"$f":"IF($E13769=DataInput!$B13768,DataInput!J13768,NA())","v":0},{"$f":"IF($E13769=DataInput!$B13768,DataInput!K13768,NA())","v":"NA"},null,null,"VIC East Rowville 34 (AusNet) 66 kV",null,null,null,null,false,null,null,{"$error":"#N/A"},{"$error":"#N/A"},{"$error":"#N/A"},{"$error":"#N/A"},{"$error":"#N/A"},{"$error":"#N/A"},{"$error":"#N/A"},{"$error":"#N/A"},{"$error":"#N/A"},{"$error":"#N/A"}]
[null,{"$f":"IF(DataInput!B13799=$B$8,IF($B$9=$B$10,TRUE,IF(DataInput!E13799=$B$9,TRUE,FALSE)))","v":true},null,null,{"$f":"IF(B13800=TRUE,DataInput!B13799,NA())","v":"VIC"},{"$f":"IF($E13800=DataInput!$B13799,DataInput!C13799,NA())","v":"ERTS3466U"},{"$f":"IF($E13800=DataInput!$B13799,DataInput!D13799,NA())","v":"East Rowville 34 (United Energy) 66 kV"},{"$f":"IF($E13800=DataInput!$B13799,DataInput!E13799,NA())","v":"United Energy"},{"$f":"IF($E13800=DataInput!$B13799,DataInput!F13799,NA())","v":"Summer"},{"$f":"IF($E13800=DataInput!$B13799,DataInput!G13799,NA())","v":"Coincident"},{"$f":"IF($E13800=DataInput!$B13799,DataInput!H13799,NA())","v":2012},{"$f":"IF($E13800=DataInput!$B13799,DataInput!I13799,NA())","v":"Actual"},{"$f":"IF($E13800=DataInput!$B13799,DataInput!J13799,NA())","v":164.45024599999999},{"$f":"IF($E13800=DataInput!$B13799,DataInput!K13799,NA())","v":"NA"},null,null,"VIC East Rowville 34 (United Energy) 66 kV",null,null,null,null,false,null,null,{"$error":"#N/A"},{"$error":"#N/A"},{"$error":"#N/A"},{"$error":"#N/A"},{"$error":"#N/A"},{"$error":"#N/A"},{"$error":"#N/A"},{"$error":"#N/A"},{"$error":"#N/A"},{"$error":"#N/A"}]
[null,{"$f":"IF(DataInput!B13846=$B$8,IF($B$9=$B$10,TRUE,IF(DataInput!E13846=$B$9,TRUE,FALSE)))","v":true},null,null,{"$f":"IF(B13847=TRUE,DataInput!B13846,NA())","v":"VIC"},{"$f":"IF($E13847=DataInput!$B13846,DataInput!C13846,NA())","v":"FBTS66P"},{"$f":"IF($E13847=DataInput!$B13846,DataInput!D13846,NA())","v":"Fishermans Bend (Powercor) 66 kV"},{"$f":"IF($E13847=DataInput!$B13846,DataInput!E13846,NA())","v":"Powercor"},{"$f":"IF($E13847=DataInput!$B13846,DataInput!F13846,NA())","v":"Winter"},{"$f":"IF($E13847=DataInput!$B13846,DataInput!G13846,NA())","v":"Coincident"},{"$f":"IF($E13847=DataInput!$B13846,DataInput!H13846,NA())","v":2015},{"$f":"IF($E13847=DataInput!$B13846,DataInput!I13846,NA())","v":"Actual"},{"$f":"IF($E13847=DataInput!$B13846,DataInput!J13846,NA())","v":12.598528},{"$f":"IF($E13847=DataInput!$B13846,DataInput!K13846,NA())","v":"NA"},null,null,"VIC Fishermans Bend (Powercor) 66 kV",null,null,null,null,false,null,null,{"$error":"#N/A"},{"$error":"#N/A"},{"$error":"#N/A"},{"$error":"#N/A"},{"$error":"#N/A"},{"$error":"#N/A"},{"$error":"#N/A"},{"$error":"#N/A"},{"$error":"#N/A"},{"$error":"#N/A"}]
[null,{"$f":"IF(DataInput!B13860=$B$8,IF($B$9=$B$10,TRUE,IF(DataInput!E13860=$B$9,TRUE,FALSE)))","v":true},null,null,{"$f":"IF(B13861=TRUE,DataInput!B13860,NA())","v":"VIC"},{"$f":"IF($E13861=DataInput!$B13860,DataInput!C13860,NA())","v":"FVTS220"},{"$f":"IF($E13861=DataInput!$B13860,DataInput!D13860,NA())","v":"Fosterville 220 kV"},{"$f":"IF($E13861=DataInput!$B13860,DataInput!E13860,NA())","v":"Direct connect"},{"$f":"IF($E13861=DataInput!$B13860,DataInput!F13860,NA())","v":"Winter"},{"$f":"IF($E13861=DataInput!$B13860,DataInput!G13860,NA())","v":"Coincident"},{"$f":"IF($E13861=DataInput!$B13860,DataInput!H13860,NA())","v":2012},{"$f":"IF($E13861=DataInput!$B13860,DataInput!I13860,NA())","v":"Actual"},{"$f":"IF($E13861=DataInput!$B13860,DataInput!J13860,NA())","v":"NA"},{"$f":"IF($E13861=DataInput!$B13860,DataInput!K13860,NA())","v":"NA"},null,null,"VIC Fosterville 220 kV",null,null,null,null,false,null,null,{"$error":"#N/A"},{"$error":"#N/A"},{"$error":"#N/A"},{"$error":"#N/A"},{"$error":"#N/A"},{"$error":"#N/A"},{"$error":"#N/A"},{"$error":"#N/A"},{"$error":"#N/A"},{"$error":"#N/A"}]
[null,{"$f":"IF(DataInput!B13894=$B$8,IF($B$9=$B$10,TRUE,IF(DataInput!E13894=$B$9,TRUE,FALSE)))","v":true},null,null,{"$f":"IF(B13895=TRUE,DataInput!B13894,NA())","v":"VIC"},{"$f":"IF($E13895=DataInput!$B13894,DataInput!C13894,NA())","v":"GTS1266"},{"$f":"IF($E13895=DataInput!$B13894,DataInput!D13894,NA())","v":"Geelong 12 (Powercor) 66 kV"},{"$f":"IF($E13895=DataInput!$B13894,DataInput!E13894,NA())","v":"Powercor"},{"$f":"IF($E13895=DataInput!$B13894,DataInput!F13894,NA())","v":"Winter"},{"$f":"IF($E13895=DataInput!$B13894,DataInput!G13894,NA())","v":"Coincident"},{"$f":"IF($E13895=DataInput!$B13894,DataInput!H13894,NA())","v":2009},{"$f":"IF($E13895=DataInput!$B13894,DataInput!I13894,NA())","v":"Actual"},{"$f":"IF($E13895=DataInput!$B13894,DataInput!J13894,NA())","v":158.45214999999999},{"$f":"IF($E13895=DataInput!$B13894,DataInput!K13894,NA())","v":"NA"},null,null,"VIC Geelong 12 (Powercor) 66 kV",null,null,null,null,false,null,null,{"$error":"#N/A"},{"$error":"#N/A"},{"$error":"#N/A"},{"$error":"#N/A"},{"$error":"#N/A"},{"$error":"#N/A"},{"$error":"#N/A"},{"$error":"#N/A"},{"$error":"#N/A"},{"$error":"#N/A"}]
[null,{"$f":"IF(DataInput!B13925=$B$8,IF($B$9=$B$10,TRUE,IF(DataInput!E13925=$B$9,TRUE,FALSE)))","v":true},null,null,{"$f":"IF(B13926=TRUE,DataInput!B13925,NA())","v":"VIC"},{"$f":"IF($E13926=DataInput!$B13925,DataInput!C13925,NA())","v":"GTS3466"},{"$f":"IF($E13926=DataInput!$B13925,DataInput!D13925,NA())","v":"Geelong 34 (Powercor) 66 kV"},{"$f":"IF($E13926=DataInput!$B13925,DataInput!E13925,NA())","v":"Powercor"},{"$f":"IF($E13926=DataInput!$B13925,DataInput!F13925,NA())","v":"Summer"},{"$f":"IF($E13926=DataInput!$B13925,DataInput!G13925,NA())","v":"Coincident"},{"$f":"IF($E13926=DataInput!$B13925,DataInput!H13925,NA())","v":2015},{"$f":"IF($E13926=DataInput!$B13925,DataInput!I13925,NA())","v":"Actual"},{"$f":"IF($E13926=DataInput!$B13925,DataInput!J13925,NA())","v":177.28806599999999},{"$f":"IF($E13926=DataInput!$B13925,DataInput!K13925,NA())","v":"NA"},null,null,"VIC Geelong 34 (Powercor) 66 kV",null,null,null,null,false,null,null,{"$error":"#N/A"},{"$error":"#N/A"},{"$error":"#N/A"},{"$error":"#N/A"},{"$error":"#N/A"},{"$error":"#N/A"},{"$error":"#N/A"},{"$error":"#N/A"},{"$error":"#N/A"},{"$error":"#N/A"}]
[null,{"$f":"IF(DataInput!B13956=$B$8,IF($B$9=$B$10,TRUE,IF(DataInput!E13956=$B$9,TRUE,FALSE)))","v":true},null,null,{"$f":"IF(B13957=TRUE,DataInput!B13956,NA())","v":"VIC"},{"$f":"IF($E13957=DataInput!$B13956,DataInput!C13956,NA())","v":"HTS66"},{"$f":"IF($E13957=DataInput!$B13956,DataInput!D13956,NA())","v":"Heatherton (United Energy) 66 kV"},{"$f":"IF($E13957=DataInput!$B13956,DataInput!E13956,NA())","v":"United Energy"},{"$f":"IF($E13957=DataInput!$B13956,DataInput!F13956,NA())","v":"Winter"},{"$f":"IF($E13957=DataInput!$B13956,DataInput!G13956,NA())","v":"Coincident"},{"$f":"IF($E13957=DataInput!$B13956,DataInput!H13956,NA())","v":2010},{"$f":"IF($E13957=DataInput!$B13956,DataInput!I13956,NA())","v":"Actual"},{"$f":"IF($E13957=DataInput!$B13956,DataInput!J13956,NA())","v":237.00978799999999},{"$f":"IF($E13957=DataInput!$B13956,DataInput!K13956,NA())","v":"NA"},null,null,"VIC Heatherton (United Energy) 66 kV",null,null,null,null,false,null,null,{"$error":"#N/A"},{"$error":"#N/A"},{"$error":"#N/A"},{"$error":"#N/A"},{"$error":"#N/A"},{"$error":"#N/A"},{"$error":"#N/A"},{"$error":"#N/A"},{"$error":"#N/A"},{"$error":"#N/A"}]
[null,{"$f":"IF(DataInput!B13987=$B$8,IF($B$9=$B$10,TRUE,IF(DataInput!E13987=$B$9,TRUE,FALSE)))","v":true},null,null,{"$f":"IF(B13988=TRUE,DataInput!B13987,NA())","v":"VIC"},{"$f":"IF($E13988=DataInput!$B13987,DataInput!C13987,NA())","v":"JLA220"},{"$f":"IF($E13988=DataInput!$B13987,DataInput!D13987,NA())","v":"John Lysaght 220 kV"},{"$f":"IF($E13988=DataInput!$B13987,DataInput!E13987,NA())","v":"Direct Connect"},{"$f":"IF($E13988=DataInput!$B13987,DataInput!F13987,NA())","v":"Winter"},{"$f":"IF($E13988=DataInput!$B13987,DataInput!G13987,NA())","v":"Coincident"},{"$f":"IF($E13988=DataInput!$B13987,DataInput!H13987,NA())","v":2009},{"$f":"IF($E13988=DataInput!$B13987,DataInput!I13987,NA())","v":"Actual"},{"$f":"IF($E13988=DataInput!$B13987,DataInput!J13987,NA())","v":"NA"},{"$f":"IF($E13988=DataInput!$B13987,DataInput!K13987,NA())","v":"NA"},null,null,"VIC John Lysaght 220 kV",null,null,null,null,false,null,null,{"$error":"#N/A"},{"$error":"#N/A"},{"$error":"#N/A"},{"$error":"#N/A"},{"$error":"#N/A"},{"$error":"#N/A"},{"$error":"#N/A"},{"$error":"#N/A"},{"$error":"#N/A"},{"$error":"#N/A"}]
[null,{"$f":"IF(DataInput!B14004=$B$8,IF($B$9=$B$10,TRUE,IF(DataInput!E14004=$B$9,TRUE,FALSE)))","v":true},null,null,{"$f":"IF(B14005=TRUE,DataInput!B14004,NA())","v":"VIC"},{"$f":"IF($E14005=DataInput!$B14004,DataInput!C14004,NA())","v":"KGTS22"},{"$f":"IF($E14005=DataInput!$B14004,DataInput!D14004,NA())","v":"Kerang (Powercor) 22 kV"},{"$f":"IF($E14005=DataInput!$B14004,DataInput!E14004,NA())","v":"Powercor"},{"$f":"IF($E14005=DataInput!$B14004,DataInput!F14004,NA())","v":"Summer"},{"$f":"IF($E14005=DataInput!$B14004,DataInput!G14004,NA())","v":"Coincident"},{"$f":"IF($E14005=DataInput!$B14004,DataInput!H14004,NA())","v":2008},{"$f":"IF($E14005=DataInput!$B14004,DataInput!I14004,NA())","v":"Actual"},{"$f":"IF($E14005=DataInput!$B14004,DataInput!J14004,NA())","v":10.123392000000001},{"$f":"IF($E14005=DataInput!$B14004,DataInput!K14004,NA())","v":"NA"},null,null,"VIC Kerang (Powercor) 22 kV",null,null,null,null,false,null,null,{"$error":"#N/A"},{"$error":"#N/A"},{"$error":"#N/A"},{"$error":"#N/A"},{"$error":"#N/A"},{"$error":"#N/A"},{"$error":"#N/A"},{"$error":"#N/A"},{"$error":"#N/A"},{"$error":"#N/A"}]
[null,{"$f":"IF(DataInput!B14051=$B$8,IF($B$9=$B$10,TRUE,IF(DataInput!E14051=$B$9,TRUE,FALSE)))","v":true},null,null,{"$f":"IF(B14052=TRUE,DataInput!B14051,NA())","v":"VIC"},{"$f":"IF($E14052=DataInput!$B14051,DataInput!C14051,NA())","v":"KTSEJ"},{"$f":"IF($E14052=DataInput!$B14051,DataInput!D14051,NA())","v":"Keilor East (Jemena) 66 kV"},{"$f":"IF($E14052=DataInput!$B14051,DataInput!E14051,NA())","v":"Jemena"},{"$f":"IF($E14052=DataInput!$B14051,DataInput!F14051,NA())","v":"Winter"},{"$f":"IF($E14052=DataInput!$B14051,DataInput!G14051,NA())","v":"Coincident"},{"$f":"IF($E14052=DataInput!$B14051,DataInput!H14051,NA())","v":2011},{"$f":"IF($E14052=DataInput!$B14051,DataInput!I14051,NA())","v":"Actual"},{"$f":"IF($E14052=DataInput!$B14051,DataInput!J14051,NA())","v":164.51862399999999},{"$f":"IF($E14052=DataInput!$B14051,DataInput!K14051,NA())","v":"NA"},null,null,"VIC Keilor East (Jemena) 66 kV",null,null,null,null,false,null,null,{"$error":"#N/A"},{"$error":"#N/A"},{"$error":"#N/A"},{"$error":"#N/A"},{"$error":"#N/A"},{"$error":"#N/A"},{"$error":"#N/A"},{"$error":"#N/A"},{"$error":"#N/A"},{"$error":"#N/A"}]
[null,{"$f":"IF(DataInput!B14053=$B$8,IF($B$9=$B$10,TRUE,IF(DataInput!E14053=$B$9,TRUE,FALSE)))","v":true},null,null,{"$f":"IF(B14054=TRUE,DataInput!B14053,NA())","v":"VIC"},{"$f":"IF($E14054=DataInput!$B14053,DataInput!C14053,NA())","v":"KTSEJ"},{"$f":"IF($E14054=DataInput!$B14053,DataInput!D14053,NA())","v":"Keilor East (Jemena) 66 kV"},{"$f":"IF($E14054=DataInput!$B14053,DataInput!E14053,NA())","v":"Jemena"},{"$f":"IF($E14054=DataInput!$B14053,DataInput!F14053,NA())","v":"Winter"},{"$f":"IF($E14054=DataInput!$B14053,DataInput!G14053,NA())","v":"Coincident"},{"$f":"IF($E14054=DataInput!$B14053,DataInput!H14053,NA())","v":2012},{"$f":"IF($E14054=DataInput!$B14053,DataInput!I14053,NA())","v":"Actual"},{"$f":"IF($E14054=DataInput!$B14053,DataInput!J14053,NA())","v":162.384928},{"$f":"IF($E14054=DataInput!$B14053,DataInput!K14053,NA())","v":"NA"},null,null,"VIC Keilor East (Jemena) 66 kV",null,null,null,null,false,null,null,{"$error":"#N/A"},{"$error":"#N/A"},{"$error":"#N/A"},{"$error":"#N/A"},{"$error":"#N/A"},{"$error":"#N/A"},{"$error":"#N/A"},{"$error":"#N/A"},{"$error":"#N/A"},{"$error":"#N/A"}]
[null,{"$f":"IF(DataInput!B14082=$B$8,IF($B$9=$B$10,TRUE,IF(DataInput!E14082=$B$9,TRUE,FALSE)))","v":true},null,null,{"$f":"IF(B14083=TRUE,DataInput!B14082,NA())","v":"VIC"},{"$f":"IF($E14083=DataInput!$B14082,DataInput!C14082,NA())","v":"KTSWJ"},{"$f":"IF($E14083=DataInput!$B14082,DataInput!D14082,NA())","v":"Keilor West (Jemena) 66 kV"},{"$f":"IF($E14083=DataInput!$B14082,DataInput!E14082,NA())","v":"Jemena"},{"$f":"IF($E14083=DataInput!$B14082,DataInput!F14082,NA())","v":"Summer"},{"$f":"IF($E14083=DataInput!$B14082,DataInput!G14082,NA())","v":"Coincident"},{"$f":"IF($E14083=DataInput!$B14082,DataInput!H14082,NA())","v":2007},{"$f":"IF($E14083=DataInput!$B14082,DataInput!I14082,NA())","v":"Actual"},{"$f":"IF($E14083=DataInput!$B14082,DataInput!J14082,NA())","v":39.519874000000002},{"$f":"IF($E14083=DataInput!$B14082,DataInput!K14082,NA())","v":"NA"},null,null,"VIC Keilor West (Jemena) 66 kV",null,null,null,null,false,null,null,{"$error":"#N/A"},{"$error":"#N/A"},{"$error":"#N/A"},{"$error":"#N/A"},{"$error":"#N/A"},{"$error":"#N/A"},{"$error":"#N/A"},{"$error":"#N/A"},{"$error":"#N/A"},{"$error":"#N/A"}]
[null,{"$f":"IF(DataInput!B14130=$B$8,IF($B$9=$B$10,TRUE,IF(DataInput!E14130=$B$9,TRUE,FALSE)))","v":true},null,null,{"$f":"IF(B14131=TRUE,DataInput!B14130,NA())","v":"VIC"},{"$f":"IF($E14131=DataInput!$B14130,DataInput!C14130,NA())","v":"MBTS66"},{"$f":"IF($E14131=DataInput!$B14130,DataInput!D14130,NA())","v":"Mt Beauty (AusNet) 66 kV"},{"$f":"IF($E14131=DataInput!$B14130,DataInput!E14130,NA())","v":"AusNet"},{"$f":"IF($E14131=DataInput!$B14130,DataInput!F14130,NA())","v":"Winter"},{"$f":"IF($E14131=DataInput!$B14130,DataInput!G14130,NA())","v":"Coincident"},{"$f":"IF($E14131=DataInput!$B14130,DataInput!H14130,NA())","v":2006},{"$f":"IF($E14131=DataInput!$B14130,DataInput!I14130,NA())","v":"Actual"},{"$f":"IF($E14131=DataInput!$B14130,DataInput!J14130,NA())","v":33.770133999999999},{"$f":"IF($E14131=DataInput!$B14130,DataInput!K14130,NA())","v":"NA"},null,null,"VIC Mt Beauty (AusNet) 66 kV",null,null,null,null,false,null,null,{"$error":"#N/A"},{"$error":"#N/A"},{"$error":"#N/A"},{"$error":"#N/A"},{"$error":"#N/A"},{"$error":"#N/A"},{"$error":"#N/A"},{"$error":"#N/A"},{"$error":"#N/A"},{"$error":"#N/A"}]
[null,{"$f":"IF(DataInput!B14161=$B$8,IF($B$9=$B$10,TRUE,IF(DataInput!E14161=$B$9,TRUE,FALSE)))","v":true},null,null,{"$f":"IF(B14162=TRUE,DataInput!B14161,NA())","v":"VIC"},{"$f":"IF($E14162=DataInput!$B14161,DataInput!C14161,NA())","v":"MTS22"},{"$f":"IF($E14162=DataInput!$B14161,DataInput!D14161,NA())","v":"Malvern (United Energy) 66 kV"},{"$f":"IF($E14162=DataInput!$B14161,DataInput!E14161,NA())","v":"United Energy"},{"$f":"IF($E14162=DataInput!$B14161,DataInput!F14161,NA())","v":"Summer"},{"$f":"IF($E14162=DataInput!$B14161,DataInput!G14161,NA())","v":"Coincident"},{"$f":"IF($E14162=DataInput!$B14161,DataInput!H14161,NA())","v":2012},{"$f":"IF($E14162=DataInput!$B14161,DataInput!I14161,NA())","v":"Actual"},{"$f":"IF($E14162=DataInput!$B14161,DataInput!J14161,NA())","v":32.82273},{"$f":"IF($E14162=DataInput!$B14161,DataInput!K14161,NA())","v":"NA"},null,null,"VIC Malvern (United Energy) 66 kV",null,null,null,null,false,null,null,{"$error":"#N/A"},{"$error":"#N/A"},{"$error":"#N/A"},{"$error":"#N/A"},{"$error":"#N/A"},{"$error":"#N/A"},{"$error":"#N/A"},{"$error":"#N/A"},{"$error":"#N/A"},{"$error":"#N/A"}]
[null,{"$f":"IF(DataInput!B14192=$B$8,IF($B$9=$B$10,TRUE,IF(DataInput!E14192=$B$9,TRUE,FALSE)))","v":true},null,null,{"$f":"IF(B14193=TRUE,DataInput!B14192,NA())","v":"VIC"},{"$f":"IF($E14193=DataInput!$B14192,DataInput!C14192,NA())","v":"MWTS66"},{"$f":"IF($E14193=DataInput!$B14192,DataInput!D14192,NA())","v":"Morwell (Ausnet) 66 kV"},{"$f":"IF($E14193=DataInput!$B14192,DataInput!E14192,NA())","v":"AusNet"},{"$f":"IF($E14193=DataInput!$B14192,DataInput!F14192,NA())","v":"Winter"},{"$f":"IF($E14193=DataInput!$B14192,DataInput!G14192,NA())","v":"Coincident"},{"$f":"IF($E14193=DataInput!$B14192,DataInput!H14192,NA())","v":2007},{"$f":"IF($E14193=DataInput!$B14192,DataInput!I14192,NA())","v":"Actual"},{"$f":"IF($E14193=DataInput!$B14192,DataInput!J14192,NA())","v":359.64874800000001},{"$f":"IF($E14193=DataInput!$B14192,DataInput!K14192,NA())","v":"NA"},null,null,"VIC Morwell (Ausnet) 66 kV",null,null,null,null,false,null,null,{"$error":"#N/A"},{"$error":"#N/A"},{"$error":"#N/A"},{"$error":"#N/A"},{"$error":"#N/A"},{"$error":"#N/A"},{"$error":"#N/A"},{"$error":"#N/A"},{"$error":"#N/A"},{"$error":"#N/A"}]
[null,{"$f":"IF(DataInput!B14209=$B$8,IF($B$9=$B$10,TRUE,IF(DataInput!E14209=$B$9,TRUE,FALSE)))","v":true},null,null,{"$f":"IF(B14210=TRUE,DataInput!B14209,NA())","v":"VIC"},{"$f":"IF($E14210=DataInput!$B14209,DataInput!C14209,NA())","v":"MWTS66"},{"$f":"IF($E14210=DataInput!$B14209,DataInput!D14209,NA())","v":"Morwell (Ausnet) 66 kV"},{"$f":"IF($E14210=DataInput!$B14209,DataInput!E14209,NA())","v":"AusNet"},{"$f":"IF($E14210=DataInput!$B14209,DataInput!F14209,NA())","v":"Summer"},{"$f":"IF($E14210=DataInput!$B14209,DataInput!G14209,NA())","v":"Coincident"},{"$f":"IF($E14210=DataInput!$B14209,DataInput!H14209,NA())","v":2016},{"$f":"IF($E14210=DataInput!$B14209,DataInput!I14209,NA())","v":"Actual"},{"$f":"IF($E14210=DataInput!$B14209,DataInput!J14209,NA())","v":423.02130399999999},{"$f":"IF($E14210=DataInput!$B14209,DataInput!K14209,NA())","v":"NA"},null,null,"VIC Morwell (Ausnet) 66 kV",null,null,null,null,false,null,null,{"$error":"#N/A"},{"$error":"#N/A"},{"$error":"#N/A"},{"$error":"#N/A"},{"$error":"#N/A"},{"$error":"#N/A"},{"$error":"#N/A"},{"$error":"#N/A"},{"$error":"#N/A"},{"$error":"#N/A"}]
[null,{"$f":"IF(DataInput!B14240=$B$8,IF($B$9=$B$10,TRUE,IF(DataInput!E14240=$B$9,TRUE,FALSE)))","v":true},null,null,{"$f":"IF(B14241=TRUE,DataInput!B14240,NA())","v":"VIC"},{"$f":"IF($E14241=DataInput!$B14240,DataInput!C14240,NA())","v":"RCTS22"},{"$f":"IF($E14241=DataInput!$B14240,DataInput!D14240,NA())","v":"Red Cliffs (Powercor) 22 kV"},{"$f":"IF($E14241=DataInput!$B14240,DataInput!E14240,NA())","v":"Powercor"},{"$f":"IF($E14241=DataInput!$B14240,DataInput!F14240,NA())","v":"Winter"},{"$f":"IF($E14241=DataInput!$B14240,DataInput!G14240,NA())","v":"Coincident"},{"$f":"IF($E14241=DataInput!$B14240,DataInput!H14240,NA())","v":2011},{"$f":"IF($E14241=DataInput!$B14240,DataInput!I14240,NA())","v":"Actual"},{"$f":"IF($E14241=DataInput!$B14240,DataInput!J14240,NA())","v":14.023482},{"$f":"IF($E14241=DataInput!$B14240,DataInput!K14240,NA())","v":"NA"},null,null,"VIC Red Cliffs (Powercor) 22 kV",null,null,null,null,false,null,null,{"$error":"#N/A"},{"$error":"#N/A"},{"$error":"#N/A"},{"$error":"#N/A"},{"$error":"#N/A"},{"$error":"#N/A"},{"$error":"#N/A"},{"$error":"#N/A"},{"$error":"#N/A"},{"$error":"#N/A"}]
[null,{"$f":"IF(DataInput!B14258=$B$8,IF($B$9=$B$10,TRUE,IF(DataInput!E14258=$B$9,TRUE,FALSE)))","v":true},null,null,{"$f":"IF(B14259=TRUE,DataInput!B14258,NA())","v":"VIC"},{"$f":"IF($E14259=DataInput!$B14258,DataInput!C14258,NA())","v":"RCTS66"},{"$f":"IF($E14259=DataInput!$B14258,DataInput!D14258,NA())","v":"Red Cliffs (Powercor) 66 kV"},{"$f":"IF($E14259=DataInput!$B14258,DataInput!E14258,NA())","v":"Powercor"},{"$f":"IF($E14259=DataInput!$B14258,DataInput!F14258,NA())","v":"Winter"},{"$f":"IF($E14259=DataInput!$B14258,DataInput!G14258,NA())","v":"Coincident"},{"$f":"IF($E14259=DataInput!$B14258,DataInput!H14258,NA())","v":2010},{"$f":"IF($E14259=DataInput!$B14258,DataInput!I14258,NA())","v":"Actual"},{"$f":"IF($E14259=DataInput!$B14258,DataInput!J14258,NA())","v":81.566468},{"$f":"IF($E14259=DataInput!$B14258,DataInput!K14258,NA())","v":"NA"},null,null,"VIC Red Cliffs (Powercor) 66 kV",null,null,null,null,false,null,null,{"$error":"#N/A"},{"$error":"#N/A"},{"$error":"#N/A"},{"$error":"#N/A"},{"$error":"#N/A"},{"$error":"#N/A"},{"$error":"#N/A"},{"$error":"#N/A"},{"$error":"#N/A"},{"$error":"#N/A"}]
[null,{"$f":"IF(DataInput!B14289=$B$8,IF($B$9=$B$10,TRUE,IF(DataInput!E14289=$B$9,TRUE,FALSE)))","v":true},null,null,{"$f":"IF(B14290=TRUE,DataInput!B14289,NA())","v":"VIC"},{"$f":"IF($E14290=DataInput!$B14289,DataInput!C14289,NA())","v":"RTS1266C"},{"$f":"IF($E14290=DataInput!$B14289,DataInput!D14289,NA())","v":"Richmond 12 (CitiPower) 66 kV"},{"$f":"IF($E14290=DataInput!$B14289,DataInput!E14289,NA())","v":"Citipower"},{"$f":"IF($E14290=DataInput!$B14289,DataInput!F14289,NA())","v":"Summer"},{"$f":"IF($E14290=DataInput!$B14289,DataInput!G14289,NA())","v":"Coincident"},{"$f":"IF($E14290=DataInput!$B14289,DataInput!H14289,NA())","v":2016},{"$f":"IF($E14290=DataInput!$B14289,DataInput!I14289,NA())","v":"Actual"},{"$f":"IF($E14290=DataInput!$B14289,DataInput!J14289,NA())","v":263.47083400000002},{"$f":"IF($E14290=DataInput!$B14289,DataInput!K14289,NA())","v":"NA"},null,null,"VIC Richmond 12 (CitiPower) 66 kV",null,null,null,null,false,null,null,{"$error":"#N/A"},{"$error":"#N/A"},{"$error":"#N/A"},{"$error":"#N/A"},{"$error":"#N/A"},{"$error":"#N/A"},{"$error":"#N/A"},{"$error":"#N/A"},{"$error":"#N/A"},{"$error":"#N/A"}]
[null,{"$f":"IF(DataInput!B14332=$B$8,IF($B$9=$B$10,TRUE,IF(DataInput!E14332=$B$9,TRUE,FALSE)))","v":true},null,null,{"$f":"IF(B14333=TRUE,DataInput!B14332,NA())","v":"VIC"},{"$f":"IF($E14333=DataInput!$B14332,DataInput!C14332,NA())","v":"RTS3466C"},{"$f":"IF($E14333=DataInput!$B14332,DataInput!D14332,NA())","v":"Richmond 34 (CitiPower) 66 kV"},{"$f":"IF($E14333=DataInput!$B14332,DataInput!E14332,NA())","v":"Citipower"},{"$f":"IF($E14333=DataInput!$B14332,DataInput!F14332,NA())","v":"Winter"},{"$f":"IF($E14333=DataInput!$B14332,DataInput!G14332,NA())","v":"Coincident"},{"$f":"IF($E14333=DataInput!$B14332,DataInput!H14332,NA())","v":2007},{"$f":"IF($E14333=DataInput!$B14332,DataInput!I14332,NA())","v":"Actual"},{"$f":"IF($E14333=DataInput!$B14332,DataInput!J14332,NA())","v":157.84499600000001},{"$f":"IF($E14333=DataInput!$B14332,DataInput!K14332,NA())","v":"NA"},null,null,"VIC Richmond 34 (CitiPower) 66 kV",null,null,null,null,false,null,null,{"$error":"#N/A"},{"$f":"IF($V14333=TRUE,F14333,NA())","v":{"$error":"#N/A"}},{"$f":"IF($V14333=TRUE,G14333,NA())","v":{"$error":"#N/A"}},{"$f":"IF($V14333=TRUE,H14333,NA())","v":{"$error":"#N/A"}},{"$f":"IF($V14333=TRUE,I14333,NA())","v":{"$error":"#N/A"}},{"$f":"IF($V14333=TRUE,J14333,NA())","v":{"$error":"#N/A"}},{"$f":"IF($V14333=TRUE,K14333,NA())","v":{"$error":"#N/A"}},{"$f":"IF($V14333=TRUE,L14333,NA())","v":{"$error":"#N/A"}},{"$f":"IF($V14333=TRUE,M14333,NA())","v":{"$error":"#N/A"}},{"$f":"IF($V14333=TRUE,N14333,NA())","v":{"$error":"#N/A"}}]
[null,{"$f":"IF(DataInput!B14366=$B$8,IF($B$9=$B$10,TRUE,IF(DataInput!E14366=$B$9,TRUE,FALSE)))","v":true},null,null,{"$f":"IF(B14367=TRUE,DataInput!B14366,NA())","v":"VIC"},{"$f":"IF($E14367=DataInput!$B14366,DataInput!C14366,NA())","v":"RTS3466U"},{"$f":"IF($E14367=DataInput!$B14366,DataInput!D14366,NA())","v":"Richmond 34 (United Energy) 66 kV"},{"$f":"IF($E14367=DataInput!$B14366,DataInput!E14366,NA())","v":"United Energy"},{"$f":"IF($E14367=DataInput!$B14366,DataInput!F14366,NA())","v":"Winter"},{"$f":"IF($E14367=DataInput!$B14366,DataInput!G14366,NA())","v":"Coincident"},{"$f":"IF($E14367=DataInput!$B14366,DataInput!H14366,NA())","v":2014},{"$f":"IF($E14367=DataInput!$B14366,DataInput!I14366,NA())","v":"Actual"},{"$f":"IF($E14367=DataInput!$B14366,DataInput!J14366,NA())","v":18.279774},{"$f":"IF($E14367=DataInput!$B14366,DataInput!K14366,NA())","v":"NA"},null,null,"VIC Richmond 34 (United Energy) 66 kV",null,null,null,null,false,null,null,{"$error":"#N/A"},{"$error":"#N/A"},{"$error":"#N/A"},{"$error":"#N/A"},{"$error":"#N/A"},{"$error":"#N/A"},{"$error":"#N/A"},{"$error":"#N/A"},{"$error":"#N/A"},{"$error":"#N/A"}]
[null,{"$f":"IF(DataInput!B14397=$B$8,IF($B$9=$B$10,TRUE,IF(DataInput!E14397=$B$9,TRUE,FALSE)))","v":true},null,null,{"$f":"IF(B14398=TRUE,DataInput!B14397,NA())","v":"VIC"},{"$f":"IF($E14398=DataInput!$B14397,DataInput!C14397,NA())","v":"RWTS1366U"},{"$f":"IF($E14398=DataInput!$B14397,DataInput!D14397,NA())","v":"Ringwood 13 (United Energy) 66 kV"},{"$f":"IF($E14398=DataInput!$B14397,DataInput!E14397,NA())","v":"United Energy"},{"$f":"IF($E14398=DataInput!$B14397,DataInput!F14397,NA())","v":"Summer"},{"$f":"IF($E14398=DataInput!$B14397,DataInput!G14397,NA())","v":"Coincident"},{"$f":"IF($E14398=DataInput!$B14397,DataInput!H14397,NA())","v":2010},{"$f":"IF($E14398=DataInput!$B14397,DataInput!I14397,NA())","v":"Actual"},{"$f":"IF($E14398=DataInput!$B14397,DataInput!J14397,NA())","v":108.017582},{"$f":"IF($E14398=DataInput!$B14397,DataInput!K14397,NA())","v":"NA"},null,null,"VIC Ringwood 13 (United Energy) 66 kV",null,null,null,null,false,null,null,{"$error":"#N/A"},{"$error":"#N/A"},{"$error":"#N/A"},{"$error":"#N/A"},{"$error":"#N/A"},{"$error":"#N/A"},{"$error":"#N/A"},{"$error":"#N/A"},{"$error":"#N/A"},{"$error":"#N/A"}]
[null,{"$f":"IF(DataInput!B14399=$B$8,IF($B$9=$B$10,TRUE,IF(DataInput!E14399=$B$9,TRUE,FALSE)))","v":true},null,null,{"$f":"IF(B14400=TRUE,DataInput!B14399,NA())","v":"VIC"},{"$f":"IF($E14400=DataInput!$B14399,DataInput!C14399,NA())","v":"RWTS1366U"},{"$f":"IF($E14400=DataInput!$B14399,DataInput!D14399,NA())","v":"Ringwood 13 (United Energy) 66 kV"},{"$f":"IF($E14400=DataInput!$B14399,DataInput!E14399,NA())","v":"United Energy"},{"$f":"IF($E14400=DataInput!$B14399,DataInput!F14399,NA())","v":"Summer"},{"$f":"IF($E14400=DataInput!$B14399,DataInput!G14399,NA())","v":"Coincident"},{"$f":"IF($E14400=DataInput!$B14399,DataInput!H14399,NA())","v":2011},{"$f":"IF($E14400=DataInput!$B14399,DataInput!I14399,NA())","v":"Actual"},{"$f":"IF($E14400=DataInput!$B14399,DataInput!J14399,NA())","v":95.697453999999993},{"$f":"IF($E14400=DataInput!$B14399,DataInput!K14399,NA())","v":"NA"},null,null,"VIC Ringwood 13 (United Energy) 66 kV",null,null,null,null,false,null,null,{"$error":"#N/A"},{"$error":"#N/A"},{"$error":"#N/A"},{"$error":"#N/A"},{"$error":"#N/A"},{"$error":"#N/A"},{"$error":"#N/A"},{"$error":"#N/A"},{"$error":"#N/A"},{"$error":"#N/A"}]
[null,{"$f":"IF(DataInput!B14431=$B$8,IF($B$9=$B$10,TRUE,IF(DataInput!E14431=$B$9,TRUE,FALSE)))","v":true},null,null,{"$f":"IF(B14432=TRUE,DataInput!B14431,NA())","v":"VIC"},{"$f":"IF($E14432=DataInput!$B14431,DataInput!C14431,NA())","v":"RWTS22U"},{"$f":"IF($E14432=DataInput!$B14431,DataInput!D14431,NA())","v":"Ringwood (United Energy) 22 kV"},{"$f":"IF($E14432=DataInput!$B14431,DataInput!E14431,NA())","v":"United Energy"},{"$f":"IF($E14432=DataInput!$B14431,DataInput!F14431,NA())","v":"Summer"},{"$f":"IF($E14432=DataInput!$B14431,DataInput!G14431,NA())","v":"Coincident"},{"$f":"IF($E14432=DataInput!$B14431,DataInput!H14431,NA())","v":2007},{"$f":"IF($E14432=DataInput!$B14431,DataInput!I14431,NA())","v":"Actual"},{"$f":"IF($E14432=DataInput!$B14431,DataInput!J14431,NA())","v":32.076096},{"$f":"IF($E14432=DataInput!$B14431,DataInput!K14431,NA())","v":"NA"},null,null,"VIC Ringwood (United Energy) 22 kV",null,null,null,null,false,null,null,{"$error":"#N/A"},{"$error":"#N/A"},{"$error":"#N/A"},{"$error":"#N/A"},{"$error":"#N/A"},{"$error":"#N/A"},{"$error":"#N/A"},{"$error":"#N/A"},{"$error":"#N/A"},{"$error":"#N/A"}]
[null,{"$f":"IF(DataInput!B14476=$B$8,IF($B$9=$B$10,TRUE,IF(DataInput!E14476=$B$9,TRUE,FALSE)))","v":true},null,null,{"$f":"IF(B14477=TRUE,DataInput!B14476,NA())","v":"VIC"},{"$f":"IF($E14477=DataInput!$B14476,DataInput!C14476,NA())","v":"SHTS66"},{"$f":"IF($E14477=DataInput!$B14476,DataInput!D14476,NA())","v":"Shepparton (Powercor) 66 kV"},{"$f":"IF($E14477=DataInput!$B14476,DataInput!E14476,NA())","v":"Powercor"},{"$f":"IF($E14477=DataInput!$B14476,DataInput!F14476,NA())","v":"Winter"},{"$f":"IF($E14477=DataInput!$B14476,DataInput!G14476,NA())","v":"Coincident"},{"$f":"IF($E14477=DataInput!$B14476,DataInput!H14476,NA())","v":2009},{"$f":"IF($E14477=DataInput!$B14476,DataInput!I14476,NA())","v":"Actual"},{"$f":"IF($E14477=DataInput!$B14476,DataInput!J14476,NA())","v":182.88961},{"$f":"IF($E14477=DataInput!$B14476,DataInput!K14476,NA())","v":"NA"},null,null,"VIC Shepparton (Powercor) 66 kV",null,null,null,null,false,null,null,{"$error":"#N/A"},{"$error":"#N/A"},{"$error":"#N/A"},{"$error":"#N/A"},{"$error":"#N/A"},{"$error":"#N/A"},{"$error":"#N/A"},{"$error":"#N/A"},{"$error":"#N/A"},{"$error":"#N/A"}]
[null,{"$f":"IF(DataInput!B14494=$B$8,IF($B$9=$B$10,TRUE,IF(DataInput!E14494=$B$9,TRUE,FALSE)))","v":true},null,null,{"$f":"IF(B14495=TRUE,DataInput!B14494,NA())","v":"VIC"},{"$f":"IF($E14495=DataInput!$B14494,DataInput!C14494,NA())","v":"SMTS66A"},{"$f":"IF($E14495=DataInput!$B14494,DataInput!D14494,NA())","v":"South Morang (AusNet) 66 kV"},{"$f":"IF($E14495=DataInput!$B14494,DataInput!E14494,NA())","v":"AusNet"},{"$f":"IF($E14495=DataInput!$B14494,DataInput!F14494,NA())","v":"Summer"},{"$f":"IF($E14495=DataInput!$B14494,DataInput!G14494,NA())","v":"Coincident"},{"$f":"IF($E14495=DataInput!$B14494,DataInput!H14494,NA())","v":2011},{"$f":"IF($E14495=DataInput!$B14494,DataInput!I14494,NA())","v":"Actual"},{"$f":"IF($E14495=DataInput!$B14494,DataInput!J14494,NA())","v":173.29267400000001},{"$f":"IF($E14495=DataInput!$B14494,DataInput!K14494,NA())","v":"NA"},null,null,"VIC South Morang (AusNet) 66 kV",null,null,null,null,false,null,null,{"$error":"#N/A"},{"$error":"#N/A"},{"$error":"#N/A"},{"$error":"#N/A"},{"$error":"#N/A"},{"$error":"#N/A"},{"$error":"#N/A"},{"$error":"#N/A"},{"$error":"#N/A"},{"$error":"#N/A"}]
[null,{"$f":"IF(DataInput!B14525=$B$8,IF($B$9=$B$10,TRUE,IF(DataInput!E14525=$B$9,TRUE,FALSE)))","v":true},null,null,{"$f":"IF(B14526=TRUE,DataInput!B14525,NA())","v":"VIC"},{"$f":"IF($E14526=DataInput!$B14525,DataInput!C14525,NA())","v":"SVTS1266U"},{"$f":"IF($E14526=DataInput!$B14525,DataInput!D14525,NA())","v":"Springvale 12 (United Energy) 66 kV"},{"$f":"IF($E14526=DataInput!$B14525,DataInput!E14525,NA())","v":"United Energy"},{"$f":"IF($E14526=DataInput!$B14525,DataInput!F14525,NA())","v":"Summer"},{"$f":"IF($E14526=DataInput!$B14525,DataInput!G14525,NA())","v":"Coincident"},{"$f":"IF($E14526=DataInput!$B14525,DataInput!H14525,NA())","v":2010},{"$f":"IF($E14526=DataInput!$B14525,DataInput!I14525,NA())","v":"Actual"},{"$f":"IF($E14526=DataInput!$B14525,DataInput!J14525,NA())","v":239.31034399999999},{"$f":"IF($E14526=DataInput!$B14525,DataInput!K14525,NA())","v":"NA"},null,null,"VIC Springvale 12 (United Energy) 66 kV",null,null,null,null,false,null,null,{"$error":"#N/A"},{"$error":"#N/A"},{"$error":"#N/A"},{"$error":"#N/A"},{"$error":"#N/A"},{"$error":"#N/A"},{"$error":"#N/A"},{"$error":"#N/A"},{"$error":"#N/A"},{"$error":"#N/A"}]
[null,{"$f":"IF(DataInput!B14554=$B$8,IF($B$9=$B$10,TRUE,IF(DataInput!E14554=$B$9,TRUE,FALSE)))","v":true},null,null,{"$f":"IF(B14555=TRUE,DataInput!B14554,NA())","v":"VIC"},{"$f":"IF($E14555=DataInput!$B14554,DataInput!C14554,NA())","v":"SVTS3466C"},{"$f":"IF($E14555=DataInput!$B14554,DataInput!D14554,NA())","v":"Springvale 34 (CitiPower) 66 kV"},{"$f":"IF($E14555=DataInput!$B14554,DataInput!E14554,NA())","v":"Citipower"},{"$f":"IF($E14555=DataInput!$B14554,DataInput!F14554,NA())","v":"Winter"},{"$f":"IF($E14555=DataInput!$B14554,DataInput!G14554,NA())","v":"Coincident"},{"$f":"IF($E14555=DataInput!$B14554,DataInput!H14554,NA())","v":2014},{"$f":"IF($E14555=DataInput!$B14554,DataInput!I14554,NA())","v":"Actual"},{"$f":"IF($E14555=DataInput!$B14554,DataInput!J14554,NA())","v":17.099094000000001},{"$f":"IF($E14555=DataInput!$B14554,DataInput!K14554,NA())","v":"NA"},null,null,"VIC Springvale 34 (CitiPower) 66 kV",null,null,null,null,false,null,null,{"$error":"#N/A"},{"$error":"#N/A"},{"$error":"#N/A"},{"$error":"#N/A"},{"$error":"#N/A"},{"$error":"#N/A"},{"$error":"#N/A"},{"$error":"#N/A"},{"$error":"#N/A"},{"$error":"#N/A"}]
[null,{"$f":"IF(DataInput!B14573=$B$8,IF($B$9=$B$10,TRUE,IF(DataInput!E14573=$B$9,TRUE,FALSE)))","v":true},null,null,{"$f":"IF(B14574=TRUE,DataInput!B14573,NA())","v":"VIC"},{"$f":"IF($E14574=DataInput!$B14573,DataInput!C14573,NA())","v":"SVTS3466U"},{"$f":"IF($E14574=DataInput!$B14573,DataInput!D14573,NA())","v":"Springvale 34 (United Energy) 66 kV"},{"$f":"IF($E14574=DataInput!$B14573,DataInput!E14573,NA())","v":"United Energy"},{"$f":"IF($E14574=DataInput!$B14573,DataInput!F14573,NA())","v":"Summer"},{"$f":"IF($E14574=DataInput!$B14573,DataInput!G14573,NA())","v":"Coincident"},{"$f":"IF($E14574=DataInput!$B14573,DataInput!H14573,NA())","v":2014},{"$f":"IF($E14574=DataInput!$B14573,DataInput!I14573,NA())","v":"Actual"},{"$f":"IF($E14574=DataInput!$B14573,DataInput!J14573,NA())","v":167.74016599999999},{"$f":"IF($E14574=DataInput!$B14573,DataInput!K14573,NA())","v":"NA"},null,null,"VIC Springvale 34 (United Energy) 66 kV",null,null,null,null,false,null,null,{"$error":"#N/A"},{"$error":"#N/A"},{"$error":"#N/A"},{"$error":"#N/A"},{"$error":"#N/A"},{"$error":"#N/A"},{"$error":"#N/A"},{"$error":"#N/A"},{"$error":"#N/A"},{"$error":"#N/A"}]
[null,{"$f":"IF(DataInput!B14604=$B$8,IF($B$9=$B$10,TRUE,IF(DataInput!E14604=$B$9,TRUE,FALSE)))","v":true},null,null,{"$f":"IF(B14605=TRUE,DataInput!B14604,NA())","v":"VIC"},{"$f":"IF($E14605=DataInput!$B14604,DataInput!C14604,NA())","v":"TGTS66"},{"$f":"IF($E14605=DataInput!$B14604,DataInput!D14604,NA())","v":"Terang (Powercor) 66 kV"},{"$f":"IF($E14605=DataInput!$B14604,DataInput!E14604,NA())","v":"Powercor"},{"$f":"IF($E14605=DataInput!$B14604,DataInput!F14604,NA())","v":"Winter"},{"$f":"IF($E14605=DataInput!$B14604,DataInput!G14604,NA())","v":"Coincident"},{"$f":"IF($E14605=DataInput!$B14604,DataInput!H14604,NA())","v":2009},{"$f":"IF($E14605=DataInput!$B14604,DataInput!I14604,NA())","v":"Actual"},{"$f":"IF($E14605=DataInput!$B14604,DataInput!J14604,NA())","v":167.08952199999999},{"$f":"IF($E14605=DataInput!$B14604,DataInput!K14604,NA())","v":"NA"},null,null,"VIC Terang (Powercor) 66 kV",null,null,null,null,false,null,null,{"$error":"#N/A"},{"$error":"#N/A"},{"$error":"#N/A"},{"$error":"#N/A"},{"$error":"#N/A"},{"$error":"#N/A"},{"$error":"#N/A"},{"$error":"#N/A"},{"$error":"#N/A"},{"$error":"#N/A"}]
[null,{"$f":"IF(DataInput!B14651=$B$8,IF($B$9=$B$10,TRUE,IF(DataInput!E14651=$B$9,TRUE,FALSE)))","v":true},null,null,{"$f":"IF(B14652=TRUE,DataInput!B14651,NA())","v":"VIC"},{"$f":"IF($E14652=DataInput!$B14651,DataInput!C14651,NA())","v":"TSTS66C"},{"$f":"IF($E14652=DataInput!$B14651,DataInput!D14651,NA())","v":"Templestowe (CitiPower) 66 kV"},{"$f":"IF($E14652=DataInput!$B14651,DataInput!E14651,NA())","v":"Citipower"},{"$f":"IF($E14652=DataInput!$B14651,DataInput!F14651,NA())","v":"Summer"},{"$f":"IF($E14652=DataInput!$B14651,DataInput!G14651,NA())","v":"Coincident"},{"$f":"IF($E14652=DataInput!$B14651,DataInput!H14651,NA())","v":2013},{"$f":"IF($E14652=DataInput!$B14651,DataInput!I14651,NA())","v":"Actual"},{"$f":"IF($E14652=DataInput!$B14651,DataInput!J14651,NA())","v":64.727784},{"$f":"IF($E14652=DataInput!$B14651,DataInput!K14651,NA())","v":"NA"},null,null,"VIC Templestowe (CitiPower) 66 kV",null,null,null,null,false,null,null,{"$f":"IF($V14652=TRUE,E14652,NA())","v":{"$error":"#N/A"}},{"$error":"#N/A"},{"$error":"#N/A"},{"$error":"#N/A"},{"$error":"#N/A"},{"$error":"#N/A"},{"$error":"#N/A"},{"$error":"#N/A"},{"$error":"#N/A"},{"$error":"#N/A"}]
[null,{"$f":"IF(DataInput!B14681=$B$8,IF($B$9=$B$10,TRUE,IF(DataInput!E14681=$B$9,TRUE,FALSE)))","v":true},null,null,{"$f":"IF(B14682=TRUE,DataInput!B14681,NA())","v":"VIC"},{"$f":"IF($E14682=DataInput!$B14681,DataInput!C14681,NA())","v":"TSTS66U"},{"$f":"IF($E14682=DataInput!$B14681,DataInput!D14681,NA())","v":"Templestowe (United Energy) 66 kV"},{"$f":"IF($E14682=DataInput!$B14681,DataInput!E14681,NA())","v":"United Energy"},{"$f":"IF($E14682=DataInput!$B14681,DataInput!F14681,NA())","v":"Summer"},{"$f":"IF($E14682=DataInput!$B14681,DataInput!G14681,NA())","v":"Coincident"},{"$f":"IF($E14682=DataInput!$B14681,DataInput!H14681,NA())","v":2008},{"$f":"IF($E14682=DataInput!$B14681,DataInput!I14681,NA())","v":"Actual"},{"$f":"IF($E14682=DataInput!$B14681,DataInput!J14681,NA())","v":125.25057200000001},{"$f":"IF($E14682=DataInput!$B14681,DataInput!K14681,NA())","v":"NA"},null,null,"VIC Templestowe (United Energy) 66 kV",null,null,null,null,false,null,null,{"$error":"#N/A"},{"$error":"#N/A"},{"$error":"#N/A"},{"$error":"#N/A"},{"$error":"#N/A"},{"$error":"#N/A"},{"$error":"#N/A"},{"$error":"#N/A"},{"$error":"#N/A"},{"$error":"#N/A"}]
[null,{"$f":"IF(DataInput!B14712=$B$8,IF($B$9=$B$10,TRUE,IF(DataInput!E14712=$B$9,TRUE,FALSE)))","v":true},null,null,{"$f":"IF(B14713=TRUE,DataInput!B14712,NA())","v":"VIC"},{"$f":"IF($E14713=DataInput!$B14712,DataInput!C14712,NA())","v":"TTS1266A"},{"$f":"IF($E14713=DataInput!$B14712,DataInput!D14712,NA())","v":"Thomastown 12 (AusNet) 66 kV"},{"$f":"IF($E14713=DataInput!$B14712,DataInput!E14712,NA())","v":"AusNet"},{"$f":"IF($E14713=DataInput!$B14712,DataInput!F14712,NA())","v":"Winter"},{"$f":"IF($E14713=DataInput!$B14712,DataInput!G14712,NA())","v":"Coincident"},{"$f":"IF($E14713=DataInput!$B14712,DataInput!H14712,NA())","v":2013},{"$f":"IF($E14713=DataInput!$B14712,DataInput!I14712,NA())","v":"Actual"},{"$f":"IF($E14713=DataInput!$B14712,DataInput!J14712,NA())","v":96.633926000000002},{"$f":"IF($E14713=DataInput!$B14712,DataInput!K14712,NA())","v":"NA"},null,null,"VIC Thomastown 12 (AusNet) 66 kV",null,null,null,null,false,null,null,{"$error":"#N/A"},{"$error":"#N/A"},{"$error":"#N/A"},{"$error":"#N/A"},{"$error":"#N/A"},{"$error":"#N/A"},{"$error":"#N/A"},{"$error":"#N/A"},{"$error":"#N/A"},{"$error":"#N/A"}]
[null,{"$f":"IF(DataInput!B14730=$B$8,IF($B$9=$B$10,TRUE,IF(DataInput!E14730=$B$9,TRUE,FALSE)))","v":true},null,null,{"$f":"IF(B14731=TRUE,DataInput!B14730,NA())","v":"VIC"},{"$f":"IF($E14731=DataInput!$B14730,DataInput!C14730,NA())","v":"TTS1266J"},{"$f":"IF($E14731=DataInput!$B14730,DataInput!D14730,NA())","v":"Thomastown 12 (Jemena) 66 kV"},{"$f":"IF($E14731=DataInput!$B14730,DataInput!E14730,NA())","v":"Jemena"},{"$f":"IF($E14731=DataInput!$B14730,DataInput!F14730,NA())","v":"Winter"},{"$f":"IF($E14731=DataInput!$B14730,DataInput!G14730,NA())","v":"Coincident"},{"$f":"IF($E14731=DataInput!$B14730,DataInput!H14730,NA())","v":2012},{"$f":"IF($E14731=DataInput!$B14730,DataInput!I14730,NA())","v":"Actual"},{"$f":"IF($E14731=DataInput!$B14730,DataInput!J14730,NA())","v":73.683235999999994},{"$f":"IF($E14731=DataInput!$B14730,DataInput!K14730,NA())","v":"NA"},null,null,"VIC Thomastown 12 (Jemena) 66 kV",null,null,null,null,false,null,null,{"$error":"#N/A"},{"$error":"#N/A"},{"$error":"#N/A"},{"$error":"#N/A"},{"$error":"#N/A"},{"$error":"#N/A"},{"$error":"#N/A"},{"$error":"#N/A"},{"$error":"#N/A"},{"$error":"#N/A"}]
[null,{"$f":"IF(DataInput!B14761=$B$8,IF($B$9=$B$10,TRUE,IF(DataInput!E14761=$B$9,TRUE,FALSE)))","v":true},null,null,{"$f":"IF(B14762=TRUE,DataInput!B14761,NA())","v":"VIC"},{"$f":"IF($E14762=DataInput!$B14761,DataInput!C14761,NA())","v":"VCB2"},{"$f":"IF($E14762=DataInput!$B14761,DataInput!D14761,NA())","v":"Aquasure Desalination 220kV"},{"$f":"IF($E14762=DataInput!$B14761,DataInput!E14761,NA())","v":"Direct Connect"},{"$f":"IF($E14762=DataInput!$B14761,DataInput!F14761,NA())","v":"Winter"},{"$f":"IF($E14762=DataInput!$B14761,DataInput!G14761,NA())","v":"Coincident"},{"$f":"IF($E14762=DataInput!$B14761,DataInput!H14761,NA())","v":2013},{"$f":"IF($E14762=DataInput!$B14761,DataInput!I14761,NA())","v":"Actual"},{"$f":"IF($E14762=DataInput!$B14761,DataInput!J14761,NA())","v":"NA"},{"$f":"IF($E14762=DataInput!$B14761,DataInput!K14761,NA())","v":"NA"},null,null,"VIC Aquasure Desalination 220kV",null,null,null,null,false,null,null,{"$error":"#N/A"},{"$error":"#N/A"},{"$error":"#N/A"},{"$error":"#N/A"},{"$error":"#N/A"},{"$error":"#N/A"},{"$error":"#N/A"},{"$error":"#N/A"},{"$error":"#N/A"},{"$error":"#N/A"}]
[null,{"$f":"IF(DataInput!B14776=$B$8,IF($B$9=$B$10,TRUE,IF(DataInput!E14776=$B$9,TRUE,FALSE)))","v":true},null,null,{"$f":"IF(B14777=TRUE,DataInput!B14776,NA())","v":"VIC"},{"$f":"IF($E14777=DataInput!$B14776,DataInput!C14776,NA())","v":"WMTS22"},{"$f":"IF($E14777=DataInput!$B14776,DataInput!D14776,NA())","v":"West Melbourne (CitiPower) 22 kV"},{"$f":"IF($E14777=DataInput!$B14776,DataInput!E14776,NA())","v":"Citipower"},{"$f":"IF($E14777=DataInput!$B14776,DataInput!F14776,NA())","v":"Winter"},{"$f":"IF($E14777=DataInput!$B14776,DataInput!G14776,NA())","v":"Coincident"},{"$f":"IF($E14777=DataInput!$B14776,DataInput!H14776,NA())","v":2006},{"$f":"IF($E14777=DataInput!$B14776,DataInput!I14776,NA())","v":"Actual"},{"$f":"IF($E14777=DataInput!$B14776,DataInput!J14776,NA())","v":63.947617999999999},{"$f":"IF($E14777=DataInput!$B14776,DataInput!K14776,NA())","v":"NA"},null,null,"VIC West Melbourne (CitiPower) 22 kV",null,null,null,null,false,null,null,{"$error":"#N/A"},{"$error":"#N/A"},{"$error":"#N/A"},{"$error":"#N/A"},{"$error":"#N/A"},{"$error":"#N/A"},{"$error":"#N/A"},{"$error":"#N/A"},{"$error":"#N/A"},{"$error":"#N/A"}]
[null,{"$f":"IF(DataInput!B14809=$B$8,IF($B$9=$B$10,TRUE,IF(DataInput!E14809=$B$9,TRUE,FALSE)))","v":true},null,null,{"$f":"IF(B14810=TRUE,DataInput!B14809,NA())","v":"VIC"},{"$f":"IF($E14810=DataInput!$B14809,DataInput!C14809,NA())","v":"WMTS66C"},{"$f":"IF($E14810=DataInput!$B14809,DataInput!D14809,NA())","v":"West Melbourne (CitiPower) 66 kV"},{"$f":"IF($E14810=DataInput!$B14809,DataInput!E14809,NA())","v":"Citipower"},{"$f":"IF($E14810=DataInput!$B14809,DataInput!F14809,NA())","v":"Summer"},{"$f":"IF($E14810=DataInput!$B14809,DataInput!G14809,NA())","v":"Coincident"},{"$f":"IF($E14810=DataInput!$B14809,DataInput!H14809,NA())","v":2013},{"$f":"IF($E14810=DataInput!$B14809,DataInput!I14809,NA())","v":"Actual"},{"$f":"IF($E14810=DataInput!$B14809,DataInput!J14809,NA())","v":367.48053199999998},{"$f":"IF($E14810=DataInput!$B14809,DataInput!K14809,NA())","v":"NA"},null,null,"VIC West Melbourne (CitiPower) 66 kV",null,null,null,null,false,null,null,{"$error":"#N/A"},{"$error":"#N/A"},{"$error":"#N/A"},{"$error":"#N/A"},{"$error":"#N/A"},{"$error":"#N/A"},{"$error":"#N/A"},{"$error":"#N/A"},{"$error":"#N/A"},{"$error":"#N/A"}]
[null,{"$f":"IF(DataInput!B14840=$B$8,IF($B$9=$B$10,TRUE,IF(DataInput!E14840=$B$9,TRUE,FALSE)))","v":true},null,null,{"$f":"IF(B14841=TRUE,DataInput!B14840,NA())","v":"VIC"},{"$f":"IF($E14841=DataInput!$B14840,DataInput!C14840,NA())","v":"WOTS22"},{"$f":"IF($E14841=DataInput!$B14840,DataInput!D14840,NA())","v":"Wodonga (AusNet) 22 kV"},{"$f":"IF($E14841=DataInput!$B14840,DataInput!E14840,NA())","v":"AusNet"},{"$f":"IF($E14841=DataInput!$B14840,DataInput!F14840,NA())","v":"Winter"},{"$f":"IF($E14841=DataInput!$B14840,DataInput!G14840,NA())","v":"Coincident"},{"$f":"IF($E14841=DataInput!$B14840,DataInput!H14840,NA())","v":2008},{"$f":"IF($E14841=DataInput!$B14840,DataInput!I14840,NA())","v":"Actual"},{"$f":"IF($E14841=DataInput!$B14840,DataInput!J14840,NA())","v":22.941344000000001},{"$f":"IF($E14841=DataInput!$B14840,DataInput!K14840,NA())","v":"NA"},null,null,"VIC Wodonga (AusNet) 22 kV",null,null,null,null,false,null,null,{"$error":"#N/A"},{"$error":"#N/A"},{"$error":"#N/A"},{"$error":"#N/A"},{"$error":"#N/A"},{"$error":"#N/A"},{"$error":"#N/A"},{"$error":"#N/A"},{"$error":"#N/A"},{"$error":"#N/A"}]
[null,{"$f":"IF(DataInput!B14858=$B$8,IF($B$9=$B$10,TRUE,IF(DataInput!E14858=$B$9,TRUE,FALSE)))","v":true},null,null,{"$f":"IF(B14859=TRUE,DataInput!B14858,NA())","v":"VIC"},{"$f":"IF($E14859=DataInput!$B14858,DataInput!C14858,NA())","v":"WOTS66"},{"$f":"IF($E14859=DataInput!$B14858,DataInput!D14858,NA())","v":"Wodonga (AusNet) 66 kV"},{"$f":"IF($E14859=DataInput!$B14858,DataInput!E14858,NA())","v":"AusNet"},{"$f":"IF($E14859=DataInput!$B14858,DataInput!F14858,NA())","v":"Winter"},{"$f":"IF($E14859=DataInput!$B14858,DataInput!G14858,NA())","v":"Coincident"},{"$f":"IF($E14859=DataInput!$B14858,DataInput!H14858,NA())","v":2007},{"$f":"IF($E14859=DataInput!$B14858,DataInput!I14858,NA())","v":"Actual"},{"$f":"IF($E14859=DataInput!$B14858,DataInput!J14858,NA())","v":48.671337999999999},{"$f":"IF($E14859=DataInput!$B14858,DataInput!K14858,NA())","v":"NA"},null,null,"VIC Wodonga (AusNet) 66 kV",null,null,null,null,false,null,null,{"$error":"#N/A"},{"$error":"#N/A"},{"$error":"#N/A"},{"$error":"#N/A"},{"$error":"#N/A"},{"$error":"#N/A"},{"$error":"#N/A"},{"$error":"#N/A"},{"$error":"#N/A"},{"$error":"#N/A"}]
[null,{"$f":"IF(DataInput!B14903=$B$8,IF($B$9=$B$10,TRUE,IF(DataInput!E14903=$B$9,TRUE,FALSE)))","v":false},null,null,{"$f":"IF(B14904=TRUE,DataInput!B14903,NA())","v":{"$error":"#N/A"}},{"$f":"IF($E14904=DataInput!$B14903,DataInput!C14903,NA())","v":{"$error":"#N/A"}},{"$f":"IF($E14904=DataInput!$B14903,DataInput!D14903,NA())","v":{"$error":"#N/A"}},{"$f":"IF($E14904=DataInput!$B14903,DataInput!E14903,NA())","v":{"$error":"#N/A"}},{"$f":"IF($E14904=DataInput!$B14903,DataInput!F14903,NA())","v":{"$error":"#N/A"}},{"$f":"IF($E14904=DataInput!$B14903,DataInput!G14903,NA())","v":{"$error":"#N/A"}},{"$f":"IF($E14904=DataInput!$B14903,DataInput!H14903,NA())","v":{"$error":"#N/A"}},{"$f":"IF($E14904=DataInput!$B14903,DataInput!I14903,NA())","v":{"$error":"#N/A"}},{"$f":"IF($E14904=DataInput!$B14903,DataInput!J14903,NA())","v":{"$error":"#N/A"}},{"$f":"IF($E14904=DataInput!$B14903,DataInput!K14903,NA())","v":{"$error":"#N/A"}},null,null,"  ",null,null,null,null,false,null,null,{"$error":"#N/A"},{"$error":"#N/A"},{"$error":"#N/A"},{"$error":"#N/A"},{"$error":"#N/A"},{"$error":"#N/A"},{"$error":"#N/A"},{"$error":"#N/A"},{"$error":"#N/A"},{"$error":"#N/A"}]
[null,{"$f":"IF(DataInput!B14919=$B$8,IF($B$9=$B$10,TRUE,IF(DataInput!E14919=$B$9,TRUE,FALSE)))","v":false},null,null,{"$f":"IF(B14920=TRUE,DataInput!B14919,NA())","v":{"$error":"#N/A"}},{"$f":"IF($E14920=DataInput!$B14919,DataInput!C14919,NA())","v":{"$error":"#N/A"}},{"$f":"IF($E14920=DataInput!$B14919,DataInput!D14919,NA())","v":{"$error":"#N/A"}},{"$f":"IF($E14920=DataInput!$B14919,DataInput!E14919,NA())","v":{"$error":"#N/A"}},{"$f":"IF($E14920=DataInput!$B14919,DataInput!F14919,NA())","v":{"$error":"#N/A"}},{"$f":"IF($E14920=DataInput!$B14919,DataInput!G14919,NA())","v":{"$error":"#N/A"}},{"$f":"IF($E14920=DataInput!$B14919,DataInput!H14919,NA())","v":{"$error":"#N/A"}},{"$f":"IF($E14920=DataInput!$B14919,DataInput!I14919,NA())","v":{"$error":"#N/A"}},{"$f":"IF($E14920=DataInput!$B14919,DataInput!J14919,NA())","v":{"$error":"#N/A"}},{"$f":"IF($E14920=DataInput!$B14919,DataInput!K14919,NA())","v":{"$error":"#N/A"}},null,null,"  ",null,null,null,null,false,null,null,{"$error":"#N/A"},{"$error":"#N/A"},{"$error":"#N/A"},{"$error":"#N/A"},{"$error":"#N/A"},{"$error":"#N/A"},{"$error":"#N/A"},{"$error":"#N/A"},{"$error":"#N/A"},{"$error":"#N/A"}]
[null,{"$f":"IF(DataInput!B14966=$B$8,IF($B$9=$B$10,TRUE,IF(DataInput!E14966=$B$9,TRUE,FALSE)))","v":false},null,null,{"$f":"IF(B14967=TRUE,DataInput!B14966,NA())","v":{"$error":"#N/A"}},{"$f":"IF($E14967=DataInput!$B14966,DataInput!C14966,NA())","v":{"$error":"#N/A"}},{"$f":"IF($E14967=DataInput!$B14966,DataInput!D14966,NA())","v":{"$error":"#N/A"}},{"$f":"IF($E14967=DataInput!$B14966,DataInput!E14966,NA())","v":{"$error":"#N/A"}},{"$f":"IF($E14967=DataInput!$B14966,DataInput!F14966,NA())","v":{"$error":"#N/A"}},{"$f":"IF($E14967=DataInput!$B14966,DataInput!G14966,NA())","v":{"$error":"#N/A"}},{"$f":"IF($E14967=DataInput!$B14966,DataInput!H14966,NA())","v":{"$error":"#N/A"}},{"$f":"IF($E14967=DataInput!$B14966,DataInput!I14966,NA())","v":{"$error":"#N/A"}},{"$f":"IF($E14967=DataInput!$B14966,DataInput!J14966,NA())","v":{"$error":"#N/A"}},{"$f":"IF($E14967=DataInput!$B14966,DataInput!K14966,NA())","v":{"$error":"#N/A"}},null,null,"  ",null,null,null,null,false,null,null,{"$error":"#N/A"},{"$error":"#N/A"},{"$error":"#N/A"},{"$error":"#N/A"},{"$error":"#N/A"},{"$error":"#N/A"},{"$error":"#N/A"},{"$error":"#N/A"},{"$error":"#N/A"},{"$error":"#N/A"}]
[null,{"$f":"IF(DataInput!B14997=$B$8,IF($B$9=$B$10,TRUE,IF(DataInput!E14997=$B$9,TRUE,FALSE)))","v":false},null,null,{"$f":"IF(B14998=TRUE,DataInput!B14997,NA())","v":{"$error":"#N/A"}},{"$f":"IF($E14998=DataInput!$B14997,DataInput!C14997,NA())","v":{"$error":"#N/A"}},{"$f":"IF($E14998=DataInput!$B14997,DataInput!D14997,NA())","v":{"$error":"#N/A"}},{"$f":"IF($E14998=DataInput!$B14997,DataInput!E14997,NA())","v":{"$error":"#N/A"}},{"$f":"IF($E14998=DataInput!$B14997,DataInput!F14997,NA())","v":{"$error":"#N/A"}},{"$f":"IF($E14998=DataInput!$B14997,DataInput!G14997,NA())","v":{"$error":"#N/A"}},{"$f":"IF($E14998=DataInput!$B14997,DataInput!H14997,NA())","v":{"$error":"#N/A"}},{"$f":"IF($E14998=DataInput!$B14997,DataInput!I14997,NA())","v":{"$error":"#N/A"}},{"$f":"IF($E14998=DataInput!$B14997,DataInput!J14997,NA())","v":{"$error":"#N/A"}},{"$f":"IF($E14998=DataInput!$B14997,DataInput!K14997,NA())","v":{"$error":"#N/A"}},null,null,"  ",null,null,null,null,false,null,null,{"$error":"#N/A"},{"$error":"#N/A"},{"$error":"#N/A"},{"$error":"#N/A"},{"$error":"#N/A"},{"$error":"#N/A"},{"$error":"#N/A"},{"$error":"#N/A"},{"$error":"#N/A"},{"$error":"#N/A"}]
[null,{"$f":"IF(DataInput!B15002=$B$8,IF($B$9=$B$10,TRUE,IF(DataInput!E15002=$B$9,TRUE,FALSE)))","v":false},null,null,{"$f":"IF(B15003=TRUE,DataInput!B15002,NA())","v":{"$error":"#N/A"}},{"$f":"IF($E15003=DataInput!$B15002,DataInput!C15002,NA())","v":{"$error":"#N/A"}},{"$f":"IF($E15003=DataInput!$B15002,DataInput!D15002,NA())","v":{"$error":"#N/A"}},{"$f":"IF($E15003=DataInput!$B15002,DataInput!E15002,NA())","v":{"$error":"#N/A"}},{"$f":"IF($E15003=DataInput!$B15002,DataInput!F15002,NA())","v":{"$error":"#N/A"}},{"$f":"IF($E15003=DataInput!$B15002,DataInput!G15002,NA())","v":{"$error":"#N/A"}},{"$f":"IF($E15003=DataInput!$B15002,DataInput!H15002,NA())","v":{"$error":"#N/A"}},{"$f":"IF($E15003=DataInput!$B15002,DataInput!I15002,NA())","v":{"$error":"#N/A"}},{"$f":"IF($E15003=DataInput!$B15002,DataInput!J15002,NA())","v":{"$error":"#N/A"}},{"$f":"IF($E15003=DataInput!$B15002,DataInput!K15002,NA())","v":{"$error":"#N/A"}},null,null,"  ",null,null,null,null,false,null,null,{"$error":"#N/A"},{"$error":"#N/A"},{"$error":"#N/A"},{"$error":"#N/A"},{"$error":"#N/A"},{"$error":"#N/A"},{"$error":"#N/A"},{"$error":"#N/A"},{"$error":"#N/A"},{"$error":"#N/A"}]
[null,{"$f":"IF(DataInput!B15045=$B$8,IF($B$9=$B$10,TRUE,IF(DataInput!E15045=$B$9,TRUE,FALSE)))","v":false},null,null,{"$f":"IF(B15046=TRUE,DataInput!B15045,NA())","v":{"$error":"#N/A"}},{"$f":"IF($E15046=DataInput!$B15045,DataInput!C15045,NA())","v":{"$error":"#N/A"}},{"$f":"IF($E15046=DataInput!$B15045,DataInput!D15045,NA())","v":{"$error":"#N/A"}},{"$f":"IF($E15046=DataInput!$B15045,DataInput!E15045,NA())","v":{"$error":"#N/A"}},{"$f":"IF($E15046=DataInput!$B15045,DataInput!F15045,NA())","v":{"$error":"#N/A"}},{"$f":"IF($E15046=DataInput!$B15045,DataInput!G15045,NA())","v":{"$error":"#N/A"}},{"$f":"IF($E15046=DataInput!$B15045,DataInput!H15045,NA())","v":{"$error":"#N/A"}},{"$f":"IF($E15046=DataInput!$B15045,DataInput!I15045,NA())","v":{"$error":"#N/A"}},{"$f":"IF($E15046=DataInput!$B15045,DataInput!J15045,NA())","v":{"$error":"#N/A"}},{"$f":"IF($E15046=DataInput!$B15045,DataInput!K15045,NA())","v":{"$error":"#N/A"}},null,null,"  ",null,null,null,null,false,null,null,{"$error":"#N/A"},{"$error":"#N/A"},{"$error":"#N/A"},{"$error":"#N/A"},{"$error":"#N/A"},{"$error":"#N/A"},{"$error":"#N/A"},{"$error":"#N/A"},{"$error":"#N/A"},{"$error":"#N/A"}]
[null,{"$f":"IF(DataInput!B15076=$B$8,IF($B$9=$B$10,TRUE,IF(DataInput!E15076=$B$9,TRUE,FALSE)))","v":false},null,null,{"$f":"IF(B15077=TRUE,DataInput!B15076,NA())","v":{"$error":"#N/A"}},{"$f":"IF($E15077=DataInput!$B15076,DataInput!C15076,NA())","v":{"$error":"#N/A"}},{"$f":"IF($E15077=DataInput!$B15076,DataInput!D15076,NA())","v":{"$error":"#N/A"}},{"$f":"IF($E15077=DataInput!$B15076,DataInput!E15076,NA())","v":{"$error":"#N/A"}},{"$f":"IF($E15077=DataInput!$B15076,DataInput!F15076,NA())","v":{"$error":"#N/A"}},{"$f":"IF($E15077=DataInput!$B15076,DataInput!G15076,NA())","v":{"$error":"#N/A"}},{"$f":"IF($E15077=DataInput!$B15076,DataInput!H15076,NA())","v":{"$error":"#N/A"}},{"$f":"IF($E15077=DataInput!$B15076,DataInput!I15076,NA())","v":{"$error":"#N/A"}},{"$f":"IF($E15077=DataInput!$B15076,DataInput!J15076,NA())","v":{"$error":"#N/A"}},{"$f":"IF($E15077=DataInput!$B15076,DataInput!K15076,NA())","v":{"$error":"#N/A"}},null,null,"  ",null,null,null,null,false,null,null,{"$error":"#N/A"},{"$error":"#N/A"},{"$error":"#N/A"},{"$error":"#N/A"},{"$error":"#N/A"},{"$error":"#N/A"},{"$error":"#N/A"},{"$error":"#N/A"},{"$error":"#N/A"},{"$error":"#N/A"}]
[null,{"$f":"IF(DataInput!B15094=$B$8,IF($B$9=$B$10,TRUE,IF(DataInput!E15094=$B$9,TRUE,FALSE)))","v":false},null,null,{"$f":"IF(B15095=TRUE,DataInput!B15094,NA())","v":{"$error":"#N/A"}},{"$f":"IF($E15095=DataInput!$B15094,DataInput!C15094,NA())","v":{"$error":"#N/A"}},{"$f":"IF($E15095=DataInput!$B15094,DataInput!D15094,NA())","v":{"$error":"#N/A"}},{"$f":"IF($E15095=DataInput!$B15094,DataInput!E15094,NA())","v":{"$error":"#N/A"}},{"$f":"IF($E15095=DataInput!$B15094,DataInput!F15094,NA())","v":{"$error":"#N/A"}},{"$f":"IF($E15095=DataInput!$B15094,DataInput!G15094,NA())","v":{"$error":"#N/A"}},{"$f":"IF($E15095=DataInput!$B15094,DataInput!H15094,NA())","v":{"$error":"#N/A"}},{"$f":"IF($E15095=DataInput!$B15094,DataInput!I15094,NA())","v":{"$error":"#N/A"}},{"$f":"IF($E15095=DataInput!$B15094,DataInput!J15094,NA())","v":{"$error":"#N/A"}},{"$f":"IF($E15095=DataInput!$B15094,DataInput!K15094,NA())","v":{"$error":"#N/A"}},null,null,"  ",null,null,null,null,false,null,null,{"$error":"#N/A"},{"$error":"#N/A"},{"$error":"#N/A"},{"$error":"#N/A"},{"$error":"#N/A"},{"$error":"#N/A"},{"$error":"#N/A"},{"$error":"#N/A"},{"$error":"#N/A"},{"$error":"#N/A"}]
[null,{"$f":"IF(DataInput!B15125=$B$8,IF($B$9=$B$10,TRUE,IF(DataInput!E15125=$B$9,TRUE,FALSE)))","v":false},null,null,{"$f":"IF(B15126=TRUE,DataInput!B15125,NA())","v":{"$error":"#N/A"}},{"$f":"IF($E15126=DataInput!$B15125,DataInput!C15125,NA())","v":{"$error":"#N/A"}},{"$f":"IF($E15126=DataInput!$B15125,DataInput!D15125,NA())","v":{"$error":"#N/A"}},{"$f":"IF($E15126=DataInput!$B15125,DataInput!E15125,NA())","v":{"$error":"#N/A"}},{"$f":"IF($E15126=DataInput!$B15125,DataInput!F15125,NA())","v":{"$error":"#N/A"}},{"$f":"IF($E15126=DataInput!$B15125,DataInput!G15125,NA())","v":{"$error":"#N/A"}},{"$f":"IF($E15126=DataInput!$B15125,DataInput!H15125,NA())","v":{"$error":"#N/A"}},{"$f":"IF($E15126=DataInput!$B15125,DataInput!I15125,NA())","v":{"$error":"#N/A"}},{"$f":"IF($E15126=DataInput!$B15125,DataInput!J15125,NA())","v":{"$error":"#N/A"}},{"$f":"IF($E15126=DataInput!$B15125,DataInput!K15125,NA())","v":{"$error":"#N/A"}},null,null,"  ",null,null,null,null,false,null,null,{"$error":"#N/A"},{"$error":"#N/A"},{"$error":"#N/A"},{"$error":"#N/A"},{"$error":"#N/A"},{"$error":"#N/A"},{"$error":"#N/A"},{"$error":"#N/A"},{"$error":"#N/A"},{"$error":"#N/A"}]
[null,{"$f":"IF(DataInput!B15155=$B$8,IF($B$9=$B$10,TRUE,IF(DataInput!E15155=$B$9,TRUE,FALSE)))","v":false},null,null,{"$f":"IF(B15156=TRUE,DataInput!B15155,NA())","v":{"$error":"#N/A"}},{"$f":"IF($E15156=DataInput!$B15155,DataInput!C15155,NA())","v":{"$error":"#N/A"}},{"$f":"IF($E15156=DataInput!$B15155,DataInput!D15155,NA())","v":{"$error":"#N/A"}},{"$f":"IF($E15156=DataInput!$B15155,DataInput!E15155,NA())","v":{"$error":"#N/A"}},{"$f":"IF($E15156=DataInput!$B15155,DataInput!F15155,NA())","v":{"$error":"#N/A"}},{"$f":"IF($E15156=DataInput!$B15155,DataInput!G15155,NA())","v":{"$error":"#N/A"}},{"$f":"IF($E15156=DataInput!$B15155,DataInput!H15155,NA())","v":{"$error":"#N/A"}},{"$f":"IF($E15156=DataInput!$B15155,DataInput!I15155,NA())","v":{"$error":"#N/A"}},{"$f":"IF($E15156=DataInput!$B15155,DataInput!J15155,NA())","v":{"$error":"#N/A"}},{"$f":"IF($E15156=DataInput!$B15155,DataInput!K15155,NA())","v":{"$error":"#N/A"}},null,null,"  ",null,null,null,null,false,null,null,{"$error":"#N/A"},{"$error":"#N/A"},{"$error":"#N/A"},{"$error":"#N/A"},{"$error":"#N/A"},{"$error":"#N/A"},{"$error":"#N/A"},{"$error":"#N/A"},{"$error":"#N/A"},{"$error":"#N/A"}]
[null,{"$f":"IF(DataInput!B15202=$B$8,IF($B$9=$B$10,TRUE,IF(DataInput!E15202=$B$9,TRUE,FALSE)))","v":false},null,null,{"$f":"IF(B15203=TRUE,DataInput!B15202,NA())","v":{"$error":"#N/A"}},{"$f":"IF($E15203=DataInput!$B15202,DataInput!C15202,NA())","v":{"$error":"#N/A"}},{"$f":"IF($E15203=DataInput!$B15202,DataInput!D15202,NA())","v":{"$error":"#N/A"}},{"$f":"IF($E15203=DataInput!$B15202,DataInput!E15202,NA())","v":{"$error":"#N/A"}},{"$f":"IF($E15203=DataInput!$B15202,DataInput!F15202,NA())","v":{"$error":"#N/A"}},{"$f":"IF($E15203=DataInput!$B15202,DataInput!G15202,NA())","v":{"$error":"#N/A"}},{"$f":"IF($E15203=DataInput!$B15202,DataInput!H15202,NA())","v":{"$error":"#N/A"}},{"$f":"IF($E15203=DataInput!$B15202,DataInput!I15202,NA())","v":{"$error":"#N/A"}},{"$f":"IF($E15203=DataInput!$B15202,DataInput!J15202,NA())","v":{"$error":"#N/A"}},{"$f":"IF($E15203=DataInput!$B15202,DataInput!K15202,NA())","v":{"$error":"#N/A"}},null,null,"  ",null,null,null,null,false,null,null,{"$error":"#N/A"},{"$error":"#N/A"},{"$error":"#N/A"},{"$error":"#N/A"},{"$error":"#N/A"},{"$error":"#N/A"},{"$error":"#N/A"},{"$error":"#N/A"},{"$error":"#N/A"},{"$error":"#N/A"}]
[null,{"$f":"IF(DataInput!B15204=$B$8,IF($B$9=$B$10,TRUE,IF(DataInput!E15204=$B$9,TRUE,FALSE)))","v":false},null,null,{"$f":"IF(B15205=TRUE,DataInput!B15204,NA())","v":{"$error":"#N/A"}},{"$f":"IF($E15205=DataInput!$B15204,DataInput!C15204,NA())","v":{"$error":"#N/A"}},{"$f":"IF($E15205=DataInput!$B15204,DataInput!D15204,NA())","v":{"$error":"#N/A"}},{"$f":"IF($E15205=DataInput!$B15204,DataInput!E15204,NA())","v":{"$error":"#N/A"}},{"$f":"IF($E15205=DataInput!$B15204,DataInput!F15204,NA())","v":{"$error":"#N/A"}},{"$f":"IF($E15205=DataInput!$B15204,DataInput!G15204,NA())","v":{"$error":"#N/A"}},{"$f":"IF($E15205=DataInput!$B15204,DataInput!H15204,NA())","v":{"$error":"#N/A"}},{"$f":"IF($E15205=DataInput!$B15204,DataInput!I15204,NA())","v":{"$error":"#N/A"}},{"$f":"IF($E15205=DataInput!$B15204,DataInput!J15204,NA())","v":{"$error":"#N/A"}},{"$f":"IF($E15205=DataInput!$B15204,DataInput!K15204,NA())","v":{"$error":"#N/A"}},null,null,"  ",null,null,null,null,false,null,null,{"$error":"#N/A"},{"$error":"#N/A"},{"$error":"#N/A"},{"$error":"#N/A"},{"$error":"#N/A"},{"$error":"#N/A"},{"$error":"#N/A"},{"$error":"#N/A"},{"$error":"#N/A"},{"$error":"#N/A"}]
[null,{"$f":"IF(DataInput!B15252=$B$8,IF($B$9=$B$10,TRUE,IF(DataInput!E15252=$B$9,TRUE,FALSE)))","v":false},null,null,{"$f":"IF(B15253=TRUE,DataInput!B15252,NA())","v":{"$error":"#N/A"}},{"$f":"IF($E15253=DataInput!$B15252,DataInput!C15252,NA())","v":{"$error":"#N/A"}},{"$f":"IF($E15253=DataInput!$B15252,DataInput!D15252,NA())","v":{"$error":"#N/A"}},{"$f":"IF($E15253=DataInput!$B15252,DataInput!E15252,NA())","v":{"$error":"#N/A"}},{"$f":"IF($E15253=DataInput!$B15252,DataInput!F15252,NA())","v":{"$error":"#N/A"}},{"$f":"IF($E15253=DataInput!$B15252,DataInput!G15252,NA())","v":{"$error":"#N/A"}},{"$f":"IF($E15253=DataInput!$B15252,DataInput!H15252,NA())","v":{"$error":"#N/A"}},{"$f":"IF($E15253=DataInput!$B15252,DataInput!I15252,NA())","v":{"$error":"#N/A"}},{"$f":"IF($E15253=DataInput!$B15252,DataInput!J15252,NA())","v":{"$error":"#N/A"}},{"$f":"IF($E15253=DataInput!$B15252,DataInput!K15252,NA())","v":{"$error":"#N/A"}},null,null,"  ",null,null,null,null,false,null,null,{"$error":"#N/A"},{"$error":"#N/A"},{"$error":"#N/A"},{"$error":"#N/A"},{"$error":"#N/A"},{"$error":"#N/A"},{"$error":"#N/A"},{"$error":"#N/A"},{"$error":"#N/A"},{"$error":"#N/A"}]
[null,{"$f":"IF(DataInput!B15281=$B$8,IF($B$9=$B$10,TRUE,IF(DataInput!E15281=$B$9,TRUE,FALSE)))","v":false},null,null,{"$f":"IF(B15282=TRUE,DataInput!B15281,NA())","v":{"$error":"#N/A"}},{"$f":"IF($E15282=DataInput!$B15281,DataInput!C15281,NA())","v":{"$error":"#N/A"}},{"$f":"IF($E15282=DataInput!$B15281,DataInput!D15281,NA())","v":{"$error":"#N/A"}},{"$f":"IF($E15282=DataInput!$B15281,DataInput!E15281,NA())","v":{"$error":"#N/A"}},{"$f":"IF($E15282=DataInput!$B15281,DataInput!F15281,NA())","v":{"$error":"#N/A"}},{"$f":"IF($E15282=DataInput!$B15281,DataInput!G15281,NA())","v":{"$error":"#N/A"}},{"$f":"IF($E15282=DataInput!$B15281,DataInput!H15281,NA())","v":{"$error":"#N/A"}},{"$f":"IF($E15282=DataInput!$B15281,DataInput!I15281,NA())","v":{"$error":"#N/A"}},{"$f":"IF($E15282=DataInput!$B15281,DataInput!J15281,NA())","v":{"$error":"#N/A"}},{"$f":"IF($E15282=DataInput!$B15281,DataInput!K15281,NA())","v":{"$error":"#N/A"}},null,null,"  ",null,null,null,null,false,null,null,{"$error":"#N/A"},{"$error":"#N/A"},{"$error":"#N/A"},{"$error":"#N/A"},{"$error":"#N/A"},{"$error":"#N/A"},{"$error":"#N/A"},{"$error":"#N/A"},{"$error":"#N/A"},{"$error":"#N/A"}]
[null,{"$f":"IF(DataInput!B15312=$B$8,IF($B$9=$B$10,TRUE,IF(DataInput!E15312=$B$9,TRUE,FALSE)))","v":false},null,null,{"$f":"IF(B15313=TRUE,DataInput!B15312,NA())","v":{"$error":"#N/A"}},{"$f":"IF($E15313=DataInput!$B15312,DataInput!C15312,NA())","v":{"$error":"#N/A"}},{"$f":"IF($E15313=DataInput!$B15312,DataInput!D15312,NA())","v":{"$error":"#N/A"}},{"$f":"IF($E15313=DataInput!$B15312,DataInput!E15312,NA())","v":{"$error":"#N/A"}},{"$f":"IF($E15313=DataInput!$B15312,DataInput!F15312,NA())","v":{"$error":"#N/A"}},{"$f":"IF($E15313=DataInput!$B15312,DataInput!G15312,NA())","v":{"$error":"#N/A"}},{"$f":"IF($E15313=DataInput!$B15312,DataInput!H15312,NA())","v":{"$error":"#N/A"}},{"$f":"IF($E15313=DataInput!$B15312,DataInput!I15312,NA())","v":{"$error":"#N/A"}},{"$f":"IF($E15313=DataInput!$B15312,DataInput!J15312,NA())","v":{"$error":"#N/A"}},{"$f":"IF($E15313=DataInput!$B15312,DataInput!K15312,NA())","v":{"$error":"#N/A"}},null,null,"  ",null,null,null,null,false,null,null,{"$error":"#N/A"},{"$error":"#N/A"},{"$error":"#N/A"},{"$error":"#N/A"},{"$error":"#N/A"},{"$error":"#N/A"},{"$error":"#N/A"},{"$error":"#N/A"},{"$error":"#N/A"},{"$error":"#N/A"}]
[null,{"$f":"IF(DataInput!B15330=$B$8,IF($B$9=$B$10,TRUE,IF(DataInput!E15330=$B$9,TRUE,FALSE)))","v":false},null,null,{"$f":"IF(B15331=TRUE,DataInput!B15330,NA())","v":{"$error":"#N/A"}},{"$f":"IF($E15331=DataInput!$B15330,DataInput!C15330,NA())","v":{"$error":"#N/A"}},{"$f":"IF($E15331=DataInput!$B15330,DataInput!D15330,NA())","v":{"$error":"#N/A"}},{"$f":"IF($E15331=DataInput!$B15330,DataInput!E15330,NA())","v":{"$error":"#N/A"}},{"$f":"IF($E15331=DataInput!$B15330,DataInput!F15330,NA())","v":{"$error":"#N/A"}},{"$f":"IF($E15331=DataInput!$B15330,DataInput!G15330,NA())","v":{"$error":"#N/A"}},{"$f":"IF($E15331=DataInput!$B15330,DataInput!H15330,NA())","v":{"$error":"#N/A"}},{"$f":"IF($E15331=DataInput!$B15330,DataInput!I15330,NA())","v":{"$error":"#N/A"}},{"$f":"IF($E15331=DataInput!$B15330,DataInput!J15330,NA())","v":{"$error":"#N/A"}},{"$f":"IF($E15331=DataInput!$B15330,DataInput!K15330,NA())","v":{"$error":"#N/A"}},null,null,"  ",null,null,null,null,false,null,null,{"$error":"#N/A"},{"$error":"#N/A"},{"$error":"#N/A"},{"$error":"#N/A"},{"$error":"#N/A"},{"$error":"#N/A"},{"$error":"#N/A"},{"$error":"#N/A"},{"$error":"#N/A"},{"$error":"#N/A"}]
[null,{"$f":"IF(DataInput!B15361=$B$8,IF($B$9=$B$10,TRUE,IF(DataInput!E15361=$B$9,TRUE,FALSE)))","v":false},null,null,{"$f":"IF(B15362=TRUE,DataInput!B15361,NA())","v":{"$error":"#N/A"}},{"$f":"IF($E15362=DataInput!$B15361,DataInput!C15361,NA())","v":{"$error":"#N/A"}},{"$f":"IF($E15362=DataInput!$B15361,DataInput!D15361,NA())","v":{"$error":"#N/A"}},{"$f":"IF($E15362=DataInput!$B15361,DataInput!E15361,NA())","v":{"$error":"#N/A"}},{"$f":"IF($E15362=DataInput!$B15361,DataInput!F15361,NA())","v":{"$error":"#N/A"}},{"$f":"IF($E15362=DataInput!$B15361,DataInput!G15361,NA())","v":{"$error":"#N/A"}},{"$f":"IF($E15362=DataInput!$B15361,DataInput!H15361,NA())","v":{"$error":"#N/A"}},{"$f":"IF($E15362=DataInput!$B15361,DataInput!I15361,NA())","v":{"$error":"#N/A"}},{"$f":"IF($E15362=DataInput!$B15361,DataInput!J15361,NA())","v":{"$error":"#N/A"}},{"$f":"IF($E15362=DataInput!$B15361,DataInput!K15361,NA())","v":{"$error":"#N/A"}},null,null,"  ",null,null,null,null,false,null,null,{"$error":"#N/A"},{"$error":"#N/A"},{"$error":"#N/A"},{"$error":"#N/A"},{"$error":"#N/A"},{"$error":"#N/A"},{"$error":"#N/A"},{"$error":"#N/A"},{"$error":"#N/A"},{"$error":"#N/A"}]
[null,{"$f":"IF(DataInput!B15377=$B$8,IF($B$9=$B$10,TRUE,IF(DataInput!E15377=$B$9,TRUE,FALSE)))","v":false},null,null,{"$f":"IF(B15378=TRUE,DataInput!B15377,NA())","v":{"$error":"#N/A"}},{"$f":"IF($E15378=DataInput!$B15377,DataInput!C15377,NA())","v":{"$error":"#N/A"}},{"$f":"IF($E15378=DataInput!$B15377,DataInput!D15377,NA())","v":{"$error":"#N/A"}},{"$f":"IF($E15378=DataInput!$B15377,DataInput!E15377,NA())","v":{"$error":"#N/A"}},{"$f":"IF($E15378=DataInput!$B15377,DataInput!F15377,NA())","v":{"$error":"#N/A"}},{"$f":"IF($E15378=DataInput!$B15377,DataInput!G15377,NA())","v":{"$error":"#N/A"}},{"$f":"IF($E15378=DataInput!$B15377,DataInput!H15377,NA())","v":{"$error":"#N/A"}},{"$f":"IF($E15378=DataInput!$B15377,DataInput!I15377,NA())","v":{"$error":"#N/A"}},{"$f":"IF($E15378=DataInput!$B15377,DataInput!J15377,NA())","v":{"$error":"#N/A"}},{"$f":"IF($E15378=DataInput!$B15377,DataInput!K15377,NA())","v":{"$error":"#N/A"}},null,null,"  ",null,null,null,null,false,null,null,{"$error":"#N/A"},{"$error":"#N/A"},{"$error":"#N/A"},{"$error":"#N/A"},{"$error":"#N/A"},{"$error":"#N/A"},{"$error":"#N/A"},{"$error":"#N/A"},{"$error":"#N/A"},{"$error":"#N/A"}]
[null,{"$f":"IF(DataInput!B15409=$B$8,IF($B$9=$B$10,TRUE,IF(DataInput!E15409=$B$9,TRUE,FALSE)))","v":false},null,null,{"$f":"IF(B15410=TRUE,DataInput!B15409,NA())","v":{"$error":"#N/A"}},{"$f":"IF($E15410=DataInput!$B15409,DataInput!C15409,NA())","v":{"$error":"#N/A"}},{"$f":"IF($E15410=DataInput!$B15409,DataInput!D15409,NA())","v":{"$error":"#N/A"}},{"$f":"IF($E15410=DataInput!$B15409,DataInput!E15409,NA())","v":{"$error":"#N/A"}},{"$f":"IF($E15410=DataInput!$B15409,DataInput!F15409,NA())","v":{"$error":"#N/A"}},{"$f":"IF($E15410=DataInput!$B15409,DataInput!G15409,NA())","v":{"$error":"#N/A"}},{"$f":"IF($E15410=DataInput!$B15409,DataInput!H15409,NA())","v":{"$error":"#N/A"}},{"$f":"IF($E15410=DataInput!$B15409,DataInput!I15409,NA())","v":{"$error":"#N/A"}},{"$f":"IF($E15410=DataInput!$B15409,DataInput!J15409,NA())","v":{"$error":"#N/A"}},{"$f":"IF($E15410=DataInput!$B15409,DataInput!K15409,NA())","v":{"$error":"#N/A"}},null,null,"  ",null,null,null,null,false,null,null,{"$error":"#N/A"},{"$error":"#N/A"},{"$error":"#N/A"},{"$error":"#N/A"},{"$error":"#N/A"},{"$error":"#N/A"},{"$error":"#N/A"},{"$error":"#N/A"},{"$error":"#N/A"},{"$error":"#N/A"}]
[null,{"$f":"IF(DataInput!B15440=$B$8,IF($B$9=$B$10,TRUE,IF(DataInput!E15440=$B$9,TRUE,FALSE)))","v":false},null,null,{"$f":"IF(B15441=TRUE,DataInput!B15440,NA())","v":{"$error":"#N/A"}},{"$f":"IF($E15441=DataInput!$B15440,DataInput!C15440,NA())","v":{"$error":"#N/A"}},{"$f":"IF($E15441=DataInput!$B15440,DataInput!D15440,NA())","v":{"$error":"#N/A"}},{"$f":"IF($E15441=DataInput!$B15440,DataInput!E15440,NA())","v":{"$error":"#N/A"}},{"$f":"IF($E15441=DataInput!$B15440,DataInput!F15440,NA())","v":{"$error":"#N/A"}},{"$f":"IF($E15441=DataInput!$B15440,DataInput!G15440,NA())","v":{"$error":"#N/A"}},{"$f":"IF($E15441=DataInput!$B15440,DataInput!H15440,NA())","v":{"$error":"#N/A"}},{"$f":"IF($E15441=DataInput!$B15440,DataInput!I15440,NA())","v":{"$error":"#N/A"}},{"$f":"IF($E15441=DataInput!$B15440,DataInput!J15440,NA())","v":{"$error":"#N/A"}},{"$f":"IF($E15441=DataInput!$B15440,DataInput!K15440,NA())","v":{"$error":"#N/A"}},null,null,"  ",null,null,null,null,false,null,null,{"$error":"#N/A"},{"$error":"#N/A"},{"$error":"#N/A"},{"$error":"#N/A"},{"$error":"#N/A"},{"$error":"#N/A"},{"$error":"#N/A"},{"$error":"#N/A"},{"$error":"#N/A"},{"$error":"#N/A"}]
[null,{"$f":"IF(DataInput!B15487=$B$8,IF($B$9=$B$10,TRUE,IF(DataInput!E15487=$B$9,TRUE,FALSE)))","v":false},null,null,{"$f":"IF(B15488=TRUE,DataInput!B15487,NA())","v":{"$error":"#N/A"}},{"$f":"IF($E15488=DataInput!$B15487,DataInput!C15487,NA())","v":{"$error":"#N/A"}},{"$f":"IF($E15488=DataInput!$B15487,DataInput!D15487,NA())","v":{"$error":"#N/A"}},{"$f":"IF($E15488=DataInput!$B15487,DataInput!E15487,NA())","v":{"$error":"#N/A"}},{"$f":"IF($E15488=DataInput!$B15487,DataInput!F15487,NA())","v":{"$error":"#N/A"}},{"$f":"IF($E15488=DataInput!$B15487,DataInput!G15487,NA())","v":{"$error":"#N/A"}},{"$f":"IF($E15488=DataInput!$B15487,DataInput!H15487,NA())","v":{"$error":"#N/A"}},{"$f":"IF($E15488=DataInput!$B15487,DataInput!I15487,NA())","v":{"$error":"#N/A"}},{"$f":"IF($E15488=DataInput!$B15487,DataInput!J15487,NA())","v":{"$error":"#N/A"}},{"$f":"IF($E15488=DataInput!$B15487,DataInput!K15487,NA())","v":{"$error":"#N/A"}},null,null,"  ",null,null,null,null,false,null,null,{"$error":"#N/A"},{"$error":"#N/A"},{"$error":"#N/A"},{"$error":"#N/A"},{"$error":"#N/A"},{"$error":"#N/A"},{"$error":"#N/A"},{"$error":"#N/A"},{"$error":"#N/A"},{"$error":"#N/A"}]
[null,{"$f":"IF(DataInput!B15504=$B$8,IF($B$9=$B$10,TRUE,IF(DataInput!E15504=$B$9,TRUE,FALSE)))","v":false},null,null,{"$f":"IF(B15505=TRUE,DataInput!B15504,NA())","v":{"$error":"#N/A"}},{"$f":"IF($E15505=DataInput!$B15504,DataInput!C15504,NA())","v":{"$error":"#N/A"}},{"$f":"IF($E15505=DataInput!$B15504,DataInput!D15504,NA())","v":{"$error":"#N/A"}},{"$f":"IF($E15505=DataInput!$B15504,DataInput!E15504,NA())","v":{"$error":"#N/A"}},{"$f":"IF($E15505=DataInput!$B15504,DataInput!F15504,NA())","v":{"$error":"#N/A"}},{"$f":"IF($E15505=DataInput!$B15504,DataInput!G15504,NA())","v":{"$error":"#N/A"}},{"$f":"IF($E15505=DataInput!$B15504,DataInput!H15504,NA())","v":{"$error":"#N/A"}},{"$f":"IF($E15505=DataInput!$B15504,DataInput!I15504,NA())","v":{"$error":"#N/A"}},{"$f":"IF($E15505=DataInput!$B15504,DataInput!J15504,NA())","v":{"$error":"#N/A"}},{"$f":"IF($E15505=DataInput!$B15504,DataInput!K15504,NA())","v":{"$error":"#N/A"}},null,null,"  ",null,null,null,null,false,null,null,{"$error":"#N/A"},{"$error":"#N/A"},{"$error":"#N/A"},{"$error":"#N/A"},{"$error":"#N/A"},{"$error":"#N/A"},{"$error":"#N/A"},{"$error":"#N/A"},{"$error":"#N/A"},{"$error":"#N/A"}]
[null,{"$f":"IF(DataInput!B15519=$B$8,IF($B$9=$B$10,TRUE,IF(DataInput!E15519=$B$9,TRUE,FALSE)))","v":false},null,null,{"$f":"IF(B15520=TRUE,DataInput!B15519,NA())","v":{"$error":"#N/A"}},{"$f":"IF($E15520=DataInput!$B15519,DataInput!C15519,NA())","v":{"$error":"#N/A"}},{"$f":"IF($E15520=DataInput!$B15519,DataInput!D15519,NA())","v":{"$error":"#N/A"}},{"$f":"IF($E15520=DataInput!$B15519,DataInput!E15519,NA())","v":{"$error":"#N/A"}},{"$f":"IF($E15520=DataInput!$B15519,DataInput!F15519,NA())","v":{"$error":"#N/A"}},{"$f":"IF($E15520=DataInput!$B15519,DataInput!G15519,NA())","v":{"$error":"#N/A"}},{"$f":"IF($E15520=DataInput!$B15519,DataInput!H15519,NA())","v":{"$error":"#N/A"}},{"$f":"IF($E15520=DataInput!$B15519,DataInput!I15519,NA())","v":{"$error":"#N/A"}},{"$f":"IF($E15520=DataInput!$B15519,DataInput!J15519,NA())","v":{"$error":"#N/A"}},{"$f":"IF($E15520=DataInput!$B15519,DataInput!K15519,NA())","v":{"$error":"#N/A"}},null,null,"  ",null,null,null,null,false,null,null,{"$error":"#N/A"},{"$error":"#N/A"},{"$error":"#N/A"},{"$error":"#N/A"},{"$error":"#N/A"},{"$error":"#N/A"},{"$error":"#N/A"},{"$error":"#N/A"},{"$error":"#N/A"},{"$error":"#N/A"}]
[null,{"$f":"IF(DataInput!B15566=$B$8,IF($B$9=$B$10,TRUE,IF(DataInput!E15566=$B$9,TRUE,FALSE)))","v":false},null,null,{"$f":"IF(B15567=TRUE,DataInput!B15566,NA())","v":{"$error":"#N/A"}},{"$f":"IF($E15567=DataInput!$B15566,DataInput!C15566,NA())","v":{"$error":"#N/A"}},{"$f":"IF($E15567=DataInput!$B15566,DataInput!D15566,NA())","v":{"$error":"#N/A"}},{"$f":"IF($E15567=DataInput!$B15566,DataInput!E15566,NA())","v":{"$error":"#N/A"}},{"$f":"IF($E15567=DataInput!$B15566,DataInput!F15566,NA())","v":{"$error":"#N/A"}},{"$f":"IF($E15567=DataInput!$B15566,DataInput!G15566,NA())","v":{"$error":"#N/A"}},{"$f":"IF($E15567=DataInput!$B15566,DataInput!H15566,NA())","v":{"$error":"#N/A"}},{"$f":"IF($E15567=DataInput!$B15566,DataInput!I15566,NA())","v":{"$error":"#N/A"}},{"$f":"IF($E15567=DataInput!$B15566,DataInput!J15566,NA())","v":{"$error":"#N/A"}},{"$f":"IF($E15567=DataInput!$B15566,DataInput!K15566,NA())","v":{"$error":"#N/A"}},null,null,"  ",null,null,null,null,false,null,null,{"$error":"#N/A"},{"$error":"#N/A"},{"$error":"#N/A"},{"$error":"#N/A"},{"$error":"#N/A"},{"$error":"#N/A"},{"$error":"#N/A"},{"$error":"#N/A"},{"$error":"#N/A"},{"$error":"#N/A"}]
[null,{"$f":"IF(DataInput!B15597=$B$8,IF($B$9=$B$10,TRUE,IF(DataInput!E15597=$B$9,TRUE,FALSE)))","v":false},null,null,{"$f":"IF(B15598=TRUE,DataInput!B15597,NA())","v":{"$error":"#N/A"}},{"$f":"IF($E15598=DataInput!$B15597,DataInput!C15597,NA())","v":{"$error":"#N/A"}},{"$f":"IF($E15598=DataInput!$B15597,DataInput!D15597,NA())","v":{"$error":"#N/A"}},{"$f":"IF($E15598=DataInput!$B15597,DataInput!E15597,NA())","v":{"$error":"#N/A"}},{"$f":"IF($E15598=DataInput!$B15597,DataInput!F15597,NA())","v":{"$error":"#N/A"}},{"$f":"IF($E15598=DataInput!$B15597,DataInput!G15597,NA())","v":{"$error":"#N/A"}},{"$f":"IF($E15598=DataInput!$B15597,DataInput!H15597,NA())","v":{"$error":"#N/A"}},{"$f":"IF($E15598=DataInput!$B15597,DataInput!I15597,NA())","v":{"$error":"#N/A"}},{"$f":"IF($E15598=DataInput!$B15597,DataInput!J15597,NA())","v":{"$error":"#N/A"}},{"$f":"IF($E15598=DataInput!$B15597,DataInput!K15597,NA())","v":{"$error":"#N/A"}},null,null,"  ",null,null,null,null,false,null,null,{"$error":"#N/A"},{"$error":"#N/A"},{"$error":"#N/A"},{"$error":"#N/A"},{"$error":"#N/A"},{"$error":"#N/A"},{"$error":"#N/A"},{"$error":"#N/A"},{"$error":"#N/A"},{"$error":"#N/A"}]
[null,{"$f":"IF(DataInput!B15631=$B$8,IF($B$9=$B$10,TRUE,IF(DataInput!E15631=$B$9,TRUE,FALSE)))","v":false},null,null,{"$f":"IF(B15632=TRUE,DataInput!B15631,NA())","v":{"$error":"#N/A"}},{"$f":"IF($E15632=DataInput!$B15631,DataInput!C15631,NA())","v":{"$error":"#N/A"}},{"$f":"IF($E15632=DataInput!$B15631,DataInput!D15631,NA())","v":{"$error":"#N/A"}},{"$f":"IF($E15632=DataInput!$B15631,DataInput!E15631,NA())","v":{"$error":"#N/A"}},{"$f":"IF($E15632=DataInput!$B15631,DataInput!F15631,NA())","v":{"$error":"#N/A"}},{"$f":"IF($E15632=DataInput!$B15631,DataInput!G15631,NA())","v":{"$error":"#N/A"}},{"$f":"IF($E15632=DataInput!$B15631,DataInput!H15631,NA())","v":{"$error":"#N/A"}},{"$f":"IF($E15632=DataInput!$B15631,DataInput!I15631,NA())","v":{"$error":"#N/A"}},{"$f":"IF($E15632=DataInput!$B15631,DataInput!J15631,NA())","v":{"$error":"#N/A"}},{"$f":"IF($E15632=DataInput!$B15631,DataInput!K15631,NA())","v":{"$error":"#N/A"}},null,null,"  ",null,null,null,null,false,null,null,{"$f":"IF($V15632=TRUE,E15632,NA())","v":{"$error":"#N/A"}},{"$f":"IF($V15632=TRUE,F15632,NA())","v":{"$error":"#N/A"}},{"$f":"IF($V15632=TRUE,G15632,NA())","v":{"$error":"#N/A"}},{"$f":"IF($V15632=TRUE,H15632,NA())","v":{"$error":"#N/A"}},{"$f":"IF($V15632=TRUE,I15632,NA())","v":{"$error":"#N/A"}},{"$f":"IF($V15632=TRUE,J15632,NA())","v":{"$error":"#N/A"}},{"$f":"IF($V15632=TRUE,K15632,NA())","v":{"$error":"#N/A"}},{"$f":"IF($V15632=TRUE,L15632,NA())","v":{"$error":"#N/A"}},{"$f":"IF($V15632=TRUE,M15632,NA())","v":{"$error":"#N/A"}},{"$f":"IF($V15632=TRUE,N15632,NA())","v":{"$error":"#N/A"}}]
[null,{"$f":"IF(DataInput!B15645=$B$8,IF($B$9=$B$10,TRUE,IF(DataInput!E15645=$B$9,TRUE,FALSE)))","v":false},null,null,{"$f":"IF(B15646=TRUE,DataInput!B15645,NA())","v":{"$error":"#N/A"}},{"$f":"IF($E15646=DataInput!$B15645,DataInput!C15645,NA())","v":{"$error":"#N/A"}},{"$f":"IF($E15646=DataInput!$B15645,DataInput!D15645,NA())","v":{"$error":"#N/A"}},{"$f":"IF($E15646=DataInput!$B15645,DataInput!E15645,NA())","v":{"$error":"#N/A"}},{"$f":"IF($E15646=DataInput!$B15645,DataInput!F15645,NA())","v":{"$error":"#N/A"}},{"$f":"IF($E15646=DataInput!$B15645,DataInput!G15645,NA())","v":{"$error":"#N/A"}},{"$f":"IF($E15646=DataInput!$B15645,DataInput!H15645,NA())","v":{"$error":"#N/A"}},{"$f":"IF($E15646=DataInput!$B15645,DataInput!I15645,NA())","v":{"$error":"#N/A"}},{"$f":"IF($E15646=DataInput!$B15645,DataInput!J15645,NA())","v":{"$error":"#N/A"}},{"$f":"IF($E15646=DataInput!$B15645,DataInput!K15645,NA())","v":{"$error":"#N/A"}},null,null,"  ",null,null,null,null,false,null,null,{"$error":"#N/A"},{"$error":"#N/A"},{"$error":"#N/A"},{"$error":"#N/A"},{"$error":"#N/A"},{"$error":"#N/A"},{"$error":"#N/A"},{"$error":"#N/A"},{"$error":"#N/A"},{"$error":"#N/A"}]
[null,{"$f":"IF(DataInput!B15676=$B$8,IF($B$9=$B$10,TRUE,IF(DataInput!E15676=$B$9,TRUE,FALSE)))","v":false},null,null,{"$f":"IF(B15677=TRUE,DataInput!B15676,NA())","v":{"$error":"#N/A"}},{"$f":"IF($E15677=DataInput!$B15676,DataInput!C15676,NA())","v":{"$error":"#N/A"}},{"$f":"IF($E15677=DataInput!$B15676,DataInput!D15676,NA())","v":{"$error":"#N/A"}},{"$f":"IF($E15677=DataInput!$B15676,DataInput!E15676,NA())","v":{"$error":"#N/A"}},{"$f":"IF($E15677=DataInput!$B15676,DataInput!F15676,NA())","v":{"$error":"#N/A"}},{"$f":"IF($E15677=DataInput!$B15676,DataInput!G15676,NA())","v":{"$error":"#N/A"}},{"$f":"IF($E15677=DataInput!$B15676,DataInput!H15676,NA())","v":{"$error":"#N/A"}},{"$f":"IF($E15677=DataInput!$B15676,DataInput!I15676,NA())","v":{"$error":"#N/A"}},{"$f":"IF($E15677=DataInput!$B15676,DataInput!J15676,NA())","v":{"$error":"#N/A"}},{"$f":"IF($E15677=DataInput!$B15676,DataInput!K15676,NA())","v":{"$error":"#N/A"}},null,null,"  ",null,null,null,null,false,null,null,{"$error":"#N/A"},{"$error":"#N/A"},{"$error":"#N/A"},{"$error":"#N/A"},{"$error":"#N/A"},{"$error":"#N/A"},{"$error":"#N/A"},{"$error":"#N/A"},{"$error":"#N/A"},{"$error":"#N/A"}]
[null,{"$f":"IF(DataInput!B15694=$B$8,IF($B$9=$B$10,TRUE,IF(DataInput!E15694=$B$9,TRUE,FALSE)))","v":false},null,null,{"$f":"IF(B15695=TRUE,DataInput!B15694,NA())","v":{"$error":"#N/A"}},{"$f":"IF($E15695=DataInput!$B15694,DataInput!C15694,NA())","v":{"$error":"#N/A"}},{"$f":"IF($E15695=DataInput!$B15694,DataInput!D15694,NA())","v":{"$error":"#N/A"}},{"$f":"IF($E15695=DataInput!$B15694,DataInput!E15694,NA())","v":{"$error":"#N/A"}},{"$f":"IF($E15695=DataInput!$B15694,DataInput!F15694,NA())","v":{"$error":"#N/A"}},{"$f":"IF($E15695=DataInput!$B15694,DataInput!G15694,NA())","v":{"$error":"#N/A"}},{"$f":"IF($E15695=DataInput!$B15694,DataInput!H15694,NA())","v":{"$error":"#N/A"}},{"$f":"IF($E15695=DataInput!$B15694,DataInput!I15694,NA())","v":{"$error":"#N/A"}},{"$f":"IF($E15695=DataInput!$B15694,DataInput!J15694,NA())","v":{"$error":"#N/A"}},{"$f":"IF($E15695=DataInput!$B15694,DataInput!K15694,NA())","v":{"$error":"#N/A"}},null,null,"  ",null,null,null,null,false,null,null,{"$error":"#N/A"},{"$error":"#N/A"},{"$error":"#N/A"},{"$error":"#N/A"},{"$error":"#N/A"},{"$error":"#N/A"},{"$error":"#N/A"},{"$error":"#N/A"},{"$error":"#N/A"},{"$error":"#N/A"}]
[null,{"$f":"IF(DataInput!B15726=$B$8,IF($B$9=$B$10,TRUE,IF(DataInput!E15726=$B$9,TRUE,FALSE)))","v":false},null,null,{"$f":"IF(B15727=TRUE,DataInput!B15726,NA())","v":{"$error":"#N/A"}},{"$f":"IF($E15727=DataInput!$B15726,DataInput!C15726,NA())","v":{"$error":"#N/A"}},{"$f":"IF($E15727=DataInput!$B15726,DataInput!D15726,NA())","v":{"$error":"#N/A"}},{"$f":"IF($E15727=DataInput!$B15726,DataInput!E15726,NA())","v":{"$error":"#N/A"}},{"$f":"IF($E15727=DataInput!$B15726,DataInput!F15726,NA())","v":{"$error":"#N/A"}},{"$f":"IF($E15727=DataInput!$B15726,DataInput!G15726,NA())","v":{"$error":"#N/A"}},{"$f":"IF($E15727=DataInput!$B15726,DataInput!H15726,NA())","v":{"$error":"#N/A"}},{"$f":"IF($E15727=DataInput!$B15726,DataInput!I15726,NA())","v":{"$error":"#N/A"}},{"$f":"IF($E15727=DataInput!$B15726,DataInput!J15726,NA())","v":{"$error":"#N/A"}},{"$f":"IF($E15727=DataInput!$B15726,DataInput!K15726,NA())","v":{"$error":"#N/A"}},null,null,"  ",null,null,null,null,false,null,null,{"$error":"#N/A"},{"$error":"#N/A"},{"$error":"#N/A"},{"$error":"#N/A"},{"$error":"#N/A"},{"$error":"#N/A"},{"$error":"#N/A"},{"$error":"#N/A"},{"$error":"#N/A"},{"$error":"#N/A"}]
[null,{"$f":"IF(DataInput!B15755=$B$8,IF($B$9=$B$10,TRUE,IF(DataInput!E15755=$B$9,TRUE,FALSE)))","v":false},null,null,{"$f":"IF(B15756=TRUE,DataInput!B15755,NA())","v":{"$error":"#N/A"}},{"$f":"IF($E15756=DataInput!$B15755,DataInput!C15755,NA())","v":{"$error":"#N/A"}},{"$f":"IF($E15756=DataInput!$B15755,DataInput!D15755,NA())","v":{"$error":"#N/A"}},{"$f":"IF($E15756=DataInput!$B15755,DataInput!E15755,NA())","v":{"$error":"#N/A"}},{"$f":"IF($E15756=DataInput!$B15755,DataInput!F15755,NA())","v":{"$error":"#N/A"}},{"$f":"IF($E15756=DataInput!$B15755,DataInput!G15755,NA())","v":{"$error":"#N/A"}},{"$f":"IF($E15756=DataInput!$B15755,DataInput!H15755,NA())","v":{"$error":"#N/A"}},{"$f":"IF($E15756=DataInput!$B15755,DataInput!I15755,NA())","v":{"$error":"#N/A"}},{"$f":"IF($E15756=DataInput!$B15755,DataInput!J15755,NA())","v":{"$error":"#N/A"}},{"$f":"IF($E15756=DataInput!$B15755,DataInput!K15755,NA())","v":{"$error":"#N/A"}},null,null,{"$f":"IF(OR(ISERROR(E15756),ISERROR(G15756)),\"  \",E15756&\" \"&G15756)","v":"  "},null,null,null,null,{"$f":"IF(ISERROR(G15756),FALSE,IF($V$9=G15756,TRUE,FALSE))","v":false},null,null,{"$error":"#N/A"},{"$error":"#N/A"},{"$error":"#N/A"},{"$error":"#N/A"},{"$error":"#N/A"},{"$error":"#N/A"},{"$error":"#N/A"},{"$error":"#N/A"},{"$error":"#N/A"},{"$error":"#N/A"}]
[null,{"$f":"IF(DataInput!B15802=$B$8,IF($B$9=$B$10,TRUE,IF(DataInput!E15802=$B$9,TRUE,FALSE)))","v":false},null,null,{"$f":"IF(B15803=TRUE,DataInput!B15802,NA())","v":{"$error":"#N/A"}},{"$f":"IF($E15803=DataInput!$B15802,DataInput!C15802,NA())","v":{"$error":"#N/A"}},{"$f":"IF($E15803=DataInput!$B15802,DataInput!D15802,NA())","v":{"$error":"#N/A"}},{"$f":"IF($E15803=DataInput!$B15802,DataInput!E15802,NA())","v":{"$error":"#N/A"}},{"$f":"IF($E15803=DataInput!$B15802,DataInput!F15802,NA())","v":{"$error":"#N/A"}},{"$f":"IF($E15803=DataInput!$B15802,DataInput!G15802,NA())","v":{"$error":"#N/A"}},{"$f":"IF($E15803=DataInput!$B15802,DataInput!H15802,NA())","v":{"$error":"#N/A"}},{"$f":"IF($E15803=DataInput!$B15802,DataInput!I15802,NA())","v":{"$error":"#N/A"}},{"$f":"IF($E15803=DataInput!$B15802,DataInput!J15802,NA())","v":{"$error":"#N/A"}},{"$f":"IF($E15803=DataInput!$B15802,DataInput!K15802,NA())","v":{"$error":"#N/A"}},null,null,"  ",null,null,null,null,false,null,null,{"$error":"#N/A"},{"$error":"#N/A"},{"$error":"#N/A"},{"$error":"#N/A"},{"$error":"#N/A"},{"$error":"#N/A"},{"$error":"#N/A"},{"$error":"#N/A"},{"$error":"#N/A"},{"$error":"#N/A"}]
[null,{"$f":"IF(DataInput!B15833=$B$8,IF($B$9=$B$10,TRUE,IF(DataInput!E15833=$B$9,TRUE,FALSE)))","v":false},null,null,{"$f":"IF(B15834=TRUE,DataInput!B15833,NA())","v":{"$error":"#N/A"}},{"$f":"IF($E15834=DataInput!$B15833,DataInput!C15833,NA())","v":{"$error":"#N/A"}},{"$f":"IF($E15834=DataInput!$B15833,DataInput!D15833,NA())","v":{"$error":"#N/A"}},{"$f":"IF($E15834=DataInput!$B15833,DataInput!E15833,NA())","v":{"$error":"#N/A"}},{"$f":"IF($E15834=DataInput!$B15833,DataInput!F15833,NA())","v":{"$error":"#N/A"}},{"$f":"IF($E15834=DataInput!$B15833,DataInput!G15833,NA())","v":{"$error":"#N/A"}},{"$f":"IF($E15834=DataInput!$B15833,DataInput!H15833,NA())","v":{"$error":"#N/A"}},{"$f":"IF($E15834=DataInput!$B15833,DataInput!I15833,NA())","v":{"$error":"#N/A"}},{"$f":"IF($E15834=DataInput!$B15833,DataInput!J15833,NA())","v":{"$error":"#N/A"}},{"$f":"IF($E15834=DataInput!$B15833,DataInput!K15833,NA())","v":{"$error":"#N/A"}},null,null,"  ",null,null,null,null,false,null,null,{"$error":"#N/A"},{"$error":"#N/A"},{"$error":"#N/A"},{"$error":"#N/A"},{"$error":"#N/A"},{"$error":"#N/A"},{"$error":"#N/A"},{"$error":"#N/A"},{"$error":"#N/A"},{"$error":"#N/A"}]
[null,{"$f":"IF(DataInput!B15853=$B$8,IF($B$9=$B$10,TRUE,IF(DataInput!E15853=$B$9,TRUE,FALSE)))","v":false},null,null,{"$f":"IF(B15854=TRUE,DataInput!B15853,NA())","v":{"$error":"#N/A"}},{"$f":"IF($E15854=DataInput!$B15853,DataInput!C15853,NA())","v":{"$error":"#N/A"}},{"$f":"IF($E15854=DataInput!$B15853,DataInput!D15853,NA())","v":{"$error":"#N/A"}},{"$f":"IF($E15854=DataInput!$B15853,DataInput!E15853,NA())","v":{"$error":"#N/A"}},{"$f":"IF($E15854=DataInput!$B15853,DataInput!F15853,NA())","v":{"$error":"#N/A"}},{"$f":"IF($E15854=DataInput!$B15853,DataInput!G15853,NA())","v":{"$error":"#N/A"}},{"$f":"IF($E15854=DataInput!$B15853,DataInput!H15853,NA())","v":{"$error":"#N/A"}},{"$f":"IF($E15854=DataInput!$B15853,DataInput!I15853,NA())","v":{"$error":"#N/A"}},{"$f":"IF($E15854=DataInput!$B15853,DataInput!J15853,NA())","v":{"$error":"#N/A"}},{"$f":"IF($E15854=DataInput!$B15853,DataInput!K15853,NA())","v":{"$error":"#N/A"}},null,null,"  ",null,null,null,null,false,null,null,{"$error":"#N/A"},{"$error":"#N/A"},{"$error":"#N/A"},{"$error":"#N/A"},{"$error":"#N/A"},{"$error":"#N/A"},{"$error":"#N/A"},{"$error":"#N/A"},{"$error":"#N/A"},{"$error":"#N/A"}]
[null,{"$f":"IF(DataInput!B15881=$B$8,IF($B$9=$B$10,TRUE,IF(DataInput!E15881=$B$9,TRUE,FALSE)))","v":false},null,null,{"$f":"IF(B15882=TRUE,DataInput!B15881,NA())","v":{"$error":"#N/A"}},{"$f":"IF($E15882=DataInput!$B15881,DataInput!C15881,NA())","v":{"$error":"#N/A"}},{"$f":"IF($E15882=DataInput!$B15881,DataInput!D15881,NA())","v":{"$error":"#N/A"}},{"$f":"IF($E15882=DataInput!$B15881,DataInput!E15881,NA())","v":{"$error":"#N/A"}},{"$f":"IF($E15882=DataInput!$B15881,DataInput!F15881,NA())","v":{"$error":"#N/A"}},{"$f":"IF($E15882=DataInput!$B15881,DataInput!G15881,NA())","v":{"$error":"#N/A"}},{"$f":"IF($E15882=DataInput!$B15881,DataInput!H15881,NA())","v":{"$error":"#N/A"}},{"$f":"IF($E15882=DataInput!$B15881,DataInput!I15881,NA())","v":{"$error":"#N/A"}},{"$f":"IF($E15882=DataInput!$B15881,DataInput!J15881,NA())","v":{"$error":"#N/A"}},{"$f":"IF($E15882=DataInput!$B15881,DataInput!K15881,NA())","v":{"$error":"#N/A"}},null,null,"  ",null,null,null,null,false,null,null,{"$error":"#N/A"},{"$error":"#N/A"},{"$error":"#N/A"},{"$error":"#N/A"},{"$error":"#N/A"},{"$error":"#N/A"},{"$error":"#N/A"},{"$error":"#N/A"},{"$error":"#N/A"},{"$error":"#N/A"}]
[null,{"$f":"IF(DataInput!B15912=$B$8,IF($B$9=$B$10,TRUE,IF(DataInput!E15912=$B$9,TRUE,FALSE)))","v":false},null,null,{"$f":"IF(B15913=TRUE,DataInput!B15912,NA())","v":{"$error":"#N/A"}},{"$f":"IF($E15913=DataInput!$B15912,DataInput!C15912,NA())","v":{"$error":"#N/A"}},{"$f":"IF($E15913=DataInput!$B15912,DataInput!D15912,NA())","v":{"$error":"#N/A"}},{"$f":"IF($E15913=DataInput!$B15912,DataInput!E15912,NA())","v":{"$error":"#N/A"}},{"$f":"IF($E15913=DataInput!$B15912,DataInput!F15912,NA())","v":{"$error":"#N/A"}},{"$f":"IF($E15913=DataInput!$B15912,DataInput!G15912,NA())","v":{"$error":"#N/A"}},{"$f":"IF($E15913=DataInput!$B15912,DataInput!H15912,NA())","v":{"$error":"#N/A"}},{"$f":"IF($E15913=DataInput!$B15912,DataInput!I15912,NA())","v":{"$error":"#N/A"}},{"$f":"IF($E15913=DataInput!$B15912,DataInput!J15912,NA())","v":{"$error":"#N/A"}},{"$f":"IF($E15913=DataInput!$B15912,DataInput!K15912,NA())","v":{"$error":"#N/A"}},null,null,"  ",null,null,null,null,false,null,null,{"$error":"#N/A"},{"$error":"#N/A"},{"$error":"#N/A"},{"$error":"#N/A"},{"$error":"#N/A"},{"$error":"#N/A"},{"$error":"#N/A"},{"$error":"#N/A"},{"$error":"#N/A"},{"$error":"#N/A"}]
[null,{"$f":"IF(DataInput!B15930=$B$8,IF($B$9=$B$10,TRUE,IF(DataInput!E15930=$B$9,TRUE,FALSE)))","v":false},null,null,{"$f":"IF(B15931=TRUE,DataInput!B15930,NA())","v":{"$error":"#N/A"}},{"$f":"IF($E15931=DataInput!$B15930,DataInput!C15930,NA())","v":{"$error":"#N/A"}},{"$f":"IF($E15931=DataInput!$B15930,DataInput!D15930,NA())","v":{"$error":"#N/A"}},{"$f":"IF($E15931=DataInput!$B15930,DataInput!E15930,NA())","v":{"$error":"#N/A"}},{"$f":"IF($E15931=DataInput!$B15930,DataInput!F15930,NA())","v":{"$error":"#N/A"}},{"$f":"IF($E15931=DataInput!$B15930,DataInput!G15930,NA())","v":{"$error":"#N/A"}},{"$f":"IF($E15931=DataInput!$B15930,DataInput!H15930,NA())","v":{"$error":"#N/A"}},{"$f":"IF($E15931=DataInput!$B15930,DataInput!I15930,NA())","v":{"$error":"#N/A"}},{"$f":"IF($E15931=DataInput!$B15930,DataInput!J15930,NA())","v":{"$error":"#N/A"}},{"$f":"IF($E15931=DataInput!$B15930,DataInput!K15930,NA())","v":{"$error":"#N/A"}},null,null,"  ",null,null,null,null,false,null,null,{"$error":"#N/A"},{"$error":"#N/A"},{"$error":"#N/A"},{"$error":"#N/A"},{"$error":"#N/A"},{"$error":"#N/A"},{"$error":"#N/A"},{"$error":"#N/A"},{"$error":"#N/A"},{"$error":"#N/A"}]
[null,{"$f":"IF(DataInput!B15976=$B$8,IF($B$9=$B$10,TRUE,IF(DataInput!E15976=$B$9,TRUE,FALSE)))","v":false},null,null,{"$f":"IF(B15977=TRUE,DataInput!B15976,NA())","v":{"$error":"#N/A"}},{"$f":"IF($E15977=DataInput!$B15976,DataInput!C15976,NA())","v":{"$error":"#N/A"}},{"$f":"IF($E15977=DataInput!$B15976,DataInput!D15976,NA())","v":{"$error":"#N/A"}},{"$f":"IF($E15977=DataInput!$B15976,DataInput!E15976,NA())","v":{"$error":"#N/A"}},{"$f":"IF($E15977=DataInput!$B15976,DataInput!F15976,NA())","v":{"$error":"#N/A"}},{"$f":"IF($E15977=DataInput!$B15976,DataInput!G15976,NA())","v":{"$error":"#N/A"}},{"$f":"IF($E15977=DataInput!$B15976,DataInput!H15976,NA())","v":{"$error":"#N/A"}},{"$f":"IF($E15977=DataInput!$B15976,DataInput!I15976,NA())","v":{"$error":"#N/A"}},{"$f":"IF($E15977=DataInput!$B15976,DataInput!J15976,NA())","v":{"$error":"#N/A"}},{"$f":"IF($E15977=DataInput!$B15976,DataInput!K15976,NA())","v":{"$error":"#N/A"}},null,null,"  ",null,null,null,null,false,null,null,{"$error":"#N/A"},{"$error":"#N/A"},{"$error":"#N/A"},{"$error":"#N/A"},{"$error":"#N/A"},{"$error":"#N/A"},{"$error":"#N/A"},{"$error":"#N/A"},{"$error":"#N/A"},{"$error":"#N/A"}]
[null,{"$f":"IF(DataInput!B16007=$B$8,IF($B$9=$B$10,TRUE,IF(DataInput!E16007=$B$9,TRUE,FALSE)))","v":false},null,null,{"$f":"IF(B16008=TRUE,DataInput!B16007,NA())","v":{"$error":"#N/A"}},{"$f":"IF($E16008=DataInput!$B16007,DataInput!C16007,NA())","v":{"$error":"#N/A"}},{"$f":"IF($E16008=DataInput!$B16007,DataInput!D16007,NA())","v":{"$error":"#N/A"}},{"$f":"IF($E16008=DataInput!$B16007,DataInput!E16007,NA())","v":{"$error":"#N/A"}},{"$f":"IF($E16008=DataInput!$B16007,DataInput!F16007,NA())","v":{"$error":"#N/A"}},{"$f":"IF($E16008=DataInput!$B16007,DataInput!G16007,NA())","v":{"$error":"#N/A"}},{"$f":"IF($E16008=DataInput!$B16007,DataInput!H16007,NA())","v":{"$error":"#N/A"}},{"$f":"IF($E16008=DataInput!$B16007,DataInput!I16007,NA())","v":{"$error":"#N/A"}},{"$f":"IF($E16008=DataInput!$B16007,DataInput!J16007,NA())","v":{"$error":"#N/A"}},{"$f":"IF($E16008=DataInput!$B16007,DataInput!K16007,NA())","v":{"$error":"#N/A"}},null,null,"  ",null,null,null,null,false,null,null,{"$error":"#N/A"},{"$error":"#N/A"},{"$error":"#N/A"},{"$error":"#N/A"},{"$error":"#N/A"},{"$error":"#N/A"},{"$error":"#N/A"},{"$error":"#N/A"},{"$error":"#N/A"},{"$error":"#N/A"}]
[null,{"$f":"IF(DataInput!B16009=$B$8,IF($B$9=$B$10,TRUE,IF(DataInput!E16009=$B$9,TRUE,FALSE)))","v":false},null,null,{"$f":"IF(B16010=TRUE,DataInput!B16009,NA())","v":{"$error":"#N/A"}},{"$f":"IF($E16010=DataInput!$B16009,DataInput!C16009,NA())","v":{"$error":"#N/A"}},{"$f":"IF($E16010=DataInput!$B16009,DataInput!D16009,NA())","v":{"$error":"#N/A"}},{"$f":"IF($E16010=DataInput!$B16009,DataInput!E16009,NA())","v":{"$error":"#N/A"}},{"$f":"IF($E16010=DataInput!$B16009,DataInput!F16009,NA())","v":{"$error":"#N/A"}},{"$f":"IF($E16010=DataInput!$B16009,DataInput!G16009,NA())","v":{"$error":"#N/A"}},{"$f":"IF($E16010=DataInput!$B16009,DataInput!H16009,NA())","v":{"$error":"#N/A"}},{"$f":"IF($E16010=DataInput!$B16009,DataInput!I16009,NA())","v":{"$error":"#N/A"}},{"$f":"IF($E16010=DataInput!$B16009,DataInput!J16009,NA())","v":{"$error":"#N/A"}},{"$f":"IF($E16010=DataInput!$B16009,DataInput!K16009,NA())","v":{"$error":"#N/A"}},null,null,"  ",null,null,null,null,false,null,null,{"$error":"#N/A"},{"$error":"#N/A"},{"$error":"#N/A"},{"$error":"#N/A"},{"$error":"#N/A"},{"$error":"#N/A"},{"$error":"#N/A"},{"$error":"#N/A"},{"$error":"#N/A"},{"$error":"#N/A"}]
[null,{"$f":"IF(DataInput!B16040=$B$8,IF($B$9=$B$10,TRUE,IF(DataInput!E16040=$B$9,TRUE,FALSE)))","v":false},null,null,{"$f":"IF(B16041=TRUE,DataInput!B16040,NA())","v":{"$error":"#N/A"}},{"$f":"IF($E16041=DataInput!$B16040,DataInput!C16040,NA())","v":{"$error":"#N/A"}},{"$f":"IF($E16041=DataInput!$B16040,DataInput!D16040,NA())","v":{"$error":"#N/A"}},{"$f":"IF($E16041=DataInput!$B16040,DataInput!E16040,NA())","v":{"$error":"#N/A"}},{"$f":"IF($E16041=DataInput!$B16040,DataInput!F16040,NA())","v":{"$error":"#N/A"}},{"$f":"IF($E16041=DataInput!$B16040,DataInput!G16040,NA())","v":{"$error":"#N/A"}},{"$f":"IF($E16041=DataInput!$B16040,DataInput!H16040,NA())","v":{"$error":"#N/A"}},{"$f":"IF($E16041=DataInput!$B16040,DataInput!I16040,NA())","v":{"$error":"#N/A"}},{"$f":"IF($E16041=DataInput!$B16040,DataInput!J16040,NA())","v":{"$error":"#N/A"}},{"$f":"IF($E16041=DataInput!$B16040,DataInput!K16040,NA())","v":{"$error":"#N/A"}},null,null,"  ",null,null,null,null,false,null,null,{"$error":"#N/A"},{"$error":"#N/A"},{"$error":"#N/A"},{"$error":"#N/A"},{"$error":"#N/A"},{"$error":"#N/A"},{"$error":"#N/A"},{"$error":"#N/A"},{"$error":"#N/A"},{"$error":"#N/A"}]
[null,{"$f":"IF(DataInput!B16075=$B$8,IF($B$9=$B$10,TRUE,IF(DataInput!E16075=$B$9,TRUE,FALSE)))","v":false},null,null,{"$f":"IF(B16076=TRUE,DataInput!B16075,NA())","v":{"$error":"#N/A"}},{"$f":"IF($E16076=DataInput!$B16075,DataInput!C16075,NA())","v":{"$error":"#N/A"}},{"$f":"IF($E16076=DataInput!$B16075,DataInput!D16075,NA())","v":{"$error":"#N/A"}},{"$f":"IF($E16076=DataInput!$B16075,DataInput!E16075,NA())","v":{"$error":"#N/A"}},{"$f":"IF($E16076=DataInput!$B16075,DataInput!F16075,NA())","v":{"$error":"#N/A"}},{"$f":"IF($E16076=DataInput!$B16075,DataInput!G16075,NA())","v":{"$error":"#N/A"}},{"$f":"IF($E16076=DataInput!$B16075,DataInput!H16075,NA())","v":{"$error":"#N/A"}},{"$f":"IF($E16076=DataInput!$B16075,DataInput!I16075,NA())","v":{"$error":"#N/A"}},{"$f":"IF($E16076=DataInput!$B16075,DataInput!J16075,NA())","v":{"$error":"#N/A"}},{"$f":"IF($E16076=DataInput!$B16075,DataInput!K16075,NA())","v":{"$error":"#N/A"}},null,null,{"$f":"IF(OR(ISERROR(E16076),ISERROR(G16076)),\"  \",E16076&\" \"&G16076)","v":"  "},null,null,null,null,{"$f":"IF(ISERROR(G16076),FALSE,IF($V$9=G16076,TRUE,FALSE))","v":false},null,null,{"$error":"#N/A"},{"$error":"#N/A"},{"$error":"#N/A"},{"$error":"#N/A"},{"$error":"#N/A"},{"$error":"#N/A"},{"$error":"#N/A"},{"$error":"#N/A"},{"$error":"#N/A"},{"$error":"#N/A"}]
[null,{"$f":"IF(DataInput!B16117=$B$8,IF($B$9=$B$10,TRUE,IF(DataInput!E16117=$B$9,TRUE,FALSE)))","v":false},null,null,{"$f":"IF(B16118=TRUE,DataInput!B16117,NA())","v":{"$error":"#N/A"}},{"$f":"IF($E16118=DataInput!$B16117,DataInput!C16117,NA())","v":{"$error":"#N/A"}},{"$f":"IF($E16118=DataInput!$B16117,DataInput!D16117,NA())","v":{"$error":"#N/A"}},{"$f":"IF($E16118=DataInput!$B16117,DataInput!E16117,NA())","v":{"$error":"#N/A"}},{"$f":"IF($E16118=DataInput!$B16117,DataInput!F16117,NA())","v":{"$error":"#N/A"}},{"$f":"IF($E16118=DataInput!$B16117,DataInput!G16117,NA())","v":{"$error":"#N/A"}},{"$f":"IF($E16118=DataInput!$B16117,DataInput!H16117,NA())","v":{"$error":"#N/A"}},{"$f":"IF($E16118=DataInput!$B16117,DataInput!I16117,NA())","v":{"$error":"#N/A"}},{"$f":"IF($E16118=DataInput!$B16117,DataInput!J16117,NA())","v":{"$error":"#N/A"}},{"$f":"IF($E16118=DataInput!$B16117,DataInput!K16117,NA())","v":{"$error":"#N/A"}},null,null,"  ",null,null,null,null,false,null,null,{"$error":"#N/A"},{"$error":"#N/A"},{"$error":"#N/A"},{"$error":"#N/A"},{"$error":"#N/A"},{"$error":"#N/A"},{"$error":"#N/A"},{"$error":"#N/A"},{"$error":"#N/A"},{"$error":"#N/A"}]
[null,{"$f":"IF(DataInput!B16148=$B$8,IF($B$9=$B$10,TRUE,IF(DataInput!E16148=$B$9,TRUE,FALSE)))","v":false},null,null,{"$f":"IF(B16149=TRUE,DataInput!B16148,NA())","v":{"$error":"#N/A"}},{"$f":"IF($E16149=DataInput!$B16148,DataInput!C16148,NA())","v":{"$error":"#N/A"}},{"$f":"IF($E16149=DataInput!$B16148,DataInput!D16148,NA())","v":{"$error":"#N/A"}},{"$f":"IF($E16149=DataInput!$B16148,DataInput!E16148,NA())","v":{"$error":"#N/A"}},{"$f":"IF($E16149=DataInput!$B16148,DataInput!F16148,NA())","v":{"$error":"#N/A"}},{"$f":"IF($E16149=DataInput!$B16148,DataInput!G16148,NA())","v":{"$error":"#N/A"}},{"$f":"IF($E16149=DataInput!$B16148,DataInput!H16148,NA())","v":{"$error":"#N/A"}},{"$f":"IF($E16149=DataInput!$B16148,DataInput!I16148,NA())","v":{"$error":"#N/A"}},{"$f":"IF($E16149=DataInput!$B16148,DataInput!J16148,NA())","v":{"$error":"#N/A"}},{"$f":"IF($E16149=DataInput!$B16148,DataInput!K16148,NA())","v":{"$error":"#N/A"}},null,null,"  ",null,null,null,null,false,null,null,{"$error":"#N/A"},{"$error":"#N/A"},{"$error":"#N/A"},{"$error":"#N/A"},{"$error":"#N/A"},{"$error":"#N/A"},{"$error":"#N/A"},{"$error":"#N/A"},{"$error":"#N/A"},{"$error":"#N/A"}]
[null,{"$f":"IF(DataInput!B16166=$B$8,IF($B$9=$B$10,TRUE,IF(DataInput!E16166=$B$9,TRUE,FALSE)))","v":false},null,null,{"$f":"IF(B16167=TRUE,DataInput!B16166,NA())","v":{"$error":"#N/A"}},{"$f":"IF($E16167=DataInput!$B16166,DataInput!C16166,NA())","v":{"$error":"#N/A"}},{"$f":"IF($E16167=DataInput!$B16166,DataInput!D16166,NA())","v":{"$error":"#N/A"}},{"$f":"IF($E16167=DataInput!$B16166,DataInput!E16166,NA())","v":{"$error":"#N/A"}},{"$f":"IF($E16167=DataInput!$B16166,DataInput!F16166,NA())","v":{"$error":"#N/A"}},{"$f":"IF($E16167=DataInput!$B16166,DataInput!G16166,NA())","v":{"$error":"#N/A"}},{"$f":"IF($E16167=DataInput!$B16166,DataInput!H16166,NA())","v":{"$error":"#N/A"}},{"$f":"IF($E16167=DataInput!$B16166,DataInput!I16166,NA())","v":{"$error":"#N/A"}},{"$f":"IF($E16167=DataInput!$B16166,DataInput!J16166,NA())","v":{"$error":"#N/A"}},{"$f":"IF($E16167=DataInput!$B16166,DataInput!K16166,NA())","v":{"$error":"#N/A"}},null,null,"  ",null,null,null,null,false,null,null,{"$error":"#N/A"},{"$error":"#N/A"},{"$error":"#N/A"},{"$error":"#N/A"},{"$error":"#N/A"},{"$error":"#N/A"},{"$error":"#N/A"},{"$error":"#N/A"},{"$error":"#N/A"},{"$error":"#N/A"}]
[null,{"$f":"IF(DataInput!B16198=$B$8,IF($B$9=$B$10,TRUE,IF(DataInput!E16198=$B$9,TRUE,FALSE)))","v":false},null,null,{"$f":"IF(B16199=TRUE,DataInput!B16198,NA())","v":{"$error":"#N/A"}},{"$f":"IF($E16199=DataInput!$B16198,DataInput!C16198,NA())","v":{"$error":"#N/A"}},{"$f":"IF($E16199=DataInput!$B16198,DataInput!D16198,NA())","v":{"$error":"#N/A"}},{"$f":"IF($E16199=DataInput!$B16198,DataInput!E16198,NA())","v":{"$error":"#N/A"}},{"$f":"IF($E16199=DataInput!$B16198,DataInput!F16198,NA())","v":{"$error":"#N/A"}},{"$f":"IF($E16199=DataInput!$B16198,DataInput!G16198,NA())","v":{"$error":"#N/A"}},{"$f":"IF($E16199=DataInput!$B16198,DataInput!H16198,NA())","v":{"$error":"#N/A"}},{"$f":"IF($E16199=DataInput!$B16198,DataInput!I16198,NA())","v":{"$error":"#N/A"}},{"$f":"IF($E16199=DataInput!$B16198,DataInput!J16198,NA())","v":{"$error":"#N/A"}},{"$f":"IF($E16199=DataInput!$B16198,DataInput!K16198,NA())","v":{"$error":"#N/A"}},null,null,"  ",null,null,null,null,false,null,null,{"$error":"#N/A"},{"$error":"#N/A"},{"$error":"#N/A"},{"$error":"#N/A"},{"$error":"#N/A"},{"$error":"#N/A"},{"$error":"#N/A"},{"$error":"#N/A"},{"$error":"#N/A"},{"$error":"#N/A"}]
[null,{"$f":"IF(DataInput!B16214=$B$8,IF($B$9=$B$10,TRUE,IF(DataInput!E16214=$B$9,TRUE,FALSE)))","v":false},null,null,{"$f":"IF(B16215=TRUE,DataInput!B16214,NA())","v":{"$error":"#N/A"}},{"$f":"IF($E16215=DataInput!$B16214,DataInput!C16214,NA())","v":{"$error":"#N/A"}},{"$f":"IF($E16215=DataInput!$B16214,DataInput!D16214,NA())","v":{"$error":"#N/A"}},{"$f":"IF($E16215=DataInput!$B16214,DataInput!E16214,NA())","v":{"$error":"#N/A"}},{"$f":"IF($E16215=DataInput!$B16214,DataInput!F16214,NA())","v":{"$error":"#N/A"}},{"$f":"IF($E16215=DataInput!$B16214,DataInput!G16214,NA())","v":{"$error":"#N/A"}},{"$f":"IF($E16215=DataInput!$B16214,DataInput!H16214,NA())","v":{"$error":"#N/A"}},{"$f":"IF($E16215=DataInput!$B16214,DataInput!I16214,NA())","v":{"$error":"#N/A"}},{"$f":"IF($E16215=DataInput!$B16214,DataInput!J16214,NA())","v":{"$error":"#N/A"}},{"$f":"IF($E16215=DataInput!$B16214,DataInput!K16214,NA())","v":{"$error":"#N/A"}},null,null,"  ",null,null,null,null,false,null,null,{"$error":"#N/A"},{"$error":"#N/A"},{"$error":"#N/A"},{"$error":"#N/A"},{"$error":"#N/A"},{"$error":"#N/A"},{"$error":"#N/A"},{"$error":"#N/A"},{"$error":"#N/A"},{"$error":"#N/A"}]
[null,{"$f":"IF(DataInput!B16245=$B$8,IF($B$9=$B$10,TRUE,IF(DataInput!E16245=$B$9,TRUE,FALSE)))","v":false},null,null,{"$f":"IF(B16246=TRUE,DataInput!B16245,NA())","v":{"$error":"#N/A"}},{"$f":"IF($E16246=DataInput!$B16245,DataInput!C16245,NA())","v":{"$error":"#N/A"}},{"$f":"IF($E16246=DataInput!$B16245,DataInput!D16245,NA())","v":{"$error":"#N/A"}},{"$f":"IF($E16246=DataInput!$B16245,DataInput!E16245,NA())","v":{"$error":"#N/A"}},{"$f":"IF($E16246=DataInput!$B16245,DataInput!F16245,NA())","v":{"$error":"#N/A"}},{"$f":"IF($E16246=DataInput!$B16245,DataInput!G16245,NA())","v":{"$error":"#N/A"}},{"$f":"IF($E16246=DataInput!$B16245,DataInput!H16245,NA())","v":{"$error":"#N/A"}},{"$f":"IF($E16246=DataInput!$B16245,DataInput!I16245,NA())","v":{"$error":"#N/A"}},{"$f":"IF($E16246=DataInput!$B16245,DataInput!J16245,NA())","v":{"$error":"#N/A"}},{"$f":"IF($E16246=DataInput!$B16245,DataInput!K16245,NA())","v":{"$error":"#N/A"}},null,null,"  ",null,null,null,null,false,null,null,{"$error":"#N/A"},{"$error":"#N/A"},{"$error":"#N/A"},{"$error":"#N/A"},{"$error":"#N/A"},{"$error":"#N/A"},{"$error":"#N/A"},{"$error":"#N/A"},{"$error":"#N/A"},{"$error":"#N/A"}]
[null,{"$f":"IF(DataInput!B16276=$B$8,IF($B$9=$B$10,TRUE,IF(DataInput!E16276=$B$9,TRUE,FALSE)))","v":false},null,null,{"$f":"IF(B16277=TRUE,DataInput!B16276,NA())","v":{"$error":"#N/A"}},{"$f":"IF($E16277=DataInput!$B16276,DataInput!C16276,NA())","v":{"$error":"#N/A"}},{"$f":"IF($E16277=DataInput!$B16276,DataInput!D16276,NA())","v":{"$error":"#N/A"}},{"$f":"IF($E16277=DataInput!$B16276,DataInput!E16276,NA())","v":{"$error":"#N/A"}},{"$f":"IF($E16277=DataInput!$B16276,DataInput!F16276,NA())","v":{"$error":"#N/A"}},{"$f":"IF($E16277=DataInput!$B16276,DataInput!G16276,NA())","v":{"$error":"#N/A"}},{"$f":"IF($E16277=DataInput!$B16276,DataInput!H16276,NA())","v":{"$error":"#N/A"}},{"$f":"IF($E16277=DataInput!$B16276,DataInput!I16276,NA())","v":{"$error":"#N/A"}},{"$f":"IF($E16277=DataInput!$B16276,DataInput!J16276,NA())","v":{"$error":"#N/A"}},{"$f":"IF($E16277=DataInput!$B16276,DataInput!K16276,NA())","v":{"$error":"#N/A"}},null,null,"  ",null,null,null,null,false,null,null,{"$error":"#N/A"},{"$error":"#N/A"},{"$error":"#N/A"},{"$error":"#N/A"},{"$error":"#N/A"},{"$error":"#N/A"},{"$error":"#N/A"},{"$error":"#N/A"},{"$error":"#N/A"},{"$error":"#N/A"}]
[null,{"$f":"IF(DataInput!B16297=$B$8,IF($B$9=$B$10,TRUE,IF(DataInput!E16297=$B$9,TRUE,FALSE)))","v":false},null,null,{"$f":"IF(B16298=TRUE,DataInput!B16297,NA())","v":{"$error":"#N/A"}},{"$f":"IF($E16298=DataInput!$B16297,DataInput!C16297,NA())","v":{"$error":"#N/A"}},{"$f":"IF($E16298=DataInput!$B16297,DataInput!D16297,NA())","v":{"$error":"#N/A"}},{"$f":"IF($E16298=DataInput!$B16297,DataInput!E16297,NA())","v":{"$error":"#N/A"}},{"$f":"IF($E16298=DataInput!$B16297,DataInput!F16297,NA())","v":{"$error":"#N/A"}},{"$f":"IF($E16298=DataInput!$B16297,DataInput!G16297,NA())","v":{"$error":"#N/A"}},{"$f":"IF($E16298=DataInput!$B16297,DataInput!H16297,NA())","v":{"$error":"#N/A"}},{"$f":"IF($E16298=DataInput!$B16297,DataInput!I16297,NA())","v":{"$error":"#N/A"}},{"$f":"IF($E16298=DataInput!$B16297,DataInput!J16297,NA())","v":{"$error":"#N/A"}},{"$f":"IF($E16298=DataInput!$B16297,DataInput!K16297,NA())","v":{"$error":"#N/A"}},null,null,"  ",null,null,null,null,false,null,null,{"$error":"#N/A"},{"$error":"#N/A"},{"$error":"#N/A"},{"$error":"#N/A"},{"$error":"#N/A"},{"$error":"#N/A"},{"$error":"#N/A"},{"$error":"#N/A"},{"$error":"#N/A"},{"$error":"#N/A"}]
[null,{"$f":"IF(DataInput!B16324=$B$8,IF($B$9=$B$10,TRUE,IF(DataInput!E16324=$B$9,TRUE,FALSE)))","v":false},null,null,{"$f":"IF(B16325=TRUE,DataInput!B16324,NA())","v":{"$error":"#N/A"}},{"$f":"IF($E16325=DataInput!$B16324,DataInput!C16324,NA())","v":{"$error":"#N/A"}},{"$f":"IF($E16325=DataInput!$B16324,DataInput!D16324,NA())","v":{"$error":"#N/A"}},{"$f":"IF($E16325=DataInput!$B16324,DataInput!E16324,NA())","v":{"$error":"#N/A"}},{"$f":"IF($E16325=DataInput!$B16324,DataInput!F16324,NA())","v":{"$error":"#N/A"}},{"$f":"IF($E16325=DataInput!$B16324,DataInput!G16324,NA())","v":{"$error":"#N/A"}},{"$f":"IF($E16325=DataInput!$B16324,DataInput!H16324,NA())","v":{"$error":"#N/A"}},{"$f":"IF($E16325=DataInput!$B16324,DataInput!I16324,NA())","v":{"$error":"#N/A"}},{"$f":"IF($E16325=DataInput!$B16324,DataInput!J16324,NA())","v":{"$error":"#N/A"}},{"$f":"IF($E16325=DataInput!$B16324,DataInput!K16324,NA())","v":{"$error":"#N/A"}},null,null,"  ",null,null,null,null,false,null,null,{"$error":"#N/A"},{"$error":"#N/A"},{"$error":"#N/A"},{"$error":"#N/A"},{"$error":"#N/A"},{"$error":"#N/A"},{"$error":"#N/A"},{"$error":"#N/A"},{"$error":"#N/A"},{"$error":"#N/A"}]
[null,{"$f":"IF(DataInput!B16355=$B$8,IF($B$9=$B$10,TRUE,IF(DataInput!E16355=$B$9,TRUE,FALSE)))","v":false},null,null,{"$f":"IF(B16356=TRUE,DataInput!B16355,NA())","v":{"$error":"#N/A"}},{"$f":"IF($E16356=DataInput!$B16355,DataInput!C16355,NA())","v":{"$error":"#N/A"}},{"$f":"IF($E16356=DataInput!$B16355,DataInput!D16355,NA())","v":{"$error":"#N/A"}},{"$f":"IF($E16356=DataInput!$B16355,DataInput!E16355,NA())","v":{"$error":"#N/A"}},{"$f":"IF($E16356=DataInput!$B16355,DataInput!F16355,NA())","v":{"$error":"#N/A"}},{"$f":"IF($E16356=DataInput!$B16355,DataInput!G16355,NA())","v":{"$error":"#N/A"}},{"$f":"IF($E16356=DataInput!$B16355,DataInput!H16355,NA())","v":{"$error":"#N/A"}},{"$f":"IF($E16356=DataInput!$B16355,DataInput!I16355,NA())","v":{"$error":"#N/A"}},{"$f":"IF($E16356=DataInput!$B16355,DataInput!J16355,NA())","v":{"$error":"#N/A"}},{"$f":"IF($E16356=DataInput!$B16355,DataInput!K16355,NA())","v":{"$error":"#N/A"}},null,null,"  ",null,null,null,null,false,null,null,{"$error":"#N/A"},{"$error":"#N/A"},{"$error":"#N/A"},{"$error":"#N/A"},{"$error":"#N/A"},{"$error":"#N/A"},{"$error":"#N/A"},{"$error":"#N/A"},{"$error":"#N/A"},{"$error":"#N/A"}]
[null,{"$f":"IF(DataInput!B16402=$B$8,IF($B$9=$B$10,TRUE,IF(DataInput!E16402=$B$9,TRUE,FALSE)))","v":false},null,null,{"$f":"IF(B16403=TRUE,DataInput!B16402,NA())","v":{"$error":"#N/A"}},{"$f":"IF($E16403=DataInput!$B16402,DataInput!C16402,NA())","v":{"$error":"#N/A"}},{"$f":"IF($E16403=DataInput!$B16402,DataInput!D16402,NA())","v":{"$error":"#N/A"}},{"$f":"IF($E16403=DataInput!$B16402,DataInput!E16402,NA())","v":{"$error":"#N/A"}},{"$f":"IF($E16403=DataInput!$B16402,DataInput!F16402,NA())","v":{"$error":"#N/A"}},{"$f":"IF($E16403=DataInput!$B16402,DataInput!G16402,NA())","v":{"$error":"#N/A"}},{"$f":"IF($E16403=DataInput!$B16402,DataInput!H16402,NA())","v":{"$error":"#N/A"}},{"$f":"IF($E16403=DataInput!$B16402,DataInput!I16402,NA())","v":{"$error":"#N/A"}},{"$f":"IF($E16403=DataInput!$B16402,DataInput!J16402,NA())","v":{"$error":"#N/A"}},{"$f":"IF($E16403=DataInput!$B16402,DataInput!K16402,NA())","v":{"$error":"#N/A"}},null,null,"  ",null,null,null,null,false,null,null,{"$error":"#N/A"},{"$error":"#N/A"},{"$error":"#N/A"},{"$error":"#N/A"},{"$error":"#N/A"},{"$error":"#N/A"},{"$error":"#N/A"},{"$error":"#N/A"},{"$error":"#N/A"},{"$error":"#N/A"}]
[null,{"$f":"IF(DataInput!B16420=$B$8,IF($B$9=$B$10,TRUE,IF(DataInput!E16420=$B$9,TRUE,FALSE)))","v":false},null,null,{"$f":"IF(B16421=TRUE,DataInput!B16420,NA())","v":{"$error":"#N/A"}},{"$f":"IF($E16421=DataInput!$B16420,DataInput!C16420,NA())","v":{"$error":"#N/A"}},{"$f":"IF($E16421=DataInput!$B16420,DataInput!D16420,NA())","v":{"$error":"#N/A"}},{"$f":"IF($E16421=DataInput!$B16420,DataInput!E16420,NA())","v":{"$error":"#N/A"}},{"$f":"IF($E16421=DataInput!$B16420,DataInput!F16420,NA())","v":{"$error":"#N/A"}},{"$f":"IF($E16421=DataInput!$B16420,DataInput!G16420,NA())","v":{"$error":"#N/A"}},{"$f":"IF($E16421=DataInput!$B16420,DataInput!H16420,NA())","v":{"$error":"#N/A"}},{"$f":"IF($E16421=DataInput!$B16420,DataInput!I16420,NA())","v":{"$error":"#N/A"}},{"$f":"IF($E16421=DataInput!$B16420,DataInput!J16420,NA())","v":{"$error":"#N/A"}},{"$f":"IF($E16421=DataInput!$B16420,DataInput!K16420,NA())","v":{"$error":"#N/A"}},null,null,"  ",null,null,null,null,false,null,null,{"$error":"#N/A"},{"$error":"#N/A"},{"$error":"#N/A"},{"$error":"#N/A"},{"$error":"#N/A"},{"$error":"#N/A"},{"$error":"#N/A"},{"$error":"#N/A"},{"$error":"#N/A"},{"$error":"#N/A"}]
[null,{"$f":"IF(DataInput!B16450=$B$8,IF($B$9=$B$10,TRUE,IF(DataInput!E16450=$B$9,TRUE,FALSE)))","v":false},null,null,{"$f":"IF(B16451=TRUE,DataInput!B16450,NA())","v":{"$error":"#N/A"}},{"$f":"IF($E16451=DataInput!$B16450,DataInput!C16450,NA())","v":{"$error":"#N/A"}},{"$f":"IF($E16451=DataInput!$B16450,DataInput!D16450,NA())","v":{"$error":"#N/A"}},{"$f":"IF($E16451=DataInput!$B16450,DataInput!E16450,NA())","v":{"$error":"#N/A"}},{"$f":"IF($E16451=DataInput!$B16450,DataInput!F16450,NA())","v":{"$error":"#N/A"}},{"$f":"IF($E16451=DataInput!$B16450,DataInput!G16450,NA())","v":{"$error":"#N/A"}},{"$f":"IF($E16451=DataInput!$B16450,DataInput!H16450,NA())","v":{"$error":"#N/A"}},{"$f":"IF($E16451=DataInput!$B16450,DataInput!I16450,NA())","v":{"$error":"#N/A"}},{"$f":"IF($E16451=DataInput!$B16450,DataInput!J16450,NA())","v":{"$error":"#N/A"}},{"$f":"IF($E16451=DataInput!$B16450,DataInput!K16450,NA())","v":{"$error":"#N/A"}},null,null,"  ",null,null,null,null,false,null,null,{"$error":"#N/A"},{"$error":"#N/A"},{"$error":"#N/A"},{"$error":"#N/A"},{"$error":"#N/A"},{"$error":"#N/A"},{"$error":"#N/A"},{"$error":"#N/A"},{"$error":"#N/A"},{"$error":"#N/A"}]
[null,{"$f":"IF(DataInput!B16481=$B$8,IF($B$9=$B$10,TRUE,IF(DataInput!E16481=$B$9,TRUE,FALSE)))","v":false},null,null,{"$f":"IF(B16482=TRUE,DataInput!B16481,NA())","v":{"$error":"#N/A"}},{"$f":"IF($E16482=DataInput!$B16481,DataInput!C16481,NA())","v":{"$error":"#N/A"}},{"$f":"IF($E16482=DataInput!$B16481,DataInput!D16481,NA())","v":{"$error":"#N/A"}},{"$f":"IF($E16482=DataInput!$B16481,DataInput!E16481,NA())","v":{"$error":"#N/A"}},{"$f":"IF($E16482=DataInput!$B16481,DataInput!F16481,NA())","v":{"$error":"#N/A"}},{"$f":"IF($E16482=DataInput!$B16481,DataInput!G16481,NA())","v":{"$error":"#N/A"}},{"$f":"IF($E16482=DataInput!$B16481,DataInput!H16481,NA())","v":{"$error":"#N/A"}},{"$f":"IF($E16482=DataInput!$B16481,DataInput!I16481,NA())","v":{"$error":"#N/A"}},{"$f":"IF($E16482=DataInput!$B16481,DataInput!J16481,NA())","v":{"$error":"#N/A"}},{"$f":"IF($E16482=DataInput!$B16481,DataInput!K16481,NA())","v":{"$error":"#N/A"}},null,null,"  ",null,null,null,null,false,null,null,{"$error":"#N/A"},{"$error":"#N/A"},{"$error":"#N/A"},{"$error":"#N/A"},{"$error":"#N/A"},{"$error":"#N/A"},{"$error":"#N/A"},{"$error":"#N/A"},{"$error":"#N/A"},{"$error":"#N/A"}]
[null,{"$f":"IF(DataInput!B16512=$B$8,IF($B$9=$B$10,TRUE,IF(DataInput!E16512=$B$9,TRUE,FALSE)))","v":false},null,null,{"$f":"IF(B16513=TRUE,DataInput!B16512,NA())","v":{"$error":"#N/A"}},{"$f":"IF($E16513=DataInput!$B16512,DataInput!C16512,NA())","v":{"$error":"#N/A"}},{"$f":"IF($E16513=DataInput!$B16512,DataInput!D16512,NA())","v":{"$error":"#N/A"}},{"$f":"IF($E16513=DataInput!$B16512,DataInput!E16512,NA())","v":{"$error":"#N/A"}},{"$f":"IF($E16513=DataInput!$B16512,DataInput!F16512,NA())","v":{"$error":"#N/A"}},{"$f":"IF($E16513=DataInput!$B16512,DataInput!G16512,NA())","v":{"$error":"#N/A"}},{"$f":"IF($E16513=DataInput!$B16512,DataInput!H16512,NA())","v":{"$error":"#N/A"}},{"$f":"IF($E16513=DataInput!$B16512,DataInput!I16512,NA())","v":{"$error":"#N/A"}},{"$f":"IF($E16513=DataInput!$B16512,DataInput!J16512,NA())","v":{"$error":"#N/A"}},{"$f":"IF($E16513=DataInput!$B16512,DataInput!K16512,NA())","v":{"$error":"#N/A"}},null,null,"  ",null,null,null,null,false,null,null,{"$error":"#N/A"},{"$error":"#N/A"},{"$error":"#N/A"},{"$error":"#N/A"},{"$error":"#N/A"},{"$error":"#N/A"},{"$error":"#N/A"},{"$error":"#N/A"},{"$error":"#N/A"},{"$error":"#N/A"}]
[null,{"$f":"IF(DataInput!B16547=$B$8,IF($B$9=$B$10,TRUE,IF(DataInput!E16547=$B$9,TRUE,FALSE)))","v":false},null,null,{"$f":"IF(B16548=TRUE,DataInput!B16547,NA())","v":{"$error":"#N/A"}},{"$f":"IF($E16548=DataInput!$B16547,DataInput!C16547,NA())","v":{"$error":"#N/A"}},{"$f":"IF($E16548=DataInput!$B16547,DataInput!D16547,NA())","v":{"$error":"#N/A"}},{"$f":"IF($E16548=DataInput!$B16547,DataInput!E16547,NA())","v":{"$error":"#N/A"}},{"$f":"IF($E16548=DataInput!$B16547,DataInput!F16547,NA())","v":{"$error":"#N/A"}},{"$f":"IF($E16548=DataInput!$B16547,DataInput!G16547,NA())","v":{"$error":"#N/A"}},{"$f":"IF($E16548=DataInput!$B16547,DataInput!H16547,NA())","v":{"$error":"#N/A"}},{"$f":"IF($E16548=DataInput!$B16547,DataInput!I16547,NA())","v":{"$error":"#N/A"}},{"$f":"IF($E16548=DataInput!$B16547,DataInput!J16547,NA())","v":{"$error":"#N/A"}},{"$f":"IF($E16548=DataInput!$B16547,DataInput!K16547,NA())","v":{"$error":"#N/A"}},null,null,"  ",null,null,null,null,false,null,null,{"$error":"#N/A"},{"$error":"#N/A"},{"$error":"#N/A"},{"$error":"#N/A"},{"$error":"#N/A"},{"$error":"#N/A"},{"$error":"#N/A"},{"$error":"#N/A"},{"$error":"#N/A"},{"$error":"#N/A"}]
[null,{"$f":"IF(DataInput!B16560=$B$8,IF($B$9=$B$10,TRUE,IF(DataInput!E16560=$B$9,TRUE,FALSE)))","v":false},null,null,{"$f":"IF(B16561=TRUE,DataInput!B16560,NA())","v":{"$error":"#N/A"}},{"$f":"IF($E16561=DataInput!$B16560,DataInput!C16560,NA())","v":{"$error":"#N/A"}},{"$f":"IF($E16561=DataInput!$B16560,DataInput!D16560,NA())","v":{"$error":"#N/A"}},{"$f":"IF($E16561=DataInput!$B16560,DataInput!E16560,NA())","v":{"$error":"#N/A"}},{"$f":"IF($E16561=DataInput!$B16560,DataInput!F16560,NA())","v":{"$error":"#N/A"}},{"$f":"IF($E16561=DataInput!$B16560,DataInput!G16560,NA())","v":{"$error":"#N/A"}},{"$f":"IF($E16561=DataInput!$B16560,DataInput!H16560,NA())","v":{"$error":"#N/A"}},{"$f":"IF($E16561=DataInput!$B16560,DataInput!I16560,NA())","v":{"$error":"#N/A"}},{"$f":"IF($E16561=DataInput!$B16560,DataInput!J16560,NA())","v":{"$error":"#N/A"}},{"$f":"IF($E16561=DataInput!$B16560,DataInput!K16560,NA())","v":{"$error":"#N/A"}},null,null,"  ",null,null,null,null,false,null,null,{"$error":"#N/A"},{"$error":"#N/A"},{"$error":"#N/A"},{"$error":"#N/A"},{"$error":"#N/A"},{"$error":"#N/A"},{"$error":"#N/A"},{"$error":"#N/A"},{"$error":"#N/A"},{"$error":"#N/A"}]
[null,{"$f":"IF(DataInput!B16607=$B$8,IF($B$9=$B$10,TRUE,IF(DataInput!E16607=$B$9,TRUE,FALSE)))","v":false},null,null,{"$f":"IF(B16608=TRUE,DataInput!B16607,NA())","v":{"$error":"#N/A"}},{"$f":"IF($E16608=DataInput!$B16607,DataInput!C16607,NA())","v":{"$error":"#N/A"}},{"$f":"IF($E16608=DataInput!$B16607,DataInput!D16607,NA())","v":{"$error":"#N/A"}},{"$f":"IF($E16608=DataInput!$B16607,DataInput!E16607,NA())","v":{"$error":"#N/A"}},{"$f":"IF($E16608=DataInput!$B16607,DataInput!F16607,NA())","v":{"$error":"#N/A"}},{"$f":"IF($E16608=DataInput!$B16607,DataInput!G16607,NA())","v":{"$error":"#N/A"}},{"$f":"IF($E16608=DataInput!$B16607,DataInput!H16607,NA())","v":{"$error":"#N/A"}},{"$f":"IF($E16608=DataInput!$B16607,DataInput!I16607,NA())","v":{"$error":"#N/A"}},{"$f":"IF($E16608=DataInput!$B16607,DataInput!J16607,NA())","v":{"$error":"#N/A"}},{"$f":"IF($E16608=DataInput!$B16607,DataInput!K16607,NA())","v":{"$error":"#N/A"}},null,null,"  ",null,null,null,null,false,null,null,{"$error":"#N/A"},{"$error":"#N/A"},{"$error":"#N/A"},{"$error":"#N/A"},{"$error":"#N/A"},{"$error":"#N/A"},{"$error":"#N/A"},{"$error":"#N/A"},{"$error":"#N/A"},{"$error":"#N/A"}]
[null,{"$f":"IF(DataInput!B16638=$B$8,IF($B$9=$B$10,TRUE,IF(DataInput!E16638=$B$9,TRUE,FALSE)))","v":false},null,null,{"$f":"IF(B16639=TRUE,DataInput!B16638,NA())","v":{"$error":"#N/A"}},{"$f":"IF($E16639=DataInput!$B16638,DataInput!C16638,NA())","v":{"$error":"#N/A"}},{"$f":"IF($E16639=DataInput!$B16638,DataInput!D16638,NA())","v":{"$error":"#N/A"}},{"$f":"IF($E16639=DataInput!$B16638,DataInput!E16638,NA())","v":{"$error":"#N/A"}},{"$f":"IF($E16639=DataInput!$B16638,DataInput!F16638,NA())","v":{"$error":"#N/A"}},{"$f":"IF($E16639=DataInput!$B16638,DataInput!G16638,NA())","v":{"$error":"#N/A"}},{"$f":"IF($E16639=DataInput!$B16638,DataInput!H16638,NA())","v":{"$error":"#N/A"}},{"$f":"IF($E16639=DataInput!$B16638,DataInput!I16638,NA())","v":{"$error":"#N/A"}},{"$f":"IF($E16639=DataInput!$B16638,DataInput!J16638,NA())","v":{"$error":"#N/A"}},{"$f":"IF($E16639=DataInput!$B16638,DataInput!K16638,NA())","v":{"$error":"#N/A"}},null,null,"  ",null,null,null,null,false,null,null,{"$error":"#N/A"},{"$error":"#N/A"},{"$error":"#N/A"},{"$error":"#N/A"},{"$error":"#N/A"},{"$error":"#N/A"},{"$error":"#N/A"},{"$error":"#N/A"},{"$error":"#N/A"},{"$error":"#N/A"}]
[null,{"$f":"IF(DataInput!B16642=$B$8,IF($B$9=$B$10,TRUE,IF(DataInput!E16642=$B$9,TRUE,FALSE)))","v":false},null,null,{"$f":"IF(B16643=TRUE,DataInput!B16642,NA())","v":{"$error":"#N/A"}},{"$f":"IF($E16643=DataInput!$B16642,DataInput!C16642,NA())","v":{"$error":"#N/A"}},{"$f":"IF($E16643=DataInput!$B16642,DataInput!D16642,NA())","v":{"$error":"#N/A"}},{"$f":"IF($E16643=DataInput!$B16642,DataInput!E16642,NA())","v":{"$error":"#N/A"}},{"$f":"IF($E16643=DataInput!$B16642,DataInput!F16642,NA())","v":{"$error":"#N/A"}},{"$f":"IF($E16643=DataInput!$B16642,DataInput!G16642,NA())","v":{"$error":"#N/A"}},{"$f":"IF($E16643=DataInput!$B16642,DataInput!H16642,NA())","v":{"$error":"#N/A"}},{"$f":"IF($E16643=DataInput!$B16642,DataInput!I16642,NA())","v":{"$error":"#N/A"}},{"$f":"IF($E16643=DataInput!$B16642,DataInput!J16642,NA())","v":{"$error":"#N/A"}},{"$f":"IF($E16643=DataInput!$B16642,DataInput!K16642,NA())","v":{"$error":"#N/A"}},null,null,"  ",null,null,null,null,false,null,null,{"$error":"#N/A"},{"$error":"#N/A"},{"$error":"#N/A"},{"$error":"#N/A"},{"$error":"#N/A"},{"$error":"#N/A"},{"$error":"#N/A"},{"$error":"#N/A"},{"$error":"#N/A"},{"$error":"#N/A"}]
[null,{"$f":"IF(DataInput!B16686=$B$8,IF($B$9=$B$10,TRUE,IF(DataInput!E16686=$B$9,TRUE,FALSE)))","v":false},null,null,{"$f":"IF(B16687=TRUE,DataInput!B16686,NA())","v":{"$error":"#N/A"}},{"$f":"IF($E16687=DataInput!$B16686,DataInput!C16686,NA())","v":{"$error":"#N/A"}},{"$f":"IF($E16687=DataInput!$B16686,DataInput!D16686,NA())","v":{"$error":"#N/A"}},{"$f":"IF($E16687=DataInput!$B16686,DataInput!E16686,NA())","v":{"$error":"#N/A"}},{"$f":"IF($E16687=DataInput!$B16686,DataInput!F16686,NA())","v":{"$error":"#N/A"}},{"$f":"IF($E16687=DataInput!$B16686,DataInput!G16686,NA())","v":{"$error":"#N/A"}},{"$f":"IF($E16687=DataInput!$B16686,DataInput!H16686,NA())","v":{"$error":"#N/A"}},{"$f":"IF($E16687=DataInput!$B16686,DataInput!I16686,NA())","v":{"$error":"#N/A"}},{"$f":"IF($E16687=DataInput!$B16686,DataInput!J16686,NA())","v":{"$error":"#N/A"}},{"$f":"IF($E16687=DataInput!$B16686,DataInput!K16686,NA())","v":{"$error":"#N/A"}},null,null,"  ",null,null,null,null,false,null,null,{"$error":"#N/A"},{"$error":"#N/A"},{"$error":"#N/A"},{"$error":"#N/A"},{"$error":"#N/A"},{"$error":"#N/A"},{"$error":"#N/A"},{"$error":"#N/A"},{"$error":"#N/A"},{"$error":"#N/A"}]
[null,{"$f":"IF(DataInput!B16717=$B$8,IF($B$9=$B$10,TRUE,IF(DataInput!E16717=$B$9,TRUE,FALSE)))","v":false},null,null,{"$f":"IF(B16718=TRUE,DataInput!B16717,NA())","v":{"$error":"#N/A"}},{"$f":"IF($E16718=DataInput!$B16717,DataInput!C16717,NA())","v":{"$error":"#N/A"}},{"$f":"IF($E16718=DataInput!$B16717,DataInput!D16717,NA())","v":{"$error":"#N/A"}},{"$f":"IF($E16718=DataInput!$B16717,DataInput!E16717,NA())","v":{"$error":"#N/A"}},{"$f":"IF($E16718=DataInput!$B16717,DataInput!F16717,NA())","v":{"$error":"#N/A"}},{"$f":"IF($E16718=DataInput!$B16717,DataInput!G16717,NA())","v":{"$error":"#N/A"}},{"$f":"IF($E16718=DataInput!$B16717,DataInput!H16717,NA())","v":{"$error":"#N/A"}},{"$f":"IF($E16718=DataInput!$B16717,DataInput!I16717,NA())","v":{"$error":"#N/A"}},{"$f":"IF($E16718=DataInput!$B16717,DataInput!J16717,NA())","v":{"$error":"#N/A"}},{"$f":"IF($E16718=DataInput!$B16717,DataInput!K16717,NA())","v":{"$error":"#N/A"}},null,null,"  ",null,null,null,null,false,null,null,{"$error":"#N/A"},{"$error":"#N/A"},{"$error":"#N/A"},{"$error":"#N/A"},{"$error":"#N/A"},{"$error":"#N/A"},{"$error":"#N/A"},{"$error":"#N/A"},{"$error":"#N/A"},{"$error":"#N/A"}]
[null,{"$f":"IF(DataInput!B16748=$B$8,IF($B$9=$B$10,TRUE,IF(DataInput!E16748=$B$9,TRUE,FALSE)))","v":false},null,null,{"$f":"IF(B16749=TRUE,DataInput!B16748,NA())","v":{"$error":"#N/A"}},{"$f":"IF($E16749=DataInput!$B16748,DataInput!C16748,NA())","v":{"$error":"#N/A"}},{"$f":"IF($E16749=DataInput!$B16748,DataInput!D16748,NA())","v":{"$error":"#N/A"}},{"$f":"IF($E16749=DataInput!$B16748,DataInput!E16748,NA())","v":{"$error":"#N/A"}},{"$f":"IF($E16749=DataInput!$B16748,DataInput!F16748,NA())","v":{"$error":"#N/A"}},{"$f":"IF($E16749=DataInput!$B16748,DataInput!G16748,NA())","v":{"$error":"#N/A"}},{"$f":"IF($E16749=DataInput!$B16748,DataInput!H16748,NA())","v":{"$error":"#N/A"}},{"$f":"IF($E16749=DataInput!$B16748,DataInput!I16748,NA())","v":{"$error":"#N/A"}},{"$f":"IF($E16749=DataInput!$B16748,DataInput!J16748,NA())","v":{"$error":"#N/A"}},{"$f":"IF($E16749=DataInput!$B16748,DataInput!K16748,NA())","v":{"$error":"#N/A"}},null,null,"  ",null,null,null,null,false,null,null,{"$error":"#N/A"},{"$error":"#N/A"},{"$error":"#N/A"},{"$error":"#N/A"},{"$error":"#N/A"},{"$error":"#N/A"},{"$error":"#N/A"},{"$error":"#N/A"},{"$error":"#N/A"},{"$error":"#N/A"}]
[null,{"$f":"IF(DataInput!B16769=$B$8,IF($B$9=$B$10,TRUE,IF(DataInput!E16769=$B$9,TRUE,FALSE)))","v":false},null,null,{"$f":"IF(B16770=TRUE,DataInput!B16769,NA())","v":{"$error":"#N/A"}},{"$f":"IF($E16770=DataInput!$B16769,DataInput!C16769,NA())","v":{"$error":"#N/A"}},{"$f":"IF($E16770=DataInput!$B16769,DataInput!D16769,NA())","v":{"$error":"#N/A"}},{"$f":"IF($E16770=DataInput!$B16769,DataInput!E16769,NA())","v":{"$error":"#N/A"}},{"$f":"IF($E16770=DataInput!$B16769,DataInput!F16769,NA())","v":{"$error":"#N/A"}},{"$f":"IF($E16770=DataInput!$B16769,DataInput!G16769,NA())","v":{"$error":"#N/A"}},{"$f":"IF($E16770=DataInput!$B16769,DataInput!H16769,NA())","v":{"$error":"#N/A"}},{"$f":"IF($E16770=DataInput!$B16769,DataInput!I16769,NA())","v":{"$error":"#N/A"}},{"$f":"IF($E16770=DataInput!$B16769,DataInput!J16769,NA())","v":{"$error":"#N/A"}},{"$f":"IF($E16770=DataInput!$B16769,DataInput!K16769,NA())","v":{"$error":"#N/A"}},null,null,"  ",null,null,null,null,false,null,null,{"$error":"#N/A"},{"$error":"#N/A"},{"$error":"#N/A"},{"$error":"#N/A"},{"$error":"#N/A"},{"$error":"#N/A"},{"$error":"#N/A"},{"$error":"#N/A"},{"$error":"#N/A"},{"$error":"#N/A"}]
[null,{"$f":"IF(DataInput!B16796=$B$8,IF($B$9=$B$10,TRUE,IF(DataInput!E16796=$B$9,TRUE,FALSE)))","v":false},null,null,{"$f":"IF(B16797=TRUE,DataInput!B16796,NA())","v":{"$error":"#N/A"}},{"$f":"IF($E16797=DataInput!$B16796,DataInput!C16796,NA())","v":{"$error":"#N/A"}},{"$f":"IF($E16797=DataInput!$B16796,DataInput!D16796,NA())","v":{"$error":"#N/A"}},{"$f":"IF($E16797=DataInput!$B16796,DataInput!E16796,NA())","v":{"$error":"#N/A"}},{"$f":"IF($E16797=DataInput!$B16796,DataInput!F16796,NA())","v":{"$error":"#N/A"}},{"$f":"IF($E16797=DataInput!$B16796,DataInput!G16796,NA())","v":{"$error":"#N/A"}},{"$f":"IF($E16797=DataInput!$B16796,DataInput!H16796,NA())","v":{"$error":"#N/A"}},{"$f":"IF($E16797=DataInput!$B16796,DataInput!I16796,NA())","v":{"$error":"#N/A"}},{"$f":"IF($E16797=DataInput!$B16796,DataInput!J16796,NA())","v":{"$error":"#N/A"}},{"$f":"IF($E16797=DataInput!$B16796,DataInput!K16796,NA())","v":{"$error":"#N/A"}},null,null,"  ",null,null,null,null,false,null,null,{"$error":"#N/A"},{"$error":"#N/A"},{"$error":"#N/A"},{"$error":"#N/A"},{"$error":"#N/A"},{"$error":"#N/A"},{"$error":"#N/A"},{"$error":"#N/A"},{"$error":"#N/A"},{"$error":"#N/A"}]
[null,{"$f":"IF(DataInput!B16814=$B$8,IF($B$9=$B$10,TRUE,IF(DataInput!E16814=$B$9,TRUE,FALSE)))","v":false},null,null,{"$f":"IF(B16815=TRUE,DataInput!B16814,NA())","v":{"$error":"#N/A"}},{"$f":"IF($E16815=DataInput!$B16814,DataInput!C16814,NA())","v":{"$error":"#N/A"}},{"$f":"IF($E16815=DataInput!$B16814,DataInput!D16814,NA())","v":{"$error":"#N/A"}},{"$f":"IF($E16815=DataInput!$B16814,DataInput!E16814,NA())","v":{"$error":"#N/A"}},{"$f":"IF($E16815=DataInput!$B16814,DataInput!F16814,NA())","v":{"$error":"#N/A"}},{"$f":"IF($E16815=DataInput!$B16814,DataInput!G16814,NA())","v":{"$error":"#N/A"}},{"$f":"IF($E16815=DataInput!$B16814,DataInput!H16814,NA())","v":{"$error":"#N/A"}},{"$f":"IF($E16815=DataInput!$B16814,DataInput!I16814,NA())","v":{"$error":"#N/A"}},{"$f":"IF($E16815=DataInput!$B16814,DataInput!J16814,NA())","v":{"$error":"#N/A"}},{"$f":"IF($E16815=DataInput!$B16814,DataInput!K16814,NA())","v":{"$error":"#N/A"}},null,null,"  ",null,null,null,null,false,null,null,{"$error":"#N/A"},{"$error":"#N/A"},{"$error":"#N/A"},{"$error":"#N/A"},{"$error":"#N/A"},{"$error":"#N/A"},{"$error":"#N/A"},{"$error":"#N/A"},{"$error":"#N/A"},{"$error":"#N/A"}]
[null,{"$f":"IF(DataInput!B16845=$B$8,IF($B$9=$B$10,TRUE,IF(DataInput!E16845=$B$9,TRUE,FALSE)))","v":false},null,null,{"$f":"IF(B16846=TRUE,DataInput!B16845,NA())","v":{"$error":"#N/A"}},{"$f":"IF($E16846=DataInput!$B16845,DataInput!C16845,NA())","v":{"$error":"#N/A"}},{"$f":"IF($E16846=DataInput!$B16845,DataInput!D16845,NA())","v":{"$error":"#N/A"}},{"$f":"IF($E16846=DataInput!$B16845,DataInput!E16845,NA())","v":{"$error":"#N/A"}},{"$f":"IF($E16846=DataInput!$B16845,DataInput!F16845,NA())","v":{"$error":"#N/A"}},{"$f":"IF($E16846=DataInput!$B16845,DataInput!G16845,NA())","v":{"$error":"#N/A"}},{"$f":"IF($E16846=DataInput!$B16845,DataInput!H16845,NA())","v":{"$error":"#N/A"}},{"$f":"IF($E16846=DataInput!$B16845,DataInput!I16845,NA())","v":{"$error":"#N/A"}},{"$f":"IF($E16846=DataInput!$B16845,DataInput!J16845,NA())","v":{"$error":"#N/A"}},{"$f":"IF($E16846=DataInput!$B16845,DataInput!K16845,NA())","v":{"$error":"#N/A"}},null,null,"  ",null,null,null,null,false,null,null,{"$error":"#N/A"},{"$error":"#N/A"},{"$error":"#N/A"},{"$error":"#N/A"},{"$error":"#N/A"},{"$error":"#N/A"},{"$error":"#N/A"},{"$error":"#N/A"},{"$error":"#N/A"},{"$error":"#N/A"}]
[null,{"$f":"IF(DataInput!B16892=$B$8,IF($B$9=$B$10,TRUE,IF(DataInput!E16892=$B$9,TRUE,FALSE)))","v":false},null,null,{"$f":"IF(B16893=TRUE,DataInput!B16892,NA())","v":{"$error":"#N/A"}},{"$f":"IF($E16893=DataInput!$B16892,DataInput!C16892,NA())","v":{"$error":"#N/A"}},{"$f":"IF($E16893=DataInput!$B16892,DataInput!D16892,NA())","v":{"$error":"#N/A"}},{"$f":"IF($E16893=DataInput!$B16892,DataInput!E16892,NA())","v":{"$error":"#N/A"}},{"$f":"IF($E16893=DataInput!$B16892,DataInput!F16892,NA())","v":{"$error":"#N/A"}},{"$f":"IF($E16893=DataInput!$B16892,DataInput!G16892,NA())","v":{"$error":"#N/A"}},{"$f":"IF($E16893=DataInput!$B16892,DataInput!H16892,NA())","v":{"$error":"#N/A"}},{"$f":"IF($E16893=DataInput!$B16892,DataInput!I16892,NA())","v":{"$error":"#N/A"}},{"$f":"IF($E16893=DataInput!$B16892,DataInput!J16892,NA())","v":{"$error":"#N/A"}},{"$f":"IF($E16893=DataInput!$B16892,DataInput!K16892,NA())","v":{"$error":"#N/A"}},null,null,"  ",null,null,null,null,false,null,null,{"$error":"#N/A"},{"$error":"#N/A"},{"$error":"#N/A"},{"$error":"#N/A"},{"$error":"#N/A"},{"$error":"#N/A"},{"$error":"#N/A"},{"$error":"#N/A"},{"$error":"#N/A"},{"$error":"#N/A"}]
[null,{"$f":"IF(DataInput!B16922=$B$8,IF($B$9=$B$10,TRUE,IF(DataInput!E16922=$B$9,TRUE,FALSE)))","v":false},null,null,{"$f":"IF(B16923=TRUE,DataInput!B16922,NA())","v":{"$error":"#N/A"}},{"$f":"IF($E16923=DataInput!$B16922,DataInput!C16922,NA())","v":{"$error":"#N/A"}},{"$f":"IF($E16923=DataInput!$B16922,DataInput!D16922,NA())","v":{"$error":"#N/A"}},{"$f":"IF($E16923=DataInput!$B16922,DataInput!E16922,NA())","v":{"$error":"#N/A"}},{"$f":"IF($E16923=DataInput!$B16922,DataInput!F16922,NA())","v":{"$error":"#N/A"}},{"$f":"IF($E16923=DataInput!$B16922,DataInput!G16922,NA())","v":{"$error":"#N/A"}},{"$f":"IF($E16923=DataInput!$B16922,DataInput!H16922,NA())","v":{"$error":"#N/A"}},{"$f":"IF($E16923=DataInput!$B16922,DataInput!I16922,NA())","v":{"$error":"#N/A"}},{"$f":"IF($E16923=DataInput!$B16922,DataInput!J16922,NA())","v":{"$error":"#N/A"}},{"$f":"IF($E16923=DataInput!$B16922,DataInput!K16922,NA())","v":{"$error":"#N/A"}},null,null,"  ",null,null,null,null,false,null,null,{"$error":"#N/A"},{"$error":"#N/A"},{"$error":"#N/A"},{"$error":"#N/A"},{"$error":"#N/A"},{"$error":"#N/A"},{"$error":"#N/A"},{"$error":"#N/A"},{"$error":"#N/A"},{"$error":"#N/A"}]
[null,{"$f":"IF(DataInput!B16953=$B$8,IF($B$9=$B$10,TRUE,IF(DataInput!E16953=$B$9,TRUE,FALSE)))","v":false},null,null,{"$f":"IF(B16954=TRUE,DataInput!B16953,NA())","v":{"$error":"#N/A"}},{"$f":"IF($E16954=DataInput!$B16953,DataInput!C16953,NA())","v":{"$error":"#N/A"}},{"$f":"IF($E16954=DataInput!$B16953,DataInput!D16953,NA())","v":{"$error":"#N/A"}},{"$f":"IF($E16954=DataInput!$B16953,DataInput!E16953,NA())","v":{"$error":"#N/A"}},{"$f":"IF($E16954=DataInput!$B16953,DataInput!F16953,NA())","v":{"$error":"#N/A"}},{"$f":"IF($E16954=DataInput!$B16953,DataInput!G16953,NA())","v":{"$error":"#N/A"}},{"$f":"IF($E16954=DataInput!$B16953,DataInput!H16953,NA())","v":{"$error":"#N/A"}},{"$f":"IF($E16954=DataInput!$B16953,DataInput!I16953,NA())","v":{"$error":"#N/A"}},{"$f":"IF($E16954=DataInput!$B16953,DataInput!J16953,NA())","v":{"$error":"#N/A"}},{"$f":"IF($E16954=DataInput!$B16953,DataInput!K16953,NA())","v":{"$error":"#N/A"}},null,null,"  ",null,null,null,null,false,null,null,{"$error":"#N/A"},{"$error":"#N/A"},{"$error":"#N/A"},{"$error":"#N/A"},{"$error":"#N/A"},{"$error":"#N/A"},{"$error":"#N/A"},{"$error":"#N/A"},{"$error":"#N/A"},{"$error":"#N/A"}]
[null,{"$f":"IF(DataInput!B16984=$B$8,IF($B$9=$B$10,TRUE,IF(DataInput!E16984=$B$9,TRUE,FALSE)))","v":false},null,null,{"$f":"IF(B16985=TRUE,DataInput!B16984,NA())","v":{"$error":"#N/A"}},{"$f":"IF($E16985=DataInput!$B16984,DataInput!C16984,NA())","v":{"$error":"#N/A"}},{"$f":"IF($E16985=DataInput!$B16984,DataInput!D16984,NA())","v":{"$error":"#N/A"}},{"$f":"IF($E16985=DataInput!$B16984,DataInput!E16984,NA())","v":{"$error":"#N/A"}},{"$f":"IF($E16985=DataInput!$B16984,DataInput!F16984,NA())","v":{"$error":"#N/A"}},{"$f":"IF($E16985=DataInput!$B16984,DataInput!G16984,NA())","v":{"$error":"#N/A"}},{"$f":"IF($E16985=DataInput!$B16984,DataInput!H16984,NA())","v":{"$error":"#N/A"}},{"$f":"IF($E16985=DataInput!$B16984,DataInput!I16984,NA())","v":{"$error":"#N/A"}},{"$f":"IF($E16985=DataInput!$B16984,DataInput!J16984,NA())","v":{"$error":"#N/A"}},{"$f":"IF($E16985=DataInput!$B16984,DataInput!K16984,NA())","v":{"$error":"#N/A"}},null,null,"  ",null,null,null,null,false,null,null,{"$error":"#N/A"},{"$error":"#N/A"},{"$error":"#N/A"},{"$error":"#N/A"},{"$error":"#N/A"},{"$error":"#N/A"},{"$error":"#N/A"},{"$error":"#N/A"},{"$error":"#N/A"},{"$error":"#N/A"}]
[null,{"$f":"IF(DataInput!B16991=$B$8,IF($B$9=$B$10,TRUE,IF(DataInput!E16991=$B$9,TRUE,FALSE)))","v":false},null,null,{"$f":"IF(B16992=TRUE,DataInput!B16991,NA())","v":{"$error":"#N/A"}},{"$f":"IF($E16992=DataInput!$B16991,DataInput!C16991,NA())","v":{"$error":"#N/A"}},{"$f":"IF($E16992=DataInput!$B16991,DataInput!D16991,NA())","v":{"$error":"#N/A"}},{"$f":"IF($E16992=DataInput!$B16991,DataInput!E16991,NA())","v":{"$error":"#N/A"}},{"$f":"IF($E16992=DataInput!$B16991,DataInput!F16991,NA())","v":{"$error":"#N/A"}},{"$f":"IF($E16992=DataInput!$B16991,DataInput!G16991,NA())","v":{"$error":"#N/A"}},{"$f":"IF($E16992=DataInput!$B16991,DataInput!H16991,NA())","v":{"$error":"#N/A"}},{"$f":"IF($E16992=DataInput!$B16991,DataInput!I16991,NA())","v":{"$error":"#N/A"}},{"$f":"IF($E16992=DataInput!$B16991,DataInput!J16991,NA())","v":{"$error":"#N/A"}},{"$f":"IF($E16992=DataInput!$B16991,DataInput!K16991,NA())","v":{"$error":"#N/A"}},null,null,"  ",null,null,null,null,false,null,null,{"$error":"#N/A"},{"$error":"#N/A"},{"$error":"#N/A"},{"$error":"#N/A"},{"$error":"#N/A"},{"$error":"#N/A"},{"$error":"#N/A"},{"$error":"#N/A"},{"$error":"#N/A"},{"$error":"#N/A"}]
[null,{"$f":"IF(DataInput!B17032=$B$8,IF($B$9=$B$10,TRUE,IF(DataInput!E17032=$B$9,TRUE,FALSE)))","v":false},null,null,{"$f":"IF(B17033=TRUE,DataInput!B17032,NA())","v":{"$error":"#N/A"}},{"$f":"IF($E17033=DataInput!$B17032,DataInput!C17032,NA())","v":{"$error":"#N/A"}},{"$f":"IF($E17033=DataInput!$B17032,DataInput!D17032,NA())","v":{"$error":"#N/A"}},{"$f":"IF($E17033=DataInput!$B17032,DataInput!E17032,NA())","v":{"$error":"#N/A"}},{"$f":"IF($E17033=DataInput!$B17032,DataInput!F17032,NA())","v":{"$error":"#N/A"}},{"$f":"IF($E17033=DataInput!$B17032,DataInput!G17032,NA())","v":{"$error":"#N/A"}},{"$f":"IF($E17033=DataInput!$B17032,DataInput!H17032,NA())","v":{"$error":"#N/A"}},{"$f":"IF($E17033=DataInput!$B17032,DataInput!I17032,NA())","v":{"$error":"#N/A"}},{"$f":"IF($E17033=DataInput!$B17032,DataInput!J17032,NA())","v":{"$error":"#N/A"}},{"$f":"IF($E17033=DataInput!$B17032,DataInput!K17032,NA())","v":{"$error":"#N/A"}},null,null,"  ",null,null,null,null,false,null,null,{"$error":"#N/A"},{"$error":"#N/A"},{"$error":"#N/A"},{"$error":"#N/A"},{"$error":"#N/A"},{"$error":"#N/A"},{"$error":"#N/A"},{"$error":"#N/A"},{"$error":"#N/A"},{"$error":"#N/A"}]
[null,{"$f":"IF(DataInput!B17050=$B$8,IF($B$9=$B$10,TRUE,IF(DataInput!E17050=$B$9,TRUE,FALSE)))","v":false},null,null,{"$f":"IF(B17051=TRUE,DataInput!B17050,NA())","v":{"$error":"#N/A"}},{"$f":"IF($E17051=DataInput!$B17050,DataInput!C17050,NA())","v":{"$error":"#N/A"}},{"$f":"IF($E17051=DataInput!$B17050,DataInput!D17050,NA())","v":{"$error":"#N/A"}},{"$f":"IF($E17051=DataInput!$B17050,DataInput!E17050,NA())","v":{"$error":"#N/A"}},{"$f":"IF($E17051=DataInput!$B17050,DataInput!F17050,NA())","v":{"$error":"#N/A"}},{"$f":"IF($E17051=DataInput!$B17050,DataInput!G17050,NA())","v":{"$error":"#N/A"}},{"$f":"IF($E17051=DataInput!$B17050,DataInput!H17050,NA())","v":{"$error":"#N/A"}},{"$f":"IF($E17051=DataInput!$B17050,DataInput!I17050,NA())","v":{"$error":"#N/A"}},{"$f":"IF($E17051=DataInput!$B17050,DataInput!J17050,NA())","v":{"$error":"#N/A"}},{"$f":"IF($E17051=DataInput!$B17050,DataInput!K17050,NA())","v":{"$error":"#N/A"}},null,null,"  ",null,null,null,null,false,null,null,{"$error":"#N/A"},{"$error":"#N/A"},{"$error":"#N/A"},{"$error":"#N/A"},{"$error":"#N/A"},{"$error":"#N/A"},{"$error":"#N/A"},{"$error":"#N/A"},{"$error":"#N/A"},{"$error":"#N/A"}]
[null,{"$f":"IF(DataInput!B17081=$B$8,IF($B$9=$B$10,TRUE,IF(DataInput!E17081=$B$9,TRUE,FALSE)))","v":false},null,null,{"$f":"IF(B17082=TRUE,DataInput!B17081,NA())","v":{"$error":"#N/A"}},{"$f":"IF($E17082=DataInput!$B17081,DataInput!C17081,NA())","v":{"$error":"#N/A"}},{"$f":"IF($E17082=DataInput!$B17081,DataInput!D17081,NA())","v":{"$error":"#N/A"}},{"$f":"IF($E17082=DataInput!$B17081,DataInput!E17081,NA())","v":{"$error":"#N/A"}},{"$f":"IF($E17082=DataInput!$B17081,DataInput!F17081,NA())","v":{"$error":"#N/A"}},{"$f":"IF($E17082=DataInput!$B17081,DataInput!G17081,NA())","v":{"$error":"#N/A"}},{"$f":"IF($E17082=DataInput!$B17081,DataInput!H17081,NA())","v":{"$error":"#N/A"}},{"$f":"IF($E17082=DataInput!$B17081,DataInput!I17081,NA())","v":{"$error":"#N/A"}},{"$f":"IF($E17082=DataInput!$B17081,DataInput!J17081,NA())","v":{"$error":"#N/A"}},{"$f":"IF($E17082=DataInput!$B17081,DataInput!K17081,NA())","v":{"$error":"#N/A"}},null,null,"  ",null,null,null,null,false,null,null,{"$error":"#N/A"},{"$error":"#N/A"},{"$error":"#N/A"},{"$error":"#N/A"},{"$error":"#N/A"},{"$error":"#N/A"},{"$error":"#N/A"},{"$error":"#N/A"},{"$error":"#N/A"},{"$error":"#N/A"}]
[null,{"$f":"IF(DataInput!B17114=$B$8,IF($B$9=$B$10,TRUE,IF(DataInput!E17114=$B$9,TRUE,FALSE)))","v":false},null,null,{"$f":"IF(B17115=TRUE,DataInput!B17114,NA())","v":{"$error":"#N/A"}},{"$f":"IF($E17115=DataInput!$B17114,DataInput!C17114,NA())","v":{"$error":"#N/A"}},{"$f":"IF($E17115=DataInput!$B17114,DataInput!D17114,NA())","v":{"$error":"#N/A"}},{"$f":"IF($E17115=DataInput!$B17114,DataInput!E17114,NA())","v":{"$error":"#N/A"}},{"$f":"IF($E17115=DataInput!$B17114,DataInput!F17114,NA())","v":{"$error":"#N/A"}},{"$f":"IF($E17115=DataInput!$B17114,DataInput!G17114,NA())","v":{"$error":"#N/A"}},{"$f":"IF($E17115=DataInput!$B17114,DataInput!H17114,NA())","v":{"$error":"#N/A"}},{"$f":"IF($E17115=DataInput!$B17114,DataInput!I17114,NA())","v":{"$error":"#N/A"}},{"$f":"IF($E17115=DataInput!$B17114,DataInput!J17114,NA())","v":{"$error":"#N/A"}},{"$f":"IF($E17115=DataInput!$B17114,DataInput!K17114,NA())","v":{"$error":"#N/A"}},null,null,"  ",null,null,null,null,false,null,null,{"$error":"#N/A"},{"$error":"#N/A"},{"$error":"#N/A"},{"$error":"#N/A"},{"$error":"#N/A"},{"$error":"#N/A"},{"$error":"#N/A"},{"$error":"#N/A"},{"$error":"#N/A"},{"$error":"#N/A"}]
[null,{"$f":"IF(DataInput!B17129=$B$8,IF($B$9=$B$10,TRUE,IF(DataInput!E17129=$B$9,TRUE,FALSE)))","v":false},null,null,{"$f":"IF(B17130=TRUE,DataInput!B17129,NA())","v":{"$error":"#N/A"}},{"$f":"IF($E17130=DataInput!$B17129,DataInput!C17129,NA())","v":{"$error":"#N/A"}},{"$f":"IF($E17130=DataInput!$B17129,DataInput!D17129,NA())","v":{"$error":"#N/A"}},{"$f":"IF($E17130=DataInput!$B17129,DataInput!E17129,NA())","v":{"$error":"#N/A"}},{"$f":"IF($E17130=DataInput!$B17129,DataInput!F17129,NA())","v":{"$error":"#N/A"}},{"$f":"IF($E17130=DataInput!$B17129,DataInput!G17129,NA())","v":{"$error":"#N/A"}},{"$f":"IF($E17130=DataInput!$B17129,DataInput!H17129,NA())","v":{"$error":"#N/A"}},{"$f":"IF($E17130=DataInput!$B17129,DataInput!I17129,NA())","v":{"$error":"#N/A"}},{"$f":"IF($E17130=DataInput!$B17129,DataInput!J17129,NA())","v":{"$error":"#N/A"}},{"$f":"IF($E17130=DataInput!$B17129,DataInput!K17129,NA())","v":{"$error":"#N/A"}},null,null,"  ",null,null,null,null,false,null,null,{"$error":"#N/A"},{"$error":"#N/A"},{"$error":"#N/A"},{"$error":"#N/A"},{"$error":"#N/A"},{"$error":"#N/A"},{"$error":"#N/A"},{"$error":"#N/A"},{"$error":"#N/A"},{"$error":"#N/A"}]
[null,{"$f":"IF(DataInput!B17160=$B$8,IF($B$9=$B$10,TRUE,IF(DataInput!E17160=$B$9,TRUE,FALSE)))","v":false},null,null,{"$f":"IF(B17161=TRUE,DataInput!B17160,NA())","v":{"$error":"#N/A"}},{"$f":"IF($E17161=DataInput!$B17160,DataInput!C17160,NA())","v":{"$error":"#N/A"}},{"$f":"IF($E17161=DataInput!$B17160,DataInput!D17160,NA())","v":{"$error":"#N/A"}},{"$f":"IF($E17161=DataInput!$B17160,DataInput!E17160,NA())","v":{"$error":"#N/A"}},{"$f":"IF($E17161=DataInput!$B17160,DataInput!F17160,NA())","v":{"$error":"#N/A"}},{"$f":"IF($E17161=DataInput!$B17160,DataInput!G17160,NA())","v":{"$error":"#N/A"}},{"$f":"IF($E17161=DataInput!$B17160,DataInput!H17160,NA())","v":{"$error":"#N/A"}},{"$f":"IF($E17161=DataInput!$B17160,DataInput!I17160,NA())","v":{"$error":"#N/A"}},{"$f":"IF($E17161=DataInput!$B17160,DataInput!J17160,NA())","v":{"$error":"#N/A"}},{"$f":"IF($E17161=DataInput!$B17160,DataInput!K17160,NA())","v":{"$error":"#N/A"}},null,null,"  ",null,null,null,null,false,null,null,{"$error":"#N/A"},{"$error":"#N/A"},{"$error":"#N/A"},{"$error":"#N/A"},{"$error":"#N/A"},{"$error":"#N/A"},{"$error":"#N/A"},{"$error":"#N/A"},{"$error":"#N/A"},{"$error":"#N/A"}]
[null,{"$f":"IF(DataInput!B17207=$B$8,IF($B$9=$B$10,TRUE,IF(DataInput!E17207=$B$9,TRUE,FALSE)))","v":false},null,null,{"$f":"IF(B17208=TRUE,DataInput!B17207,NA())","v":{"$error":"#N/A"}},{"$f":"IF($E17208=DataInput!$B17207,DataInput!C17207,NA())","v":{"$error":"#N/A"}},{"$f":"IF($E17208=DataInput!$B17207,DataInput!D17207,NA())","v":{"$error":"#N/A"}},{"$f":"IF($E17208=DataInput!$B17207,DataInput!E17207,NA())","v":{"$error":"#N/A"}},{"$f":"IF($E17208=DataInput!$B17207,DataInput!F17207,NA())","v":{"$error":"#N/A"}},{"$f":"IF($E17208=DataInput!$B17207,DataInput!G17207,NA())","v":{"$error":"#N/A"}},{"$f":"IF($E17208=DataInput!$B17207,DataInput!H17207,NA())","v":{"$error":"#N/A"}},{"$f":"IF($E17208=DataInput!$B17207,DataInput!I17207,NA())","v":{"$error":"#N/A"}},{"$f":"IF($E17208=DataInput!$B17207,DataInput!J17207,NA())","v":{"$error":"#N/A"}},{"$f":"IF($E17208=DataInput!$B17207,DataInput!K17207,NA())","v":{"$error":"#N/A"}},null,null,"  ",null,null,null,null,false,null,null,{"$error":"#N/A"},{"$error":"#N/A"},{"$error":"#N/A"},{"$error":"#N/A"},{"$error":"#N/A"},{"$error":"#N/A"},{"$error":"#N/A"},{"$error":"#N/A"},{"$error":"#N/A"},{"$error":"#N/A"}]
[null,{"$f":"IF(DataInput!B17241=$B$8,IF($B$9=$B$10,TRUE,IF(DataInput!E17241=$B$9,TRUE,FALSE)))","v":false},null,null,{"$f":"IF(B17242=TRUE,DataInput!B17241,NA())","v":{"$error":"#N/A"}},{"$f":"IF($E17242=DataInput!$B17241,DataInput!C17241,NA())","v":{"$error":"#N/A"}},{"$f":"IF($E17242=DataInput!$B17241,DataInput!D17241,NA())","v":{"$error":"#N/A"}},{"$f":"IF($E17242=DataInput!$B17241,DataInput!E17241,NA())","v":{"$error":"#N/A"}},{"$f":"IF($E17242=DataInput!$B17241,DataInput!F17241,NA())","v":{"$error":"#N/A"}},{"$f":"IF($E17242=DataInput!$B17241,DataInput!G17241,NA())","v":{"$error":"#N/A"}},{"$f":"IF($E17242=DataInput!$B17241,DataInput!H17241,NA())","v":{"$error":"#N/A"}},{"$f":"IF($E17242=DataInput!$B17241,DataInput!I17241,NA())","v":{"$error":"#N/A"}},{"$f":"IF($E17242=DataInput!$B17241,DataInput!J17241,NA())","v":{"$error":"#N/A"}},{"$f":"IF($E17242=DataInput!$B17241,DataInput!K17241,NA())","v":{"$error":"#N/A"}},null,null,"  ",null,null,null,null,false,null,null,{"$error":"#N/A"},{"$error":"#N/A"},{"$error":"#N/A"},{"$error":"#N/A"},{"$error":"#N/A"},{"$error":"#N/A"},{"$error":"#N/A"},{"$error":"#N/A"},{"$error":"#N/A"},{"$error":"#N/A"}]
[null,{"$f":"IF(DataInput!B17268=$B$8,IF($B$9=$B$10,TRUE,IF(DataInput!E17268=$B$9,TRUE,FALSE)))","v":false},null,null,{"$f":"IF(B17269=TRUE,DataInput!B17268,NA())","v":{"$error":"#N/A"}},{"$f":"IF($E17269=DataInput!$B17268,DataInput!C17268,NA())","v":{"$error":"#N/A"}},{"$f":"IF($E17269=DataInput!$B17268,DataInput!D17268,NA())","v":{"$error":"#N/A"}},{"$f":"IF($E17269=DataInput!$B17268,DataInput!E17268,NA())","v":{"$error":"#N/A"}},{"$f":"IF($E17269=DataInput!$B17268,DataInput!F17268,NA())","v":{"$error":"#N/A"}},{"$f":"IF($E17269=DataInput!$B17268,DataInput!G17268,NA())","v":{"$error":"#N/A"}},{"$f":"IF($E17269=DataInput!$B17268,DataInput!H17268,NA())","v":{"$error":"#N/A"}},{"$f":"IF($E17269=DataInput!$B17268,DataInput!I17268,NA())","v":{"$error":"#N/A"}},{"$f":"IF($E17269=DataInput!$B17268,DataInput!J17268,NA())","v":{"$error":"#N/A"}},{"$f":"IF($E17269=DataInput!$B17268,DataInput!K17268,NA())","v":{"$error":"#N/A"}},null,null,"  ",null,null,null,null,false,null,null,{"$error":"#N/A"},{"$error":"#N/A"},{"$error":"#N/A"},{"$error":"#N/A"},{"$error":"#N/A"},{"$error":"#N/A"},{"$error":"#N/A"},{"$error":"#N/A"},{"$error":"#N/A"},{"$error":"#N/A"}]
[null,{"$f":"IF(DataInput!B17286=$B$8,IF($B$9=$B$10,TRUE,IF(DataInput!E17286=$B$9,TRUE,FALSE)))","v":false},null,null,{"$f":"IF(B17287=TRUE,DataInput!B17286,NA())","v":{"$error":"#N/A"}},{"$f":"IF($E17287=DataInput!$B17286,DataInput!C17286,NA())","v":{"$error":"#N/A"}},{"$f":"IF($E17287=DataInput!$B17286,DataInput!D17286,NA())","v":{"$error":"#N/A"}},{"$f":"IF($E17287=DataInput!$B17286,DataInput!E17286,NA())","v":{"$error":"#N/A"}},{"$f":"IF($E17287=DataInput!$B17286,DataInput!F17286,NA())","v":{"$error":"#N/A"}},{"$f":"IF($E17287=DataInput!$B17286,DataInput!G17286,NA())","v":{"$error":"#N/A"}},{"$f":"IF($E17287=DataInput!$B17286,DataInput!H17286,NA())","v":{"$error":"#N/A"}},{"$f":"IF($E17287=DataInput!$B17286,DataInput!I17286,NA())","v":{"$error":"#N/A"}},{"$f":"IF($E17287=DataInput!$B17286,DataInput!J17286,NA())","v":{"$error":"#N/A"}},{"$f":"IF($E17287=DataInput!$B17286,DataInput!K17286,NA())","v":{"$error":"#N/A"}},null,null,"  ",null,null,null,null,false,null,null,{"$error":"#N/A"},{"$error":"#N/A"},{"$error":"#N/A"},{"$error":"#N/A"},{"$error":"#N/A"},{"$error":"#N/A"},{"$error":"#N/A"},{"$error":"#N/A"},{"$error":"#N/A"},{"$error":"#N/A"}]
[null,{"$f":"IF(DataInput!B17317=$B$8,IF($B$9=$B$10,TRUE,IF(DataInput!E17317=$B$9,TRUE,FALSE)))","v":false},null,null,{"$f":"IF(B17318=TRUE,DataInput!B17317,NA())","v":{"$error":"#N/A"}},{"$f":"IF($E17318=DataInput!$B17317,DataInput!C17317,NA())","v":{"$error":"#N/A"}},{"$f":"IF($E17318=DataInput!$B17317,DataInput!D17317,NA())","v":{"$error":"#N/A"}},{"$f":"IF($E17318=DataInput!$B17317,DataInput!E17317,NA())","v":{"$error":"#N/A"}},{"$f":"IF($E17318=DataInput!$B17317,DataInput!F17317,NA())","v":{"$error":"#N/A"}},{"$f":"IF($E17318=DataInput!$B17317,DataInput!G17317,NA())","v":{"$error":"#N/A"}},{"$f":"IF($E17318=DataInput!$B17317,DataInput!H17317,NA())","v":{"$error":"#N/A"}},{"$f":"IF($E17318=DataInput!$B17317,DataInput!I17317,NA())","v":{"$error":"#N/A"}},{"$f":"IF($E17318=DataInput!$B17317,DataInput!J17317,NA())","v":{"$error":"#N/A"}},{"$f":"IF($E17318=DataInput!$B17317,DataInput!K17317,NA())","v":{"$error":"#N/A"}},null,null,"  ",null,null,null,null,false,null,null,{"$error":"#N/A"},{"$error":"#N/A"},{"$error":"#N/A"},{"$error":"#N/A"},{"$error":"#N/A"},{"$error":"#N/A"},{"$error":"#N/A"},{"$error":"#N/A"},{"$error":"#N/A"},{"$error":"#N/A"}]
[null,{"$f":"IF(DataInput!B17336=$B$8,IF($B$9=$B$10,TRUE,IF(DataInput!E17336=$B$9,TRUE,FALSE)))","v":false},null,null,{"$f":"IF(B17337=TRUE,DataInput!B17336,NA())","v":{"$error":"#N/A"}},{"$f":"IF($E17337=DataInput!$B17336,DataInput!C17336,NA())","v":{"$error":"#N/A"}},{"$f":"IF($E17337=DataInput!$B17336,DataInput!D17336,NA())","v":{"$error":"#N/A"}},{"$f":"IF($E17337=DataInput!$B17336,DataInput!E17336,NA())","v":{"$error":"#N/A"}},{"$f":"IF($E17337=DataInput!$B17336,DataInput!F17336,NA())","v":{"$error":"#N/A"}},{"$f":"IF($E17337=DataInput!$B17336,DataInput!G17336,NA())","v":{"$error":"#N/A"}},{"$f":"IF($E17337=DataInput!$B17336,DataInput!H17336,NA())","v":{"$error":"#N/A"}},{"$f":"IF($E17337=DataInput!$B17336,DataInput!I17336,NA())","v":{"$error":"#N/A"}},{"$f":"IF($E17337=DataInput!$B17336,DataInput!J17336,NA())","v":{"$error":"#N/A"}},{"$f":"IF($E17337=DataInput!$B17336,DataInput!K17336,NA())","v":{"$error":"#N/A"}},null,null,"  ",null,null,null,null,false,null,null,{"$error":"#N/A"},{"$error":"#N/A"},{"$error":"#N/A"},{"$error":"#N/A"},{"$error":"#N/A"},{"$error":"#N/A"},{"$error":"#N/A"},{"$error":"#N/A"},{"$error":"#N/A"},{"$error":"#N/A"}]
[null,{"$f":"IF(DataInput!B17365=$B$8,IF($B$9=$B$10,TRUE,IF(DataInput!E17365=$B$9,TRUE,FALSE)))","v":false},null,null,{"$f":"IF(B17366=TRUE,DataInput!B17365,NA())","v":{"$error":"#N/A"}},{"$f":"IF($E17366=DataInput!$B17365,DataInput!C17365,NA())","v":{"$error":"#N/A"}},{"$f":"IF($E17366=DataInput!$B17365,DataInput!D17365,NA())","v":{"$error":"#N/A"}},{"$f":"IF($E17366=DataInput!$B17365,DataInput!E17365,NA())","v":{"$error":"#N/A"}},{"$f":"IF($E17366=DataInput!$B17365,DataInput!F17365,NA())","v":{"$error":"#N/A"}},{"$f":"IF($E17366=DataInput!$B17365,DataInput!G17365,NA())","v":{"$error":"#N/A"}},{"$f":"IF($E17366=DataInput!$B17365,DataInput!H17365,NA())","v":{"$error":"#N/A"}},{"$f":"IF($E17366=DataInput!$B17365,DataInput!I17365,NA())","v":{"$error":"#N/A"}},{"$f":"IF($E17366=DataInput!$B17365,DataInput!J17365,NA())","v":{"$error":"#N/A"}},{"$f":"IF($E17366=DataInput!$B17365,DataInput!K17365,NA())","v":{"$error":"#N/A"}},null,null,"  ",null,null,null,null,false,null,null,{"$error":"#N/A"},{"$error":"#N/A"},{"$error":"#N/A"},{"$error":"#N/A"},{"$error":"#N/A"},{"$error":"#N/A"},{"$error":"#N/A"},{"$error":"#N/A"},{"$error":"#N/A"},{"$error":"#N/A"}]
[null,{"$f":"IF(DataInput!B17396=$B$8,IF($B$9=$B$10,TRUE,IF(DataInput!E17396=$B$9,TRUE,FALSE)))","v":false},null,null,{"$f":"IF(B17397=TRUE,DataInput!B17396,NA())","v":{"$error":"#N/A"}},{"$f":"IF($E17397=DataInput!$B17396,DataInput!C17396,NA())","v":{"$error":"#N/A"}},{"$f":"IF($E17397=DataInput!$B17396,DataInput!D17396,NA())","v":{"$error":"#N/A"}},{"$f":"IF($E17397=DataInput!$B17396,DataInput!E17396,NA())","v":{"$error":"#N/A"}},{"$f":"IF($E17397=DataInput!$B17396,DataInput!F17396,NA())","v":{"$error":"#N/A"}},{"$f":"IF($E17397=DataInput!$B17396,DataInput!G17396,NA())","v":{"$error":"#N/A"}},{"$f":"IF($E17397=DataInput!$B17396,DataInput!H17396,NA())","v":{"$error":"#N/A"}},{"$f":"IF($E17397=DataInput!$B17396,DataInput!I17396,NA())","v":{"$error":"#N/A"}},{"$f":"IF($E17397=DataInput!$B17396,DataInput!J17396,NA())","v":{"$error":"#N/A"}},{"$f":"IF($E17397=DataInput!$B17396,DataInput!K17396,NA())","v":{"$error":"#N/A"}},null,null,"  ",null,null,null,null,false,null,null,{"$error":"#N/A"},{"$error":"#N/A"},{"$error":"#N/A"},{"$error":"#N/A"},{"$error":"#N/A"},{"$error":"#N/A"},{"$error":"#N/A"},{"$error":"#N/A"},{"$error":"#N/A"},{"$error":"#N/A"}]
[null,{"$f":"IF(DataInput!B17443=$B$8,IF($B$9=$B$10,TRUE,IF(DataInput!E17443=$B$9,TRUE,FALSE)))","v":false},null,null,{"$f":"IF(B17444=TRUE,DataInput!B17443,NA())","v":{"$error":"#N/A"}},{"$f":"IF($E17444=DataInput!$B17443,DataInput!C17443,NA())","v":{"$error":"#N/A"}},{"$f":"IF($E17444=DataInput!$B17443,DataInput!D17443,NA())","v":{"$error":"#N/A"}},{"$f":"IF($E17444=DataInput!$B17443,DataInput!E17443,NA())","v":{"$error":"#N/A"}},{"$f":"IF($E17444=DataInput!$B17443,DataInput!F17443,NA())","v":{"$error":"#N/A"}},{"$f":"IF($E17444=DataInput!$B17443,DataInput!G17443,NA())","v":{"$error":"#N/A"}},{"$f":"IF($E17444=DataInput!$B17443,DataInput!H17443,NA())","v":{"$error":"#N/A"}},{"$f":"IF($E17444=DataInput!$B17443,DataInput!I17443,NA())","v":{"$error":"#N/A"}},{"$f":"IF($E17444=DataInput!$B17443,DataInput!J17443,NA())","v":{"$error":"#N/A"}},{"$f":"IF($E17444=DataInput!$B17443,DataInput!K17443,NA())","v":{"$error":"#N/A"}},null,null,"  ",null,null,null,null,false,null,null,{"$error":"#N/A"},{"$error":"#N/A"},{"$error":"#N/A"},{"$error":"#N/A"},{"$error":"#N/A"},{"$error":"#N/A"},{"$error":"#N/A"},{"$error":"#N/A"},{"$error":"#N/A"},{"$error":"#N/A"}]
[null,{"$f":"IF(DataInput!B17463=$B$8,IF($B$9=$B$10,TRUE,IF(DataInput!E17463=$B$9,TRUE,FALSE)))","v":false},null,null,{"$f":"IF(B17464=TRUE,DataInput!B17463,NA())","v":{"$error":"#N/A"}},{"$f":"IF($E17464=DataInput!$B17463,DataInput!C17463,NA())","v":{"$error":"#N/A"}},{"$f":"IF($E17464=DataInput!$B17463,DataInput!D17463,NA())","v":{"$error":"#N/A"}},{"$f":"IF($E17464=DataInput!$B17463,DataInput!E17463,NA())","v":{"$error":"#N/A"}},{"$f":"IF($E17464=DataInput!$B17463,DataInput!F17463,NA())","v":{"$error":"#N/A"}},{"$f":"IF($E17464=DataInput!$B17463,DataInput!G17463,NA())","v":{"$error":"#N/A"}},{"$f":"IF($E17464=DataInput!$B17463,DataInput!H17463,NA())","v":{"$error":"#N/A"}},{"$f":"IF($E17464=DataInput!$B17463,DataInput!I17463,NA())","v":{"$error":"#N/A"}},{"$f":"IF($E17464=DataInput!$B17463,DataInput!J17463,NA())","v":{"$error":"#N/A"}},{"$f":"IF($E17464=DataInput!$B17463,DataInput!K17463,NA())","v":{"$error":"#N/A"}},null,null,"  ",null,null,null,null,false,null,null,{"$error":"#N/A"},{"$error":"#N/A"},{"$error":"#N/A"},{"$error":"#N/A"},{"$error":"#N/A"},{"$error":"#N/A"},{"$error":"#N/A"},{"$error":"#N/A"},{"$error":"#N/A"},{"$error":"#N/A"}]
[null,{"$f":"IF(DataInput!B17475=$B$8,IF($B$9=$B$10,TRUE,IF(DataInput!E17475=$B$9,TRUE,FALSE)))","v":false},null,null,{"$f":"IF(B17476=TRUE,DataInput!B17475,NA())","v":{"$error":"#N/A"}},{"$f":"IF($E17476=DataInput!$B17475,DataInput!C17475,NA())","v":{"$error":"#N/A"}},{"$f":"IF($E17476=DataInput!$B17475,DataInput!D17475,NA())","v":{"$error":"#N/A"}},{"$f":"IF($E17476=DataInput!$B17475,DataInput!E17475,NA())","v":{"$error":"#N/A"}},{"$f":"IF($E17476=DataInput!$B17475,DataInput!F17475,NA())","v":{"$error":"#N/A"}},{"$f":"IF($E17476=DataInput!$B17475,DataInput!G17475,NA())","v":{"$error":"#N/A"}},{"$f":"IF($E17476=DataInput!$B17475,DataInput!H17475,NA())","v":{"$error":"#N/A"}},{"$f":"IF($E17476=DataInput!$B17475,DataInput!I17475,NA())","v":{"$error":"#N/A"}},{"$f":"IF($E17476=DataInput!$B17475,DataInput!J17475,NA())","v":{"$error":"#N/A"}},{"$f":"IF($E17476=DataInput!$B17475,DataInput!K17475,NA())","v":{"$error":"#N/A"}},null,null,"  ",null,null,null,null,false,null,null,{"$error":"#N/A"},{"$error":"#N/A"},{"$error":"#N/A"},{"$error":"#N/A"},{"$error":"#N/A"},{"$error":"#N/A"},{"$error":"#N/A"},{"$error":"#N/A"},{"$error":"#N/A"},{"$error":"#N/A"}]
[null,{"$f":"IF(DataInput!B17522=$B$8,IF($B$9=$B$10,TRUE,IF(DataInput!E17522=$B$9,TRUE,FALSE)))","v":false},null,null,{"$f":"IF(B17523=TRUE,DataInput!B17522,NA())","v":{"$error":"#N/A"}},{"$f":"IF($E17523=DataInput!$B17522,DataInput!C17522,NA())","v":{"$error":"#N/A"}},{"$f":"IF($E17523=DataInput!$B17522,DataInput!D17522,NA())","v":{"$error":"#N/A"}},{"$f":"IF($E17523=DataInput!$B17522,DataInput!E17522,NA())","v":{"$error":"#N/A"}},{"$f":"IF($E17523=DataInput!$B17522,DataInput!F17522,NA())","v":{"$error":"#N/A"}},{"$f":"IF($E17523=DataInput!$B17522,DataInput!G17522,NA())","v":{"$error":"#N/A"}},{"$f":"IF($E17523=DataInput!$B17522,DataInput!H17522,NA())","v":{"$error":"#N/A"}},{"$f":"IF($E17523=DataInput!$B17522,DataInput!I17522,NA())","v":{"$error":"#N/A"}},{"$f":"IF($E17523=DataInput!$B17522,DataInput!J17522,NA())","v":{"$error":"#N/A"}},{"$f":"IF($E17523=DataInput!$B17522,DataInput!K17522,NA())","v":{"$error":"#N/A"}},null,null,"  ",null,null,null,null,false,null,null,{"$error":"#N/A"},{"$error":"#N/A"},{"$error":"#N/A"},{"$error":"#N/A"},{"$error":"#N/A"},{"$error":"#N/A"},{"$error":"#N/A"},{"$error":"#N/A"},{"$error":"#N/A"},{"$error":"#N/A"}]
[null,{"$f":"IF(DataInput!B17553=$B$8,IF($B$9=$B$10,TRUE,IF(DataInput!E17553=$B$9,TRUE,FALSE)))","v":false},null,null,{"$f":"IF(B17554=TRUE,DataInput!B17553,NA())","v":{"$error":"#N/A"}},{"$f":"IF($E17554=DataInput!$B17553,DataInput!C17553,NA())","v":{"$error":"#N/A"}},{"$f":"IF($E17554=DataInput!$B17553,DataInput!D17553,NA())","v":{"$error":"#N/A"}},{"$f":"IF($E17554=DataInput!$B17553,DataInput!E17553,NA())","v":{"$error":"#N/A"}},{"$f":"IF($E17554=DataInput!$B17553,DataInput!F17553,NA())","v":{"$error":"#N/A"}},{"$f":"IF($E17554=DataInput!$B17553,DataInput!G17553,NA())","v":{"$error":"#N/A"}},{"$f":"IF($E17554=DataInput!$B17553,DataInput!H17553,NA())","v":{"$error":"#N/A"}},{"$f":"IF($E17554=DataInput!$B17553,DataInput!I17553,NA())","v":{"$error":"#N/A"}},{"$f":"IF($E17554=DataInput!$B17553,DataInput!J17553,NA())","v":{"$error":"#N/A"}},{"$f":"IF($E17554=DataInput!$B17553,DataInput!K17553,NA())","v":{"$error":"#N/A"}},null,null,"  ",null,null,null,null,false,null,null,{"$error":"#N/A"},{"$error":"#N/A"},{"$error":"#N/A"},{"$error":"#N/A"},{"$error":"#N/A"},{"$error":"#N/A"},{"$error":"#N/A"},{"$error":"#N/A"},{"$error":"#N/A"},{"$error":"#N/A"}]
[null,{"$f":"IF(DataInput!B17562=$B$8,IF($B$9=$B$10,TRUE,IF(DataInput!E17562=$B$9,TRUE,FALSE)))","v":false},null,null,{"$f":"IF(B17563=TRUE,DataInput!B17562,NA())","v":{"$error":"#N/A"}},{"$f":"IF($E17563=DataInput!$B17562,DataInput!C17562,NA())","v":{"$error":"#N/A"}},{"$f":"IF($E17563=DataInput!$B17562,DataInput!D17562,NA())","v":{"$error":"#N/A"}},{"$f":"IF($E17563=DataInput!$B17562,DataInput!E17562,NA())","v":{"$error":"#N/A"}},{"$f":"IF($E17563=DataInput!$B17562,DataInput!F17562,NA())","v":{"$error":"#N/A"}},{"$f":"IF($E17563=DataInput!$B17562,DataInput!G17562,NA())","v":{"$error":"#N/A"}},{"$f":"IF($E17563=DataInput!$B17562,DataInput!H17562,NA())","v":{"$error":"#N/A"}},{"$f":"IF($E17563=DataInput!$B17562,DataInput!I17562,NA())","v":{"$error":"#N/A"}},{"$f":"IF($E17563=DataInput!$B17562,DataInput!J17562,NA())","v":{"$error":"#N/A"}},{"$f":"IF($E17563=DataInput!$B17562,DataInput!K17562,NA())","v":{"$error":"#N/A"}},null,null,"  ",null,null,null,null,false,null,null,{"$error":"#N/A"},{"$error":"#N/A"},{"$error":"#N/A"},{"$error":"#N/A"},{"$error":"#N/A"},{"$error":"#N/A"},{"$error":"#N/A"},{"$error":"#N/A"},{"$error":"#N/A"},{"$error":"#N/A"}]
[null,{"$f":"IF(DataInput!B17601=$B$8,IF($B$9=$B$10,TRUE,IF(DataInput!E17601=$B$9,TRUE,FALSE)))","v":false},null,null,{"$f":"IF(B17602=TRUE,DataInput!B17601,NA())","v":{"$error":"#N/A"}},{"$f":"IF($E17602=DataInput!$B17601,DataInput!C17601,NA())","v":{"$error":"#N/A"}},{"$f":"IF($E17602=DataInput!$B17601,DataInput!D17601,NA())","v":{"$error":"#N/A"}},{"$f":"IF($E17602=DataInput!$B17601,DataInput!E17601,NA())","v":{"$error":"#N/A"}},{"$f":"IF($E17602=DataInput!$B17601,DataInput!F17601,NA())","v":{"$error":"#N/A"}},{"$f":"IF($E17602=DataInput!$B17601,DataInput!G17601,NA())","v":{"$error":"#N/A"}},{"$f":"IF($E17602=DataInput!$B17601,DataInput!H17601,NA())","v":{"$error":"#N/A"}},{"$f":"IF($E17602=DataInput!$B17601,DataInput!I17601,NA())","v":{"$error":"#N/A"}},{"$f":"IF($E17602=DataInput!$B17601,DataInput!J17601,NA())","v":{"$error":"#N/A"}},{"$f":"IF($E17602=DataInput!$B17601,DataInput!K17601,NA())","v":{"$error":"#N/A"}},null,null,"  ",null,null,null,null,false,null,null,{"$error":"#N/A"},{"$error":"#N/A"},{"$error":"#N/A"},{"$error":"#N/A"},{"$error":"#N/A"},{"$error":"#N/A"},{"$error":"#N/A"},{"$error":"#N/A"},{"$error":"#N/A"},{"$error":"#N/A"}]
[null,{"$f":"IF(DataInput!B17632=$B$8,IF($B$9=$B$10,TRUE,IF(DataInput!E17632=$B$9,TRUE,FALSE)))","v":false},null,null,{"$f":"IF(B17633=TRUE,DataInput!B17632,NA())","v":{"$error":"#N/A"}},{"$f":"IF($E17633=DataInput!$B17632,DataInput!C17632,NA())","v":{"$error":"#N/A"}},{"$f":"IF($E17633=DataInput!$B17632,DataInput!D17632,NA())","v":{"$error":"#N/A"}},{"$f":"IF($E17633=DataInput!$B17632,DataInput!E17632,NA())","v":{"$error":"#N/A"}},{"$f":"IF($E17633=DataInput!$B17632,DataInput!F17632,NA())","v":{"$error":"#N/A"}},{"$f":"IF($E17633=DataInput!$B17632,DataInput!G17632,NA())","v":{"$error":"#N/A"}},{"$f":"IF($E17633=DataInput!$B17632,DataInput!H17632,NA())","v":{"$error":"#N/A"}},{"$f":"IF($E17633=DataInput!$B17632,DataInput!I17632,NA())","v":{"$error":"#N/A"}},{"$f":"IF($E17633=DataInput!$B17632,DataInput!J17632,NA())","v":{"$error":"#N/A"}},{"$f":"IF($E17633=DataInput!$B17632,DataInput!K17632,NA())","v":{"$error":"#N/A"}},null,null,"  ",null,null,null,null,false,null,null,{"$error":"#N/A"},{"$error":"#N/A"},{"$error":"#N/A"},{"$error":"#N/A"},{"$error":"#N/A"},{"$error":"#N/A"},{"$error":"#N/A"},{"$error":"#N/A"},{"$error":"#N/A"},{"$error":"#N/A"}]
[null,{"$f":"IF(DataInput!B17650=$B$8,IF($B$9=$B$10,TRUE,IF(DataInput!E17650=$B$9,TRUE,FALSE)))","v":false},null,null,{"$f":"IF(B17651=TRUE,DataInput!B17650,NA())","v":{"$error":"#N/A"}},{"$f":"IF($E17651=DataInput!$B17650,DataInput!C17650,NA())","v":{"$error":"#N/A"}},{"$f":"IF($E17651=DataInput!$B17650,DataInput!D17650,NA())","v":{"$error":"#N/A"}},{"$f":"IF($E17651=DataInput!$B17650,DataInput!E17650,NA())","v":{"$error":"#N/A"}},{"$f":"IF($E17651=DataInput!$B17650,DataInput!F17650,NA())","v":{"$error":"#N/A"}},{"$f":"IF($E17651=DataInput!$B17650,DataInput!G17650,NA())","v":{"$error":"#N/A"}},{"$f":"IF($E17651=DataInput!$B17650,DataInput!H17650,NA())","v":{"$error":"#N/A"}},{"$f":"IF($E17651=DataInput!$B17650,DataInput!I17650,NA())","v":{"$error":"#N/A"}},{"$f":"IF($E17651=DataInput!$B17650,DataInput!J17650,NA())","v":{"$error":"#N/A"}},{"$f":"IF($E17651=DataInput!$B17650,DataInput!K17650,NA())","v":{"$error":"#N/A"}},null,null,"  ",null,null,null,null,false,null,null,{"$error":"#N/A"},{"$error":"#N/A"},{"$error":"#N/A"},{"$error":"#N/A"},{"$error":"#N/A"},{"$error":"#N/A"},{"$error":"#N/A"},{"$error":"#N/A"},{"$error":"#N/A"},{"$error":"#N/A"}]
[null,{"$f":"IF(DataInput!B17685=$B$8,IF($B$9=$B$10,TRUE,IF(DataInput!E17685=$B$9,TRUE,FALSE)))","v":false},null,null,{"$f":"IF(B17686=TRUE,DataInput!B17685,NA())","v":{"$error":"#N/A"}},{"$f":"IF($E17686=DataInput!$B17685,DataInput!C17685,NA())","v":{"$error":"#N/A"}},{"$f":"IF($E17686=DataInput!$B17685,DataInput!D17685,NA())","v":{"$error":"#N/A"}},{"$f":"IF($E17686=DataInput!$B17685,DataInput!E17685,NA())","v":{"$error":"#N/A"}},{"$f":"IF($E17686=DataInput!$B17685,DataInput!F17685,NA())","v":{"$error":"#N/A"}},{"$f":"IF($E17686=DataInput!$B17685,DataInput!G17685,NA())","v":{"$error":"#N/A"}},{"$f":"IF($E17686=DataInput!$B17685,DataInput!H17685,NA())","v":{"$error":"#N/A"}},{"$f":"IF($E17686=DataInput!$B17685,DataInput!I17685,NA())","v":{"$error":"#N/A"}},{"$f":"IF($E17686=DataInput!$B17685,DataInput!J17685,NA())","v":{"$error":"#N/A"}},{"$f":"IF($E17686=DataInput!$B17685,DataInput!K17685,NA())","v":{"$error":"#N/A"}},null,null,"  ",null,null,null,null,false,null,null,{"$error":"#N/A"},{"$error":"#N/A"},{"$error":"#N/A"},{"$error":"#N/A"},{"$error":"#N/A"},{"$error":"#N/A"},{"$error":"#N/A"},{"$error":"#N/A"},{"$error":"#N/A"},{"$error":"#N/A"}]
[null,{"$f":"IF(DataInput!B17711=$B$8,IF($B$9=$B$10,TRUE,IF(DataInput!E17711=$B$9,TRUE,FALSE)))","v":false},null,null,{"$f":"IF(B17712=TRUE,DataInput!B17711,NA())","v":{"$error":"#N/A"}},{"$f":"IF($E17712=DataInput!$B17711,DataInput!C17711,NA())","v":{"$error":"#N/A"}},{"$f":"IF($E17712=DataInput!$B17711,DataInput!D17711,NA())","v":{"$error":"#N/A"}},{"$f":"IF($E17712=DataInput!$B17711,DataInput!E17711,NA())","v":{"$error":"#N/A"}},{"$f":"IF($E17712=DataInput!$B17711,DataInput!F17711,NA())","v":{"$error":"#N/A"}},{"$f":"IF($E17712=DataInput!$B17711,DataInput!G17711,NA())","v":{"$error":"#N/A"}},{"$f":"IF($E17712=DataInput!$B17711,DataInput!H17711,NA())","v":{"$error":"#N/A"}},{"$f":"IF($E17712=DataInput!$B17711,DataInput!I17711,NA())","v":{"$error":"#N/A"}},{"$f":"IF($E17712=DataInput!$B17711,DataInput!J17711,NA())","v":{"$error":"#N/A"}},{"$f":"IF($E17712=DataInput!$B17711,DataInput!K17711,NA())","v":{"$error":"#N/A"}},null,null,"  ",null,null,null,null,false,null,null,{"$error":"#N/A"},{"$error":"#N/A"},{"$error":"#N/A"},{"$error":"#N/A"},{"$error":"#N/A"},{"$error":"#N/A"},{"$error":"#N/A"},{"$error":"#N/A"},{"$error":"#N/A"},{"$error":"#N/A"}]
[null,{"$f":"IF(DataInput!B17758=$B$8,IF($B$9=$B$10,TRUE,IF(DataInput!E17758=$B$9,TRUE,FALSE)))","v":false},null,null,{"$f":"IF(B17759=TRUE,DataInput!B17758,NA())","v":{"$error":"#N/A"}},{"$f":"IF($E17759=DataInput!$B17758,DataInput!C17758,NA())","v":{"$error":"#N/A"}},{"$f":"IF($E17759=DataInput!$B17758,DataInput!D17758,NA())","v":{"$error":"#N/A"}},{"$f":"IF($E17759=DataInput!$B17758,DataInput!E17758,NA())","v":{"$error":"#N/A"}},{"$f":"IF($E17759=DataInput!$B17758,DataInput!F17758,NA())","v":{"$error":"#N/A"}},{"$f":"IF($E17759=DataInput!$B17758,DataInput!G17758,NA())","v":{"$error":"#N/A"}},{"$f":"IF($E17759=DataInput!$B17758,DataInput!H17758,NA())","v":{"$error":"#N/A"}},{"$f":"IF($E17759=DataInput!$B17758,DataInput!I17758,NA())","v":{"$error":"#N/A"}},{"$f":"IF($E17759=DataInput!$B17758,DataInput!J17758,NA())","v":{"$error":"#N/A"}},{"$f":"IF($E17759=DataInput!$B17758,DataInput!K17758,NA())","v":{"$error":"#N/A"}},null,null,"  ",null,null,null,null,false,null,null,{"$error":"#N/A"},{"$error":"#N/A"},{"$error":"#N/A"},{"$error":"#N/A"},{"$error":"#N/A"},{"$error":"#N/A"},{"$error":"#N/A"},{"$error":"#N/A"},{"$error":"#N/A"},{"$error":"#N/A"}]
[null,{"$f":"IF(DataInput!B17789=$B$8,IF($B$9=$B$10,TRUE,IF(DataInput!E17789=$B$9,TRUE,FALSE)))","v":false},null,null,{"$f":"IF(B17790=TRUE,DataInput!B17789,NA())","v":{"$error":"#N/A"}},{"$f":"IF($E17790=DataInput!$B17789,DataInput!C17789,NA())","v":{"$error":"#N/A"}},{"$f":"IF($E17790=DataInput!$B17789,DataInput!D17789,NA())","v":{"$error":"#N/A"}},{"$f":"IF($E17790=DataInput!$B17789,DataInput!E17789,NA())","v":{"$error":"#N/A"}},{"$f":"IF($E17790=DataInput!$B17789,DataInput!F17789,NA())","v":{"$error":"#N/A"}},{"$f":"IF($E17790=DataInput!$B17789,DataInput!G17789,NA())","v":{"$error":"#N/A"}},{"$f":"IF($E17790=DataInput!$B17789,DataInput!H17789,NA())","v":{"$error":"#N/A"}},{"$f":"IF($E17790=DataInput!$B17789,DataInput!I17789,NA())","v":{"$error":"#N/A"}},{"$f":"IF($E17790=DataInput!$B17789,DataInput!J17789,NA())","v":{"$error":"#N/A"}},{"$f":"IF($E17790=DataInput!$B17789,DataInput!K17789,NA())","v":{"$error":"#N/A"}},null,null,"  ",null,null,null,null,false,null,null,{"$error":"#N/A"},{"$error":"#N/A"},{"$error":"#N/A"},{"$error":"#N/A"},{"$error":"#N/A"},{"$error":"#N/A"},{"$error":"#N/A"},{"$error":"#N/A"},{"$error":"#N/A"},{"$error":"#N/A"}]
[null,{"$f":"IF(DataInput!B17812=$B$8,IF($B$9=$B$10,TRUE,IF(DataInput!E17812=$B$9,TRUE,FALSE)))","v":false},null,null,{"$f":"IF(B17813=TRUE,DataInput!B17812,NA())","v":{"$error":"#N/A"}},{"$f":"IF($E17813=DataInput!$B17812,DataInput!C17812,NA())","v":{"$error":"#N/A"}},{"$f":"IF($E17813=DataInput!$B17812,DataInput!D17812,NA())","v":{"$error":"#N/A"}},{"$f":"IF($E17813=DataInput!$B17812,DataInput!E17812,NA())","v":{"$error":"#N/A"}},{"$f":"IF($E17813=DataInput!$B17812,DataInput!F17812,NA())","v":{"$error":"#N/A"}},{"$f":"IF($E17813=DataInput!$B17812,DataInput!G17812,NA())","v":{"$error":"#N/A"}},{"$f":"IF($E17813=DataInput!$B17812,DataInput!H17812,NA())","v":{"$error":"#N/A"}},{"$f":"IF($E17813=DataInput!$B17812,DataInput!I17812,NA())","v":{"$error":"#N/A"}},{"$f":"IF($E17813=DataInput!$B17812,DataInput!J17812,NA())","v":{"$error":"#N/A"}},{"$f":"IF($E17813=DataInput!$B17812,DataInput!K17812,NA())","v":{"$error":"#N/A"}},null,null,"  ",null,null,null,null,false,null,null,{"$error":"#N/A"},{"$error":"#N/A"},{"$error":"#N/A"},{"$error":"#N/A"},{"$error":"#N/A"},{"$error":"#N/A"},{"$error":"#N/A"},{"$error":"#N/A"},{"$error":"#N/A"},{"$error":"#N/A"}]
[null,{"$f":"IF(DataInput!B17837=$B$8,IF($B$9=$B$10,TRUE,IF(DataInput!E17837=$B$9,TRUE,FALSE)))","v":false},null,null,{"$f":"IF(B17838=TRUE,DataInput!B17837,NA())","v":{"$error":"#N/A"}},{"$f":"IF($E17838=DataInput!$B17837,DataInput!C17837,NA())","v":{"$error":"#N/A"}},{"$f":"IF($E17838=DataInput!$B17837,DataInput!D17837,NA())","v":{"$error":"#N/A"}},{"$f":"IF($E17838=DataInput!$B17837,DataInput!E17837,NA())","v":{"$error":"#N/A"}},{"$f":"IF($E17838=DataInput!$B17837,DataInput!F17837,NA())","v":{"$error":"#N/A"}},{"$f":"IF($E17838=DataInput!$B17837,DataInput!G17837,NA())","v":{"$error":"#N/A"}},{"$f":"IF($E17838=DataInput!$B17837,DataInput!H17837,NA())","v":{"$error":"#N/A"}},{"$f":"IF($E17838=DataInput!$B17837,DataInput!I17837,NA())","v":{"$error":"#N/A"}},{"$f":"IF($E17838=DataInput!$B17837,DataInput!J17837,NA())","v":{"$error":"#N/A"}},{"$f":"IF($E17838=DataInput!$B17837,DataInput!K17837,NA())","v":{"$error":"#N/A"}},null,null,"  ",null,null,null,null,false,null,null,{"$error":"#N/A"},{"$error":"#N/A"},{"$error":"#N/A"},{"$error":"#N/A"},{"$error":"#N/A"},{"$error":"#N/A"},{"$error":"#N/A"},{"$error":"#N/A"},{"$error":"#N/A"},{"$error":"#N/A"}]
[null,{"$f":"IF(DataInput!B17868=$B$8,IF($B$9=$B$10,TRUE,IF(DataInput!E17868=$B$9,TRUE,FALSE)))","v":false},null,null,{"$f":"IF(B17869=TRUE,DataInput!B17868,NA())","v":{"$error":"#N/A"}},{"$f":"IF($E17869=DataInput!$B17868,DataInput!C17868,NA())","v":{"$error":"#N/A"}},{"$f":"IF($E17869=DataInput!$B17868,DataInput!D17868,NA())","v":{"$error":"#N/A"}},{"$f":"IF($E17869=DataInput!$B17868,DataInput!E17868,NA())","v":{"$error":"#N/A"}},{"$f":"IF($E17869=DataInput!$B17868,DataInput!F17868,NA())","v":{"$error":"#N/A"}},{"$f":"IF($E17869=DataInput!$B17868,DataInput!G17868,NA())","v":{"$error":"#N/A"}},{"$f":"IF($E17869=DataInput!$B17868,DataInput!H17868,NA())","v":{"$error":"#N/A"}},{"$f":"IF($E17869=DataInput!$B17868,DataInput!I17868,NA())","v":{"$error":"#N/A"}},{"$f":"IF($E17869=DataInput!$B17868,DataInput!J17868,NA())","v":{"$error":"#N/A"}},{"$f":"IF($E17869=DataInput!$B17868,DataInput!K17868,NA())","v":{"$error":"#N/A"}},null,null,"  ",null,null,null,null,false,null,null,{"$error":"#N/A"},{"$error":"#N/A"},{"$error":"#N/A"},{"$error":"#N/A"},{"$error":"#N/A"},{"$error":"#N/A"},{"$error":"#N/A"},{"$error":"#N/A"},{"$error":"#N/A"},{"$error":"#N/A"}]
[null,{"$f":"IF(DataInput!B17886=$B$8,IF($B$9=$B$10,TRUE,IF(DataInput!E17886=$B$9,TRUE,FALSE)))","v":false},null,null,{"$f":"IF(B17887=TRUE,DataInput!B17886,NA())","v":{"$error":"#N/A"}},{"$f":"IF($E17887=DataInput!$B17886,DataInput!C17886,NA())","v":{"$error":"#N/A"}},{"$f":"IF($E17887=DataInput!$B17886,DataInput!D17886,NA())","v":{"$error":"#N/A"}},{"$f":"IF($E17887=DataInput!$B17886,DataInput!E17886,NA())","v":{"$error":"#N/A"}},{"$f":"IF($E17887=DataInput!$B17886,DataInput!F17886,NA())","v":{"$error":"#N/A"}},{"$f":"IF($E17887=DataInput!$B17886,DataInput!G17886,NA())","v":{"$error":"#N/A"}},{"$f":"IF($E17887=DataInput!$B17886,DataInput!H17886,NA())","v":{"$error":"#N/A"}},{"$f":"IF($E17887=DataInput!$B17886,DataInput!I17886,NA())","v":{"$error":"#N/A"}},{"$f":"IF($E17887=DataInput!$B17886,DataInput!J17886,NA())","v":{"$error":"#N/A"}},{"$f":"IF($E17887=DataInput!$B17886,DataInput!K17886,NA())","v":{"$error":"#N/A"}},null,null,"  ",null,null,null,null,false,null,null,{"$error":"#N/A"},{"$error":"#N/A"},{"$error":"#N/A"},{"$error":"#N/A"},{"$error":"#N/A"},{"$error":"#N/A"},{"$error":"#N/A"},{"$error":"#N/A"},{"$error":"#N/A"},{"$error":"#N/A"}]
[null,{"$f":"IF(DataInput!B17907=$B$8,IF($B$9=$B$10,TRUE,IF(DataInput!E17907=$B$9,TRUE,FALSE)))","v":false},null,null,{"$f":"IF(B17908=TRUE,DataInput!B17907,NA())","v":{"$error":"#N/A"}},{"$f":"IF($E17908=DataInput!$B17907,DataInput!C17907,NA())","v":{"$error":"#N/A"}},{"$f":"IF($E17908=DataInput!$B17907,DataInput!D17907,NA())","v":{"$error":"#N/A"}},{"$f":"IF($E17908=DataInput!$B17907,DataInput!E17907,NA())","v":{"$error":"#N/A"}},{"$f":"IF($E17908=DataInput!$B17907,DataInput!F17907,NA())","v":{"$error":"#N/A"}},{"$f":"IF($E17908=DataInput!$B17907,DataInput!G17907,NA())","v":{"$error":"#N/A"}},{"$f":"IF($E17908=DataInput!$B17907,DataInput!H17907,NA())","v":{"$error":"#N/A"}},{"$f":"IF($E17908=DataInput!$B17907,DataInput!I17907,NA())","v":{"$error":"#N/A"}},{"$f":"IF($E17908=DataInput!$B17907,DataInput!J17907,NA())","v":{"$error":"#N/A"}},{"$f":"IF($E17908=DataInput!$B17907,DataInput!K17907,NA())","v":{"$error":"#N/A"}},null,null,"  ",null,null,null,null,false,null,null,{"$error":"#N/A"},{"$error":"#N/A"},{"$error":"#N/A"},{"$error":"#N/A"},{"$error":"#N/A"},{"$error":"#N/A"},{"$error":"#N/A"},{"$error":"#N/A"},{"$error":"#N/A"},{"$error":"#N/A"}]
[null,{"$f":"IF(DataInput!B17947=$B$8,IF($B$9=$B$10,TRUE,IF(DataInput!E17947=$B$9,TRUE,FALSE)))","v":false},null,null,{"$f":"IF(B17948=TRUE,DataInput!B17947,NA())","v":{"$error":"#N/A"}},{"$f":"IF($E17948=DataInput!$B17947,DataInput!C17947,NA())","v":{"$error":"#N/A"}},{"$f":"IF($E17948=DataInput!$B17947,DataInput!D17947,NA())","v":{"$error":"#N/A"}},{"$f":"IF($E17948=DataInput!$B17947,DataInput!E17947,NA())","v":{"$error":"#N/A"}},{"$f":"IF($E17948=DataInput!$B17947,DataInput!F17947,NA())","v":{"$error":"#N/A"}},{"$f":"IF($E17948=DataInput!$B17947,DataInput!G17947,NA())","v":{"$error":"#N/A"}},{"$f":"IF($E17948=DataInput!$B17947,DataInput!H17947,NA())","v":{"$error":"#N/A"}},{"$f":"IF($E17948=DataInput!$B17947,DataInput!I17947,NA())","v":{"$error":"#N/A"}},{"$f":"IF($E17948=DataInput!$B17947,DataInput!J17947,NA())","v":{"$error":"#N/A"}},{"$f":"IF($E17948=DataInput!$B17947,DataInput!K17947,NA())","v":{"$error":"#N/A"}},null,null,"  ",null,null,null,null,false,null,null,{"$error":"#N/A"},{"$error":"#N/A"},{"$error":"#N/A"},{"$error":"#N/A"},{"$error":"#N/A"},{"$error":"#N/A"},{"$error":"#N/A"},{"$error":"#N/A"},{"$error":"#N/A"},{"$error":"#N/A"}]
[null,{"$f":"IF(DataInput!B17965=$B$8,IF($B$9=$B$10,TRUE,IF(DataInput!E17965=$B$9,TRUE,FALSE)))","v":false},null,null,{"$f":"IF(B17966=TRUE,DataInput!B17965,NA())","v":{"$error":"#N/A"}},{"$f":"IF($E17966=DataInput!$B17965,DataInput!C17965,NA())","v":{"$error":"#N/A"}},{"$f":"IF($E17966=DataInput!$B17965,DataInput!D17965,NA())","v":{"$error":"#N/A"}},{"$f":"IF($E17966=DataInput!$B17965,DataInput!E17965,NA())","v":{"$error":"#N/A"}},{"$f":"IF($E17966=DataInput!$B17965,DataInput!F17965,NA())","v":{"$error":"#N/A"}},{"$f":"IF($E17966=DataInput!$B17965,DataInput!G17965,NA())","v":{"$error":"#N/A"}},{"$f":"IF($E17966=DataInput!$B17965,DataInput!H17965,NA())","v":{"$error":"#N/A"}},{"$f":"IF($E17966=DataInput!$B17965,DataInput!I17965,NA())","v":{"$error":"#N/A"}},{"$f":"IF($E17966=DataInput!$B17965,DataInput!J17965,NA())","v":{"$error":"#N/A"}},{"$f":"IF($E17966=DataInput!$B17965,DataInput!K17965,NA())","v":{"$error":"#N/A"}},null,null,"  ",null,null,null,null,false,null,null,{"$error":"#N/A"},{"$error":"#N/A"},{"$error":"#N/A"},{"$error":"#N/A"},{"$error":"#N/A"},{"$error":"#N/A"},{"$error":"#N/A"},{"$error":"#N/A"},{"$error":"#N/A"},{"$error":"#N/A"}]
[null,{"$f":"IF(DataInput!B17996=$B$8,IF($B$9=$B$10,TRUE,IF(DataInput!E17996=$B$9,TRUE,FALSE)))","v":false},null,null,{"$f":"IF(B17997=TRUE,DataInput!B17996,NA())","v":{"$error":"#N/A"}},{"$f":"IF($E17997=DataInput!$B17996,DataInput!C17996,NA())","v":{"$error":"#N/A"}},{"$f":"IF($E17997=DataInput!$B17996,DataInput!D17996,NA())","v":{"$error":"#N/A"}},{"$f":"IF($E17997=DataInput!$B17996,DataInput!E17996,NA())","v":{"$error":"#N/A"}},{"$f":"IF($E17997=DataInput!$B17996,DataInput!F17996,NA())","v":{"$error":"#N/A"}},{"$f":"IF($E17997=DataInput!$B17996,DataInput!G17996,NA())","v":{"$error":"#N/A"}},{"$f":"IF($E17997=DataInput!$B17996,DataInput!H17996,NA())","v":{"$error":"#N/A"}},{"$f":"IF($E17997=DataInput!$B17996,DataInput!I17996,NA())","v":{"$error":"#N/A"}},{"$f":"IF($E17997=DataInput!$B17996,DataInput!J17996,NA())","v":{"$error":"#N/A"}},{"$f":"IF($E17997=DataInput!$B17996,DataInput!K17996,NA())","v":{"$error":"#N/A"}},null,null,"  ",null,null,null,null,false,null,null,{"$error":"#N/A"},{"$error":"#N/A"},{"$error":"#N/A"},{"$error":"#N/A"},{"$error":"#N/A"},{"$error":"#N/A"},{"$error":"#N/A"},{"$error":"#N/A"},{"$error":"#N/A"},{"$error":"#N/A"}]
[null,{"$f":"IF(DataInput!B18034=$B$8,IF($B$9=$B$10,TRUE,IF(DataInput!E18034=$B$9,TRUE,FALSE)))","v":false},null,null,{"$f":"IF(B18035=TRUE,DataInput!B18034,NA())","v":{"$error":"#N/A"}},{"$f":"IF($E18035=DataInput!$B18034,DataInput!C18034,NA())","v":{"$error":"#N/A"}},{"$f":"IF($E18035=DataInput!$B18034,DataInput!D18034,NA())","v":{"$error":"#N/A"}},{"$f":"IF($E18035=DataInput!$B18034,DataInput!E18034,NA())","v":{"$error":"#N/A"}},{"$f":"IF($E18035=DataInput!$B18034,DataInput!F18034,NA())","v":{"$error":"#N/A"}},{"$f":"IF($E18035=DataInput!$B18034,DataInput!G18034,NA())","v":{"$error":"#N/A"}},{"$f":"IF($E18035=DataInput!$B18034,DataInput!H18034,NA())","v":{"$error":"#N/A"}},{"$f":"IF($E18035=DataInput!$B18034,DataInput!I18034,NA())","v":{"$error":"#N/A"}},{"$f":"IF($E18035=DataInput!$B18034,DataInput!J18034,NA())","v":{"$error":"#N/A"}},{"$f":"IF($E18035=DataInput!$B18034,DataInput!K18034,NA())","v":{"$error":"#N/A"}},null,null,"  ",null,null,null,null,false,null,null,{"$error":"#N/A"},{"$error":"#N/A"},{"$error":"#N/A"},{"$error":"#N/A"},{"$error":"#N/A"},{"$error":"#N/A"},{"$error":"#N/A"},{"$error":"#N/A"},{"$error":"#N/A"},{"$error":"#N/A"}]
[null,{"$f":"IF(DataInput!B18073=$B$8,IF($B$9=$B$10,TRUE,IF(DataInput!E18073=$B$9,TRUE,FALSE)))","v":false},null,null,{"$f":"IF(B18074=TRUE,DataInput!B18073,NA())","v":{"$error":"#N/A"}},{"$f":"IF($E18074=DataInput!$B18073,DataInput!C18073,NA())","v":{"$error":"#N/A"}},{"$f":"IF($E18074=DataInput!$B18073,DataInput!D18073,NA())","v":{"$error":"#N/A"}},{"$f":"IF($E18074=DataInput!$B18073,DataInput!E18073,NA())","v":{"$error":"#N/A"}},{"$f":"IF($E18074=DataInput!$B18073,DataInput!F18073,NA())","v":{"$error":"#N/A"}},{"$f":"IF($E18074=DataInput!$B18073,DataInput!G18073,NA())","v":{"$error":"#N/A"}},{"$f":"IF($E18074=DataInput!$B18073,DataInput!H18073,NA())","v":{"$error":"#N/A"}},{"$f":"IF($E18074=DataInput!$B18073,DataInput!I18073,NA())","v":{"$error":"#N/A"}},{"$f":"IF($E18074=DataInput!$B18073,DataInput!J18073,NA())","v":{"$error":"#N/A"}},{"$f":"IF($E18074=DataInput!$B18073,DataInput!K18073,NA())","v":{"$error":"#N/A"}},null,null,"  ",null,null,null,null,false,null,null,{"$error":"#N/A"},{"$error":"#N/A"},{"$error":"#N/A"},{"$error":"#N/A"},{"$error":"#N/A"},{"$error":"#N/A"},{"$error":"#N/A"},{"$error":"#N/A"},{"$error":"#N/A"},{"$error":"#N/A"}]
[null,{"$f":"IF(DataInput!B18104=$B$8,IF($B$9=$B$10,TRUE,IF(DataInput!E18104=$B$9,TRUE,FALSE)))","v":false},null,null,{"$f":"IF(B18105=TRUE,DataInput!B18104,NA())","v":{"$error":"#N/A"}},{"$f":"IF($E18105=DataInput!$B18104,DataInput!C18104,NA())","v":{"$error":"#N/A"}},{"$f":"IF($E18105=DataInput!$B18104,DataInput!D18104,NA())","v":{"$error":"#N/A"}},{"$f":"IF($E18105=DataInput!$B18104,DataInput!E18104,NA())","v":{"$error":"#N/A"}},{"$f":"IF($E18105=DataInput!$B18104,DataInput!F18104,NA())","v":{"$error":"#N/A"}},{"$f":"IF($E18105=DataInput!$B18104,DataInput!G18104,NA())","v":{"$error":"#N/A"}},{"$f":"IF($E18105=DataInput!$B18104,DataInput!H18104,NA())","v":{"$error":"#N/A"}},{"$f":"IF($E18105=DataInput!$B18104,DataInput!I18104,NA())","v":{"$error":"#N/A"}},{"$f":"IF($E18105=DataInput!$B18104,DataInput!J18104,NA())","v":{"$error":"#N/A"}},{"$f":"IF($E18105=DataInput!$B18104,DataInput!K18104,NA())","v":{"$error":"#N/A"}},null,null,"  ",null,null,null,null,false,null,null,{"$error":"#N/A"},{"$error":"#N/A"},{"$error":"#N/A"},{"$error":"#N/A"},{"$error":"#N/A"},{"$error":"#N/A"},{"$error":"#N/A"},{"$error":"#N/A"},{"$error":"#N/A"},{"$error":"#N/A"}]
[null,{"$f":"IF(DataInput!B18122=$B$8,IF($B$9=$B$10,TRUE,IF(DataInput!E18122=$B$9,TRUE,FALSE)))","v":false},null,null,{"$f":"IF(B18123=TRUE,DataInput!B18122,NA())","v":{"$error":"#N/A"}},{"$f":"IF($E18123=DataInput!$B18122,DataInput!C18122,NA())","v":{"$error":"#N/A"}},{"$f":"IF($E18123=DataInput!$B18122,DataInput!D18122,NA())","v":{"$error":"#N/A"}},{"$f":"IF($E18123=DataInput!$B18122,DataInput!E18122,NA())","v":{"$error":"#N/A"}},{"$f":"IF($E18123=DataInput!$B18122,DataInput!F18122,NA())","v":{"$error":"#N/A"}},{"$f":"IF($E18123=DataInput!$B18122,DataInput!G18122,NA())","v":{"$error":"#N/A"}},{"$f":"IF($E18123=DataInput!$B18122,DataInput!H18122,NA())","v":{"$error":"#N/A"}},{"$f":"IF($E18123=DataInput!$B18122,DataInput!I18122,NA())","v":{"$error":"#N/A"}},{"$f":"IF($E18123=DataInput!$B18122,DataInput!J18122,NA())","v":{"$error":"#N/A"}},{"$f":"IF($E18123=DataInput!$B18122,DataInput!K18122,NA())","v":{"$error":"#N/A"}},null,null,"  ",null,null,null,null,false,null,null,{"$error":"#N/A"},{"$error":"#N/A"},{"$error":"#N/A"},{"$error":"#N/A"},{"$error":"#N/A"},{"$error":"#N/A"},{"$error":"#N/A"},{"$error":"#N/A"},{"$error":"#N/A"},{"$error":"#N/A"}]
[null,{"$f":"IF(DataInput!B18157=$B$8,IF($B$9=$B$10,TRUE,IF(DataInput!E18157=$B$9,TRUE,FALSE)))","v":false},null,null,{"$f":"IF(B18158=TRUE,DataInput!B18157,NA())","v":{"$error":"#N/A"}},{"$f":"IF($E18158=DataInput!$B18157,DataInput!C18157,NA())","v":{"$error":"#N/A"}},{"$f":"IF($E18158=DataInput!$B18157,DataInput!D18157,NA())","v":{"$error":"#N/A"}},{"$f":"IF($E18158=DataInput!$B18157,DataInput!E18157,NA())","v":{"$error":"#N/A"}},{"$f":"IF($E18158=DataInput!$B18157,DataInput!F18157,NA())","v":{"$error":"#N/A"}},{"$f":"IF($E18158=DataInput!$B18157,DataInput!G18157,NA())","v":{"$error":"#N/A"}},{"$f":"IF($E18158=DataInput!$B18157,DataInput!H18157,NA())","v":{"$error":"#N/A"}},{"$f":"IF($E18158=DataInput!$B18157,DataInput!I18157,NA())","v":{"$error":"#N/A"}},{"$f":"IF($E18158=DataInput!$B18157,DataInput!J18157,NA())","v":{"$error":"#N/A"}},{"$f":"IF($E18158=DataInput!$B18157,DataInput!K18157,NA())","v":{"$error":"#N/A"}},null,null,"  ",null,null,null,null,false,null,null,{"$error":"#N/A"},{"$error":"#N/A"},{"$error":"#N/A"},{"$error":"#N/A"},{"$error":"#N/A"},{"$error":"#N/A"},{"$error":"#N/A"},{"$error":"#N/A"},{"$error":"#N/A"},{"$error":"#N/A"}]
[null,{"$f":"IF(DataInput!B18170=$B$8,IF($B$9=$B$10,TRUE,IF(DataInput!E18170=$B$9,TRUE,FALSE)))","v":false},null,null,{"$f":"IF(B18171=TRUE,DataInput!B18170,NA())","v":{"$error":"#N/A"}},{"$f":"IF($E18171=DataInput!$B18170,DataInput!C18170,NA())","v":{"$error":"#N/A"}},{"$f":"IF($E18171=DataInput!$B18170,DataInput!D18170,NA())","v":{"$error":"#N/A"}},{"$f":"IF($E18171=DataInput!$B18170,DataInput!E18170,NA())","v":{"$error":"#N/A"}},{"$f":"IF($E18171=DataInput!$B18170,DataInput!F18170,NA())","v":{"$error":"#N/A"}},{"$f":"IF($E18171=DataInput!$B18170,DataInput!G18170,NA())","v":{"$error":"#N/A"}},{"$f":"IF($E18171=DataInput!$B18170,DataInput!H18170,NA())","v":{"$error":"#N/A"}},{"$f":"IF($E18171=DataInput!$B18170,DataInput!I18170,NA())","v":{"$error":"#N/A"}},{"$f":"IF($E18171=DataInput!$B18170,DataInput!J18170,NA())","v":{"$error":"#N/A"}},{"$f":"IF($E18171=DataInput!$B18170,DataInput!K18170,NA())","v":{"$error":"#N/A"}},null,null,"  ",null,null,null,null,false,null,null,{"$error":"#N/A"},{"$error":"#N/A"},{"$error":"#N/A"},{"$error":"#N/A"},{"$error":"#N/A"},{"$error":"#N/A"},{"$error":"#N/A"},{"$error":"#N/A"},{"$error":"#N/A"},{"$error":"#N/A"}]
[null,{"$f":"IF(DataInput!B18201=$B$8,IF($B$9=$B$10,TRUE,IF(DataInput!E18201=$B$9,TRUE,FALSE)))","v":false},null,null,{"$f":"IF(B18202=TRUE,DataInput!B18201,NA())","v":{"$error":"#N/A"}},{"$f":"IF($E18202=DataInput!$B18201,DataInput!C18201,NA())","v":{"$error":"#N/A"}},{"$f":"IF($E18202=DataInput!$B18201,DataInput!D18201,NA())","v":{"$error":"#N/A"}},{"$f":"IF($E18202=DataInput!$B18201,DataInput!E18201,NA())","v":{"$error":"#N/A"}},{"$f":"IF($E18202=DataInput!$B18201,DataInput!F18201,NA())","v":{"$error":"#N/A"}},{"$f":"IF($E18202=DataInput!$B18201,DataInput!G18201,NA())","v":{"$error":"#N/A"}},{"$f":"IF($E18202=DataInput!$B18201,DataInput!H18201,NA())","v":{"$error":"#N/A"}},{"$f":"IF($E18202=DataInput!$B18201,DataInput!I18201,NA())","v":{"$error":"#N/A"}},{"$f":"IF($E18202=DataInput!$B18201,DataInput!J18201,NA())","v":{"$error":"#N/A"}},{"$f":"IF($E18202=DataInput!$B18201,DataInput!K18201,NA())","v":{"$error":"#N/A"}},null,null,"  ",null,null,null,null,false,null,null,{"$error":"#N/A"},{"$error":"#N/A"},{"$error":"#N/A"},{"$error":"#N/A"},{"$error":"#N/A"},{"$error":"#N/A"},{"$error":"#N/A"},{"$error":"#N/A"},{"$error":"#N/A"},{"$error":"#N/A"}]
[null,{"$f":"IF(DataInput!B18232=$B$8,IF($B$9=$B$10,TRUE,IF(DataInput!E18232=$B$9,TRUE,FALSE)))","v":false},null,null,{"$f":"IF(B18233=TRUE,DataInput!B18232,NA())","v":{"$error":"#N/A"}},{"$f":"IF($E18233=DataInput!$B18232,DataInput!C18232,NA())","v":{"$error":"#N/A"}},{"$f":"IF($E18233=DataInput!$B18232,DataInput!D18232,NA())","v":{"$error":"#N/A"}},{"$f":"IF($E18233=DataInput!$B18232,DataInput!E18232,NA())","v":{"$error":"#N/A"}},{"$f":"IF($E18233=DataInput!$B18232,DataInput!F18232,NA())","v":{"$error":"#N/A"}},{"$f":"IF($E18233=DataInput!$B18232,DataInput!G18232,NA())","v":{"$error":"#N/A"}},{"$f":"IF($E18233=DataInput!$B18232,DataInput!H18232,NA())","v":{"$error":"#N/A"}},{"$f":"IF($E18233=DataInput!$B18232,DataInput!I18232,NA())","v":{"$error":"#N/A"}},{"$f":"IF($E18233=DataInput!$B18232,DataInput!J18232,NA())","v":{"$error":"#N/A"}},{"$f":"IF($E18233=DataInput!$B18232,DataInput!K18232,NA())","v":{"$error":"#N/A"}},null,null,"  ",null,null,null,null,false,null,null,{"$error":"#N/A"},{"$error":"#N/A"},{"$error":"#N/A"},{"$error":"#N/A"},{"$error":"#N/A"},{"$error":"#N/A"},{"$error":"#N/A"},{"$error":"#N/A"},{"$error":"#N/A"},{"$error":"#N/A"}]
[null,{"$f":"IF(DataInput!B18256=$B$8,IF($B$9=$B$10,TRUE,IF(DataInput!E18256=$B$9,TRUE,FALSE)))","v":false},null,null,{"$f":"IF(B18257=TRUE,DataInput!B18256,NA())","v":{"$error":"#N/A"}},{"$f":"IF($E18257=DataInput!$B18256,DataInput!C18256,NA())","v":{"$error":"#N/A"}},{"$f":"IF($E18257=DataInput!$B18256,DataInput!D18256,NA())","v":{"$error":"#N/A"}},{"$f":"IF($E18257=DataInput!$B18256,DataInput!E18256,NA())","v":{"$error":"#N/A"}},{"$f":"IF($E18257=DataInput!$B18256,DataInput!F18256,NA())","v":{"$error":"#N/A"}},{"$f":"IF($E18257=DataInput!$B18256,DataInput!G18256,NA())","v":{"$error":"#N/A"}},{"$f":"IF($E18257=DataInput!$B18256,DataInput!H18256,NA())","v":{"$error":"#N/A"}},{"$f":"IF($E18257=DataInput!$B18256,DataInput!I18256,NA())","v":{"$error":"#N/A"}},{"$f":"IF($E18257=DataInput!$B18256,DataInput!J18256,NA())","v":{"$error":"#N/A"}},{"$f":"IF($E18257=DataInput!$B18256,DataInput!K18256,NA())","v":{"$error":"#N/A"}},null,null,"  ",null,null,null,null,false,null,null,{"$error":"#N/A"},{"$error":"#N/A"},{"$error":"#N/A"},{"$error":"#N/A"},{"$error":"#N/A"},{"$error":"#N/A"},{"$error":"#N/A"},{"$error":"#N/A"},{"$error":"#N/A"},{"$error":"#N/A"}]
[null,{"$f":"IF(DataInput!B18280=$B$8,IF($B$9=$B$10,TRUE,IF(DataInput!E18280=$B$9,TRUE,FALSE)))","v":false},null,null,{"$f":"IF(B18281=TRUE,DataInput!B18280,NA())","v":{"$error":"#N/A"}},{"$f":"IF($E18281=DataInput!$B18280,DataInput!C18280,NA())","v":{"$error":"#N/A"}},{"$f":"IF($E18281=DataInput!$B18280,DataInput!D18280,NA())","v":{"$error":"#N/A"}},{"$f":"IF($E18281=DataInput!$B18280,DataInput!E18280,NA())","v":{"$error":"#N/A"}},{"$f":"IF($E18281=DataInput!$B18280,DataInput!F18280,NA())","v":{"$error":"#N/A"}},{"$f":"IF($E18281=DataInput!$B18280,DataInput!G18280,NA())","v":{"$error":"#N/A"}},{"$f":"IF($E18281=DataInput!$B18280,DataInput!H18280,NA())","v":{"$error":"#N/A"}},{"$f":"IF($E18281=DataInput!$B18280,DataInput!I18280,NA())","v":{"$error":"#N/A"}},{"$f":"IF($E18281=DataInput!$B18280,DataInput!J18280,NA())","v":{"$error":"#N/A"}},{"$f":"IF($E18281=DataInput!$B18280,DataInput!K18280,NA())","v":{"$error":"#N/A"}},null,null,"  ",null,null,null,null,false,null,null,{"$error":"#N/A"},{"$error":"#N/A"},{"$error":"#N/A"},{"$error":"#N/A"},{"$error":"#N/A"},{"$error":"#N/A"},{"$error":"#N/A"},{"$error":"#N/A"},{"$error":"#N/A"},{"$error":"#N/A"}]
[null,{"$f":"IF(DataInput!B18311=$B$8,IF($B$9=$B$10,TRUE,IF(DataInput!E18311=$B$9,TRUE,FALSE)))","v":false},null,null,{"$f":"IF(B18312=TRUE,DataInput!B18311,NA())","v":{"$error":"#N/A"}},{"$f":"IF($E18312=DataInput!$B18311,DataInput!C18311,NA())","v":{"$error":"#N/A"}},{"$f":"IF($E18312=DataInput!$B18311,DataInput!D18311,NA())","v":{"$error":"#N/A"}},{"$f":"IF($E18312=DataInput!$B18311,DataInput!E18311,NA())","v":{"$error":"#N/A"}},{"$f":"IF($E18312=DataInput!$B18311,DataInput!F18311,NA())","v":{"$error":"#N/A"}},{"$f":"IF($E18312=DataInput!$B18311,DataInput!G18311,NA())","v":{"$error":"#N/A"}},{"$f":"IF($E18312=DataInput!$B18311,DataInput!H18311,NA())","v":{"$error":"#N/A"}},{"$f":"IF($E18312=DataInput!$B18311,DataInput!I18311,NA())","v":{"$error":"#N/A"}},{"$f":"IF($E18312=DataInput!$B18311,DataInput!J18311,NA())","v":{"$error":"#N/A"}},{"$f":"IF($E18312=DataInput!$B18311,DataInput!K18311,NA())","v":{"$error":"#N/A"}},null,null,"  ",null,null,null,null,false,null,null,{"$error":"#N/A"},{"$error":"#N/A"},{"$error":"#N/A"},{"$error":"#N/A"},{"$error":"#N/A"},{"$error":"#N/A"},{"$error":"#N/A"},{"$error":"#N/A"},{"$error":"#N/A"},{"$error":"#N/A"}]
[null,{"$f":"IF(DataInput!B18358=$B$8,IF($B$9=$B$10,TRUE,IF(DataInput!E18358=$B$9,TRUE,FALSE)))","v":false},null,null,{"$f":"IF(B18359=TRUE,DataInput!B18358,NA())","v":{"$error":"#N/A"}},{"$f":"IF($E18359=DataInput!$B18358,DataInput!C18358,NA())","v":{"$error":"#N/A"}},{"$f":"IF($E18359=DataInput!$B18358,DataInput!D18358,NA())","v":{"$error":"#N/A"}},{"$f":"IF($E18359=DataInput!$B18358,DataInput!E18358,NA())","v":{"$error":"#N/A"}},{"$f":"IF($E18359=DataInput!$B18358,DataInput!F18358,NA())","v":{"$error":"#N/A"}},{"$f":"IF($E18359=DataInput!$B18358,DataInput!G18358,NA())","v":{"$error":"#N/A"}},{"$f":"IF($E18359=DataInput!$B18358,DataInput!H18358,NA())","v":{"$error":"#N/A"}},{"$f":"IF($E18359=DataInput!$B18358,DataInput!I18358,NA())","v":{"$error":"#N/A"}},{"$f":"IF($E18359=DataInput!$B18358,DataInput!J18358,NA())","v":{"$error":"#N/A"}},{"$f":"IF($E18359=DataInput!$B18358,DataInput!K18358,NA())","v":{"$error":"#N/A"}},null,null,"  ",null,null,null,null,false,null,null,{"$error":"#N/A"},{"$error":"#N/A"},{"$error":"#N/A"},{"$error":"#N/A"},{"$error":"#N/A"},{"$error":"#N/A"},{"$error":"#N/A"},{"$error":"#N/A"},{"$error":"#N/A"},{"$error":"#N/A"}]
[null,{"$f":"IF(DataInput!B18379=$B$8,IF($B$9=$B$10,TRUE,IF(DataInput!E18379=$B$9,TRUE,FALSE)))","v":false},null,null,{"$f":"IF(B18380=TRUE,DataInput!B18379,NA())","v":{"$error":"#N/A"}},{"$f":"IF($E18380=DataInput!$B18379,DataInput!C18379,NA())","v":{"$error":"#N/A"}},{"$f":"IF($E18380=DataInput!$B18379,DataInput!D18379,NA())","v":{"$error":"#N/A"}},{"$f":"IF($E18380=DataInput!$B18379,DataInput!E18379,NA())","v":{"$error":"#N/A"}},{"$f":"IF($E18380=DataInput!$B18379,DataInput!F18379,NA())","v":{"$error":"#N/A"}},{"$f":"IF($E18380=DataInput!$B18379,DataInput!G18379,NA())","v":{"$error":"#N/A"}},{"$f":"IF($E18380=DataInput!$B18379,DataInput!H18379,NA())","v":{"$error":"#N/A"}},{"$f":"IF($E18380=DataInput!$B18379,DataInput!I18379,NA())","v":{"$error":"#N/A"}},{"$f":"IF($E18380=DataInput!$B18379,DataInput!J18379,NA())","v":{"$error":"#N/A"}},{"$f":"IF($E18380=DataInput!$B18379,DataInput!K18379,NA())","v":{"$error":"#N/A"}},null,null,{"$f":"IF(OR(ISERROR(E18380),ISERROR(G18380)),\"  \",E18380&\" \"&G18380)","v":"  "},null,null,null,null,{"$f":"IF(ISERROR(G18380),FALSE,IF($V$9=G18380,TRUE,FALSE))","v":false},null,null,{"$error":"#N/A"},{"$error":"#N/A"},{"$error":"#N/A"},{"$error":"#N/A"},{"$error":"#N/A"},{"$error":"#N/A"},{"$error":"#N/A"},{"$error":"#N/A"},{"$error":"#N/A"},{"$error":"#N/A"}]
[null,{"$f":"IF(DataInput!B18406=$B$8,IF($B$9=$B$10,TRUE,IF(DataInput!E18406=$B$9,TRUE,FALSE)))","v":false},null,null,{"$f":"IF(B18407=TRUE,DataInput!B18406,NA())","v":{"$error":"#N/A"}},{"$f":"IF($E18407=DataInput!$B18406,DataInput!C18406,NA())","v":{"$error":"#N/A"}},{"$f":"IF($E18407=DataInput!$B18406,DataInput!D18406,NA())","v":{"$error":"#N/A"}},{"$f":"IF($E18407=DataInput!$B18406,DataInput!E18406,NA())","v":{"$error":"#N/A"}},{"$f":"IF($E18407=DataInput!$B18406,DataInput!F18406,NA())","v":{"$error":"#N/A"}},{"$f":"IF($E18407=DataInput!$B18406,DataInput!G18406,NA())","v":{"$error":"#N/A"}},{"$f":"IF($E18407=DataInput!$B18406,DataInput!H18406,NA())","v":{"$error":"#N/A"}},{"$f":"IF($E18407=DataInput!$B18406,DataInput!I18406,NA())","v":{"$error":"#N/A"}},{"$f":"IF($E18407=DataInput!$B18406,DataInput!J18406,NA())","v":{"$error":"#N/A"}},{"$f":"IF($E18407=DataInput!$B18406,DataInput!K18406,NA())","v":{"$error":"#N/A"}},null,null,"  ",null,null,null,null,false,null,null,{"$error":"#N/A"},{"$error":"#N/A"},{"$error":"#N/A"},{"$error":"#N/A"},{"$error":"#N/A"},{"$error":"#N/A"},{"$error":"#N/A"},{"$error":"#N/A"},{"$error":"#N/A"},{"$error":"#N/A"}]
[null,{"$f":"IF(DataInput!B18437=$B$8,IF($B$9=$B$10,TRUE,IF(DataInput!E18437=$B$9,TRUE,FALSE)))","v":false},null,null,{"$f":"IF(B18438=TRUE,DataInput!B18437,NA())","v":{"$error":"#N/A"}},{"$f":"IF($E18438=DataInput!$B18437,DataInput!C18437,NA())","v":{"$error":"#N/A"}},{"$f":"IF($E18438=DataInput!$B18437,DataInput!D18437,NA())","v":{"$error":"#N/A"}},{"$f":"IF($E18438=DataInput!$B18437,DataInput!E18437,NA())","v":{"$error":"#N/A"}},{"$f":"IF($E18438=DataInput!$B18437,DataInput!F18437,NA())","v":{"$error":"#N/A"}},{"$f":"IF($E18438=DataInput!$B18437,DataInput!G18437,NA())","v":{"$error":"#N/A"}},{"$f":"IF($E18438=DataInput!$B18437,DataInput!H18437,NA())","v":{"$error":"#N/A"}},{"$f":"IF($E18438=DataInput!$B18437,DataInput!I18437,NA())","v":{"$error":"#N/A"}},{"$f":"IF($E18438=DataInput!$B18437,DataInput!J18437,NA())","v":{"$error":"#N/A"}},{"$f":"IF($E18438=DataInput!$B18437,DataInput!K18437,NA())","v":{"$error":"#N/A"}},null,null,"  ",null,null,null,null,false,null,null,{"$error":"#N/A"},{"$error":"#N/A"},{"$error":"#N/A"},{"$error":"#N/A"},{"$error":"#N/A"},{"$error":"#N/A"},{"$error":"#N/A"},{"$error":"#N/A"},{"$error":"#N/A"},{"$error":"#N/A"}]
[null,{"$f":"IF(DataInput!B18468=$B$8,IF($B$9=$B$10,TRUE,IF(DataInput!E18468=$B$9,TRUE,FALSE)))","v":false},null,null,{"$f":"IF(B18469=TRUE,DataInput!B18468,NA())","v":{"$error":"#N/A"}},{"$f":"IF($E18469=DataInput!$B18468,DataInput!C18468,NA())","v":{"$error":"#N/A"}},{"$f":"IF($E18469=DataInput!$B18468,DataInput!D18468,NA())","v":{"$error":"#N/A"}},{"$f":"IF($E18469=DataInput!$B18468,DataInput!E18468,NA())","v":{"$error":"#N/A"}},{"$f":"IF($E18469=DataInput!$B18468,DataInput!F18468,NA())","v":{"$error":"#N/A"}},{"$f":"IF($E18469=DataInput!$B18468,DataInput!G18468,NA())","v":{"$error":"#N/A"}},{"$f":"IF($E18469=DataInput!$B18468,DataInput!H18468,NA())","v":{"$error":"#N/A"}},{"$f":"IF($E18469=DataInput!$B18468,DataInput!I18468,NA())","v":{"$error":"#N/A"}},{"$f":"IF($E18469=DataInput!$B18468,DataInput!J18468,NA())","v":{"$error":"#N/A"}},{"$f":"IF($E18469=DataInput!$B18468,DataInput!K18468,NA())","v":{"$error":"#N/A"}},null,null,"  ",null,null,null,null,false,null,null,{"$error":"#N/A"},{"$error":"#N/A"},{"$error":"#N/A"},{"$error":"#N/A"},{"$error":"#N/A"},{"$error":"#N/A"},{"$error":"#N/A"},{"$error":"#N/A"},{"$error":"#N/A"},{"$error":"#N/A"}]
[null,{"$f":"IF(DataInput!B18506=$B$8,IF($B$9=$B$10,TRUE,IF(DataInput!E18506=$B$9,TRUE,FALSE)))","v":false},null,null,{"$f":"IF(B18507=TRUE,DataInput!B18506,NA())","v":{"$error":"#N/A"}},{"$f":"IF($E18507=DataInput!$B18506,DataInput!C18506,NA())","v":{"$error":"#N/A"}},{"$f":"IF($E18507=DataInput!$B18506,DataInput!D18506,NA())","v":{"$error":"#N/A"}},{"$f":"IF($E18507=DataInput!$B18506,DataInput!E18506,NA())","v":{"$error":"#N/A"}},{"$f":"IF($E18507=DataInput!$B18506,DataInput!F18506,NA())","v":{"$error":"#N/A"}},{"$f":"IF($E18507=DataInput!$B18506,DataInput!G18506,NA())","v":{"$error":"#N/A"}},{"$f":"IF($E18507=DataInput!$B18506,DataInput!H18506,NA())","v":{"$error":"#N/A"}},{"$f":"IF($E18507=DataInput!$B18506,DataInput!I18506,NA())","v":{"$error":"#N/A"}},{"$f":"IF($E18507=DataInput!$B18506,DataInput!J18506,NA())","v":{"$error":"#N/A"}},{"$f":"IF($E18507=DataInput!$B18506,DataInput!K18506,NA())","v":{"$error":"#N/A"}},null,null,"  ",null,null,null,null,false,null,null,{"$error":"#N/A"},{"$error":"#N/A"},{"$error":"#N/A"},{"$error":"#N/A"},{"$error":"#N/A"},{"$error":"#N/A"},{"$error":"#N/A"},{"$error":"#N/A"},{"$error":"#N/A"},{"$error":"#N/A"}]
[null,{"$f":"IF(DataInput!B18516=$B$8,IF($B$9=$B$10,TRUE,IF(DataInput!E18516=$B$9,TRUE,FALSE)))","v":false},null,null,{"$f":"IF(B18517=TRUE,DataInput!B18516,NA())","v":{"$error":"#N/A"}},{"$f":"IF($E18517=DataInput!$B18516,DataInput!C18516,NA())","v":{"$error":"#N/A"}},{"$f":"IF($E18517=DataInput!$B18516,DataInput!D18516,NA())","v":{"$error":"#N/A"}},{"$f":"IF($E18517=DataInput!$B18516,DataInput!E18516,NA())","v":{"$error":"#N/A"}},{"$f":"IF($E18517=DataInput!$B18516,DataInput!F18516,NA())","v":{"$error":"#N/A"}},{"$f":"IF($E18517=DataInput!$B18516,DataInput!G18516,NA())","v":{"$error":"#N/A"}},{"$f":"IF($E18517=DataInput!$B18516,DataInput!H18516,NA())","v":{"$error":"#N/A"}},{"$f":"IF($E18517=DataInput!$B18516,DataInput!I18516,NA())","v":{"$error":"#N/A"}},{"$f":"IF($E18517=DataInput!$B18516,DataInput!J18516,NA())","v":{"$error":"#N/A"}},{"$f":"IF($E18517=DataInput!$B18516,DataInput!K18516,NA())","v":{"$error":"#N/A"}},null,null,"  ",null,null,null,null,false,null,null,{"$error":"#N/A"},{"$error":"#N/A"},{"$error":"#N/A"},{"$error":"#N/A"},{"$error":"#N/A"},{"$error":"#N/A"},{"$error":"#N/A"},{"$error":"#N/A"},{"$error":"#N/A"},{"$error":"#N/A"}]
[null,{"$f":"IF(DataInput!B18547=$B$8,IF($B$9=$B$10,TRUE,IF(DataInput!E18547=$B$9,TRUE,FALSE)))","v":false},null,null,{"$f":"IF(B18548=TRUE,DataInput!B18547,NA())","v":{"$error":"#N/A"}},{"$f":"IF($E18548=DataInput!$B18547,DataInput!C18547,NA())","v":{"$error":"#N/A"}},{"$f":"IF($E18548=DataInput!$B18547,DataInput!D18547,NA())","v":{"$error":"#N/A"}},{"$f":"IF($E18548=DataInput!$B18547,DataInput!E18547,NA())","v":{"$error":"#N/A"}},{"$f":"IF($E18548=DataInput!$B18547,DataInput!F18547,NA())","v":{"$error":"#N/A"}},{"$f":"IF($E18548=DataInput!$B18547,DataInput!G18547,NA())","v":{"$error":"#N/A"}},{"$f":"IF($E18548=DataInput!$B18547,DataInput!H18547,NA())","v":{"$error":"#N/A"}},{"$f":"IF($E18548=DataInput!$B18547,DataInput!I18547,NA())","v":{"$error":"#N/A"}},{"$f":"IF($E18548=DataInput!$B18547,DataInput!J18547,NA())","v":{"$error":"#N/A"}},{"$f":"IF($E18548=DataInput!$B18547,DataInput!K18547,NA())","v":{"$error":"#N/A"}},null,null,"  ",null,null,null,null,false,null,null,{"$error":"#N/A"},{"$error":"#N/A"},{"$error":"#N/A"},{"$error":"#N/A"},{"$error":"#N/A"},{"$error":"#N/A"},{"$error":"#N/A"},{"$error":"#N/A"},{"$error":"#N/A"},{"$error":"#N/A"}]
[null,{"$f":"IF(DataInput!B18594=$B$8,IF($B$9=$B$10,TRUE,IF(DataInput!E18594=$B$9,TRUE,FALSE)))","v":false},null,null,{"$f":"IF(B18595=TRUE,DataInput!B18594,NA())","v":{"$error":"#N/A"}},{"$f":"IF($E18595=DataInput!$B18594,DataInput!C18594,NA())","v":{"$error":"#N/A"}},{"$f":"IF($E18595=DataInput!$B18594,DataInput!D18594,NA())","v":{"$error":"#N/A"}},{"$f":"IF($E18595=DataInput!$B18594,DataInput!E18594,NA())","v":{"$error":"#N/A"}},{"$f":"IF($E18595=DataInput!$B18594,DataInput!F18594,NA())","v":{"$error":"#N/A"}},{"$f":"IF($E18595=DataInput!$B18594,DataInput!G18594,NA())","v":{"$error":"#N/A"}},{"$f":"IF($E18595=DataInput!$B18594,DataInput!H18594,NA())","v":{"$error":"#N/A"}},{"$f":"IF($E18595=DataInput!$B18594,DataInput!I18594,NA())","v":{"$error":"#N/A"}},{"$f":"IF($E18595=DataInput!$B18594,DataInput!J18594,NA())","v":{"$error":"#N/A"}},{"$f":"IF($E18595=DataInput!$B18594,DataInput!K18594,NA())","v":{"$error":"#N/A"}},null,null,"  ",null,null,null,null,false,null,null,{"$error":"#N/A"},{"$error":"#N/A"},{"$error":"#N/A"},{"$error":"#N/A"},{"$error":"#N/A"},{"$error":"#N/A"},{"$error":"#N/A"},{"$error":"#N/A"},{"$error":"#N/A"},{"$error":"#N/A"}]
[null,{"$f":"IF(DataInput!B18601=$B$8,IF($B$9=$B$10,TRUE,IF(DataInput!E18601=$B$9,TRUE,FALSE)))","v":false},null,null,{"$f":"IF(B18602=TRUE,DataInput!B18601,NA())","v":{"$error":"#N/A"}},{"$f":"IF($E18602=DataInput!$B18601,DataInput!C18601,NA())","v":{"$error":"#N/A"}},{"$f":"IF($E18602=DataInput!$B18601,DataInput!D18601,NA())","v":{"$error":"#N/A"}},{"$f":"IF($E18602=DataInput!$B18601,DataInput!E18601,NA())","v":{"$error":"#N/A"}},{"$f":"IF($E18602=DataInput!$B18601,DataInput!F18601,NA())","v":{"$error":"#N/A"}},{"$f":"IF($E18602=DataInput!$B18601,DataInput!G18601,NA())","v":{"$error":"#N/A"}},{"$f":"IF($E18602=DataInput!$B18601,DataInput!H18601,NA())","v":{"$error":"#N/A"}},{"$f":"IF($E18602=DataInput!$B18601,DataInput!I18601,NA())","v":{"$error":"#N/A"}},{"$f":"IF($E18602=DataInput!$B18601,DataInput!J18601,NA())","v":{"$error":"#N/A"}},{"$f":"IF($E18602=DataInput!$B18601,DataInput!K18601,NA())","v":{"$error":"#N/A"}},null,null,"  ",null,null,null,null,false,null,null,{"$error":"#N/A"},{"$error":"#N/A"},{"$error":"#N/A"},{"$error":"#N/A"},{"$error":"#N/A"},{"$error":"#N/A"},{"$error":"#N/A"},{"$error":"#N/A"},{"$error":"#N/A"},{"$error":"#N/A"}]
[null,{"$f":"IF(DataInput!B18642=$B$8,IF($B$9=$B$10,TRUE,IF(DataInput!E18642=$B$9,TRUE,FALSE)))","v":false},null,null,{"$f":"IF(B18643=TRUE,DataInput!B18642,NA())","v":{"$error":"#N/A"}},{"$f":"IF($E18643=DataInput!$B18642,DataInput!C18642,NA())","v":{"$error":"#N/A"}},{"$f":"IF($E18643=DataInput!$B18642,DataInput!D18642,NA())","v":{"$error":"#N/A"}},{"$f":"IF($E18643=DataInput!$B18642,DataInput!E18642,NA())","v":{"$error":"#N/A"}},{"$f":"IF($E18643=DataInput!$B18642,DataInput!F18642,NA())","v":{"$error":"#N/A"}},{"$f":"IF($E18643=DataInput!$B18642,DataInput!G18642,NA())","v":{"$error":"#N/A"}},{"$f":"IF($E18643=DataInput!$B18642,DataInput!H18642,NA())","v":{"$error":"#N/A"}},{"$f":"IF($E18643=DataInput!$B18642,DataInput!I18642,NA())","v":{"$error":"#N/A"}},{"$f":"IF($E18643=DataInput!$B18642,DataInput!J18642,NA())","v":{"$error":"#N/A"}},{"$f":"IF($E18643=DataInput!$B18642,DataInput!K18642,NA())","v":{"$error":"#N/A"}},null,null,"  ",null,null,null,null,false,null,null,{"$error":"#N/A"},{"$error":"#N/A"},{"$error":"#N/A"},{"$error":"#N/A"},{"$error":"#N/A"},{"$error":"#N/A"},{"$error":"#N/A"},{"$error":"#N/A"},{"$error":"#N/A"},{"$error":"#N/A"}]
[null,{"$f":"IF(DataInput!B18673=$B$8,IF($B$9=$B$10,TRUE,IF(DataInput!E18673=$B$9,TRUE,FALSE)))","v":false},null,null,{"$f":"IF(B18674=TRUE,DataInput!B18673,NA())","v":{"$error":"#N/A"}},{"$f":"IF($E18674=DataInput!$B18673,DataInput!C18673,NA())","v":{"$error":"#N/A"}},{"$f":"IF($E18674=DataInput!$B18673,DataInput!D18673,NA())","v":{"$error":"#N/A"}},{"$f":"IF($E18674=DataInput!$B18673,DataInput!E18673,NA())","v":{"$error":"#N/A"}},{"$f":"IF($E18674=DataInput!$B18673,DataInput!F18673,NA())","v":{"$error":"#N/A"}},{"$f":"IF($E18674=DataInput!$B18673,DataInput!G18673,NA())","v":{"$error":"#N/A"}},{"$f":"IF($E18674=DataInput!$B18673,DataInput!H18673,NA())","v":{"$error":"#N/A"}},{"$f":"IF($E18674=DataInput!$B18673,DataInput!I18673,NA())","v":{"$error":"#N/A"}},{"$f":"IF($E18674=DataInput!$B18673,DataInput!J18673,NA())","v":{"$error":"#N/A"}},{"$f":"IF($E18674=DataInput!$B18673,DataInput!K18673,NA())","v":{"$error":"#N/A"}},null,null,"  ",null,null,null,null,false,null,null,{"$error":"#N/A"},{"$error":"#N/A"},{"$error":"#N/A"},{"$error":"#N/A"},{"$error":"#N/A"},{"$error":"#N/A"},{"$error":"#N/A"},{"$error":"#N/A"},{"$error":"#N/A"},{"$error":"#N/A"}]
[null,{"$f":"IF(DataInput!B18704=$B$8,IF($B$9=$B$10,TRUE,IF(DataInput!E18704=$B$9,TRUE,FALSE)))","v":false},null,null,{"$f":"IF(B18705=TRUE,DataInput!B18704,NA())","v":{"$error":"#N/A"}},{"$f":"IF($E18705=DataInput!$B18704,DataInput!C18704,NA())","v":{"$error":"#N/A"}},{"$f":"IF($E18705=DataInput!$B18704,DataInput!D18704,NA())","v":{"$error":"#N/A"}},{"$f":"IF($E18705=DataInput!$B18704,DataInput!E18704,NA())","v":{"$error":"#N/A"}},{"$f":"IF($E18705=DataInput!$B18704,DataInput!F18704,NA())","v":{"$error":"#N/A"}},{"$f":"IF($E18705=DataInput!$B18704,DataInput!G18704,NA())","v":{"$error":"#N/A"}},{"$f":"IF($E18705=DataInput!$B18704,DataInput!H18704,NA())","v":{"$error":"#N/A"}},{"$f":"IF($E18705=DataInput!$B18704,DataInput!I18704,NA())","v":{"$error":"#N/A"}},{"$f":"IF($E18705=DataInput!$B18704,DataInput!J18704,NA())","v":{"$error":"#N/A"}},{"$f":"IF($E18705=DataInput!$B18704,DataInput!K18704,NA())","v":{"$error":"#N/A"}},null,null,"  ",null,null,null,null,false,null,null,{"$error":"#N/A"},{"$error":"#N/A"},{"$error":"#N/A"},{"$error":"#N/A"},{"$error":"#N/A"},{"$error":"#N/A"},{"$error":"#N/A"},{"$error":"#N/A"},{"$error":"#N/A"},{"$error":"#N/A"}]
[null,{"$f":"IF(DataInput!B18728=$B$8,IF($B$9=$B$10,TRUE,IF(DataInput!E18728=$B$9,TRUE,FALSE)))","v":false},null,null,{"$f":"IF(B18729=TRUE,DataInput!B18728,NA())","v":{"$error":"#N/A"}},{"$f":"IF($E18729=DataInput!$B18728,DataInput!C18728,NA())","v":{"$error":"#N/A"}},{"$f":"IF($E18729=DataInput!$B18728,DataInput!D18728,NA())","v":{"$error":"#N/A"}},{"$f":"IF($E18729=DataInput!$B18728,DataInput!E18728,NA())","v":{"$error":"#N/A"}},{"$f":"IF($E18729=DataInput!$B18728,DataInput!F18728,NA())","v":{"$error":"#N/A"}},{"$f":"IF($E18729=DataInput!$B18728,DataInput!G18728,NA())","v":{"$error":"#N/A"}},{"$f":"IF($E18729=DataInput!$B18728,DataInput!H18728,NA())","v":{"$error":"#N/A"}},{"$f":"IF($E18729=DataInput!$B18728,DataInput!I18728,NA())","v":{"$error":"#N/A"}},{"$f":"IF($E18729=DataInput!$B18728,DataInput!J18728,NA())","v":{"$error":"#N/A"}},{"$f":"IF($E18729=DataInput!$B18728,DataInput!K18728,NA())","v":{"$error":"#N/A"}},null,null,"  ",null,null,null,null,false,null,null,{"$error":"#N/A"},{"$error":"#N/A"},{"$error":"#N/A"},{"$error":"#N/A"},{"$error":"#N/A"},{"$error":"#N/A"},{"$error":"#N/A"},{"$error":"#N/A"},{"$error":"#N/A"},{"$error":"#N/A"}]
[null,{"$f":"IF(DataInput!B18752=$B$8,IF($B$9=$B$10,TRUE,IF(DataInput!E18752=$B$9,TRUE,FALSE)))","v":false},null,null,{"$f":"IF(B18753=TRUE,DataInput!B18752,NA())","v":{"$error":"#N/A"}},{"$f":"IF($E18753=DataInput!$B18752,DataInput!C18752,NA())","v":{"$error":"#N/A"}},{"$f":"IF($E18753=DataInput!$B18752,DataInput!D18752,NA())","v":{"$error":"#N/A"}},{"$f":"IF($E18753=DataInput!$B18752,DataInput!E18752,NA())","v":{"$error":"#N/A"}},{"$f":"IF($E18753=DataInput!$B18752,DataInput!F18752,NA())","v":{"$error":"#N/A"}},{"$f":"IF($E18753=DataInput!$B18752,DataInput!G18752,NA())","v":{"$error":"#N/A"}},{"$f":"IF($E18753=DataInput!$B18752,DataInput!H18752,NA())","v":{"$error":"#N/A"}},{"$f":"IF($E18753=DataInput!$B18752,DataInput!I18752,NA())","v":{"$error":"#N/A"}},{"$f":"IF($E18753=DataInput!$B18752,DataInput!J18752,NA())","v":{"$error":"#N/A"}},{"$f":"IF($E18753=DataInput!$B18752,DataInput!K18752,NA())","v":{"$error":"#N/A"}},null,null,"  ",null,null,null,null,false,null,null,{"$error":"#N/A"},{"$error":"#N/A"},{"$error":"#N/A"},{"$error":"#N/A"},{"$error":"#N/A"},{"$error":"#N/A"},{"$error":"#N/A"},{"$error":"#N/A"},{"$error":"#N/A"},{"$error":"#N/A"}]
[null,{"$f":"IF(DataInput!B18770=$B$8,IF($B$9=$B$10,TRUE,IF(DataInput!E18770=$B$9,TRUE,FALSE)))","v":false},null,null,{"$f":"IF(B18771=TRUE,DataInput!B18770,NA())","v":{"$error":"#N/A"}},{"$f":"IF($E18771=DataInput!$B18770,DataInput!C18770,NA())","v":{"$error":"#N/A"}},{"$f":"IF($E18771=DataInput!$B18770,DataInput!D18770,NA())","v":{"$error":"#N/A"}},{"$f":"IF($E18771=DataInput!$B18770,DataInput!E18770,NA())","v":{"$error":"#N/A"}},{"$f":"IF($E18771=DataInput!$B18770,DataInput!F18770,NA())","v":{"$error":"#N/A"}},{"$f":"IF($E18771=DataInput!$B18770,DataInput!G18770,NA())","v":{"$error":"#N/A"}},{"$f":"IF($E18771=DataInput!$B18770,DataInput!H18770,NA())","v":{"$error":"#N/A"}},{"$f":"IF($E18771=DataInput!$B18770,DataInput!I18770,NA())","v":{"$error":"#N/A"}},{"$f":"IF($E18771=DataInput!$B18770,DataInput!J18770,NA())","v":{"$error":"#N/A"}},{"$f":"IF($E18771=DataInput!$B18770,DataInput!K18770,NA())","v":{"$error":"#N/A"}},null,null,"  ",null,null,null,null,false,null,null,{"$error":"#N/A"},{"$error":"#N/A"},{"$error":"#N/A"},{"$error":"#N/A"},{"$error":"#N/A"},{"$error":"#N/A"},{"$error":"#N/A"},{"$error":"#N/A"},{"$error":"#N/A"},{"$error":"#N/A"}]
[null,{"$f":"IF(DataInput!B18801=$B$8,IF($B$9=$B$10,TRUE,IF(DataInput!E18801=$B$9,TRUE,FALSE)))","v":false},null,null,{"$f":"IF(B18802=TRUE,DataInput!B18801,NA())","v":{"$error":"#N/A"}},{"$f":"IF($E18802=DataInput!$B18801,DataInput!C18801,NA())","v":{"$error":"#N/A"}},{"$f":"IF($E18802=DataInput!$B18801,DataInput!D18801,NA())","v":{"$error":"#N/A"}},{"$f":"IF($E18802=DataInput!$B18801,DataInput!E18801,NA())","v":{"$error":"#N/A"}},{"$f":"IF($E18802=DataInput!$B18801,DataInput!F18801,NA())","v":{"$error":"#N/A"}},{"$f":"IF($E18802=DataInput!$B18801,DataInput!G18801,NA())","v":{"$error":"#N/A"}},{"$f":"IF($E18802=DataInput!$B18801,DataInput!H18801,NA())","v":{"$error":"#N/A"}},{"$f":"IF($E18802=DataInput!$B18801,DataInput!I18801,NA())","v":{"$error":"#N/A"}},{"$f":"IF($E18802=DataInput!$B18801,DataInput!J18801,NA())","v":{"$error":"#N/A"}},{"$f":"IF($E18802=DataInput!$B18801,DataInput!K18801,NA())","v":{"$error":"#N/A"}},null,null,"  ",null,null,null,null,false,null,null,{"$error":"#N/A"},{"$error":"#N/A"},{"$error":"#N/A"},{"$error":"#N/A"},{"$error":"#N/A"},{"$error":"#N/A"},{"$error":"#N/A"},{"$error":"#N/A"},{"$error":"#N/A"},{"$error":"#N/A"}]
[null,{"$f":"IF(DataInput!B18851=$B$8,IF($B$9=$B$10,TRUE,IF(DataInput!E18851=$B$9,TRUE,FALSE)))","v":false},null,null,{"$f":"IF(B18852=TRUE,DataInput!B18851,NA())","v":{"$error":"#N/A"}},{"$f":"IF($E18852=DataInput!$B18851,DataInput!C18851,NA())","v":{"$error":"#N/A"}},{"$f":"IF($E18852=DataInput!$B18851,DataInput!D18851,NA())","v":{"$error":"#N/A"}},{"$f":"IF($E18852=DataInput!$B18851,DataInput!E18851,NA())","v":{"$error":"#N/A"}},{"$f":"IF($E18852=DataInput!$B18851,DataInput!F18851,NA())","v":{"$error":"#N/A"}},{"$f":"IF($E18852=DataInput!$B18851,DataInput!G18851,NA())","v":{"$error":"#N/A"}},{"$f":"IF($E18852=DataInput!$B18851,DataInput!H18851,NA())","v":{"$error":"#N/A"}},{"$f":"IF($E18852=DataInput!$B18851,DataInput!I18851,NA())","v":{"$error":"#N/A"}},{"$f":"IF($E18852=DataInput!$B18851,DataInput!J18851,NA())","v":{"$error":"#N/A"}},{"$f":"IF($E18852=DataInput!$B18851,DataInput!K18851,NA())","v":{"$error":"#N/A"}},null,null,"  ",null,null,null,null,false,null,null,{"$error":"#N/A"},{"$error":"#N/A"},{"$error":"#N/A"},{"$error":"#N/A"},{"$error":"#N/A"},{"$error":"#N/A"},{"$error":"#N/A"},{"$error":"#N/A"},{"$error":"#N/A"},{"$error":"#N/A"}]
[null,{"$f":"IF(DataInput!B18878=$B$8,IF($B$9=$B$10,TRUE,IF(DataInput!E18878=$B$9,TRUE,FALSE)))","v":false},null,null,{"$f":"IF(B18879=TRUE,DataInput!B18878,NA())","v":{"$error":"#N/A"}},{"$f":"IF($E18879=DataInput!$B18878,DataInput!C18878,NA())","v":{"$error":"#N/A"}},{"$f":"IF($E18879=DataInput!$B18878,DataInput!D18878,NA())","v":{"$error":"#N/A"}},{"$f":"IF($E18879=DataInput!$B18878,DataInput!E18878,NA())","v":{"$error":"#N/A"}},{"$f":"IF($E18879=DataInput!$B18878,DataInput!F18878,NA())","v":{"$error":"#N/A"}},{"$f":"IF($E18879=DataInput!$B18878,DataInput!G18878,NA())","v":{"$error":"#N/A"}},{"$f":"IF($E18879=DataInput!$B18878,DataInput!H18878,NA())","v":{"$error":"#N/A"}},{"$f":"IF($E18879=DataInput!$B18878,DataInput!I18878,NA())","v":{"$error":"#N/A"}},{"$f":"IF($E18879=DataInput!$B18878,DataInput!J18878,NA())","v":{"$error":"#N/A"}},{"$f":"IF($E18879=DataInput!$B18878,DataInput!K18878,NA())","v":{"$error":"#N/A"}},null,null,"  ",null,null,null,null,false,null,null,{"$error":"#N/A"},{"$error":"#N/A"},{"$error":"#N/A"},{"$error":"#N/A"},{"$error":"#N/A"},{"$error":"#N/A"},{"$error":"#N/A"},{"$error":"#N/A"},{"$error":"#N/A"},{"$error":"#N/A"}]
[null,{"$f":"IF(DataInput!B18909=$B$8,IF($B$9=$B$10,TRUE,IF(DataInput!E18909=$B$9,TRUE,FALSE)))","v":false},null,null,{"$f":"IF(B18910=TRUE,DataInput!B18909,NA())","v":{"$error":"#N/A"}},{"$f":"IF($E18910=DataInput!$B18909,DataInput!C18909,NA())","v":{"$error":"#N/A"}},{"$f":"IF($E18910=DataInput!$B18909,DataInput!D18909,NA())","v":{"$error":"#N/A"}},{"$f":"IF($E18910=DataInput!$B18909,DataInput!E18909,NA())","v":{"$error":"#N/A"}},{"$f":"IF($E18910=DataInput!$B18909,DataInput!F18909,NA())","v":{"$error":"#N/A"}},{"$f":"IF($E18910=DataInput!$B18909,DataInput!G18909,NA())","v":{"$error":"#N/A"}},{"$f":"IF($E18910=DataInput!$B18909,DataInput!H18909,NA())","v":{"$error":"#N/A"}},{"$f":"IF($E18910=DataInput!$B18909,DataInput!I18909,NA())","v":{"$error":"#N/A"}},{"$f":"IF($E18910=DataInput!$B18909,DataInput!J18909,NA())","v":{"$error":"#N/A"}},{"$f":"IF($E18910=DataInput!$B18909,DataInput!K18909,NA())","v":{"$error":"#N/A"}},null,null,"  ",null,null,null,null,false,null,null,{"$error":"#N/A"},{"$error":"#N/A"},{"$error":"#N/A"},{"$error":"#N/A"},{"$error":"#N/A"},{"$error":"#N/A"},{"$error":"#N/A"},{"$error":"#N/A"},{"$error":"#N/A"},{"$error":"#N/A"}]
[null,{"$f":"IF(DataInput!B18940=$B$8,IF($B$9=$B$10,TRUE,IF(DataInput!E18940=$B$9,TRUE,FALSE)))","v":false},null,null,{"$f":"IF(B18941=TRUE,DataInput!B18940,NA())","v":{"$error":"#N/A"}},{"$f":"IF($E18941=DataInput!$B18940,DataInput!C18940,NA())","v":{"$error":"#N/A"}},{"$f":"IF($E18941=DataInput!$B18940,DataInput!D18940,NA())","v":{"$error":"#N/A"}},{"$f":"IF($E18941=DataInput!$B18940,DataInput!E18940,NA())","v":{"$error":"#N/A"}},{"$f":"IF($E18941=DataInput!$B18940,DataInput!F18940,NA())","v":{"$error":"#N/A"}},{"$f":"IF($E18941=DataInput!$B18940,DataInput!G18940,NA())","v":{"$error":"#N/A"}},{"$f":"IF($E18941=DataInput!$B18940,DataInput!H18940,NA())","v":{"$error":"#N/A"}},{"$f":"IF($E18941=DataInput!$B18940,DataInput!I18940,NA())","v":{"$error":"#N/A"}},{"$f":"IF($E18941=DataInput!$B18940,DataInput!J18940,NA())","v":{"$error":"#N/A"}},{"$f":"IF($E18941=DataInput!$B18940,DataInput!K18940,NA())","v":{"$error":"#N/A"}},null,null,"  ",null,null,null,null,false,null,null,{"$error":"#N/A"},{"$error":"#N/A"},{"$error":"#N/A"},{"$error":"#N/A"},{"$error":"#N/A"},{"$error":"#N/A"},{"$error":"#N/A"},{"$error":"#N/A"},{"$error":"#N/A"},{"$error":"#N/A"}]
[null,{"$f":"IF(DataInput!B18958=$B$8,IF($B$9=$B$10,TRUE,IF(DataInput!E18958=$B$9,TRUE,FALSE)))","v":false},null,null,{"$f":"IF(B18959=TRUE,DataInput!B18958,NA())","v":{"$error":"#N/A"}},{"$f":"IF($E18959=DataInput!$B18958,DataInput!C18958,NA())","v":{"$error":"#N/A"}},{"$f":"IF($E18959=DataInput!$B18958,DataInput!D18958,NA())","v":{"$error":"#N/A"}},{"$f":"IF($E18959=DataInput!$B18958,DataInput!E18958,NA())","v":{"$error":"#N/A"}},{"$f":"IF($E18959=DataInput!$B18958,DataInput!F18958,NA())","v":{"$error":"#N/A"}},{"$f":"IF($E18959=DataInput!$B18958,DataInput!G18958,NA())","v":{"$error":"#N/A"}},{"$f":"IF($E18959=DataInput!$B18958,DataInput!H18958,NA())","v":{"$error":"#N/A"}},{"$f":"IF($E18959=DataInput!$B18958,DataInput!I18958,NA())","v":{"$error":"#N/A"}},{"$f":"IF($E18959=DataInput!$B18958,DataInput!J18958,NA())","v":{"$error":"#N/A"}},{"$f":"IF($E18959=DataInput!$B18958,DataInput!K18958,NA())","v":{"$error":"#N/A"}},null,null,"  ",null,null,null,null,false,null,null,{"$error":"#N/A"},{"$error":"#N/A"},{"$error":"#N/A"},{"$error":"#N/A"},{"$error":"#N/A"},{"$error":"#N/A"},{"$error":"#N/A"},{"$error":"#N/A"},{"$error":"#N/A"},{"$error":"#N/A"}]
[null,{"$f":"IF(DataInput!B18980=$B$8,IF($B$9=$B$10,TRUE,IF(DataInput!E18980=$B$9,TRUE,FALSE)))","v":false},null,null,{"$f":"IF(B18981=TRUE,DataInput!B18980,NA())","v":{"$error":"#N/A"}},{"$f":"IF($E18981=DataInput!$B18980,DataInput!C18980,NA())","v":{"$error":"#N/A"}},{"$f":"IF($E18981=DataInput!$B18980,DataInput!D18980,NA())","v":{"$error":"#N/A"}},{"$f":"IF($E18981=DataInput!$B18980,DataInput!E18980,NA())","v":{"$error":"#N/A"}},{"$f":"IF($E18981=DataInput!$B18980,DataInput!F18980,NA())","v":{"$error":"#N/A"}},{"$f":"IF($E18981=DataInput!$B18980,DataInput!G18980,NA())","v":{"$error":"#N/A"}},{"$f":"IF($E18981=DataInput!$B18980,DataInput!H18980,NA())","v":{"$error":"#N/A"}},{"$f":"IF($E18981=DataInput!$B18980,DataInput!I18980,NA())","v":{"$error":"#N/A"}},{"$f":"IF($E18981=DataInput!$B18980,DataInput!J18980,NA())","v":{"$error":"#N/A"}},{"$f":"IF($E18981=DataInput!$B18980,DataInput!K18980,NA())","v":{"$error":"#N/A"}},null,null,"  ",null,null,null,null,false,null,null,{"$error":"#N/A"},{"$error":"#N/A"},{"$error":"#N/A"},{"$error":"#N/A"},{"$error":"#N/A"},{"$error":"#N/A"},{"$error":"#N/A"},{"$error":"#N/A"},{"$error":"#N/A"},{"$error":"#N/A"}]
[null,{"$f":"IF(DataInput!B19006=$B$8,IF($B$9=$B$10,TRUE,IF(DataInput!E19006=$B$9,TRUE,FALSE)))","v":false},null,null,{"$f":"IF(B19007=TRUE,DataInput!B19006,NA())","v":{"$error":"#N/A"}},{"$f":"IF($E19007=DataInput!$B19006,DataInput!C19006,NA())","v":{"$error":"#N/A"}},{"$f":"IF($E19007=DataInput!$B19006,DataInput!D19006,NA())","v":{"$error":"#N/A"}},{"$f":"IF($E19007=DataInput!$B19006,DataInput!E19006,NA())","v":{"$error":"#N/A"}},{"$f":"IF($E19007=DataInput!$B19006,DataInput!F19006,NA())","v":{"$error":"#N/A"}},{"$f":"IF($E19007=DataInput!$B19006,DataInput!G19006,NA())","v":{"$error":"#N/A"}},{"$f":"IF($E19007=DataInput!$B19006,DataInput!H19006,NA())","v":{"$error":"#N/A"}},{"$f":"IF($E19007=DataInput!$B19006,DataInput!I19006,NA())","v":{"$error":"#N/A"}},{"$f":"IF($E19007=DataInput!$B19006,DataInput!J19006,NA())","v":{"$error":"#N/A"}},{"$f":"IF($E19007=DataInput!$B19006,DataInput!K19006,NA())","v":{"$error":"#N/A"}},null,null,"  ",null,null,null,null,false,null,null,{"$error":"#N/A"},{"$error":"#N/A"},{"$error":"#N/A"},{"$error":"#N/A"},{"$error":"#N/A"},{"$error":"#N/A"},{"$error":"#N/A"},{"$error":"#N/A"},{"$error":"#N/A"},{"$error":"#N/A"}]
[null,{"$f":"IF(DataInput!B19037=$B$8,IF($B$9=$B$10,TRUE,IF(DataInput!E19037=$B$9,TRUE,FALSE)))","v":false},null,null,{"$f":"IF(B19038=TRUE,DataInput!B19037,NA())","v":{"$error":"#N/A"}},{"$f":"IF($E19038=DataInput!$B19037,DataInput!C19037,NA())","v":{"$error":"#N/A"}},{"$f":"IF($E19038=DataInput!$B19037,DataInput!D19037,NA())","v":{"$error":"#N/A"}},{"$f":"IF($E19038=DataInput!$B19037,DataInput!E19037,NA())","v":{"$error":"#N/A"}},{"$f":"IF($E19038=DataInput!$B19037,DataInput!F19037,NA())","v":{"$error":"#N/A"}},{"$f":"IF($E19038=DataInput!$B19037,DataInput!G19037,NA())","v":{"$error":"#N/A"}},{"$f":"IF($E19038=DataInput!$B19037,DataInput!H19037,NA())","v":{"$error":"#N/A"}},{"$f":"IF($E19038=DataInput!$B19037,DataInput!I19037,NA())","v":{"$error":"#N/A"}},{"$f":"IF($E19038=DataInput!$B19037,DataInput!J19037,NA())","v":{"$error":"#N/A"}},{"$f":"IF($E19038=DataInput!$B19037,DataInput!K19037,NA())","v":{"$error":"#N/A"}},null,null,"  ",null,null,null,null,false,null,null,{"$error":"#N/A"},{"$error":"#N/A"},{"$error":"#N/A"},{"$error":"#N/A"},{"$error":"#N/A"},{"$error":"#N/A"},{"$error":"#N/A"},{"$error":"#N/A"},{"$error":"#N/A"},{"$error":"#N/A"}]
[null,{"$f":"IF(DataInput!B19068=$B$8,IF($B$9=$B$10,TRUE,IF(DataInput!E19068=$B$9,TRUE,FALSE)))","v":false},null,null,{"$f":"IF(B19069=TRUE,DataInput!B19068,NA())","v":{"$error":"#N/A"}},{"$f":"IF($E19069=DataInput!$B19068,DataInput!C19068,NA())","v":{"$error":"#N/A"}},{"$f":"IF($E19069=DataInput!$B19068,DataInput!D19068,NA())","v":{"$error":"#N/A"}},{"$f":"IF($E19069=DataInput!$B19068,DataInput!E19068,NA())","v":{"$error":"#N/A"}},{"$f":"IF($E19069=DataInput!$B19068,DataInput!F19068,NA())","v":{"$error":"#N/A"}},{"$f":"IF($E19069=DataInput!$B19068,DataInput!G19068,NA())","v":{"$error":"#N/A"}},{"$f":"IF($E19069=DataInput!$B19068,DataInput!H19068,NA())","v":{"$error":"#N/A"}},{"$f":"IF($E19069=DataInput!$B19068,DataInput!I19068,NA())","v":{"$error":"#N/A"}},{"$f":"IF($E19069=DataInput!$B19068,DataInput!J19068,NA())","v":{"$error":"#N/A"}},{"$f":"IF($E19069=DataInput!$B19068,DataInput!K19068,NA())","v":{"$error":"#N/A"}},null,null,"  ",null,null,null,null,false,null,null,{"$error":"#N/A"},{"$error":"#N/A"},{"$error":"#N/A"},{"$error":"#N/A"},{"$error":"#N/A"},{"$error":"#N/A"},{"$error":"#N/A"},{"$error":"#N/A"},{"$error":"#N/A"},{"$error":"#N/A"}]
[null,{"$f":"IF(DataInput!B19107=$B$8,IF($B$9=$B$10,TRUE,IF(DataInput!E19107=$B$9,TRUE,FALSE)))","v":false},null,null,{"$f":"IF(B19108=TRUE,DataInput!B19107,NA())","v":{"$error":"#N/A"}},{"$f":"IF($E19108=DataInput!$B19107,DataInput!C19107,NA())","v":{"$error":"#N/A"}},{"$f":"IF($E19108=DataInput!$B19107,DataInput!D19107,NA())","v":{"$error":"#N/A"}},{"$f":"IF($E19108=DataInput!$B19107,DataInput!E19107,NA())","v":{"$error":"#N/A"}},{"$f":"IF($E19108=DataInput!$B19107,DataInput!F19107,NA())","v":{"$error":"#N/A"}},{"$f":"IF($E19108=DataInput!$B19107,DataInput!G19107,NA())","v":{"$error":"#N/A"}},{"$f":"IF($E19108=DataInput!$B19107,DataInput!H19107,NA())","v":{"$error":"#N/A"}},{"$f":"IF($E19108=DataInput!$B19107,DataInput!I19107,NA())","v":{"$error":"#N/A"}},{"$f":"IF($E19108=DataInput!$B19107,DataInput!J19107,NA())","v":{"$error":"#N/A"}},{"$f":"IF($E19108=DataInput!$B19107,DataInput!K19107,NA())","v":{"$error":"#N/A"}},null,null,"  ",null,null,null,null,false,null,null,{"$error":"#N/A"},{"$error":"#N/A"},{"$error":"#N/A"},{"$error":"#N/A"},{"$error":"#N/A"},{"$error":"#N/A"},{"$error":"#N/A"},{"$error":"#N/A"},{"$error":"#N/A"},{"$error":"#N/A"}]
[null,{"$f":"IF(DataInput!B19116=$B$8,IF($B$9=$B$10,TRUE,IF(DataInput!E19116=$B$9,TRUE,FALSE)))","v":false},null,null,{"$f":"IF(B19117=TRUE,DataInput!B19116,NA())","v":{"$error":"#N/A"}},{"$f":"IF($E19117=DataInput!$B19116,DataInput!C19116,NA())","v":{"$error":"#N/A"}},{"$f":"IF($E19117=DataInput!$B19116,DataInput!D19116,NA())","v":{"$error":"#N/A"}},{"$f":"IF($E19117=DataInput!$B19116,DataInput!E19116,NA())","v":{"$error":"#N/A"}},{"$f":"IF($E19117=DataInput!$B19116,DataInput!F19116,NA())","v":{"$error":"#N/A"}},{"$f":"IF($E19117=DataInput!$B19116,DataInput!G19116,NA())","v":{"$error":"#N/A"}},{"$f":"IF($E19117=DataInput!$B19116,DataInput!H19116,NA())","v":{"$error":"#N/A"}},{"$f":"IF($E19117=DataInput!$B19116,DataInput!I19116,NA())","v":{"$error":"#N/A"}},{"$f":"IF($E19117=DataInput!$B19116,DataInput!J19116,NA())","v":{"$error":"#N/A"}},{"$f":"IF($E19117=DataInput!$B19116,DataInput!K19116,NA())","v":{"$error":"#N/A"}},null,null,"  ",null,null,null,null,false,null,null,{"$error":"#N/A"},{"$error":"#N/A"},{"$error":"#N/A"},{"$error":"#N/A"},{"$error":"#N/A"},{"$error":"#N/A"},{"$error":"#N/A"},{"$error":"#N/A"},{"$error":"#N/A"},{"$error":"#N/A"}]
[null,{"$f":"IF(DataInput!B19163=$B$8,IF($B$9=$B$10,TRUE,IF(DataInput!E19163=$B$9,TRUE,FALSE)))","v":false},null,null,{"$f":"IF(B19164=TRUE,DataInput!B19163,NA())","v":{"$error":"#N/A"}},{"$f":"IF($E19164=DataInput!$B19163,DataInput!C19163,NA())","v":{"$error":"#N/A"}},{"$f":"IF($E19164=DataInput!$B19163,DataInput!D19163,NA())","v":{"$error":"#N/A"}},{"$f":"IF($E19164=DataInput!$B19163,DataInput!E19163,NA())","v":{"$error":"#N/A"}},{"$f":"IF($E19164=DataInput!$B19163,DataInput!F19163,NA())","v":{"$error":"#N/A"}},{"$f":"IF($E19164=DataInput!$B19163,DataInput!G19163,NA())","v":{"$error":"#N/A"}},{"$f":"IF($E19164=DataInput!$B19163,DataInput!H19163,NA())","v":{"$error":"#N/A"}},{"$f":"IF($E19164=DataInput!$B19163,DataInput!I19163,NA())","v":{"$error":"#N/A"}},{"$f":"IF($E19164=DataInput!$B19163,DataInput!J19163,NA())","v":{"$error":"#N/A"}},{"$f":"IF($E19164=DataInput!$B19163,DataInput!K19163,NA())","v":{"$error":"#N/A"}},null,null,"  ",null,null,null,null,false,null,null,{"$error":"#N/A"},{"$error":"#N/A"},{"$error":"#N/A"},{"$error":"#N/A"},{"$error":"#N/A"},{"$error":"#N/A"},{"$error":"#N/A"},{"$error":"#N/A"},{"$error":"#N/A"},{"$error":"#N/A"}]
[null,{"$f":"IF(DataInput!B19194=$B$8,IF($B$9=$B$10,TRUE,IF(DataInput!E19194=$B$9,TRUE,FALSE)))","v":false},null,null,{"$f":"IF(B19195=TRUE,DataInput!B19194,NA())","v":{"$error":"#N/A"}},{"$f":"IF($E19195=DataInput!$B19194,DataInput!C19194,NA())","v":{"$error":"#N/A"}},{"$f":"IF($E19195=DataInput!$B19194,DataInput!D19194,NA())","v":{"$error":"#N/A"}},{"$f":"IF($E19195=DataInput!$B19194,DataInput!E19194,NA())","v":{"$error":"#N/A"}},{"$f":"IF($E19195=DataInput!$B19194,DataInput!F19194,NA())","v":{"$error":"#N/A"}},{"$f":"IF($E19195=DataInput!$B19194,DataInput!G19194,NA())","v":{"$error":"#N/A"}},{"$f":"IF($E19195=DataInput!$B19194,DataInput!H19194,NA())","v":{"$error":"#N/A"}},{"$f":"IF($E19195=DataInput!$B19194,DataInput!I19194,NA())","v":{"$error":"#N/A"}},{"$f":"IF($E19195=DataInput!$B19194,DataInput!J19194,NA())","v":{"$error":"#N/A"}},{"$f":"IF($E19195=DataInput!$B19194,DataInput!K19194,NA())","v":{"$error":"#N/A"}},null,null,"  ",null,null,null,null,false,null,null,{"$error":"#N/A"},{"$error":"#N/A"},{"$error":"#N/A"},{"$error":"#N/A"},{"$error":"#N/A"},{"$error":"#N/A"},{"$error":"#N/A"},{"$error":"#N/A"},{"$error":"#N/A"},{"$error":"#N/A"}]
[null,{"$f":"IF(DataInput!B19202=$B$8,IF($B$9=$B$10,TRUE,IF(DataInput!E19202=$B$9,TRUE,FALSE)))","v":false},null,null,{"$f":"IF(B19203=TRUE,DataInput!B19202,NA())","v":{"$error":"#N/A"}},{"$f":"IF($E19203=DataInput!$B19202,DataInput!C19202,NA())","v":{"$error":"#N/A"}},{"$f":"IF($E19203=DataInput!$B19202,DataInput!D19202,NA())","v":{"$error":"#N/A"}},{"$f":"IF($E19203=DataInput!$B19202,DataInput!E19202,NA())","v":{"$error":"#N/A"}},{"$f":"IF($E19203=DataInput!$B19202,DataInput!F19202,NA())","v":{"$error":"#N/A"}},{"$f":"IF($E19203=DataInput!$B19202,DataInput!G19202,NA())","v":{"$error":"#N/A"}},{"$f":"IF($E19203=DataInput!$B19202,DataInput!H19202,NA())","v":{"$error":"#N/A"}},{"$f":"IF($E19203=DataInput!$B19202,DataInput!I19202,NA())","v":{"$error":"#N/A"}},{"$f":"IF($E19203=DataInput!$B19202,DataInput!J19202,NA())","v":{"$error":"#N/A"}},{"$f":"IF($E19203=DataInput!$B19202,DataInput!K19202,NA())","v":{"$error":"#N/A"}},null,null,"  ",null,null,null,null,false,null,null,{"$error":"#N/A"},{"$error":"#N/A"},{"$error":"#N/A"},{"$error":"#N/A"},{"$error":"#N/A"},{"$error":"#N/A"},{"$error":"#N/A"},{"$error":"#N/A"},{"$error":"#N/A"},{"$error":"#N/A"}]
[null,{"$f":"IF(DataInput!B19242=$B$8,IF($B$9=$B$10,TRUE,IF(DataInput!E19242=$B$9,TRUE,FALSE)))","v":false},null,null,{"$f":"IF(B19243=TRUE,DataInput!B19242,NA())","v":{"$error":"#N/A"}},{"$f":"IF($E19243=DataInput!$B19242,DataInput!C19242,NA())","v":{"$error":"#N/A"}},{"$f":"IF($E19243=DataInput!$B19242,DataInput!D19242,NA())","v":{"$error":"#N/A"}},{"$f":"IF($E19243=DataInput!$B19242,DataInput!E19242,NA())","v":{"$error":"#N/A"}},{"$f":"IF($E19243=DataInput!$B19242,DataInput!F19242,NA())","v":{"$error":"#N/A"}},{"$f":"IF($E19243=DataInput!$B19242,DataInput!G19242,NA())","v":{"$error":"#N/A"}},{"$f":"IF($E19243=DataInput!$B19242,DataInput!H19242,NA())","v":{"$error":"#N/A"}},{"$f":"IF($E19243=DataInput!$B19242,DataInput!I19242,NA())","v":{"$error":"#N/A"}},{"$f":"IF($E19243=DataInput!$B19242,DataInput!J19242,NA())","v":{"$error":"#N/A"}},{"$f":"IF($E19243=DataInput!$B19242,DataInput!K19242,NA())","v":{"$error":"#N/A"}},null,null,"  ",null,null,null,null,false,null,null,{"$error":"#N/A"},{"$error":"#N/A"},{"$error":"#N/A"},{"$error":"#N/A"},{"$error":"#N/A"},{"$error":"#N/A"},{"$error":"#N/A"},{"$error":"#N/A"},{"$error":"#N/A"},{"$error":"#N/A"}]
[null,{"$f":"IF(DataInput!B19273=$B$8,IF($B$9=$B$10,TRUE,IF(DataInput!E19273=$B$9,TRUE,FALSE)))","v":false},null,null,{"$f":"IF(B19274=TRUE,DataInput!B19273,NA())","v":{"$error":"#N/A"}},{"$f":"IF($E19274=DataInput!$B19273,DataInput!C19273,NA())","v":{"$error":"#N/A"}},{"$f":"IF($E19274=DataInput!$B19273,DataInput!D19273,NA())","v":{"$error":"#N/A"}},{"$f":"IF($E19274=DataInput!$B19273,DataInput!E19273,NA())","v":{"$error":"#N/A"}},{"$f":"IF($E19274=DataInput!$B19273,DataInput!F19273,NA())","v":{"$error":"#N/A"}},{"$f":"IF($E19274=DataInput!$B19273,DataInput!G19273,NA())","v":{"$error":"#N/A"}},{"$f":"IF($E19274=DataInput!$B19273,DataInput!H19273,NA())","v":{"$error":"#N/A"}},{"$f":"IF($E19274=DataInput!$B19273,DataInput!I19273,NA())","v":{"$error":"#N/A"}},{"$f":"IF($E19274=DataInput!$B19273,DataInput!J19273,NA())","v":{"$error":"#N/A"}},{"$f":"IF($E19274=DataInput!$B19273,DataInput!K19273,NA())","v":{"$error":"#N/A"}},null,null,"  ",null,null,null,null,false,null,null,{"$error":"#N/A"},{"$error":"#N/A"},{"$error":"#N/A"},{"$error":"#N/A"},{"$error":"#N/A"},{"$error":"#N/A"},{"$error":"#N/A"},{"$error":"#N/A"},{"$error":"#N/A"},{"$error":"#N/A"}]
[null,{"$f":"IF(DataInput!B19304=$B$8,IF($B$9=$B$10,TRUE,IF(DataInput!E19304=$B$9,TRUE,FALSE)))","v":false},null,null,{"$f":"IF(B19305=TRUE,DataInput!B19304,NA())","v":{"$error":"#N/A"}},{"$f":"IF($E19305=DataInput!$B19304,DataInput!C19304,NA())","v":{"$error":"#N/A"}},{"$f":"IF($E19305=DataInput!$B19304,DataInput!D19304,NA())","v":{"$error":"#N/A"}},{"$f":"IF($E19305=DataInput!$B19304,DataInput!E19304,NA())","v":{"$error":"#N/A"}},{"$f":"IF($E19305=DataInput!$B19304,DataInput!F19304,NA())","v":{"$error":"#N/A"}},{"$f":"IF($E19305=DataInput!$B19304,DataInput!G19304,NA())","v":{"$error":"#N/A"}},{"$f":"IF($E19305=DataInput!$B19304,DataInput!H19304,NA())","v":{"$error":"#N/A"}},{"$f":"IF($E19305=DataInput!$B19304,DataInput!I19304,NA())","v":{"$error":"#N/A"}},{"$f":"IF($E19305=DataInput!$B19304,DataInput!J19304,NA())","v":{"$error":"#N/A"}},{"$f":"IF($E19305=DataInput!$B19304,DataInput!K19304,NA())","v":{"$error":"#N/A"}},null,null,{"$f":"IF(OR(ISERROR(E19305),ISERROR(G19305)),\"  \",E19305&\" \"&G19305)","v":"  "},null,null,null,null,false,null,null,{"$error":"#N/A"},{"$error":"#N/A"},{"$error":"#N/A"},{"$error":"#N/A"},{"$error":"#N/A"},{"$error":"#N/A"},{"$error":"#N/A"},{"$error":"#N/A"},{"$error":"#N/A"},{"$error":"#N/A"}]
[null,{"$f":"IF(DataInput!B19329=$B$8,IF($B$9=$B$10,TRUE,IF(DataInput!E19329=$B$9,TRUE,FALSE)))","v":false},null,null,{"$f":"IF(B19330=TRUE,DataInput!B19329,NA())","v":{"$error":"#N/A"}},{"$f":"IF($E19330=DataInput!$B19329,DataInput!C19329,NA())","v":{"$error":"#N/A"}},{"$f":"IF($E19330=DataInput!$B19329,DataInput!D19329,NA())","v":{"$error":"#N/A"}},{"$f":"IF($E19330=DataInput!$B19329,DataInput!E19329,NA())","v":{"$error":"#N/A"}},{"$f":"IF($E19330=DataInput!$B19329,DataInput!F19329,NA())","v":{"$error":"#N/A"}},{"$f":"IF($E19330=DataInput!$B19329,DataInput!G19329,NA())","v":{"$error":"#N/A"}},{"$f":"IF($E19330=DataInput!$B19329,DataInput!H19329,NA())","v":{"$error":"#N/A"}},{"$f":"IF($E19330=DataInput!$B19329,DataInput!I19329,NA())","v":{"$error":"#N/A"}},{"$f":"IF($E19330=DataInput!$B19329,DataInput!J19329,NA())","v":{"$error":"#N/A"}},{"$f":"IF($E19330=DataInput!$B19329,DataInput!K19329,NA())","v":{"$error":"#N/A"}},null,null,"  ",null,null,null,null,false,null,null,{"$error":"#N/A"},{"$error":"#N/A"},{"$error":"#N/A"},{"$error":"#N/A"},{"$error":"#N/A"},{"$error":"#N/A"},{"$error":"#N/A"},{"$error":"#N/A"},{"$error":"#N/A"},{"$error":"#N/A"}]
[null,{"$f":"IF(DataInput!B19352=$B$8,IF($B$9=$B$10,TRUE,IF(DataInput!E19352=$B$9,TRUE,FALSE)))","v":false},null,null,{"$f":"IF(B19353=TRUE,DataInput!B19352,NA())","v":{"$error":"#N/A"}},{"$f":"IF($E19353=DataInput!$B19352,DataInput!C19352,NA())","v":{"$error":"#N/A"}},{"$f":"IF($E19353=DataInput!$B19352,DataInput!D19352,NA())","v":{"$error":"#N/A"}},{"$f":"IF($E19353=DataInput!$B19352,DataInput!E19352,NA())","v":{"$error":"#N/A"}},{"$f":"IF($E19353=DataInput!$B19352,DataInput!F19352,NA())","v":{"$error":"#N/A"}},{"$f":"IF($E19353=DataInput!$B19352,DataInput!G19352,NA())","v":{"$error":"#N/A"}},{"$f":"IF($E19353=DataInput!$B19352,DataInput!H19352,NA())","v":{"$error":"#N/A"}},{"$f":"IF($E19353=DataInput!$B19352,DataInput!I19352,NA())","v":{"$error":"#N/A"}},{"$f":"IF($E19353=DataInput!$B19352,DataInput!J19352,NA())","v":{"$error":"#N/A"}},{"$f":"IF($E19353=DataInput!$B19352,DataInput!K19352,NA())","v":{"$error":"#N/A"}},null,null,"  ",null,null,null,null,false,null,null,{"$error":"#N/A"},{"$error":"#N/A"},{"$error":"#N/A"},{"$error":"#N/A"},{"$error":"#N/A"},{"$error":"#N/A"},{"$error":"#N/A"},{"$error":"#N/A"},{"$error":"#N/A"},{"$error":"#N/A"}]
[null,{"$f":"IF(DataInput!B19399=$B$8,IF($B$9=$B$10,TRUE,IF(DataInput!E19399=$B$9,TRUE,FALSE)))","v":false},null,null,{"$f":"IF(B19400=TRUE,DataInput!B19399,NA())","v":{"$error":"#N/A"}},{"$f":"IF($E19400=DataInput!$B19399,DataInput!C19399,NA())","v":{"$error":"#N/A"}},{"$f":"IF($E19400=DataInput!$B19399,DataInput!D19399,NA())","v":{"$error":"#N/A"}},{"$f":"IF($E19400=DataInput!$B19399,DataInput!E19399,NA())","v":{"$error":"#N/A"}},{"$f":"IF($E19400=DataInput!$B19399,DataInput!F19399,NA())","v":{"$error":"#N/A"}},{"$f":"IF($E19400=DataInput!$B19399,DataInput!G19399,NA())","v":{"$error":"#N/A"}},{"$f":"IF($E19400=DataInput!$B19399,DataInput!H19399,NA())","v":{"$error":"#N/A"}},{"$f":"IF($E19400=DataInput!$B19399,DataInput!I19399,NA())","v":{"$error":"#N/A"}},{"$f":"IF($E19400=DataInput!$B19399,DataInput!J19399,NA())","v":{"$error":"#N/A"}},{"$f":"IF($E19400=DataInput!$B19399,DataInput!K19399,NA())","v":{"$error":"#N/A"}},null,null,"  ",null,null,null,null,false,null,null,{"$error":"#N/A"},{"$error":"#N/A"},{"$error":"#N/A"},{"$error":"#N/A"},{"$error":"#N/A"},{"$error":"#N/A"},{"$error":"#N/A"},{"$error":"#N/A"},{"$error":"#N/A"},{"$error":"#N/A"}]
[null,{"$f":"IF(DataInput!B19401=$B$8,IF($B$9=$B$10,TRUE,IF(DataInput!E19401=$B$9,TRUE,FALSE)))","v":false},null,null,{"$f":"IF(B19402=TRUE,DataInput!B19401,NA())","v":{"$error":"#N/A"}},{"$f":"IF($E19402=DataInput!$B19401,DataInput!C19401,NA())","v":{"$error":"#N/A"}},{"$f":"IF($E19402=DataInput!$B19401,DataInput!D19401,NA())","v":{"$error":"#N/A"}},{"$f":"IF($E19402=DataInput!$B19401,DataInput!E19401,NA())","v":{"$error":"#N/A"}},{"$f":"IF($E19402=DataInput!$B19401,DataInput!F19401,NA())","v":{"$error":"#N/A"}},{"$f":"IF($E19402=DataInput!$B19401,DataInput!G19401,NA())","v":{"$error":"#N/A"}},{"$f":"IF($E19402=DataInput!$B19401,DataInput!H19401,NA())","v":{"$error":"#N/A"}},{"$f":"IF($E19402=DataInput!$B19401,DataInput!I19401,NA())","v":{"$error":"#N/A"}},{"$f":"IF($E19402=DataInput!$B19401,DataInput!J19401,NA())","v":{"$error":"#N/A"}},{"$f":"IF($E19402=DataInput!$B19401,DataInput!K19401,NA())","v":{"$error":"#N/A"}},null,null,"  ",null,null,null,null,false,null,null,{"$error":"#N/A"},{"$error":"#N/A"},{"$error":"#N/A"},{"$error":"#N/A"},{"$error":"#N/A"},{"$error":"#N/A"},{"$error":"#N/A"},{"$error":"#N/A"},{"$error":"#N/A"},{"$error":"#N/A"}]
[null,{"$f":"IF(DataInput!B19452=$B$8,IF($B$9=$B$10,TRUE,IF(DataInput!E19452=$B$9,TRUE,FALSE)))","v":false},null,null,{"$f":"IF(B19453=TRUE,DataInput!B19452,NA())","v":{"$error":"#N/A"}},{"$f":"IF($E19453=DataInput!$B19452,DataInput!C19452,NA())","v":{"$error":"#N/A"}},{"$f":"IF($E19453=DataInput!$B19452,DataInput!D19452,NA())","v":{"$error":"#N/A"}},{"$f":"IF($E19453=DataInput!$B19452,DataInput!E19452,NA())","v":{"$error":"#N/A"}},{"$f":"IF($E19453=DataInput!$B19452,DataInput!F19452,NA())","v":{"$error":"#N/A"}},{"$f":"IF($E19453=DataInput!$B19452,DataInput!G19452,NA())","v":{"$error":"#N/A"}},{"$f":"IF($E19453=DataInput!$B19452,DataInput!H19452,NA())","v":{"$error":"#N/A"}},{"$f":"IF($E19453=DataInput!$B19452,DataInput!I19452,NA())","v":{"$error":"#N/A"}},{"$f":"IF($E19453=DataInput!$B19452,DataInput!J19452,NA())","v":{"$error":"#N/A"}},{"$f":"IF($E19453=DataInput!$B19452,DataInput!K19452,NA())","v":{"$error":"#N/A"}},null,null,"  ",null,null,null,null,false,null,null,{"$error":"#N/A"},{"$error":"#N/A"},{"$error":"#N/A"},{"$error":"#N/A"},{"$error":"#N/A"},{"$error":"#N/A"},{"$error":"#N/A"},{"$error":"#N/A"},{"$error":"#N/A"},{"$error":"#N/A"}]
[null,{"$f":"IF(DataInput!B19478=$B$8,IF($B$9=$B$10,TRUE,IF(DataInput!E19478=$B$9,TRUE,FALSE)))","v":false},null,null,{"$f":"IF(B19479=TRUE,DataInput!B19478,NA())","v":{"$error":"#N/A"}},{"$f":"IF($E19479=DataInput!$B19478,DataInput!C19478,NA())","v":{"$error":"#N/A"}},{"$f":"IF($E19479=DataInput!$B19478,DataInput!D19478,NA())","v":{"$error":"#N/A"}},{"$f":"IF($E19479=DataInput!$B19478,DataInput!E19478,NA())","v":{"$error":"#N/A"}},{"$f":"IF($E19479=DataInput!$B19478,DataInput!F19478,NA())","v":{"$error":"#N/A"}},{"$f":"IF($E19479=DataInput!$B19478,DataInput!G19478,NA())","v":{"$error":"#N/A"}},{"$f":"IF($E19479=DataInput!$B19478,DataInput!H19478,NA())","v":{"$error":"#N/A"}},{"$f":"IF($E19479=DataInput!$B19478,DataInput!I19478,NA())","v":{"$error":"#N/A"}},{"$f":"IF($E19479=DataInput!$B19478,DataInput!J19478,NA())","v":{"$error":"#N/A"}},{"$f":"IF($E19479=DataInput!$B19478,DataInput!K19478,NA())","v":{"$error":"#N/A"}},null,null,"  ",null,null,null,null,false,null,null,{"$error":"#N/A"},{"$error":"#N/A"},{"$error":"#N/A"},{"$error":"#N/A"},{"$error":"#N/A"},{"$error":"#N/A"},{"$error":"#N/A"},{"$error":"#N/A"},{"$error":"#N/A"},{"$error":"#N/A"}]
[null,{"$f":"IF(DataInput!B19509=$B$8,IF($B$9=$B$10,TRUE,IF(DataInput!E19509=$B$9,TRUE,FALSE)))","v":false},null,null,{"$f":"IF(B19510=TRUE,DataInput!B19509,NA())","v":{"$error":"#N/A"}},{"$f":"IF($E19510=DataInput!$B19509,DataInput!C19509,NA())","v":{"$error":"#N/A"}},{"$f":"IF($E19510=DataInput!$B19509,DataInput!D19509,NA())","v":{"$error":"#N/A"}},{"$f":"IF($E19510=DataInput!$B19509,DataInput!E19509,NA())","v":{"$error":"#N/A"}},{"$f":"IF($E19510=DataInput!$B19509,DataInput!F19509,NA())","v":{"$error":"#N/A"}},{"$f":"IF($E19510=DataInput!$B19509,DataInput!G19509,NA())","v":{"$error":"#N/A"}},{"$f":"IF($E19510=DataInput!$B19509,DataInput!H19509,NA())","v":{"$error":"#N/A"}},{"$f":"IF($E19510=DataInput!$B19509,DataInput!I19509,NA())","v":{"$error":"#N/A"}},{"$f":"IF($E19510=DataInput!$B19509,DataInput!J19509,NA())","v":{"$error":"#N/A"}},{"$f":"IF($E19510=DataInput!$B19509,DataInput!K19509,NA())","v":{"$error":"#N/A"}},null,null,"  ",null,null,null,null,false,null,null,{"$error":"#N/A"},{"$error":"#N/A"},{"$error":"#N/A"},{"$error":"#N/A"},{"$error":"#N/A"},{"$error":"#N/A"},{"$error":"#N/A"},{"$error":"#N/A"},{"$error":"#N/A"},{"$error":"#N/A"}]
[null,{"$f":"IF(DataInput!B19540=$B$8,IF($B$9=$B$10,TRUE,IF(DataInput!E19540=$B$9,TRUE,FALSE)))","v":false},null,null,{"$f":"IF(B19541=TRUE,DataInput!B19540,NA())","v":{"$error":"#N/A"}},{"$f":"IF($E19541=DataInput!$B19540,DataInput!C19540,NA())","v":{"$error":"#N/A"}},{"$f":"IF($E19541=DataInput!$B19540,DataInput!D19540,NA())","v":{"$error":"#N/A"}},{"$f":"IF($E19541=DataInput!$B19540,DataInput!E19540,NA())","v":{"$error":"#N/A"}},{"$f":"IF($E19541=DataInput!$B19540,DataInput!F19540,NA())","v":{"$error":"#N/A"}},{"$f":"IF($E19541=DataInput!$B19540,DataInput!G19540,NA())","v":{"$error":"#N/A"}},{"$f":"IF($E19541=DataInput!$B19540,DataInput!H19540,NA())","v":{"$error":"#N/A"}},{"$f":"IF($E19541=DataInput!$B19540,DataInput!I19540,NA())","v":{"$error":"#N/A"}},{"$f":"IF($E19541=DataInput!$B19540,DataInput!J19540,NA())","v":{"$error":"#N/A"}},{"$f":"IF($E19541=DataInput!$B19540,DataInput!K19540,NA())","v":{"$error":"#N/A"}},null,null,"  ",null,null,null,null,false,null,null,{"$error":"#N/A"},{"$error":"#N/A"},{"$error":"#N/A"},{"$error":"#N/A"},{"$error":"#N/A"},{"$error":"#N/A"},{"$error":"#N/A"},{"$error":"#N/A"},{"$error":"#N/A"},{"$error":"#N/A"}]
[null,{"$f":"IF(DataInput!B19551=$B$8,IF($B$9=$B$10,TRUE,IF(DataInput!E19551=$B$9,TRUE,FALSE)))","v":false},null,null,{"$f":"IF(B19552=TRUE,DataInput!B19551,NA())","v":{"$error":"#N/A"}},{"$f":"IF($E19552=DataInput!$B19551,DataInput!C19551,NA())","v":{"$error":"#N/A"}},{"$f":"IF($E19552=DataInput!$B19551,DataInput!D19551,NA())","v":{"$error":"#N/A"}},{"$f":"IF($E19552=DataInput!$B19551,DataInput!E19551,NA())","v":{"$error":"#N/A"}},{"$f":"IF($E19552=DataInput!$B19551,DataInput!F19551,NA())","v":{"$error":"#N/A"}},{"$f":"IF($E19552=DataInput!$B19551,DataInput!G19551,NA())","v":{"$error":"#N/A"}},{"$f":"IF($E19552=DataInput!$B19551,DataInput!H19551,NA())","v":{"$error":"#N/A"}},{"$f":"IF($E19552=DataInput!$B19551,DataInput!I19551,NA())","v":{"$error":"#N/A"}},{"$f":"IF($E19552=DataInput!$B19551,DataInput!J19551,NA())","v":{"$error":"#N/A"}},{"$f":"IF($E19552=DataInput!$B19551,DataInput!K19551,NA())","v":{"$error":"#N/A"}},null,null,"  ",null,null,null,null,false,null,null,{"$error":"#N/A"},{"$error":"#N/A"},{"$error":"#N/A"},{"$error":"#N/A"},{"$error":"#N/A"},{"$error":"#N/A"},{"$error":"#N/A"},{"$error":"#N/A"},{"$error":"#N/A"},{"$error":"#N/A"}]
[null,{"$f":"IF(DataInput!B19588=$B$8,IF($B$9=$B$10,TRUE,IF(DataInput!E19588=$B$9,TRUE,FALSE)))","v":false},null,null,{"$f":"IF(B19589=TRUE,DataInput!B19588,NA())","v":{"$error":"#N/A"}},{"$f":"IF($E19589=DataInput!$B19588,DataInput!C19588,NA())","v":{"$error":"#N/A"}},{"$f":"IF($E19589=DataInput!$B19588,DataInput!D19588,NA())","v":{"$error":"#N/A"}},{"$f":"IF($E19589=DataInput!$B19588,DataInput!E19588,NA())","v":{"$error":"#N/A"}},{"$f":"IF($E19589=DataInput!$B19588,DataInput!F19588,NA())","v":{"$error":"#N/A"}},{"$f":"IF($E19589=DataInput!$B19588,DataInput!G19588,NA())","v":{"$error":"#N/A"}},{"$f":"IF($E19589=DataInput!$B19588,DataInput!H19588,NA())","v":{"$error":"#N/A"}},{"$f":"IF($E19589=DataInput!$B19588,DataInput!I19588,NA())","v":{"$error":"#N/A"}},{"$f":"IF($E19589=DataInput!$B19588,DataInput!J19588,NA())","v":{"$error":"#N/A"}},{"$f":"IF($E19589=DataInput!$B19588,DataInput!K19588,NA())","v":{"$error":"#N/A"}},null,null,"  ",null,null,null,null,false,null,null,{"$error":"#N/A"},{"$error":"#N/A"},{"$error":"#N/A"},{"$error":"#N/A"},{"$error":"#N/A"},{"$error":"#N/A"},{"$error":"#N/A"},{"$error":"#N/A"},{"$error":"#N/A"},{"$error":"#N/A"}]
[null,{"$f":"IF(DataInput!B19606=$B$8,IF($B$9=$B$10,TRUE,IF(DataInput!E19606=$B$9,TRUE,FALSE)))","v":false},null,null,{"$f":"IF(B19607=TRUE,DataInput!B19606,NA())","v":{"$error":"#N/A"}},{"$f":"IF($E19607=DataInput!$B19606,DataInput!C19606,NA())","v":{"$error":"#N/A"}},{"$f":"IF($E19607=DataInput!$B19606,DataInput!D19606,NA())","v":{"$error":"#N/A"}},{"$f":"IF($E19607=DataInput!$B19606,DataInput!E19606,NA())","v":{"$error":"#N/A"}},{"$f":"IF($E19607=DataInput!$B19606,DataInput!F19606,NA())","v":{"$error":"#N/A"}},{"$f":"IF($E19607=DataInput!$B19606,DataInput!G19606,NA())","v":{"$error":"#N/A"}},{"$f":"IF($E19607=DataInput!$B19606,DataInput!H19606,NA())","v":{"$error":"#N/A"}},{"$f":"IF($E19607=DataInput!$B19606,DataInput!I19606,NA())","v":{"$error":"#N/A"}},{"$f":"IF($E19607=DataInput!$B19606,DataInput!J19606,NA())","v":{"$error":"#N/A"}},{"$f":"IF($E19607=DataInput!$B19606,DataInput!K19606,NA())","v":{"$error":"#N/A"}},null,null,"  ",null,null,null,null,false,null,null,{"$error":"#N/A"},{"$error":"#N/A"},{"$error":"#N/A"},{"$error":"#N/A"},{"$error":"#N/A"},{"$error":"#N/A"},{"$error":"#N/A"},{"$error":"#N/A"},{"$error":"#N/A"},{"$error":"#N/A"}]
[null,{"$f":"IF(DataInput!B19637=$B$8,IF($B$9=$B$10,TRUE,IF(DataInput!E19637=$B$9,TRUE,FALSE)))","v":false},null,null,{"$f":"IF(B19638=TRUE,DataInput!B19637,NA())","v":{"$error":"#N/A"}},{"$f":"IF($E19638=DataInput!$B19637,DataInput!C19637,NA())","v":{"$error":"#N/A"}},{"$f":"IF($E19638=DataInput!$B19637,DataInput!D19637,NA())","v":{"$error":"#N/A"}},{"$f":"IF($E19638=DataInput!$B19637,DataInput!E19637,NA())","v":{"$error":"#N/A"}},{"$f":"IF($E19638=DataInput!$B19637,DataInput!F19637,NA())","v":{"$error":"#N/A"}},{"$f":"IF($E19638=DataInput!$B19637,DataInput!G19637,NA())","v":{"$error":"#N/A"}},{"$f":"IF($E19638=DataInput!$B19637,DataInput!H19637,NA())","v":{"$error":"#N/A"}},{"$f":"IF($E19638=DataInput!$B19637,DataInput!I19637,NA())","v":{"$error":"#N/A"}},{"$f":"IF($E19638=DataInput!$B19637,DataInput!J19637,NA())","v":{"$error":"#N/A"}},{"$f":"IF($E19638=DataInput!$B19637,DataInput!K19637,NA())","v":{"$error":"#N/A"}},null,null,"  ",null,null,null,null,false,null,null,{"$error":"#N/A"},{"$error":"#N/A"},{"$error":"#N/A"},{"$error":"#N/A"},{"$error":"#N/A"},{"$error":"#N/A"},{"$error":"#N/A"},{"$error":"#N/A"},{"$error":"#N/A"},{"$error":"#N/A"}]
[null,{"$f":"IF(DataInput!B19674=$B$8,IF($B$9=$B$10,TRUE,IF(DataInput!E19674=$B$9,TRUE,FALSE)))","v":false},null,null,{"$f":"IF(B19675=TRUE,DataInput!B19674,NA())","v":{"$error":"#N/A"}},{"$f":"IF($E19675=DataInput!$B19674,DataInput!C19674,NA())","v":{"$error":"#N/A"}},{"$f":"IF($E19675=DataInput!$B19674,DataInput!D19674,NA())","v":{"$error":"#N/A"}},{"$f":"IF($E19675=DataInput!$B19674,DataInput!E19674,NA())","v":{"$error":"#N/A"}},{"$f":"IF($E19675=DataInput!$B19674,DataInput!F19674,NA())","v":{"$error":"#N/A"}},{"$f":"IF($E19675=DataInput!$B19674,DataInput!G19674,NA())","v":{"$error":"#N/A"}},{"$f":"IF($E19675=DataInput!$B19674,DataInput!H19674,NA())","v":{"$error":"#N/A"}},{"$f":"IF($E19675=DataInput!$B19674,DataInput!I19674,NA())","v":{"$error":"#N/A"}},{"$f":"IF($E19675=DataInput!$B19674,DataInput!J19674,NA())","v":{"$error":"#N/A"}},{"$f":"IF($E19675=DataInput!$B19674,DataInput!K19674,NA())","v":{"$error":"#N/A"}},null,null,"  ",null,null,null,null,false,null,null,{"$error":"#N/A"},{"$error":"#N/A"},{"$error":"#N/A"},{"$error":"#N/A"},{"$error":"#N/A"},{"$error":"#N/A"},{"$error":"#N/A"},{"$error":"#N/A"},{"$error":"#N/A"},{"$error":"#N/A"}]
[null,{"$f":"IF(DataInput!B19714=$B$8,IF($B$9=$B$10,TRUE,IF(DataInput!E19714=$B$9,TRUE,FALSE)))","v":false},null,null,{"$f":"IF(B19715=TRUE,DataInput!B19714,NA())","v":{"$error":"#N/A"}},{"$f":"IF($E19715=DataInput!$B19714,DataInput!C19714,NA())","v":{"$error":"#N/A"}},{"$f":"IF($E19715=DataInput!$B19714,DataInput!D19714,NA())","v":{"$error":"#N/A"}},{"$f":"IF($E19715=DataInput!$B19714,DataInput!E19714,NA())","v":{"$error":"#N/A"}},{"$f":"IF($E19715=DataInput!$B19714,DataInput!F19714,NA())","v":{"$error":"#N/A"}},{"$f":"IF($E19715=DataInput!$B19714,DataInput!G19714,NA())","v":{"$error":"#N/A"}},{"$f":"IF($E19715=DataInput!$B19714,DataInput!H19714,NA())","v":{"$error":"#N/A"}},{"$f":"IF($E19715=DataInput!$B19714,DataInput!I19714,NA())","v":{"$error":"#N/A"}},{"$f":"IF($E19715=DataInput!$B19714,DataInput!J19714,NA())","v":{"$error":"#N/A"}},{"$f":"IF($E19715=DataInput!$B19714,DataInput!K19714,NA())","v":{"$error":"#N/A"}},null,null,"  ",null,null,null,null,false,null,null,{"$error":"#N/A"},{"$error":"#N/A"},{"$error":"#N/A"},{"$error":"#N/A"},{"$error":"#N/A"},{"$error":"#N/A"},{"$error":"#N/A"},{"$error":"#N/A"},{"$error":"#N/A"},{"$error":"#N/A"}]
[null,{"$f":"IF(DataInput!B19745=$B$8,IF($B$9=$B$10,TRUE,IF(DataInput!E19745=$B$9,TRUE,FALSE)))","v":false},null,null,{"$f":"IF(B19746=TRUE,DataInput!B19745,NA())","v":{"$error":"#N/A"}},{"$f":"IF($E19746=DataInput!$B19745,DataInput!C19745,NA())","v":{"$error":"#N/A"}},{"$f":"IF($E19746=DataInput!$B19745,DataInput!D19745,NA())","v":{"$error":"#N/A"}},{"$f":"IF($E19746=DataInput!$B19745,DataInput!E19745,NA())","v":{"$error":"#N/A"}},{"$f":"IF($E19746=DataInput!$B19745,DataInput!F19745,NA())","v":{"$error":"#N/A"}},{"$f":"IF($E19746=DataInput!$B19745,DataInput!G19745,NA())","v":{"$error":"#N/A"}},{"$f":"IF($E19746=DataInput!$B19745,DataInput!H19745,NA())","v":{"$error":"#N/A"}},{"$f":"IF($E19746=DataInput!$B19745,DataInput!I19745,NA())","v":{"$error":"#N/A"}},{"$f":"IF($E19746=DataInput!$B19745,DataInput!J19745,NA())","v":{"$error":"#N/A"}},{"$f":"IF($E19746=DataInput!$B19745,DataInput!K19745,NA())","v":{"$error":"#N/A"}},null,null,"  ",null,null,null,null,false,null,null,{"$error":"#N/A"},{"$error":"#N/A"},{"$error":"#N/A"},{"$error":"#N/A"},{"$error":"#N/A"},{"$error":"#N/A"},{"$error":"#N/A"},{"$error":"#N/A"},{"$error":"#N/A"},{"$error":"#N/A"}]
[null,{"$f":"IF(DataInput!B19763=$B$8,IF($B$9=$B$10,TRUE,IF(DataInput!E19763=$B$9,TRUE,FALSE)))","v":false},null,null,{"$f":"IF(B19764=TRUE,DataInput!B19763,NA())","v":{"$error":"#N/A"}},{"$f":"IF($E19764=DataInput!$B19763,DataInput!C19763,NA())","v":{"$error":"#N/A"}},{"$f":"IF($E19764=DataInput!$B19763,DataInput!D19763,NA())","v":{"$error":"#N/A"}},{"$f":"IF($E19764=DataInput!$B19763,DataInput!E19763,NA())","v":{"$error":"#N/A"}},{"$f":"IF($E19764=DataInput!$B19763,DataInput!F19763,NA())","v":{"$error":"#N/A"}},{"$f":"IF($E19764=DataInput!$B19763,DataInput!G19763,NA())","v":{"$error":"#N/A"}},{"$f":"IF($E19764=DataInput!$B19763,DataInput!H19763,NA())","v":{"$error":"#N/A"}},{"$f":"IF($E19764=DataInput!$B19763,DataInput!I19763,NA())","v":{"$error":"#N/A"}},{"$f":"IF($E19764=DataInput!$B19763,DataInput!J19763,NA())","v":{"$error":"#N/A"}},{"$f":"IF($E19764=DataInput!$B19763,DataInput!K19763,NA())","v":{"$error":"#N/A"}},null,null,"  ",null,null,null,null,false,null,null,{"$error":"#N/A"},{"$error":"#N/A"},{"$error":"#N/A"},{"$error":"#N/A"},{"$error":"#N/A"},{"$error":"#N/A"},{"$error":"#N/A"},{"$error":"#N/A"},{"$error":"#N/A"},{"$error":"#N/A"}]
[null,{"$f":"IF(DataInput!B19801=$B$8,IF($B$9=$B$10,TRUE,IF(DataInput!E19801=$B$9,TRUE,FALSE)))","v":false},null,null,{"$f":"IF(B19802=TRUE,DataInput!B19801,NA())","v":{"$error":"#N/A"}},{"$f":"IF($E19802=DataInput!$B19801,DataInput!C19801,NA())","v":{"$error":"#N/A"}},{"$f":"IF($E19802=DataInput!$B19801,DataInput!D19801,NA())","v":{"$error":"#N/A"}},{"$f":"IF($E19802=DataInput!$B19801,DataInput!E19801,NA())","v":{"$error":"#N/A"}},{"$f":"IF($E19802=DataInput!$B19801,DataInput!F19801,NA())","v":{"$error":"#N/A"}},{"$f":"IF($E19802=DataInput!$B19801,DataInput!G19801,NA())","v":{"$error":"#N/A"}},{"$f":"IF($E19802=DataInput!$B19801,DataInput!H19801,NA())","v":{"$error":"#N/A"}},{"$f":"IF($E19802=DataInput!$B19801,DataInput!I19801,NA())","v":{"$error":"#N/A"}},{"$f":"IF($E19802=DataInput!$B19801,DataInput!J19801,NA())","v":{"$error":"#N/A"}},{"$f":"IF($E19802=DataInput!$B19801,DataInput!K19801,NA())","v":{"$error":"#N/A"}},null,null,"  ",null,null,null,null,false,null,null,{"$error":"#N/A"},{"$error":"#N/A"},{"$error":"#N/A"},{"$error":"#N/A"},{"$error":"#N/A"},{"$error":"#N/A"},{"$error":"#N/A"},{"$error":"#N/A"},{"$error":"#N/A"},{"$error":"#N/A"}]
[null,{"$f":"IF(DataInput!B19824=$B$8,IF($B$9=$B$10,TRUE,IF(DataInput!E19824=$B$9,TRUE,FALSE)))","v":false},null,null,{"$f":"IF(B19825=TRUE,DataInput!B19824,NA())","v":{"$error":"#N/A"}},{"$f":"IF($E19825=DataInput!$B19824,DataInput!C19824,NA())","v":{"$error":"#N/A"}},{"$f":"IF($E19825=DataInput!$B19824,DataInput!D19824,NA())","v":{"$error":"#N/A"}},{"$f":"IF($E19825=DataInput!$B19824,DataInput!E19824,NA())","v":{"$error":"#N/A"}},{"$f":"IF($E19825=DataInput!$B19824,DataInput!F19824,NA())","v":{"$error":"#N/A"}},{"$f":"IF($E19825=DataInput!$B19824,DataInput!G19824,NA())","v":{"$error":"#N/A"}},{"$f":"IF($E19825=DataInput!$B19824,DataInput!H19824,NA())","v":{"$error":"#N/A"}},{"$f":"IF($E19825=DataInput!$B19824,DataInput!I19824,NA())","v":{"$error":"#N/A"}},{"$f":"IF($E19825=DataInput!$B19824,DataInput!J19824,NA())","v":{"$error":"#N/A"}},{"$f":"IF($E19825=DataInput!$B19824,DataInput!K19824,NA())","v":{"$error":"#N/A"}},null,null,"  ",null,null,null,null,false,null,null,{"$error":"#N/A"},{"$error":"#N/A"},{"$error":"#N/A"},{"$error":"#N/A"},{"$error":"#N/A"},{"$error":"#N/A"},{"$error":"#N/A"},{"$error":"#N/A"},{"$error":"#N/A"},{"$error":"#N/A"}]
[null,{"$f":"IF(DataInput!B19842=$B$8,IF($B$9=$B$10,TRUE,IF(DataInput!E19842=$B$9,TRUE,FALSE)))","v":false},null,null,{"$f":"IF(B19843=TRUE,DataInput!B19842,NA())","v":{"$error":"#N/A"}},{"$f":"IF($E19843=DataInput!$B19842,DataInput!C19842,NA())","v":{"$error":"#N/A"}},{"$f":"IF($E19843=DataInput!$B19842,DataInput!D19842,NA())","v":{"$error":"#N/A"}},{"$f":"IF($E19843=DataInput!$B19842,DataInput!E19842,NA())","v":{"$error":"#N/A"}},{"$f":"IF($E19843=DataInput!$B19842,DataInput!F19842,NA())","v":{"$error":"#N/A"}},{"$f":"IF($E19843=DataInput!$B19842,DataInput!G19842,NA())","v":{"$error":"#N/A"}},{"$f":"IF($E19843=DataInput!$B19842,DataInput!H19842,NA())","v":{"$error":"#N/A"}},{"$f":"IF($E19843=DataInput!$B19842,DataInput!I19842,NA())","v":{"$error":"#N/A"}},{"$f":"IF($E19843=DataInput!$B19842,DataInput!J19842,NA())","v":{"$error":"#N/A"}},{"$f":"IF($E19843=DataInput!$B19842,DataInput!K19842,NA())","v":{"$error":"#N/A"}},null,null,"  ",null,null,null,null,false,null,null,{"$error":"#N/A"},{"$error":"#N/A"},{"$error":"#N/A"},{"$error":"#N/A"},{"$error":"#N/A"},{"$error":"#N/A"},{"$error":"#N/A"},{"$error":"#N/A"},{"$error":"#N/A"},{"$error":"#N/A"}]
[null,{"$f":"IF(DataInput!B19873=$B$8,IF($B$9=$B$10,TRUE,IF(DataInput!E19873=$B$9,TRUE,FALSE)))","v":false},null,null,{"$f":"IF(B19874=TRUE,DataInput!B19873,NA())","v":{"$error":"#N/A"}},{"$f":"IF($E19874=DataInput!$B19873,DataInput!C19873,NA())","v":{"$error":"#N/A"}},{"$f":"IF($E19874=DataInput!$B19873,DataInput!D19873,NA())","v":{"$error":"#N/A"}},{"$f":"IF($E19874=DataInput!$B19873,DataInput!E19873,NA())","v":{"$error":"#N/A"}},{"$f":"IF($E19874=DataInput!$B19873,DataInput!F19873,NA())","v":{"$error":"#N/A"}},{"$f":"IF($E19874=DataInput!$B19873,DataInput!G19873,NA())","v":{"$error":"#N/A"}},{"$f":"IF($E19874=DataInput!$B19873,DataInput!H19873,NA())","v":{"$error":"#N/A"}},{"$f":"IF($E19874=DataInput!$B19873,DataInput!I19873,NA())","v":{"$error":"#N/A"}},{"$f":"IF($E19874=DataInput!$B19873,DataInput!J19873,NA())","v":{"$error":"#N/A"}},{"$f":"IF($E19874=DataInput!$B19873,DataInput!K19873,NA())","v":{"$error":"#N/A"}},null,null,"  ",null,null,null,null,false,null,null,{"$error":"#N/A"},{"$error":"#N/A"},{"$error":"#N/A"},{"$error":"#N/A"},{"$error":"#N/A"},{"$error":"#N/A"},{"$error":"#N/A"},{"$error":"#N/A"},{"$error":"#N/A"},{"$error":"#N/A"}]
[null,{"$f":"IF(DataInput!B19896=$B$8,IF($B$9=$B$10,TRUE,IF(DataInput!E19896=$B$9,TRUE,FALSE)))","v":false},null,null,{"$f":"IF(B19897=TRUE,DataInput!B19896,NA())","v":{"$error":"#N/A"}},{"$f":"IF($E19897=DataInput!$B19896,DataInput!C19896,NA())","v":{"$error":"#N/A"}},{"$f":"IF($E19897=DataInput!$B19896,DataInput!D19896,NA())","v":{"$error":"#N/A"}},{"$f":"IF($E19897=DataInput!$B19896,DataInput!E19896,NA())","v":{"$error":"#N/A"}},{"$f":"IF($E19897=DataInput!$B19896,DataInput!F19896,NA())","v":{"$error":"#N/A"}},{"$f":"IF($E19897=DataInput!$B19896,DataInput!G19896,NA())","v":{"$error":"#N/A"}},{"$f":"IF($E19897=DataInput!$B19896,DataInput!H19896,NA())","v":{"$error":"#N/A"}},{"$f":"IF($E19897=DataInput!$B19896,DataInput!I19896,NA())","v":{"$error":"#N/A"}},{"$f":"IF($E19897=DataInput!$B19896,DataInput!J19896,NA())","v":{"$error":"#N/A"}},{"$f":"IF($E19897=DataInput!$B19896,DataInput!K19896,NA())","v":{"$error":"#N/A"}},null,null,"  ",null,null,null,null,false,null,null,{"$error":"#N/A"},{"$error":"#N/A"},{"$error":"#N/A"},{"$error":"#N/A"},{"$error":"#N/A"},{"$error":"#N/A"},{"$error":"#N/A"},{"$error":"#N/A"},{"$error":"#N/A"},{"$error":"#N/A"}]
[null,{"$f":"IF(DataInput!B19921=$B$8,IF($B$9=$B$10,TRUE,IF(DataInput!E19921=$B$9,TRUE,FALSE)))","v":false},null,null,{"$f":"IF(B19922=TRUE,DataInput!B19921,NA())","v":{"$error":"#N/A"}},{"$f":"IF($E19922=DataInput!$B19921,DataInput!C19921,NA())","v":{"$error":"#N/A"}},{"$f":"IF($E19922=DataInput!$B19921,DataInput!D19921,NA())","v":{"$error":"#N/A"}},{"$f":"IF($E19922=DataInput!$B19921,DataInput!E19921,NA())","v":{"$error":"#N/A"}},{"$f":"IF($E19922=DataInput!$B19921,DataInput!F19921,NA())","v":{"$error":"#N/A"}},{"$f":"IF($E19922=DataInput!$B19921,DataInput!G19921,NA())","v":{"$error":"#N/A"}},{"$f":"IF($E19922=DataInput!$B19921,DataInput!H19921,NA())","v":{"$error":"#N/A"}},{"$f":"IF($E19922=DataInput!$B19921,DataInput!I19921,NA())","v":{"$error":"#N/A"}},{"$f":"IF($E19922=DataInput!$B19921,DataInput!J19921,NA())","v":{"$error":"#N/A"}},{"$f":"IF($E19922=DataInput!$B19921,DataInput!K19921,NA())","v":{"$error":"#N/A"}},null,null,"  ",null,null,null,null,false,null,null,{"$error":"#N/A"},{"$error":"#N/A"},{"$error":"#N/A"},{"$error":"#N/A"},{"$error":"#N/A"},{"$error":"#N/A"},{"$error":"#N/A"},{"$error":"#N/A"},{"$error":"#N/A"},{"$error":"#N/A"}]
[null,{"$f":"IF(DataInput!B19952=$B$8,IF($B$9=$B$10,TRUE,IF(DataInput!E19952=$B$9,TRUE,FALSE)))","v":false},null,null,{"$f":"IF(B19953=TRUE,DataInput!B19952,NA())","v":{"$error":"#N/A"}},{"$f":"IF($E19953=DataInput!$B19952,DataInput!C19952,NA())","v":{"$error":"#N/A"}},{"$f":"IF($E19953=DataInput!$B19952,DataInput!D19952,NA())","v":{"$error":"#N/A"}},{"$f":"IF($E19953=DataInput!$B19952,DataInput!E19952,NA())","v":{"$error":"#N/A"}},{"$f":"IF($E19953=DataInput!$B19952,DataInput!F19952,NA())","v":{"$error":"#N/A"}},{"$f":"IF($E19953=DataInput!$B19952,DataInput!G19952,NA())","v":{"$error":"#N/A"}},{"$f":"IF($E19953=DataInput!$B19952,DataInput!H19952,NA())","v":{"$error":"#N/A"}},{"$f":"IF($E19953=DataInput!$B19952,DataInput!I19952,NA())","v":{"$error":"#N/A"}},{"$f":"IF($E19953=DataInput!$B19952,DataInput!J19952,NA())","v":{"$error":"#N/A"}},{"$f":"IF($E19953=DataInput!$B19952,DataInput!K19952,NA())","v":{"$error":"#N/A"}},null,null,"  ",null,null,null,null,false,null,null,{"$error":"#N/A"},{"$error":"#N/A"},{"$error":"#N/A"},{"$error":"#N/A"},{"$error":"#N/A"},{"$error":"#N/A"},{"$error":"#N/A"},{"$error":"#N/A"},{"$error":"#N/A"},{"$error":"#N/A"}]
[null,{"$f":"IF(DataInput!B19999=$B$8,IF($B$9=$B$10,TRUE,IF(DataInput!E19999=$B$9,TRUE,FALSE)))","v":false},null,null,{"$f":"IF(B20000=TRUE,DataInput!B19999,NA())","v":{"$error":"#N/A"}},{"$f":"IF($E20000=DataInput!$B19999,DataInput!C19999,NA())","v":{"$error":"#N/A"}},{"$f":"IF($E20000=DataInput!$B19999,DataInput!D19999,NA())","v":{"$error":"#N/A"}},{"$f":"IF($E20000=DataInput!$B19999,DataInput!E19999,NA())","v":{"$error":"#N/A"}},{"$f":"IF($E20000=DataInput!$B19999,DataInput!F19999,NA())","v":{"$error":"#N/A"}},{"$f":"IF($E20000=DataInput!$B19999,DataInput!G19999,NA())","v":{"$error":"#N/A"}},{"$f":"IF($E20000=DataInput!$B19999,DataInput!H19999,NA())","v":{"$error":"#N/A"}},{"$f":"IF($E20000=DataInput!$B19999,DataInput!I19999,NA())","v":{"$error":"#N/A"}},{"$f":"IF($E20000=DataInput!$B19999,DataInput!J19999,NA())","v":{"$error":"#N/A"}},{"$f":"IF($E20000=DataInput!$B19999,DataInput!K19999,NA())","v":{"$error":"#N/A"}},null,null,"  ",null,null,null,null,false,null,null,{"$error":"#N/A"},{"$error":"#N/A"},{"$error":"#N/A"},{"$error":"#N/A"},{"$error":"#N/A"},{"$error":"#N/A"},{"$error":"#N/A"},{"$error":"#N/A"},{"$error":"#N/A"},{"$error":"#N/A"}]
[null,{"$f":"IF(DataInput!B20023=$B$8,IF($B$9=$B$10,TRUE,IF(DataInput!E20023=$B$9,TRUE,FALSE)))","v":false},null,null,{"$f":"IF(B20024=TRUE,DataInput!B20023,NA())","v":{"$error":"#N/A"}},{"$f":"IF($E20024=DataInput!$B20023,DataInput!C20023,NA())","v":{"$error":"#N/A"}},{"$f":"IF($E20024=DataInput!$B20023,DataInput!D20023,NA())","v":{"$error":"#N/A"}},{"$f":"IF($E20024=DataInput!$B20023,DataInput!E20023,NA())","v":{"$error":"#N/A"}},{"$f":"IF($E20024=DataInput!$B20023,DataInput!F20023,NA())","v":{"$error":"#N/A"}},{"$f":"IF($E20024=DataInput!$B20023,DataInput!G20023,NA())","v":{"$error":"#N/A"}},{"$f":"IF($E20024=DataInput!$B20023,DataInput!H20023,NA())","v":{"$error":"#N/A"}},{"$f":"IF($E20024=DataInput!$B20023,DataInput!I20023,NA())","v":{"$error":"#N/A"}},{"$f":"IF($E20024=DataInput!$B20023,DataInput!J20023,NA())","v":{"$error":"#N/A"}},{"$f":"IF($E20024=DataInput!$B20023,DataInput!K20023,NA())","v":{"$error":"#N/A"}},null,null,"  ",null,null,null,null,false,null,null,{"$error":"#N/A"},{"$error":"#N/A"},{"$error":"#N/A"},{"$error":"#N/A"},{"$error":"#N/A"},{"$error":"#N/A"},{"$error":"#N/A"},{"$error":"#N/A"},{"$error":"#N/A"},{"$error":"#N/A"}]
[null,{"$f":"IF(DataInput!B20060=$B$8,IF($B$9=$B$10,TRUE,IF(DataInput!E20060=$B$9,TRUE,FALSE)))","v":false},null,null,{"$f":"IF(B20061=TRUE,DataInput!B20060,NA())","v":{"$error":"#N/A"}},{"$f":"IF($E20061=DataInput!$B20060,DataInput!C20060,NA())","v":{"$error":"#N/A"}},{"$f":"IF($E20061=DataInput!$B20060,DataInput!D20060,NA())","v":{"$error":"#N/A"}},{"$f":"IF($E20061=DataInput!$B20060,DataInput!E20060,NA())","v":{"$error":"#N/A"}},{"$f":"IF($E20061=DataInput!$B20060,DataInput!F20060,NA())","v":{"$error":"#N/A"}},{"$f":"IF($E20061=DataInput!$B20060,DataInput!G20060,NA())","v":{"$error":"#N/A"}},{"$f":"IF($E20061=DataInput!$B20060,DataInput!H20060,NA())","v":{"$error":"#N/A"}},{"$f":"IF($E20061=DataInput!$B20060,DataInput!I20060,NA())","v":{"$error":"#N/A"}},{"$f":"IF($E20061=DataInput!$B20060,DataInput!J20060,NA())","v":{"$error":"#N/A"}},{"$f":"IF($E20061=DataInput!$B20060,DataInput!K20060,NA())","v":{"$error":"#N/A"}},null,null,"  ",null,null,null,null,false,null,null,{"$error":"#N/A"},{"$error":"#N/A"},{"$error":"#N/A"},{"$error":"#N/A"},{"$error":"#N/A"},{"$error":"#N/A"},{"$error":"#N/A"},{"$error":"#N/A"},{"$error":"#N/A"},{"$error":"#N/A"}]
[null,{"$f":"IF(DataInput!B20078=$B$8,IF($B$9=$B$10,TRUE,IF(DataInput!E20078=$B$9,TRUE,FALSE)))","v":false},null,null,{"$f":"IF(B20079=TRUE,DataInput!B20078,NA())","v":{"$error":"#N/A"}},{"$f":"IF($E20079=DataInput!$B20078,DataInput!C20078,NA())","v":{"$error":"#N/A"}},{"$f":"IF($E20079=DataInput!$B20078,DataInput!D20078,NA())","v":{"$error":"#N/A"}},{"$f":"IF($E20079=DataInput!$B20078,DataInput!E20078,NA())","v":{"$error":"#N/A"}},{"$f":"IF($E20079=DataInput!$B20078,DataInput!F20078,NA())","v":{"$error":"#N/A"}},{"$f":"IF($E20079=DataInput!$B20078,DataInput!G20078,NA())","v":{"$error":"#N/A"}},{"$f":"IF($E20079=DataInput!$B20078,DataInput!H20078,NA())","v":{"$error":"#N/A"}},{"$f":"IF($E20079=DataInput!$B20078,DataInput!I20078,NA())","v":{"$error":"#N/A"}},{"$f":"IF($E20079=DataInput!$B20078,DataInput!J20078,NA())","v":{"$error":"#N/A"}},{"$f":"IF($E20079=DataInput!$B20078,DataInput!K20078,NA())","v":{"$error":"#N/A"}},null,null,"  ",null,null,null,null,false,null,null,{"$error":"#N/A"},{"$error":"#N/A"},{"$error":"#N/A"},{"$error":"#N/A"},{"$error":"#N/A"},{"$error":"#N/A"},{"$error":"#N/A"},{"$error":"#N/A"},{"$error":"#N/A"},{"$error":"#N/A"}]
[null,{"$f":"IF(DataInput!B20109=$B$8,IF($B$9=$B$10,TRUE,IF(DataInput!E20109=$B$9,TRUE,FALSE)))","v":false},null,null,{"$f":"IF(B20110=TRUE,DataInput!B20109,NA())","v":{"$error":"#N/A"}},{"$f":"IF($E20110=DataInput!$B20109,DataInput!C20109,NA())","v":{"$error":"#N/A"}},{"$f":"IF($E20110=DataInput!$B20109,DataInput!D20109,NA())","v":{"$error":"#N/A"}},{"$f":"IF($E20110=DataInput!$B20109,DataInput!E20109,NA())","v":{"$error":"#N/A"}},{"$f":"IF($E20110=DataInput!$B20109,DataInput!F20109,NA())","v":{"$error":"#N/A"}},{"$f":"IF($E20110=DataInput!$B20109,DataInput!G20109,NA())","v":{"$error":"#N/A"}},{"$f":"IF($E20110=DataInput!$B20109,DataInput!H20109,NA())","v":{"$error":"#N/A"}},{"$f":"IF($E20110=DataInput!$B20109,DataInput!I20109,NA())","v":{"$error":"#N/A"}},{"$f":"IF($E20110=DataInput!$B20109,DataInput!J20109,NA())","v":{"$error":"#N/A"}},{"$f":"IF($E20110=DataInput!$B20109,DataInput!K20109,NA())","v":{"$error":"#N/A"}},null,null,"  ",null,null,null,null,false,null,null,{"$error":"#N/A"},{"$error":"#N/A"},{"$error":"#N/A"},{"$error":"#N/A"},{"$error":"#N/A"},{"$error":"#N/A"},{"$error":"#N/A"},{"$error":"#N/A"},{"$error":"#N/A"},{"$error":"#N/A"}]
[null,{"$f":"IF(DataInput!B20122=$B$8,IF($B$9=$B$10,TRUE,IF(DataInput!E20122=$B$9,TRUE,FALSE)))","v":false},null,null,{"$f":"IF(B20123=TRUE,DataInput!B20122,NA())","v":{"$error":"#N/A"}},{"$f":"IF($E20123=DataInput!$B20122,DataInput!C20122,NA())","v":{"$error":"#N/A"}},{"$f":"IF($E20123=DataInput!$B20122,DataInput!D20122,NA())","v":{"$error":"#N/A"}},{"$f":"IF($E20123=DataInput!$B20122,DataInput!E20122,NA())","v":{"$error":"#N/A"}},{"$f":"IF($E20123=DataInput!$B20122,DataInput!F20122,NA())","v":{"$error":"#N/A"}},{"$f":"IF($E20123=DataInput!$B20122,DataInput!G20122,NA())","v":{"$error":"#N/A"}},{"$f":"IF($E20123=DataInput!$B20122,DataInput!H20122,NA())","v":{"$error":"#N/A"}},{"$f":"IF($E20123=DataInput!$B20122,DataInput!I20122,NA())","v":{"$error":"#N/A"}},{"$f":"IF($E20123=DataInput!$B20122,DataInput!J20122,NA())","v":{"$error":"#N/A"}},{"$f":"IF($E20123=DataInput!$B20122,DataInput!K20122,NA())","v":{"$error":"#N/A"}},null,null,"  ",null,null,null,null,false,null,null,{"$error":"#N/A"},{"$error":"#N/A"},{"$error":"#N/A"},{"$error":"#N/A"},{"$error":"#N/A"},{"$error":"#N/A"},{"$error":"#N/A"},{"$error":"#N/A"},{"$error":"#N/A"},{"$error":"#N/A"}]
[null,{"$f":"IF(DataInput!B20157=$B$8,IF($B$9=$B$10,TRUE,IF(DataInput!E20157=$B$9,TRUE,FALSE)))","v":false},null,null,{"$f":"IF(B20158=TRUE,DataInput!B20157,NA())","v":{"$error":"#N/A"}},{"$f":"IF($E20158=DataInput!$B20157,DataInput!C20157,NA())","v":{"$error":"#N/A"}},{"$f":"IF($E20158=DataInput!$B20157,DataInput!D20157,NA())","v":{"$error":"#N/A"}},{"$f":"IF($E20158=DataInput!$B20157,DataInput!E20157,NA())","v":{"$error":"#N/A"}},{"$f":"IF($E20158=DataInput!$B20157,DataInput!F20157,NA())","v":{"$error":"#N/A"}},{"$f":"IF($E20158=DataInput!$B20157,DataInput!G20157,NA())","v":{"$error":"#N/A"}},{"$f":"IF($E20158=DataInput!$B20157,DataInput!H20157,NA())","v":{"$error":"#N/A"}},{"$f":"IF($E20158=DataInput!$B20157,DataInput!I20157,NA())","v":{"$error":"#N/A"}},{"$f":"IF($E20158=DataInput!$B20157,DataInput!J20157,NA())","v":{"$error":"#N/A"}},{"$f":"IF($E20158=DataInput!$B20157,DataInput!K20157,NA())","v":{"$error":"#N/A"}},null,null,"  ",null,null,null,null,false,null,null,{"$error":"#N/A"},{"$error":"#N/A"},{"$error":"#N/A"},{"$error":"#N/A"},{"$error":"#N/A"},{"$error":"#N/A"},{"$error":"#N/A"},{"$error":"#N/A"},{"$error":"#N/A"},{"$error":"#N/A"}]
[null,{"$f":"IF(DataInput!B20188=$B$8,IF($B$9=$B$10,TRUE,IF(DataInput!E20188=$B$9,TRUE,FALSE)))","v":false},null,null,{"$f":"IF(B20189=TRUE,DataInput!B20188,NA())","v":{"$error":"#N/A"}},{"$f":"IF($E20189=DataInput!$B20188,DataInput!C20188,NA())","v":{"$error":"#N/A"}},{"$f":"IF($E20189=DataInput!$B20188,DataInput!D20188,NA())","v":{"$error":"#N/A"}},{"$f":"IF($E20189=DataInput!$B20188,DataInput!E20188,NA())","v":{"$error":"#N/A"}},{"$f":"IF($E20189=DataInput!$B20188,DataInput!F20188,NA())","v":{"$error":"#N/A"}},{"$f":"IF($E20189=DataInput!$B20188,DataInput!G20188,NA())","v":{"$error":"#N/A"}},{"$f":"IF($E20189=DataInput!$B20188,DataInput!H20188,NA())","v":{"$error":"#N/A"}},{"$f":"IF($E20189=DataInput!$B20188,DataInput!I20188,NA())","v":{"$error":"#N/A"}},{"$f":"IF($E20189=DataInput!$B20188,DataInput!J20188,NA())","v":{"$error":"#N/A"}},{"$f":"IF($E20189=DataInput!$B20188,DataInput!K20188,NA())","v":{"$error":"#N/A"}},null,null,"  ",null,null,null,null,false,null,null,{"$error":"#N/A"},{"$error":"#N/A"},{"$error":"#N/A"},{"$error":"#N/A"},{"$error":"#N/A"},{"$error":"#N/A"},{"$error":"#N/A"},{"$error":"#N/A"},{"$error":"#N/A"},{"$error":"#N/A"}]
[null,{"$f":"IF(DataInput!B20206=$B$8,IF($B$9=$B$10,TRUE,IF(DataInput!E20206=$B$9,TRUE,FALSE)))","v":false},null,null,{"$f":"IF(B20207=TRUE,DataInput!B20206,NA())","v":{"$error":"#N/A"}},{"$f":"IF($E20207=DataInput!$B20206,DataInput!C20206,NA())","v":{"$error":"#N/A"}},{"$f":"IF($E20207=DataInput!$B20206,DataInput!D20206,NA())","v":{"$error":"#N/A"}},{"$f":"IF($E20207=DataInput!$B20206,DataInput!E20206,NA())","v":{"$error":"#N/A"}},{"$f":"IF($E20207=DataInput!$B20206,DataInput!F20206,NA())","v":{"$error":"#N/A"}},{"$f":"IF($E20207=DataInput!$B20206,DataInput!G20206,NA())","v":{"$error":"#N/A"}},{"$f":"IF($E20207=DataInput!$B20206,DataInput!H20206,NA())","v":{"$error":"#N/A"}},{"$f":"IF($E20207=DataInput!$B20206,DataInput!I20206,NA())","v":{"$error":"#N/A"}},{"$f":"IF($E20207=DataInput!$B20206,DataInput!J20206,NA())","v":{"$error":"#N/A"}},{"$f":"IF($E20207=DataInput!$B20206,DataInput!K20206,NA())","v":{"$error":"#N/A"}},null,null,"  ",null,null,null,null,false,null,null,{"$error":"#N/A"},{"$error":"#N/A"},{"$error":"#N/A"},{"$error":"#N/A"},{"$error":"#N/A"},{"$error":"#N/A"},{"$error":"#N/A"},{"$error":"#N/A"},{"$error":"#N/A"},{"$error":"#N/A"}]
[null,{"$f":"IF(DataInput!B20245=$B$8,IF($B$9=$B$10,TRUE,IF(DataInput!E20245=$B$9,TRUE,FALSE)))","v":false},null,null,{"$f":"IF(B20246=TRUE,DataInput!B20245,NA())","v":{"$error":"#N/A"}},{"$f":"IF($E20246=DataInput!$B20245,DataInput!C20245,NA())","v":{"$error":"#N/A"}},{"$f":"IF($E20246=DataInput!$B20245,DataInput!D20245,NA())","v":{"$error":"#N/A"}},{"$f":"IF($E20246=DataInput!$B20245,DataInput!E20245,NA())","v":{"$error":"#N/A"}},{"$f":"IF($E20246=DataInput!$B20245,DataInput!F20245,NA())","v":{"$error":"#N/A"}},{"$f":"IF($E20246=DataInput!$B20245,DataInput!G20245,NA())","v":{"$error":"#N/A"}},{"$f":"IF($E20246=DataInput!$B20245,DataInput!H20245,NA())","v":{"$error":"#N/A"}},{"$f":"IF($E20246=DataInput!$B20245,DataInput!I20245,NA())","v":{"$error":"#N/A"}},{"$f":"IF($E20246=DataInput!$B20245,DataInput!J20245,NA())","v":{"$error":"#N/A"}},{"$f":"IF($E20246=DataInput!$B20245,DataInput!K20245,NA())","v":{"$error":"#N/A"}},null,null,"  ",null,null,null,null,false,null,null,{"$error":"#N/A"},{"$error":"#N/A"},{"$error":"#N/A"},{"$error":"#N/A"},{"$error":"#N/A"},{"$error":"#N/A"},{"$error":"#N/A"},{"$error":"#N/A"},{"$error":"#N/A"},{"$error":"#N/A"}]
[null,{"$f":"IF(DataInput!B20267=$B$8,IF($B$9=$B$10,TRUE,IF(DataInput!E20267=$B$9,TRUE,FALSE)))","v":false},null,null,{"$f":"IF(B20268=TRUE,DataInput!B20267,NA())","v":{"$error":"#N/A"}},{"$f":"IF($E20268=DataInput!$B20267,DataInput!C20267,NA())","v":{"$error":"#N/A"}},{"$f":"IF($E20268=DataInput!$B20267,DataInput!D20267,NA())","v":{"$error":"#N/A"}},{"$f":"IF($E20268=DataInput!$B20267,DataInput!E20267,NA())","v":{"$error":"#N/A"}},{"$f":"IF($E20268=DataInput!$B20267,DataInput!F20267,NA())","v":{"$error":"#N/A"}},{"$f":"IF($E20268=DataInput!$B20267,DataInput!G20267,NA())","v":{"$error":"#N/A"}},{"$f":"IF($E20268=DataInput!$B20267,DataInput!H20267,NA())","v":{"$error":"#N/A"}},{"$f":"IF($E20268=DataInput!$B20267,DataInput!I20267,NA())","v":{"$error":"#N/A"}},{"$f":"IF($E20268=DataInput!$B20267,DataInput!J20267,NA())","v":{"$error":"#N/A"}},{"$f":"IF($E20268=DataInput!$B20267,DataInput!K20267,NA())","v":{"$error":"#N/A"}},null,null,"  ",null,null,null,null,false,null,null,{"$error":"#N/A"},{"$error":"#N/A"},{"$error":"#N/A"},{"$error":"#N/A"},{"$error":"#N/A"},{"$error":"#N/A"},{"$error":"#N/A"},{"$error":"#N/A"},{"$error":"#N/A"},{"$error":"#N/A"}]
[null,{"$f":"IF(DataInput!B20314=$B$8,IF($B$9=$B$10,TRUE,IF(DataInput!E20314=$B$9,TRUE,FALSE)))","v":false},null,null,{"$f":"IF(B20315=TRUE,DataInput!B20314,NA())","v":{"$error":"#N/A"}},{"$f":"IF($E20315=DataInput!$B20314,DataInput!C20314,NA())","v":{"$error":"#N/A"}},{"$f":"IF($E20315=DataInput!$B20314,DataInput!D20314,NA())","v":{"$error":"#N/A"}},{"$f":"IF($E20315=DataInput!$B20314,DataInput!E20314,NA())","v":{"$error":"#N/A"}},{"$f":"IF($E20315=DataInput!$B20314,DataInput!F20314,NA())","v":{"$error":"#N/A"}},{"$f":"IF($E20315=DataInput!$B20314,DataInput!G20314,NA())","v":{"$error":"#N/A"}},{"$f":"IF($E20315=DataInput!$B20314,DataInput!H20314,NA())","v":{"$error":"#N/A"}},{"$f":"IF($E20315=DataInput!$B20314,DataInput!I20314,NA())","v":{"$error":"#N/A"}},{"$f":"IF($E20315=DataInput!$B20314,DataInput!J20314,NA())","v":{"$error":"#N/A"}},{"$f":"IF($E20315=DataInput!$B20314,DataInput!K20314,NA())","v":{"$error":"#N/A"}},null,null,"  ",null,null,null,null,false,null,null,{"$error":"#N/A"},{"$error":"#N/A"},{"$error":"#N/A"},{"$error":"#N/A"},{"$error":"#N/A"},{"$error":"#N/A"},{"$error":"#N/A"},{"$error":"#N/A"},{"$error":"#N/A"},{"$error":"#N/A"}]
[null,{"$f":"IF(DataInput!B20345=$B$8,IF($B$9=$B$10,TRUE,IF(DataInput!E20345=$B$9,TRUE,FALSE)))","v":false},null,null,{"$f":"IF(B20346=TRUE,DataInput!B20345,NA())","v":{"$error":"#N/A"}},{"$f":"IF($E20346=DataInput!$B20345,DataInput!C20345,NA())","v":{"$error":"#N/A"}},{"$f":"IF($E20346=DataInput!$B20345,DataInput!D20345,NA())","v":{"$error":"#N/A"}},{"$f":"IF($E20346=DataInput!$B20345,DataInput!E20345,NA())","v":{"$error":"#N/A"}},{"$f":"IF($E20346=DataInput!$B20345,DataInput!F20345,NA())","v":{"$error":"#N/A"}},{"$f":"IF($E20346=DataInput!$B20345,DataInput!G20345,NA())","v":{"$error":"#N/A"}},{"$f":"IF($E20346=DataInput!$B20345,DataInput!H20345,NA())","v":{"$error":"#N/A"}},{"$f":"IF($E20346=DataInput!$B20345,DataInput!I20345,NA())","v":{"$error":"#N/A"}},{"$f":"IF($E20346=DataInput!$B20345,DataInput!J20345,NA())","v":{"$error":"#N/A"}},{"$f":"IF($E20346=DataInput!$B20345,DataInput!K20345,NA())","v":{"$error":"#N/A"}},null,null,"  ",null,null,null,null,false,null,null,{"$error":"#N/A"},{"$error":"#N/A"},{"$error":"#N/A"},{"$error":"#N/A"},{"$error":"#N/A"},{"$error":"#N/A"},{"$error":"#N/A"},{"$error":"#N/A"},{"$error":"#N/A"},{"$error":"#N/A"}]
[null,{"$f":"IF(DataInput!B20372=$B$8,IF($B$9=$B$10,TRUE,IF(DataInput!E20372=$B$9,TRUE,FALSE)))","v":false},null,null,{"$f":"IF(B20373=TRUE,DataInput!B20372,NA())","v":{"$error":"#N/A"}},{"$f":"IF($E20373=DataInput!$B20372,DataInput!C20372,NA())","v":{"$error":"#N/A"}},{"$f":"IF($E20373=DataInput!$B20372,DataInput!D20372,NA())","v":{"$error":"#N/A"}},{"$f":"IF($E20373=DataInput!$B20372,DataInput!E20372,NA())","v":{"$error":"#N/A"}},{"$f":"IF($E20373=DataInput!$B20372,DataInput!F20372,NA())","v":{"$error":"#N/A"}},{"$f":"IF($E20373=DataInput!$B20372,DataInput!G20372,NA())","v":{"$error":"#N/A"}},{"$f":"IF($E20373=DataInput!$B20372,DataInput!H20372,NA())","v":{"$error":"#N/A"}},{"$f":"IF($E20373=DataInput!$B20372,DataInput!I20372,NA())","v":{"$error":"#N/A"}},{"$f":"IF($E20373=DataInput!$B20372,DataInput!J20372,NA())","v":{"$error":"#N/A"}},{"$f":"IF($E20373=DataInput!$B20372,DataInput!K20372,NA())","v":{"$error":"#N/A"}},null,null,"  ",null,null,null,null,false,null,null,{"$error":"#N/A"},{"$error":"#N/A"},{"$error":"#N/A"},{"$error":"#N/A"},{"$error":"#N/A"},{"$error":"#N/A"},{"$error":"#N/A"},{"$error":"#N/A"},{"$error":"#N/A"},{"$error":"#N/A"}]
[null,{"$f":"IF(DataInput!B20393=$B$8,IF($B$9=$B$10,TRUE,IF(DataInput!E20393=$B$9,TRUE,FALSE)))","v":false},null,null,{"$f":"IF(B20394=TRUE,DataInput!B20393,NA())","v":{"$error":"#N/A"}},{"$f":"IF($E20394=DataInput!$B20393,DataInput!C20393,NA())","v":{"$error":"#N/A"}},{"$f":"IF($E20394=DataInput!$B20393,DataInput!D20393,NA())","v":{"$error":"#N/A"}},{"$f":"IF($E20394=DataInput!$B20393,DataInput!E20393,NA())","v":{"$error":"#N/A"}},{"$f":"IF($E20394=DataInput!$B20393,DataInput!F20393,NA())","v":{"$error":"#N/A"}},{"$f":"IF($E20394=DataInput!$B20393,DataInput!G20393,NA())","v":{"$error":"#N/A"}},{"$f":"IF($E20394=DataInput!$B20393,DataInput!H20393,NA())","v":{"$error":"#N/A"}},{"$f":"IF($E20394=DataInput!$B20393,DataInput!I20393,NA())","v":{"$error":"#N/A"}},{"$f":"IF($E20394=DataInput!$B20393,DataInput!J20393,NA())","v":{"$error":"#N/A"}},{"$f":"IF($E20394=DataInput!$B20393,DataInput!K20393,NA())","v":{"$error":"#N/A"}},null,null,"  ",null,null,null,null,false,null,null,{"$error":"#N/A"},{"$error":"#N/A"},{"$error":"#N/A"},{"$error":"#N/A"},{"$error":"#N/A"},{"$error":"#N/A"},{"$error":"#N/A"},{"$error":"#N/A"},{"$error":"#N/A"},{"$error":"#N/A"}]
[null,{"$f":"IF(DataInput!B20424=$B$8,IF($B$9=$B$10,TRUE,IF(DataInput!E20424=$B$9,TRUE,FALSE)))","v":false},null,null,{"$f":"IF(B20425=TRUE,DataInput!B20424,NA())","v":{"$error":"#N/A"}},{"$f":"IF($E20425=DataInput!$B20424,DataInput!C20424,NA())","v":{"$error":"#N/A"}},{"$f":"IF($E20425=DataInput!$B20424,DataInput!D20424,NA())","v":{"$error":"#N/A"}},{"$f":"IF($E20425=DataInput!$B20424,DataInput!E20424,NA())","v":{"$error":"#N/A"}},{"$f":"IF($E20425=DataInput!$B20424,DataInput!F20424,NA())","v":{"$error":"#N/A"}},{"$f":"IF($E20425=DataInput!$B20424,DataInput!G20424,NA())","v":{"$error":"#N/A"}},{"$f":"IF($E20425=DataInput!$B20424,DataInput!H20424,NA())","v":{"$error":"#N/A"}},{"$f":"IF($E20425=DataInput!$B20424,DataInput!I20424,NA())","v":{"$error":"#N/A"}},{"$f":"IF($E20425=DataInput!$B20424,DataInput!J20424,NA())","v":{"$error":"#N/A"}},{"$f":"IF($E20425=DataInput!$B20424,DataInput!K20424,NA())","v":{"$error":"#N/A"}},null,null,"  ",null,null,null,null,false,null,null,{"$error":"#N/A"},{"$error":"#N/A"},{"$error":"#N/A"},{"$error":"#N/A"},{"$error":"#N/A"},{"$error":"#N/A"},{"$error":"#N/A"},{"$error":"#N/A"},{"$error":"#N/A"},{"$error":"#N/A"}]
[null,{"$f":"IF(DataInput!B20442=$B$8,IF($B$9=$B$10,TRUE,IF(DataInput!E20442=$B$9,TRUE,FALSE)))","v":false},null,null,{"$f":"IF(B20443=TRUE,DataInput!B20442,NA())","v":{"$error":"#N/A"}},{"$f":"IF($E20443=DataInput!$B20442,DataInput!C20442,NA())","v":{"$error":"#N/A"}},{"$f":"IF($E20443=DataInput!$B20442,DataInput!D20442,NA())","v":{"$error":"#N/A"}},{"$f":"IF($E20443=DataInput!$B20442,DataInput!E20442,NA())","v":{"$error":"#N/A"}},{"$f":"IF($E20443=DataInput!$B20442,DataInput!F20442,NA())","v":{"$error":"#N/A"}},{"$f":"IF($E20443=DataInput!$B20442,DataInput!G20442,NA())","v":{"$error":"#N/A"}},{"$f":"IF($E20443=DataInput!$B20442,DataInput!H20442,NA())","v":{"$error":"#N/A"}},{"$f":"IF($E20443=DataInput!$B20442,DataInput!I20442,NA())","v":{"$error":"#N/A"}},{"$f":"IF($E20443=DataInput!$B20442,DataInput!J20442,NA())","v":{"$error":"#N/A"}},{"$f":"IF($E20443=DataInput!$B20442,DataInput!K20442,NA())","v":{"$error":"#N/A"}},null,null,"  ",null,null,null,null,false,null,null,{"$error":"#N/A"},{"$error":"#N/A"},{"$error":"#N/A"},{"$error":"#N/A"},{"$error":"#N/A"},{"$error":"#N/A"},{"$error":"#N/A"},{"$error":"#N/A"},{"$error":"#N/A"},{"$error":"#N/A"}]
[null,{"$f":"IF(DataInput!B20467=$B$8,IF($B$9=$B$10,TRUE,IF(DataInput!E20467=$B$9,TRUE,FALSE)))","v":false},null,null,{"$f":"IF(B20468=TRUE,DataInput!B20467,NA())","v":{"$error":"#N/A"}},{"$f":"IF($E20468=DataInput!$B20467,DataInput!C20467,NA())","v":{"$error":"#N/A"}},{"$f":"IF($E20468=DataInput!$B20467,DataInput!D20467,NA())","v":{"$error":"#N/A"}},{"$f":"IF($E20468=DataInput!$B20467,DataInput!E20467,NA())","v":{"$error":"#N/A"}},{"$f":"IF($E20468=DataInput!$B20467,DataInput!F20467,NA())","v":{"$error":"#N/A"}},{"$f":"IF($E20468=DataInput!$B20467,DataInput!G20467,NA())","v":{"$error":"#N/A"}},{"$f":"IF($E20468=DataInput!$B20467,DataInput!H20467,NA())","v":{"$error":"#N/A"}},{"$f":"IF($E20468=DataInput!$B20467,DataInput!I20467,NA())","v":{"$error":"#N/A"}},{"$f":"IF($E20468=DataInput!$B20467,DataInput!J20467,NA())","v":{"$error":"#N/A"}},{"$f":"IF($E20468=DataInput!$B20467,DataInput!K20467,NA())","v":{"$error":"#N/A"}},null,null,"  ",null,null,null,null,false,null,null,{"$error":"#N/A"},{"$error":"#N/A"},{"$error":"#N/A"},{"$error":"#N/A"},{"$error":"#N/A"},{"$error":"#N/A"},{"$error":"#N/A"},{"$error":"#N/A"},{"$error":"#N/A"},{"$error":"#N/A"}]
[null,{"$f":"IF(DataInput!B20503=$B$8,IF($B$9=$B$10,TRUE,IF(DataInput!E20503=$B$9,TRUE,FALSE)))","v":false},null,null,{"$f":"IF(B20504=TRUE,DataInput!B20503,NA())","v":{"$error":"#N/A"}},{"$f":"IF($E20504=DataInput!$B20503,DataInput!C20503,NA())","v":{"$error":"#N/A"}},{"$f":"IF($E20504=DataInput!$B20503,DataInput!D20503,NA())","v":{"$error":"#N/A"}},{"$f":"IF($E20504=DataInput!$B20503,DataInput!E20503,NA())","v":{"$error":"#N/A"}},{"$f":"IF($E20504=DataInput!$B20503,DataInput!F20503,NA())","v":{"$error":"#N/A"}},{"$f":"IF($E20504=DataInput!$B20503,DataInput!G20503,NA())","v":{"$error":"#N/A"}},{"$f":"IF($E20504=DataInput!$B20503,DataInput!H20503,NA())","v":{"$error":"#N/A"}},{"$f":"IF($E20504=DataInput!$B20503,DataInput!I20503,NA())","v":{"$error":"#N/A"}},{"$f":"IF($E20504=DataInput!$B20503,DataInput!J20503,NA())","v":{"$error":"#N/A"}},{"$f":"IF($E20504=DataInput!$B20503,DataInput!K20503,NA())","v":{"$error":"#N/A"}},null,null,"  ",null,null,null,null,false,null,null,{"$f":"IF($V20504=TRUE,E20504,NA())","v":{"$error":"#N/A"}},{"$f":"IF($V20504=TRUE,F20504,NA())","v":{"$error":"#N/A"}},{"$f":"IF($V20504=TRUE,G20504,NA())","v":{"$error":"#N/A"}},{"$f":"IF($V20504=TRUE,H20504,NA())","v":{"$error":"#N/A"}},{"$f":"IF($V20504=TRUE,I20504,NA())","v":{"$error":"#N/A"}},{"$f":"IF($V20504=TRUE,J20504,NA())","v":{"$error":"#N/A"}},{"$f":"IF($V20504=TRUE,K20504,NA())","v":{"$error":"#N/A"}},{"$f":"IF($V20504=TRUE,L20504,NA())","v":{"$error":"#N/A"}},{"$f":"IF($V20504=TRUE,M20504,NA())","v":{"$error":"#N/A"}},{"$f":"IF($V20504=TRUE,N20504,NA())","v":{"$error":"#N/A"}}]
[null,{"$f":"IF(DataInput!B20550=$B$8,IF($B$9=$B$10,TRUE,IF(DataInput!E20550=$B$9,TRUE,FALSE)))","v":false},null,null,{"$f":"IF(B20551=TRUE,DataInput!B20550,NA())","v":{"$error":"#N/A"}},{"$f":"IF($E20551=DataInput!$B20550,DataInput!C20550,NA())","v":{"$error":"#N/A"}},{"$f":"IF($E20551=DataInput!$B20550,DataInput!D20550,NA())","v":{"$error":"#N/A"}},{"$f":"IF($E20551=DataInput!$B20550,DataInput!E20550,NA())","v":{"$error":"#N/A"}},{"$f":"IF($E20551=DataInput!$B20550,DataInput!F20550,NA())","v":{"$error":"#N/A"}},{"$f":"IF($E20551=DataInput!$B20550,DataInput!G20550,NA())","v":{"$error":"#N/A"}},{"$f":"IF($E20551=DataInput!$B20550,DataInput!H20550,NA())","v":{"$error":"#N/A"}},{"$f":"IF($E20551=DataInput!$B20550,DataInput!I20550,NA())","v":{"$error":"#N/A"}},{"$f":"IF($E20551=DataInput!$B20550,DataInput!J20550,NA())","v":{"$error":"#N/A"}},{"$f":"IF($E20551=DataInput!$B20550,DataInput!K20550,NA())","v":{"$error":"#N/A"}},null,null,"  ",null,null,null,null,false,null,null,{"$error":"#N/A"},{"$error":"#N/A"},{"$error":"#N/A"},{"$error":"#N/A"},{"$error":"#N/A"},{"$error":"#N/A"},{"$error":"#N/A"},{"$error":"#N/A"},{"$error":"#N/A"},{"$error":"#N/A"}]
[null,{"$f":"IF(DataInput!B20552=$B$8,IF($B$9=$B$10,TRUE,IF(DataInput!E20552=$B$9,TRUE,FALSE)))","v":false},null,null,{"$f":"IF(B20553=TRUE,DataInput!B20552,NA())","v":{"$error":"#N/A"}},{"$f":"IF($E20553=DataInput!$B20552,DataInput!C20552,NA())","v":{"$error":"#N/A"}},{"$f":"IF($E20553=DataInput!$B20552,DataInput!D20552,NA())","v":{"$error":"#N/A"}},{"$f":"IF($E20553=DataInput!$B20552,DataInput!E20552,NA())","v":{"$error":"#N/A"}},{"$f":"IF($E20553=DataInput!$B20552,DataInput!F20552,NA())","v":{"$error":"#N/A"}},{"$f":"IF($E20553=DataInput!$B20552,DataInput!G20552,NA())","v":{"$error":"#N/A"}},{"$f":"IF($E20553=DataInput!$B20552,DataInput!H20552,NA())","v":{"$error":"#N/A"}},{"$f":"IF($E20553=DataInput!$B20552,DataInput!I20552,NA())","v":{"$error":"#N/A"}},{"$f":"IF($E20553=DataInput!$B20552,DataInput!J20552,NA())","v":{"$error":"#N/A"}},{"$f":"IF($E20553=DataInput!$B20552,DataInput!K20552,NA())","v":{"$error":"#N/A"}},null,null,"  ",null,null,null,null,false,null,null,{"$error":"#N/A"},{"$error":"#N/A"},{"$error":"#N/A"},{"$error":"#N/A"},{"$error":"#N/A"},{"$error":"#N/A"},{"$error":"#N/A"},{"$error":"#N/A"},{"$error":"#N/A"},{"$error":"#N/A"}]
[null,{"$f":"IF(DataInput!B20594=$B$8,IF($B$9=$B$10,TRUE,IF(DataInput!E20594=$B$9,TRUE,FALSE)))","v":false},null,null,{"$f":"IF(B20595=TRUE,DataInput!B20594,NA())","v":{"$error":"#N/A"}},{"$f":"IF($E20595=DataInput!$B20594,DataInput!C20594,NA())","v":{"$error":"#N/A"}},{"$f":"IF($E20595=DataInput!$B20594,DataInput!D20594,NA())","v":{"$error":"#N/A"}},{"$f":"IF($E20595=DataInput!$B20594,DataInput!E20594,NA())","v":{"$error":"#N/A"}},{"$f":"IF($E20595=DataInput!$B20594,DataInput!F20594,NA())","v":{"$error":"#N/A"}},{"$f":"IF($E20595=DataInput!$B20594,DataInput!G20594,NA())","v":{"$error":"#N/A"}},{"$f":"IF($E20595=DataInput!$B20594,DataInput!H20594,NA())","v":{"$error":"#N/A"}},{"$f":"IF($E20595=DataInput!$B20594,DataInput!I20594,NA())","v":{"$error":"#N/A"}},{"$f":"IF($E20595=DataInput!$B20594,DataInput!J20594,NA())","v":{"$error":"#N/A"}},{"$f":"IF($E20595=DataInput!$B20594,DataInput!K20594,NA())","v":{"$error":"#N/A"}},null,null,"  ",null,null,null,null,false,null,null,{"$error":"#N/A"},{"$error":"#N/A"},{"$error":"#N/A"},{"$error":"#N/A"},{"$error":"#N/A"},{"$error":"#N/A"},{"$error":"#N/A"},{"$error":"#N/A"},{"$error":"#N/A"},{"$error":"#N/A"}]
[null,{"$f":"IF(DataInput!B20629=$B$8,IF($B$9=$B$10,TRUE,IF(DataInput!E20629=$B$9,TRUE,FALSE)))","v":false},null,null,{"$f":"IF(B20630=TRUE,DataInput!B20629,NA())","v":{"$error":"#N/A"}},{"$f":"IF($E20630=DataInput!$B20629,DataInput!C20629,NA())","v":{"$error":"#N/A"}},{"$f":"IF($E20630=DataInput!$B20629,DataInput!D20629,NA())","v":{"$error":"#N/A"}},{"$f":"IF($E20630=DataInput!$B20629,DataInput!E20629,NA())","v":{"$error":"#N/A"}},{"$f":"IF($E20630=DataInput!$B20629,DataInput!F20629,NA())","v":{"$error":"#N/A"}},{"$f":"IF($E20630=DataInput!$B20629,DataInput!G20629,NA())","v":{"$error":"#N/A"}},{"$f":"IF($E20630=DataInput!$B20629,DataInput!H20629,NA())","v":{"$error":"#N/A"}},{"$f":"IF($E20630=DataInput!$B20629,DataInput!I20629,NA())","v":{"$error":"#N/A"}},{"$f":"IF($E20630=DataInput!$B20629,DataInput!J20629,NA())","v":{"$error":"#N/A"}},{"$f":"IF($E20630=DataInput!$B20629,DataInput!K20629,NA())","v":{"$error":"#N/A"}},null,null,"  ",null,null,null,null,false,null,null,{"$error":"#N/A"},{"$error":"#N/A"},{"$error":"#N/A"},{"$error":"#N/A"},{"$error":"#N/A"},{"$error":"#N/A"},{"$error":"#N/A"},{"$error":"#N/A"},{"$error":"#N/A"},{"$error":"#N/A"}]
[null,{"$f":"IF(DataInput!B20660=$B$8,IF($B$9=$B$10,TRUE,IF(DataInput!E20660=$B$9,TRUE,FALSE)))","v":false},null,null,{"$f":"IF(B20661=TRUE,DataInput!B20660,NA())","v":{"$error":"#N/A"}},{"$f":"IF($E20661=DataInput!$B20660,DataInput!C20660,NA())","v":{"$error":"#N/A"}},{"$f":"IF($E20661=DataInput!$B20660,DataInput!D20660,NA())","v":{"$error":"#N/A"}},{"$f":"IF($E20661=DataInput!$B20660,DataInput!E20660,NA())","v":{"$error":"#N/A"}},{"$f":"IF($E20661=DataInput!$B20660,DataInput!F20660,NA())","v":{"$error":"#N/A"}},{"$f":"IF($E20661=DataInput!$B20660,DataInput!G20660,NA())","v":{"$error":"#N/A"}},{"$f":"IF($E20661=DataInput!$B20660,DataInput!H20660,NA())","v":{"$error":"#N/A"}},{"$f":"IF($E20661=DataInput!$B20660,DataInput!I20660,NA())","v":{"$error":"#N/A"}},{"$f":"IF($E20661=DataInput!$B20660,DataInput!J20660,NA())","v":{"$error":"#N/A"}},{"$f":"IF($E20661=DataInput!$B20660,DataInput!K20660,NA())","v":{"$error":"#N/A"}},null,null,"  ",null,null,null,null,false,null,null,{"$error":"#N/A"},{"$error":"#N/A"},{"$error":"#N/A"},{"$error":"#N/A"},{"$error":"#N/A"},{"$error":"#N/A"},{"$error":"#N/A"},{"$error":"#N/A"},{"$error":"#N/A"},{"$error":"#N/A"}]
[null,{"$f":"IF(DataInput!B20678=$B$8,IF($B$9=$B$10,TRUE,IF(DataInput!E20678=$B$9,TRUE,FALSE)))","v":false},null,null,{"$f":"IF(B20679=TRUE,DataInput!B20678,NA())","v":{"$error":"#N/A"}},{"$f":"IF($E20679=DataInput!$B20678,DataInput!C20678,NA())","v":{"$error":"#N/A"}},{"$f":"IF($E20679=DataInput!$B20678,DataInput!D20678,NA())","v":{"$error":"#N/A"}},{"$f":"IF($E20679=DataInput!$B20678,DataInput!E20678,NA())","v":{"$error":"#N/A"}},{"$f":"IF($E20679=DataInput!$B20678,DataInput!F20678,NA())","v":{"$error":"#N/A"}},{"$f":"IF($E20679=DataInput!$B20678,DataInput!G20678,NA())","v":{"$error":"#N/A"}},{"$f":"IF($E20679=DataInput!$B20678,DataInput!H20678,NA())","v":{"$error":"#N/A"}},{"$f":"IF($E20679=DataInput!$B20678,DataInput!I20678,NA())","v":{"$error":"#N/A"}},{"$f":"IF($E20679=DataInput!$B20678,DataInput!J20678,NA())","v":{"$error":"#N/A"}},{"$f":"IF($E20679=DataInput!$B20678,DataInput!K20678,NA())","v":{"$error":"#N/A"}},null,null,"  ",null,null,null,null,false,null,null,{"$error":"#N/A"},{"$error":"#N/A"},{"$error":"#N/A"},{"$error":"#N/A"},{"$error":"#N/A"},{"$error":"#N/A"},{"$error":"#N/A"},{"$error":"#N/A"},{"$error":"#N/A"},{"$error":"#N/A"}]
[null,{"$f":"IF(DataInput!B20717=$B$8,IF($B$9=$B$10,TRUE,IF(DataInput!E20717=$B$9,TRUE,FALSE)))","v":false},null,null,{"$f":"IF(B20718=TRUE,DataInput!B20717,NA())","v":{"$error":"#N/A"}},{"$f":"IF($E20718=DataInput!$B20717,DataInput!C20717,NA())","v":{"$error":"#N/A"}},{"$f":"IF($E20718=DataInput!$B20717,DataInput!D20717,NA())","v":{"$error":"#N/A"}},{"$f":"IF($E20718=DataInput!$B20717,DataInput!E20717,NA())","v":{"$error":"#N/A"}},{"$f":"IF($E20718=DataInput!$B20717,DataInput!F20717,NA())","v":{"$error":"#N/A"}},{"$f":"IF($E20718=DataInput!$B20717,DataInput!G20717,NA())","v":{"$error":"#N/A"}},{"$f":"IF($E20718=DataInput!$B20717,DataInput!H20717,NA())","v":{"$error":"#N/A"}},{"$f":"IF($E20718=DataInput!$B20717,DataInput!I20717,NA())","v":{"$error":"#N/A"}},{"$f":"IF($E20718=DataInput!$B20717,DataInput!J20717,NA())","v":{"$error":"#N/A"}},{"$f":"IF($E20718=DataInput!$B20717,DataInput!K20717,NA())","v":{"$error":"#N/A"}},null,null,"  ",null,null,null,null,false,null,null,{"$error":"#N/A"},{"$error":"#N/A"},{"$error":"#N/A"},{"$error":"#N/A"},{"$error":"#N/A"},{"$error":"#N/A"},{"$error":"#N/A"},{"$error":"#N/A"},{"$error":"#N/A"},{"$error":"#N/A"}]
[null,{"$f":"IF(DataInput!B20726=$B$8,IF($B$9=$B$10,TRUE,IF(DataInput!E20726=$B$9,TRUE,FALSE)))","v":false},null,null,{"$f":"IF(B20727=TRUE,DataInput!B20726,NA())","v":{"$error":"#N/A"}},{"$f":"IF($E20727=DataInput!$B20726,DataInput!C20726,NA())","v":{"$error":"#N/A"}},{"$f":"IF($E20727=DataInput!$B20726,DataInput!D20726,NA())","v":{"$error":"#N/A"}},{"$f":"IF($E20727=DataInput!$B20726,DataInput!E20726,NA())","v":{"$error":"#N/A"}},{"$f":"IF($E20727=DataInput!$B20726,DataInput!F20726,NA())","v":{"$error":"#N/A"}},{"$f":"IF($E20727=DataInput!$B20726,DataInput!G20726,NA())","v":{"$error":"#N/A"}},{"$f":"IF($E20727=DataInput!$B20726,DataInput!H20726,NA())","v":{"$error":"#N/A"}},{"$f":"IF($E20727=DataInput!$B20726,DataInput!I20726,NA())","v":{"$error":"#N/A"}},{"$f":"IF($E20727=DataInput!$B20726,DataInput!J20726,NA())","v":{"$error":"#N/A"}},{"$f":"IF($E20727=DataInput!$B20726,DataInput!K20726,NA())","v":{"$error":"#N/A"}},null,null,"  ",null,null,null,null,false,null,null,{"$error":"#N/A"},{"$error":"#N/A"},{"$error":"#N/A"},{"$error":"#N/A"},{"$error":"#N/A"},{"$error":"#N/A"},{"$error":"#N/A"},{"$error":"#N/A"},{"$error":"#N/A"},{"$error":"#N/A"}]
[null,{"$f":"IF(DataInput!B20757=$B$8,IF($B$9=$B$10,TRUE,IF(DataInput!E20757=$B$9,TRUE,FALSE)))","v":false},null,null,{"$f":"IF(B20758=TRUE,DataInput!B20757,NA())","v":{"$error":"#N/A"}},{"$f":"IF($E20758=DataInput!$B20757,DataInput!C20757,NA())","v":{"$error":"#N/A"}},{"$f":"IF($E20758=DataInput!$B20757,DataInput!D20757,NA())","v":{"$error":"#N/A"}},{"$f":"IF($E20758=DataInput!$B20757,DataInput!E20757,NA())","v":{"$error":"#N/A"}},{"$f":"IF($E20758=DataInput!$B20757,DataInput!F20757,NA())","v":{"$error":"#N/A"}},{"$f":"IF($E20758=DataInput!$B20757,DataInput!G20757,NA())","v":{"$error":"#N/A"}},{"$f":"IF($E20758=DataInput!$B20757,DataInput!H20757,NA())","v":{"$error":"#N/A"}},{"$f":"IF($E20758=DataInput!$B20757,DataInput!I20757,NA())","v":{"$error":"#N/A"}},{"$f":"IF($E20758=DataInput!$B20757,DataInput!J20757,NA())","v":{"$error":"#N/A"}},{"$f":"IF($E20758=DataInput!$B20757,DataInput!K20757,NA())","v":{"$error":"#N/A"}},null,null,"  ",null,null,null,null,false,null,null,{"$error":"#N/A"},{"$error":"#N/A"},{"$error":"#N/A"},{"$error":"#N/A"},{"$error":"#N/A"},{"$error":"#N/A"},{"$error":"#N/A"},{"$error":"#N/A"},{"$error":"#N/A"},{"$error":"#N/A"}]
[null,{"$f":"IF(DataInput!B20788=$B$8,IF($B$9=$B$10,TRUE,IF(DataInput!E20788=$B$9,TRUE,FALSE)))","v":false},null,null,{"$f":"IF(B20789=TRUE,DataInput!B20788,NA())","v":{"$error":"#N/A"}},{"$f":"IF($E20789=DataInput!$B20788,DataInput!C20788,NA())","v":{"$error":"#N/A"}},{"$f":"IF($E20789=DataInput!$B20788,DataInput!D20788,NA())","v":{"$error":"#N/A"}},{"$f":"IF($E20789=DataInput!$B20788,DataInput!E20788,NA())","v":{"$error":"#N/A"}},{"$f":"IF($E20789=DataInput!$B20788,DataInput!F20788,NA())","v":{"$error":"#N/A"}},{"$f":"IF($E20789=DataInput!$B20788,DataInput!G20788,NA())","v":{"$error":"#N/A"}},{"$f":"IF($E20789=DataInput!$B20788,DataInput!H20788,NA())","v":{"$error":"#N/A"}},{"$f":"IF($E20789=DataInput!$B20788,DataInput!I20788,NA())","v":{"$error":"#N/A"}},{"$f":"IF($E20789=DataInput!$B20788,DataInput!J20788,NA())","v":{"$error":"#N/A"}},{"$f":"IF($E20789=DataInput!$B20788,DataInput!K20788,NA())","v":{"$error":"#N/A"}},null,null,"  ",null,null,null,null,false,null,null,{"$error":"#N/A"},{"$error":"#N/A"},{"$error":"#N/A"},{"$error":"#N/A"},{"$error":"#N/A"},{"$error":"#N/A"},{"$error":"#N/A"},{"$error":"#N/A"},{"$error":"#N/A"},{"$error":"#N/A"}]
[null,{"$f":"IF(DataInput!B20816=$B$8,IF($B$9=$B$10,TRUE,IF(DataInput!E20816=$B$9,TRUE,FALSE)))","v":false},null,null,{"$f":"IF(B20817=TRUE,DataInput!B20816,NA())","v":{"$error":"#N/A"}},{"$f":"IF($E20817=DataInput!$B20816,DataInput!C20816,NA())","v":{"$error":"#N/A"}},{"$f":"IF($E20817=DataInput!$B20816,DataInput!D20816,NA())","v":{"$error":"#N/A"}},{"$f":"IF($E20817=DataInput!$B20816,DataInput!E20816,NA())","v":{"$error":"#N/A"}},{"$f":"IF($E20817=DataInput!$B20816,DataInput!F20816,NA())","v":{"$error":"#N/A"}},{"$f":"IF($E20817=DataInput!$B20816,DataInput!G20816,NA())","v":{"$error":"#N/A"}},{"$f":"IF($E20817=DataInput!$B20816,DataInput!H20816,NA())","v":{"$error":"#N/A"}},{"$f":"IF($E20817=DataInput!$B20816,DataInput!I20816,NA())","v":{"$error":"#N/A"}},{"$f":"IF($E20817=DataInput!$B20816,DataInput!J20816,NA())","v":{"$error":"#N/A"}},{"$f":"IF($E20817=DataInput!$B20816,DataInput!K20816,NA())","v":{"$error":"#N/A"}},null,null,"  ",null,null,null,null,false,null,null,{"$error":"#N/A"},{"$error":"#N/A"},{"$error":"#N/A"},{"$error":"#N/A"},{"$error":"#N/A"},{"$error":"#N/A"},{"$error":"#N/A"},{"$error":"#N/A"},{"$error":"#N/A"},{"$error":"#N/A"}]
[null,{"$f":"IF(DataInput!B20865=$B$8,IF($B$9=$B$10,TRUE,IF(DataInput!E20865=$B$9,TRUE,FALSE)))","v":false},null,null,{"$f":"IF(B20866=TRUE,DataInput!B20865,NA())","v":{"$error":"#N/A"}},{"$f":"IF($E20866=DataInput!$B20865,DataInput!C20865,NA())","v":{"$error":"#N/A"}},{"$f":"IF($E20866=DataInput!$B20865,DataInput!D20865,NA())","v":{"$error":"#N/A"}},{"$f":"IF($E20866=DataInput!$B20865,DataInput!E20865,NA())","v":{"$error":"#N/A"}},{"$f":"IF($E20866=DataInput!$B20865,DataInput!F20865,NA())","v":{"$error":"#N/A"}},{"$f":"IF($E20866=DataInput!$B20865,DataInput!G20865,NA())","v":{"$error":"#N/A"}},{"$f":"IF($E20866=DataInput!$B20865,DataInput!H20865,NA())","v":{"$error":"#N/A"}},{"$f":"IF($E20866=DataInput!$B20865,DataInput!I20865,NA())","v":{"$error":"#N/A"}},{"$f":"IF($E20866=DataInput!$B20865,DataInput!J20865,NA())","v":{"$error":"#N/A"}},{"$f":"IF($E20866=DataInput!$B20865,DataInput!K20865,NA())","v":{"$error":"#N/A"}},null,null,"  ",null,null,null,null,false,null,null,{"$error":"#N/A"},{"$error":"#N/A"},{"$error":"#N/A"},{"$error":"#N/A"},{"$error":"#N/A"},{"$error":"#N/A"},{"$error":"#N/A"},{"$error":"#N/A"},{"$error":"#N/A"},{"$error":"#N/A"}]
[null,{"$f":"IF(DataInput!B20867=$B$8,IF($B$9=$B$10,TRUE,IF(DataInput!E20867=$B$9,TRUE,FALSE)))","v":false},null,null,{"$f":"IF(B20868=TRUE,DataInput!B20867,NA())","v":{"$error":"#N/A"}},{"$f":"IF($E20868=DataInput!$B20867,DataInput!C20867,NA())","v":{"$error":"#N/A"}},{"$f":"IF($E20868=DataInput!$B20867,DataInput!D20867,NA())","v":{"$error":"#N/A"}},{"$f":"IF($E20868=DataInput!$B20867,DataInput!E20867,NA())","v":{"$error":"#N/A"}},{"$f":"IF($E20868=DataInput!$B20867,DataInput!F20867,NA())","v":{"$error":"#N/A"}},{"$f":"IF($E20868=DataInput!$B20867,DataInput!G20867,NA())","v":{"$error":"#N/A"}},{"$f":"IF($E20868=DataInput!$B20867,DataInput!H20867,NA())","v":{"$error":"#N/A"}},{"$f":"IF($E20868=DataInput!$B20867,DataInput!I20867,NA())","v":{"$error":"#N/A"}},{"$f":"IF($E20868=DataInput!$B20867,DataInput!J20867,NA())","v":{"$error":"#N/A"}},{"$f":"IF($E20868=DataInput!$B20867,DataInput!K20867,NA())","v":{"$error":"#N/A"}},null,null,"  ",null,null,null,null,false,null,null,{"$error":"#N/A"},{"$error":"#N/A"},{"$error":"#N/A"},{"$error":"#N/A"},{"$error":"#N/A"},{"$error":"#N/A"},{"$error":"#N/A"},{"$error":"#N/A"},{"$error":"#N/A"},{"$error":"#N/A"}]
[null,{"$f":"IF(DataInput!B20914=$B$8,IF($B$9=$B$10,TRUE,IF(DataInput!E20914=$B$9,TRUE,FALSE)))","v":false},null,null,{"$f":"IF(B20915=TRUE,DataInput!B20914,NA())","v":{"$error":"#N/A"}},{"$f":"IF($E20915=DataInput!$B20914,DataInput!C20914,NA())","v":{"$error":"#N/A"}},{"$f":"IF($E20915=DataInput!$B20914,DataInput!D20914,NA())","v":{"$error":"#N/A"}},{"$f":"IF($E20915=DataInput!$B20914,DataInput!E20914,NA())","v":{"$error":"#N/A"}},{"$f":"IF($E20915=DataInput!$B20914,DataInput!F20914,NA())","v":{"$error":"#N/A"}},{"$f":"IF($E20915=DataInput!$B20914,DataInput!G20914,NA())","v":{"$error":"#N/A"}},{"$f":"IF($E20915=DataInput!$B20914,DataInput!H20914,NA())","v":{"$error":"#N/A"}},{"$f":"IF($E20915=DataInput!$B20914,DataInput!I20914,NA())","v":{"$error":"#N/A"}},{"$f":"IF($E20915=DataInput!$B20914,DataInput!J20914,NA())","v":{"$error":"#N/A"}},{"$f":"IF($E20915=DataInput!$B20914,DataInput!K20914,NA())","v":{"$error":"#N/A"}},null,null,"  ",null,null,null,null,false,null,null,{"$error":"#N/A"},{"$error":"#N/A"},{"$error":"#N/A"},{"$error":"#N/A"},{"$error":"#N/A"},{"$error":"#N/A"},{"$error":"#N/A"},{"$error":"#N/A"},{"$error":"#N/A"},{"$error":"#N/A"}]
[null,{"$f":"IF(DataInput!B20939=$B$8,IF($B$9=$B$10,TRUE,IF(DataInput!E20939=$B$9,TRUE,FALSE)))","v":false},null,null,{"$f":"IF(B20940=TRUE,DataInput!B20939,NA())","v":{"$error":"#N/A"}},{"$f":"IF($E20940=DataInput!$B20939,DataInput!C20939,NA())","v":{"$error":"#N/A"}},{"$f":"IF($E20940=DataInput!$B20939,DataInput!D20939,NA())","v":{"$error":"#N/A"}},{"$f":"IF($E20940=DataInput!$B20939,DataInput!E20939,NA())","v":{"$error":"#N/A"}},{"$f":"IF($E20940=DataInput!$B20939,DataInput!F20939,NA())","v":{"$error":"#N/A"}},{"$f":"IF($E20940=DataInput!$B20939,DataInput!G20939,NA())","v":{"$error":"#N/A"}},{"$f":"IF($E20940=DataInput!$B20939,DataInput!H20939,NA())","v":{"$error":"#N/A"}},{"$f":"IF($E20940=DataInput!$B20939,DataInput!I20939,NA())","v":{"$error":"#N/A"}},{"$f":"IF($E20940=DataInput!$B20939,DataInput!J20939,NA())","v":{"$error":"#N/A"}},{"$f":"IF($E20940=DataInput!$B20939,DataInput!K20939,NA())","v":{"$error":"#N/A"}},null,null,"  ",null,null,null,null,{"$f":"IF(ISERROR(G20940),FALSE,IF($V$9=G20940,TRUE,FALSE))","v":false},null,null,{"$error":"#N/A"},{"$error":"#N/A"},{"$error":"#N/A"},{"$error":"#N/A"},{"$error":"#N/A"},{"$error":"#N/A"},{"$error":"#N/A"},{"$error":"#N/A"},{"$error":"#N/A"},{"$error":"#N/A"}]
[null,{"$f":"IF(DataInput!B20962=$B$8,IF($B$9=$B$10,TRUE,IF(DataInput!E20962=$B$9,TRUE,FALSE)))","v":false},null,null,{"$f":"IF(B20963=TRUE,DataInput!B20962,NA())","v":{"$error":"#N/A"}},{"$f":"IF($E20963=DataInput!$B20962,DataInput!C20962,NA())","v":{"$error":"#N/A"}},{"$f":"IF($E20963=DataInput!$B20962,DataInput!D20962,NA())","v":{"$error":"#N/A"}},{"$f":"IF($E20963=DataInput!$B20962,DataInput!E20962,NA())","v":{"$error":"#N/A"}},{"$f":"IF($E20963=DataInput!$B20962,DataInput!F20962,NA())","v":{"$error":"#N/A"}},{"$f":"IF($E20963=DataInput!$B20962,DataInput!G20962,NA())","v":{"$error":"#N/A"}},{"$f":"IF($E20963=DataInput!$B20962,DataInput!H20962,NA())","v":{"$error":"#N/A"}},{"$f":"IF($E20963=DataInput!$B20962,DataInput!I20962,NA())","v":{"$error":"#N/A"}},{"$f":"IF($E20963=DataInput!$B20962,DataInput!J20962,NA())","v":{"$error":"#N/A"}},{"$f":"IF($E20963=DataInput!$B20962,DataInput!K20962,NA())","v":{"$error":"#N/A"}},null,null,"  ",null,null,null,null,false,null,null,{"$error":"#N/A"},{"$error":"#N/A"},{"$error":"#N/A"},{"$error":"#N/A"},{"$error":"#N/A"},{"$error":"#N/A"},{"$error":"#N/A"},{"$error":"#N/A"},{"$error":"#N/A"},{"$error":"#N/A"}]
[null,{"$f":"IF(DataInput!B20993=$B$8,IF($B$9=$B$10,TRUE,IF(DataInput!E20993=$B$9,TRUE,FALSE)))","v":false},null,null,{"$f":"IF(B20994=TRUE,DataInput!B20993,NA())","v":{"$error":"#N/A"}},{"$f":"IF($E20994=DataInput!$B20993,DataInput!C20993,NA())","v":{"$error":"#N/A"}},{"$f":"IF($E20994=DataInput!$B20993,DataInput!D20993,NA())","v":{"$error":"#N/A"}},{"$f":"IF($E20994=DataInput!$B20993,DataInput!E20993,NA())","v":{"$error":"#N/A"}},{"$f":"IF($E20994=DataInput!$B20993,DataInput!F20993,NA())","v":{"$error":"#N/A"}},{"$f":"IF($E20994=DataInput!$B20993,DataInput!G20993,NA())","v":{"$error":"#N/A"}},{"$f":"IF($E20994=DataInput!$B20993,DataInput!H20993,NA())","v":{"$error":"#N/A"}},{"$f":"IF($E20994=DataInput!$B20993,DataInput!I20993,NA())","v":{"$error":"#N/A"}},{"$f":"IF($E20994=DataInput!$B20993,DataInput!J20993,NA())","v":{"$error":"#N/A"}},{"$f":"IF($E20994=DataInput!$B20993,DataInput!K20993,NA())","v":{"$error":"#N/A"}},null,null,"  ",null,null,null,null,false,null,null,{"$error":"#N/A"},{"$error":"#N/A"},{"$error":"#N/A"},{"$error":"#N/A"},{"$error":"#N/A"},{"$error":"#N/A"},{"$error":"#N/A"},{"$error":"#N/A"},{"$error":"#N/A"},{"$error":"#N/A"}]
[null,{"$f":"IF(DataInput!B21024=$B$8,IF($B$9=$B$10,TRUE,IF(DataInput!E21024=$B$9,TRUE,FALSE)))","v":false},null,null,{"$f":"IF(B21025=TRUE,DataInput!B21024,NA())","v":{"$error":"#N/A"}},{"$f":"IF($E21025=DataInput!$B21024,DataInput!C21024,NA())","v":{"$error":"#N/A"}},{"$f":"IF($E21025=DataInput!$B21024,DataInput!D21024,NA())","v":{"$error":"#N/A"}},{"$f":"IF($E21025=DataInput!$B21024,DataInput!E21024,NA())","v":{"$error":"#N/A"}},{"$f":"IF($E21025=DataInput!$B21024,DataInput!F21024,NA())","v":{"$error":"#N/A"}},{"$f":"IF($E21025=DataInput!$B21024,DataInput!G21024,NA())","v":{"$error":"#N/A"}},{"$f":"IF($E21025=DataInput!$B21024,DataInput!H21024,NA())","v":{"$error":"#N/A"}},{"$f":"IF($E21025=DataInput!$B21024,DataInput!I21024,NA())","v":{"$error":"#N/A"}},{"$f":"IF($E21025=DataInput!$B21024,DataInput!J21024,NA())","v":{"$error":"#N/A"}},{"$f":"IF($E21025=DataInput!$B21024,DataInput!K21024,NA())","v":{"$error":"#N/A"}},null,null,"  ",null,null,null,null,false,null,null,{"$error":"#N/A"},{"$error":"#N/A"},{"$error":"#N/A"},{"$error":"#N/A"},{"$error":"#N/A"},{"$error":"#N/A"},{"$error":"#N/A"},{"$error":"#N/A"},{"$error":"#N/A"},{"$error":"#N/A"}]
[null,{"$f":"IF(DataInput!B21066=$B$8,IF($B$9=$B$10,TRUE,IF(DataInput!E21066=$B$9,TRUE,FALSE)))","v":false},null,null,{"$f":"IF(B21067=TRUE,DataInput!B21066,NA())","v":{"$error":"#N/A"}},{"$f":"IF($E21067=DataInput!$B21066,DataInput!C21066,NA())","v":{"$error":"#N/A"}},{"$f":"IF($E21067=DataInput!$B21066,DataInput!D21066,NA())","v":{"$error":"#N/A"}},{"$f":"IF($E21067=DataInput!$B21066,DataInput!E21066,NA())","v":{"$error":"#N/A"}},{"$f":"IF($E21067=DataInput!$B21066,DataInput!F21066,NA())","v":{"$error":"#N/A"}},{"$f":"IF($E21067=DataInput!$B21066,DataInput!G21066,NA())","v":{"$error":"#N/A"}},{"$f":"IF($E21067=DataInput!$B21066,DataInput!H21066,NA())","v":{"$error":"#N/A"}},{"$f":"IF($E21067=DataInput!$B21066,DataInput!I21066,NA())","v":{"$error":"#N/A"}},{"$f":"IF($E21067=DataInput!$B21066,DataInput!J21066,NA())","v":{"$error":"#N/A"}},{"$f":"IF($E21067=DataInput!$B21066,DataInput!K21066,NA())","v":{"$error":"#N/A"}},null,null,"  ",null,null,null,null,false,null,null,{"$error":"#N/A"},{"$error":"#N/A"},{"$error":"#N/A"},{"$error":"#N/A"},{"$error":"#N/A"},{"$error":"#N/A"},{"$error":"#N/A"},{"$error":"#N/A"},{"$error":"#N/A"},{"$error":"#N/A"}]
[null,{"$f":"IF(DataInput!B21072=$B$8,IF($B$9=$B$10,TRUE,IF(DataInput!E21072=$B$9,TRUE,FALSE)))","v":false},null,null,{"$f":"IF(B21073=TRUE,DataInput!B21072,NA())","v":{"$error":"#N/A"}},{"$f":"IF($E21073=DataInput!$B21072,DataInput!C21072,NA())","v":{"$error":"#N/A"}},{"$f":"IF($E21073=DataInput!$B21072,DataInput!D21072,NA())","v":{"$error":"#N/A"}},{"$f":"IF($E21073=DataInput!$B21072,DataInput!E21072,NA())","v":{"$error":"#N/A"}},{"$f":"IF($E21073=DataInput!$B21072,DataInput!F21072,NA())","v":{"$error":"#N/A"}},{"$f":"IF($E21073=DataInput!$B21072,DataInput!G21072,NA())","v":{"$error":"#N/A"}},{"$f":"IF($E21073=DataInput!$B21072,DataInput!H21072,NA())","v":{"$error":"#N/A"}},{"$f":"IF($E21073=DataInput!$B21072,DataInput!I21072,NA())","v":{"$error":"#N/A"}},{"$f":"IF($E21073=DataInput!$B21072,DataInput!J21072,NA())","v":{"$error":"#N/A"}},{"$f":"IF($E21073=DataInput!$B21072,DataInput!K21072,NA())","v":{"$error":"#N/A"}},null,null,"  ",null,null,null,null,false,null,null,{"$error":"#N/A"},{"$error":"#N/A"},{"$error":"#N/A"},{"$error":"#N/A"},{"$error":"#N/A"},{"$error":"#N/A"},{"$error":"#N/A"},{"$error":"#N/A"},{"$error":"#N/A"},{"$error":"#N/A"}]
[null,{"$f":"IF(DataInput!B21103=$B$8,IF($B$9=$B$10,TRUE,IF(DataInput!E21103=$B$9,TRUE,FALSE)))","v":false},null,null,{"$f":"IF(B21104=TRUE,DataInput!B21103,NA())","v":{"$error":"#N/A"}},{"$f":"IF($E21104=DataInput!$B21103,DataInput!C21103,NA())","v":{"$error":"#N/A"}},{"$f":"IF($E21104=DataInput!$B21103,DataInput!D21103,NA())","v":{"$error":"#N/A"}},{"$f":"IF($E21104=DataInput!$B21103,DataInput!E21103,NA())","v":{"$error":"#N/A"}},{"$f":"IF($E21104=DataInput!$B21103,DataInput!F21103,NA())","v":{"$error":"#N/A"}},{"$f":"IF($E21104=DataInput!$B21103,DataInput!G21103,NA())","v":{"$error":"#N/A"}},{"$f":"IF($E21104=DataInput!$B21103,DataInput!H21103,NA())","v":{"$error":"#N/A"}},{"$f":"IF($E21104=DataInput!$B21103,DataInput!I21103,NA())","v":{"$error":"#N/A"}},{"$f":"IF($E21104=DataInput!$B21103,DataInput!J21103,NA())","v":{"$error":"#N/A"}},{"$f":"IF($E21104=DataInput!$B21103,DataInput!K21103,NA())","v":{"$error":"#N/A"}},null,null,"  ",null,null,null,null,false,null,null,{"$error":"#N/A"},{"$error":"#N/A"},{"$error":"#N/A"},{"$error":"#N/A"},{"$error":"#N/A"},{"$error":"#N/A"},{"$error":"#N/A"},{"$error":"#N/A"},{"$error":"#N/A"},{"$error":"#N/A"}]
[null,{"$f":"IF(DataInput!B21150=$B$8,IF($B$9=$B$10,TRUE,IF(DataInput!E21150=$B$9,TRUE,FALSE)))","v":false},null,null,{"$f":"IF(B21151=TRUE,DataInput!B21150,NA())","v":{"$error":"#N/A"}},{"$f":"IF($E21151=DataInput!$B21150,DataInput!C21150,NA())","v":{"$error":"#N/A"}},{"$f":"IF($E21151=DataInput!$B21150,DataInput!D21150,NA())","v":{"$error":"#N/A"}},{"$f":"IF($E21151=DataInput!$B21150,DataInput!E21150,NA())","v":{"$error":"#N/A"}},{"$f":"IF($E21151=DataInput!$B21150,DataInput!F21150,NA())","v":{"$error":"#N/A"}},{"$f":"IF($E21151=DataInput!$B21150,DataInput!G21150,NA())","v":{"$error":"#N/A"}},{"$f":"IF($E21151=DataInput!$B21150,DataInput!H21150,NA())","v":{"$error":"#N/A"}},{"$f":"IF($E21151=DataInput!$B21150,DataInput!I21150,NA())","v":{"$error":"#N/A"}},{"$f":"IF($E21151=DataInput!$B21150,DataInput!J21150,NA())","v":{"$error":"#N/A"}},{"$f":"IF($E21151=DataInput!$B21150,DataInput!K21150,NA())","v":{"$error":"#N/A"}},null,null,"  ",null,null,null,null,false,null,null,{"$error":"#N/A"},{"$error":"#N/A"},{"$error":"#N/A"},{"$error":"#N/A"},{"$error":"#N/A"},{"$error":"#N/A"},{"$error":"#N/A"},{"$error":"#N/A"},{"$error":"#N/A"},{"$error":"#N/A"}]
[null,{"$f":"IF(DataInput!B21161=$B$8,IF($B$9=$B$10,TRUE,IF(DataInput!E21161=$B$9,TRUE,FALSE)))","v":false},null,null,{"$f":"IF(B21162=TRUE,DataInput!B21161,NA())","v":{"$error":"#N/A"}},{"$f":"IF($E21162=DataInput!$B21161,DataInput!C21161,NA())","v":{"$error":"#N/A"}},{"$f":"IF($E21162=DataInput!$B21161,DataInput!D21161,NA())","v":{"$error":"#N/A"}},{"$f":"IF($E21162=DataInput!$B21161,DataInput!E21161,NA())","v":{"$error":"#N/A"}},{"$f":"IF($E21162=DataInput!$B21161,DataInput!F21161,NA())","v":{"$error":"#N/A"}},{"$f":"IF($E21162=DataInput!$B21161,DataInput!G21161,NA())","v":{"$error":"#N/A"}},{"$f":"IF($E21162=DataInput!$B21161,DataInput!H21161,NA())","v":{"$error":"#N/A"}},{"$f":"IF($E21162=DataInput!$B21161,DataInput!I21161,NA())","v":{"$error":"#N/A"}},{"$f":"IF($E21162=DataInput!$B21161,DataInput!J21161,NA())","v":{"$error":"#N/A"}},{"$f":"IF($E21162=DataInput!$B21161,DataInput!K21161,NA())","v":{"$error":"#N/A"}},null,null,"  ",null,null,null,null,false,null,null,{"$error":"#N/A"},{"$error":"#N/A"},{"$error":"#N/A"},{"$error":"#N/A"},{"$error":"#N/A"},{"$error":"#N/A"},{"$error":"#N/A"},{"$error":"#N/A"},{"$error":"#N/A"},{"$error":"#N/A"}]
[null,{"$f":"IF(DataInput!B21198=$B$8,IF($B$9=$B$10,TRUE,IF(DataInput!E21198=$B$9,TRUE,FALSE)))","v":false},null,null,{"$f":"IF(B21199=TRUE,DataInput!B21198,NA())","v":{"$error":"#N/A"}},{"$f":"IF($E21199=DataInput!$B21198,DataInput!C21198,NA())","v":{"$error":"#N/A"}},{"$f":"IF($E21199=DataInput!$B21198,DataInput!D21198,NA())","v":{"$error":"#N/A"}},{"$f":"IF($E21199=DataInput!$B21198,DataInput!E21198,NA())","v":{"$error":"#N/A"}},{"$f":"IF($E21199=DataInput!$B21198,DataInput!F21198,NA())","v":{"$error":"#N/A"}},{"$f":"IF($E21199=DataInput!$B21198,DataInput!G21198,NA())","v":{"$error":"#N/A"}},{"$f":"IF($E21199=DataInput!$B21198,DataInput!H21198,NA())","v":{"$error":"#N/A"}},{"$f":"IF($E21199=DataInput!$B21198,DataInput!I21198,NA())","v":{"$error":"#N/A"}},{"$f":"IF($E21199=DataInput!$B21198,DataInput!J21198,NA())","v":{"$error":"#N/A"}},{"$f":"IF($E21199=DataInput!$B21198,DataInput!K21198,NA())","v":{"$error":"#N/A"}},null,null,"  ",null,null,null,null,false,null,null,{"$error":"#N/A"},{"$error":"#N/A"},{"$error":"#N/A"},{"$error":"#N/A"},{"$error":"#N/A"},{"$error":"#N/A"},{"$error":"#N/A"},{"$error":"#N/A"},{"$error":"#N/A"},{"$error":"#N/A"}]
[null,{"$f":"IF(DataInput!B21229=$B$8,IF($B$9=$B$10,TRUE,IF(DataInput!E21229=$B$9,TRUE,FALSE)))","v":false},null,null,{"$f":"IF(B21230=TRUE,DataInput!B21229,NA())","v":{"$error":"#N/A"}},{"$f":"IF($E21230=DataInput!$B21229,DataInput!C21229,NA())","v":{"$error":"#N/A"}},{"$f":"IF($E21230=DataInput!$B21229,DataInput!D21229,NA())","v":{"$error":"#N/A"}},{"$f":"IF($E21230=DataInput!$B21229,DataInput!E21229,NA())","v":{"$error":"#N/A"}},{"$f":"IF($E21230=DataInput!$B21229,DataInput!F21229,NA())","v":{"$error":"#N/A"}},{"$f":"IF($E21230=DataInput!$B21229,DataInput!G21229,NA())","v":{"$error":"#N/A"}},{"$f":"IF($E21230=DataInput!$B21229,DataInput!H21229,NA())","v":{"$error":"#N/A"}},{"$f":"IF($E21230=DataInput!$B21229,DataInput!I21229,NA())","v":{"$error":"#N/A"}},{"$f":"IF($E21230=DataInput!$B21229,DataInput!J21229,NA())","v":{"$error":"#N/A"}},{"$f":"IF($E21230=DataInput!$B21229,DataInput!K21229,NA())","v":{"$error":"#N/A"}},null,null,"  ",null,null,null,null,false,null,null,{"$error":"#N/A"},{"$error":"#N/A"},{"$error":"#N/A"},{"$error":"#N/A"},{"$error":"#N/A"},{"$error":"#N/A"},{"$error":"#N/A"},{"$error":"#N/A"},{"$error":"#N/A"},{"$error":"#N/A"}]
[null,{"$f":"IF(DataInput!B21260=$B$8,IF($B$9=$B$10,TRUE,IF(DataInput!E21260=$B$9,TRUE,FALSE)))","v":false},null,null,{"$f":"IF(B21261=TRUE,DataInput!B21260,NA())","v":{"$error":"#N/A"}},{"$f":"IF($E21261=DataInput!$B21260,DataInput!C21260,NA())","v":{"$error":"#N/A"}},{"$f":"IF($E21261=DataInput!$B21260,DataInput!D21260,NA())","v":{"$error":"#N/A"}},{"$f":"IF($E21261=DataInput!$B21260,DataInput!E21260,NA())","v":{"$error":"#N/A"}},{"$f":"IF($E21261=DataInput!$B21260,DataInput!F21260,NA())","v":{"$error":"#N/A"}},{"$f":"IF($E21261=DataInput!$B21260,DataInput!G21260,NA())","v":{"$error":"#N/A"}},{"$f":"IF($E21261=DataInput!$B21260,DataInput!H21260,NA())","v":{"$error":"#N/A"}},{"$f":"IF($E21261=DataInput!$B21260,DataInput!I21260,NA())","v":{"$error":"#N/A"}},{"$f":"IF($E21261=DataInput!$B21260,DataInput!J21260,NA())","v":{"$error":"#N/A"}},{"$f":"IF($E21261=DataInput!$B21260,DataInput!K21260,NA())","v":{"$error":"#N/A"}},null,null,"  ",null,null,null,null,false,null,null,{"$error":"#N/A"},{"$error":"#N/A"},{"$error":"#N/A"},{"$error":"#N/A"},{"$error":"#N/A"},{"$error":"#N/A"},{"$error":"#N/A"},{"$error":"#N/A"},{"$error":"#N/A"},{"$error":"#N/A"}]
[null,{"$f":"IF(DataInput!B21288=$B$8,IF($B$9=$B$10,TRUE,IF(DataInput!E21288=$B$9,TRUE,FALSE)))","v":false},null,null,{"$f":"IF(B21289=TRUE,DataInput!B21288,NA())","v":{"$error":"#N/A"}},{"$f":"IF($E21289=DataInput!$B21288,DataInput!C21288,NA())","v":{"$error":"#N/A"}},{"$f":"IF($E21289=DataInput!$B21288,DataInput!D21288,NA())","v":{"$error":"#N/A"}},{"$f":"IF($E21289=DataInput!$B21288,DataInput!E21288,NA())","v":{"$error":"#N/A"}},{"$f":"IF($E21289=DataInput!$B21288,DataInput!F21288,NA())","v":{"$error":"#N/A"}},{"$f":"IF($E21289=DataInput!$B21288,DataInput!G21288,NA())","v":{"$error":"#N/A"}},{"$f":"IF($E21289=DataInput!$B21288,DataInput!H21288,NA())","v":{"$error":"#N/A"}},{"$f":"IF($E21289=DataInput!$B21288,DataInput!I21288,NA())","v":{"$error":"#N/A"}},{"$f":"IF($E21289=DataInput!$B21288,DataInput!J21288,NA())","v":{"$error":"#N/A"}},{"$f":"IF($E21289=DataInput!$B21288,DataInput!K21288,NA())","v":{"$error":"#N/A"}},null,null,{"$f":"IF(OR(ISERROR(E21289),ISERROR(G21289)),\"  \",E21289&\" \"&G21289)","v":"  "},null,null,null,null,false,null,null,{"$error":"#N/A"},{"$error":"#N/A"},{"$error":"#N/A"},{"$error":"#N/A"},{"$error":"#N/A"},{"$error":"#N/A"},{"$error":"#N/A"},{"$error":"#N/A"},{"$error":"#N/A"},{"$error":"#N/A"}]
[null,{"$f":"IF(DataInput!B21308=$B$8,IF($B$9=$B$10,TRUE,IF(DataInput!E21308=$B$9,TRUE,FALSE)))","v":false},null,null,{"$f":"IF(B21309=TRUE,DataInput!B21308,NA())","v":{"$error":"#N/A"}},{"$f":"IF($E21309=DataInput!$B21308,DataInput!C21308,NA())","v":{"$error":"#N/A"}},{"$f":"IF($E21309=DataInput!$B21308,DataInput!D21308,NA())","v":{"$error":"#N/A"}},{"$f":"IF($E21309=DataInput!$B21308,DataInput!E21308,NA())","v":{"$error":"#N/A"}},{"$f":"IF($E21309=DataInput!$B21308,DataInput!F21308,NA())","v":{"$error":"#N/A"}},{"$f":"IF($E21309=DataInput!$B21308,DataInput!G21308,NA())","v":{"$error":"#N/A"}},{"$f":"IF($E21309=DataInput!$B21308,DataInput!H21308,NA())","v":{"$error":"#N/A"}},{"$f":"IF($E21309=DataInput!$B21308,DataInput!I21308,NA())","v":{"$error":"#N/A"}},{"$f":"IF($E21309=DataInput!$B21308,DataInput!J21308,NA())","v":{"$error":"#N/A"}},{"$f":"IF($E21309=DataInput!$B21308,DataInput!K21308,NA())","v":{"$error":"#N/A"}},null,null,"  ",null,null,null,null,false,null,null,{"$error":"#N/A"},{"$error":"#N/A"},{"$error":"#N/A"},{"$error":"#N/A"},{"$error":"#N/A"},{"$error":"#N/A"},{"$error":"#N/A"},{"$error":"#N/A"},{"$error":"#N/A"},{"$error":"#N/A"}]
[null,{"$f":"IF(DataInput!B21355=$B$8,IF($B$9=$B$10,TRUE,IF(DataInput!E21355=$B$9,TRUE,FALSE)))","v":false},null,null,{"$f":"IF(B21356=TRUE,DataInput!B21355,NA())","v":{"$error":"#N/A"}},{"$f":"IF($E21356=DataInput!$B21355,DataInput!C21355,NA())","v":{"$error":"#N/A"}},{"$f":"IF($E21356=DataInput!$B21355,DataInput!D21355,NA())","v":{"$error":"#N/A"}},{"$f":"IF($E21356=DataInput!$B21355,DataInput!E21355,NA())","v":{"$error":"#N/A"}},{"$f":"IF($E21356=DataInput!$B21355,DataInput!F21355,NA())","v":{"$error":"#N/A"}},{"$f":"IF($E21356=DataInput!$B21355,DataInput!G21355,NA())","v":{"$error":"#N/A"}},{"$f":"IF($E21356=DataInput!$B21355,DataInput!H21355,NA())","v":{"$error":"#N/A"}},{"$f":"IF($E21356=DataInput!$B21355,DataInput!I21355,NA())","v":{"$error":"#N/A"}},{"$f":"IF($E21356=DataInput!$B21355,DataInput!J21355,NA())","v":{"$error":"#N/A"}},{"$f":"IF($E21356=DataInput!$B21355,DataInput!K21355,NA())","v":{"$error":"#N/A"}},null,null,"  ",null,null,null,null,false,null,null,{"$error":"#N/A"},{"$error":"#N/A"},{"$error":"#N/A"},{"$error":"#N/A"},{"$error":"#N/A"},{"$error":"#N/A"},{"$error":"#N/A"},{"$error":"#N/A"},{"$error":"#N/A"},{"$error":"#N/A"}]
[null,{"$f":"IF(DataInput!B21357=$B$8,IF($B$9=$B$10,TRUE,IF(DataInput!E21357=$B$9,TRUE,FALSE)))","v":false},null,null,{"$f":"IF(B21358=TRUE,DataInput!B21357,NA())","v":{"$error":"#N/A"}},{"$f":"IF($E21358=DataInput!$B21357,DataInput!C21357,NA())","v":{"$error":"#N/A"}},{"$f":"IF($E21358=DataInput!$B21357,DataInput!D21357,NA())","v":{"$error":"#N/A"}},{"$f":"IF($E21358=DataInput!$B21357,DataInput!E21357,NA())","v":{"$error":"#N/A"}},{"$f":"IF($E21358=DataInput!$B21357,DataInput!F21357,NA())","v":{"$error":"#N/A"}},{"$f":"IF($E21358=DataInput!$B21357,DataInput!G21357,NA())","v":{"$error":"#N/A"}},{"$f":"IF($E21358=DataInput!$B21357,DataInput!H21357,NA())","v":{"$error":"#N/A"}},{"$f":"IF($E21358=DataInput!$B21357,DataInput!I21357,NA())","v":{"$error":"#N/A"}},{"$f":"IF($E21358=DataInput!$B21357,DataInput!J21357,NA())","v":{"$error":"#N/A"}},{"$f":"IF($E21358=DataInput!$B21357,DataInput!K21357,NA())","v":{"$error":"#N/A"}},null,null,"  ",null,null,null,null,false,null,null,{"$error":"#N/A"},{"$error":"#N/A"},{"$error":"#N/A"},{"$error":"#N/A"},{"$error":"#N/A"},{"$error":"#N/A"},{"$error":"#N/A"},{"$error":"#N/A"},{"$error":"#N/A"},{"$error":"#N/A"}]
[null,{"$f":"IF(DataInput!B21411=$B$8,IF($B$9=$B$10,TRUE,IF(DataInput!E21411=$B$9,TRUE,FALSE)))","v":false},null,null,{"$f":"IF(B21412=TRUE,DataInput!B21411,NA())","v":{"$error":"#N/A"}},{"$f":"IF($E21412=DataInput!$B21411,DataInput!C21411,NA())","v":{"$error":"#N/A"}},{"$f":"IF($E21412=DataInput!$B21411,DataInput!D21411,NA())","v":{"$error":"#N/A"}},{"$f":"IF($E21412=DataInput!$B21411,DataInput!E21411,NA())","v":{"$error":"#N/A"}},{"$f":"IF($E21412=DataInput!$B21411,DataInput!F21411,NA())","v":{"$error":"#N/A"}},{"$f":"IF($E21412=DataInput!$B21411,DataInput!G21411,NA())","v":{"$error":"#N/A"}},{"$f":"IF($E21412=DataInput!$B21411,DataInput!H21411,NA())","v":{"$error":"#N/A"}},{"$f":"IF($E21412=DataInput!$B21411,DataInput!I21411,NA())","v":{"$error":"#N/A"}},{"$f":"IF($E21412=DataInput!$B21411,DataInput!J21411,NA())","v":{"$error":"#N/A"}},{"$f":"IF($E21412=DataInput!$B21411,DataInput!K21411,NA())","v":{"$error":"#N/A"}},null,null,"  ",null,null,null,null,false,null,null,{"$error":"#N/A"},{"$error":"#N/A"},{"$error":"#N/A"},{"$error":"#N/A"},{"$error":"#N/A"},{"$error":"#N/A"},{"$error":"#N/A"},{"$error":"#N/A"},{"$error":"#N/A"},{"$error":"#N/A"}]
[null,{"$f":"IF(DataInput!B21434=$B$8,IF($B$9=$B$10,TRUE,IF(DataInput!E21434=$B$9,TRUE,FALSE)))","v":false},null,null,{"$f":"IF(B21435=TRUE,DataInput!B21434,NA())","v":{"$error":"#N/A"}},{"$f":"IF($E21435=DataInput!$B21434,DataInput!C21434,NA())","v":{"$error":"#N/A"}},{"$f":"IF($E21435=DataInput!$B21434,DataInput!D21434,NA())","v":{"$error":"#N/A"}},{"$f":"IF($E21435=DataInput!$B21434,DataInput!E21434,NA())","v":{"$error":"#N/A"}},{"$f":"IF($E21435=DataInput!$B21434,DataInput!F21434,NA())","v":{"$error":"#N/A"}},{"$f":"IF($E21435=DataInput!$B21434,DataInput!G21434,NA())","v":{"$error":"#N/A"}},{"$f":"IF($E21435=DataInput!$B21434,DataInput!H21434,NA())","v":{"$error":"#N/A"}},{"$f":"IF($E21435=DataInput!$B21434,DataInput!I21434,NA())","v":{"$error":"#N/A"}},{"$f":"IF($E21435=DataInput!$B21434,DataInput!J21434,NA())","v":{"$error":"#N/A"}},{"$f":"IF($E21435=DataInput!$B21434,DataInput!K21434,NA())","v":{"$error":"#N/A"}},null,null,"  ",null,null,null,null,false,null,null,{"$error":"#N/A"},{"$error":"#N/A"},{"$error":"#N/A"},{"$error":"#N/A"},{"$error":"#N/A"},{"$error":"#N/A"},{"$error":"#N/A"},{"$error":"#N/A"},{"$error":"#N/A"},{"$error":"#N/A"}]
[null,{"$f":"IF(DataInput!B21465=$B$8,IF($B$9=$B$10,TRUE,IF(DataInput!E21465=$B$9,TRUE,FALSE)))","v":false},null,null,{"$f":"IF(B21466=TRUE,DataInput!B21465,NA())","v":{"$error":"#N/A"}},{"$f":"IF($E21466=DataInput!$B21465,DataInput!C21465,NA())","v":{"$error":"#N/A"}},{"$f":"IF($E21466=DataInput!$B21465,DataInput!D21465,NA())","v":{"$error":"#N/A"}},{"$f":"IF($E21466=DataInput!$B21465,DataInput!E21465,NA())","v":{"$error":"#N/A"}},{"$f":"IF($E21466=DataInput!$B21465,DataInput!F21465,NA())","v":{"$error":"#N/A"}},{"$f":"IF($E21466=DataInput!$B21465,DataInput!G21465,NA())","v":{"$error":"#N/A"}},{"$f":"IF($E21466=DataInput!$B21465,DataInput!H21465,NA())","v":{"$error":"#N/A"}},{"$f":"IF($E21466=DataInput!$B21465,DataInput!I21465,NA())","v":{"$error":"#N/A"}},{"$f":"IF($E21466=DataInput!$B21465,DataInput!J21465,NA())","v":{"$error":"#N/A"}},{"$f":"IF($E21466=DataInput!$B21465,DataInput!K21465,NA())","v":{"$error":"#N/A"}},null,null,"  ",null,null,null,null,false,null,null,{"$error":"#N/A"},{"$error":"#N/A"},{"$error":"#N/A"},{"$error":"#N/A"},{"$error":"#N/A"},{"$error":"#N/A"},{"$error":"#N/A"},{"$error":"#N/A"},{"$error":"#N/A"},{"$error":"#N/A"}]
[null,{"$f":"IF(DataInput!B21496=$B$8,IF($B$9=$B$10,TRUE,IF(DataInput!E21496=$B$9,TRUE,FALSE)))","v":false},null,null,{"$f":"IF(B21497=TRUE,DataInput!B21496,NA())","v":{"$error":"#N/A"}},{"$f":"IF($E21497=DataInput!$B21496,DataInput!C21496,NA())","v":{"$error":"#N/A"}},{"$f":"IF($E21497=DataInput!$B21496,DataInput!D21496,NA())","v":{"$error":"#N/A"}},{"$f":"IF($E21497=DataInput!$B21496,DataInput!E21496,NA())","v":{"$error":"#N/A"}},{"$f":"IF($E21497=DataInput!$B21496,DataInput!F21496,NA())","v":{"$error":"#N/A"}},{"$f":"IF($E21497=DataInput!$B21496,DataInput!G21496,NA())","v":{"$error":"#N/A"}},{"$f":"IF($E21497=DataInput!$B21496,DataInput!H21496,NA())","v":{"$error":"#N/A"}},{"$f":"IF($E21497=DataInput!$B21496,DataInput!I21496,NA())","v":{"$error":"#N/A"}},{"$f":"IF($E21497=DataInput!$B21496,DataInput!J21496,NA())","v":{"$error":"#N/A"}},{"$f":"IF($E21497=DataInput!$B21496,DataInput!K21496,NA())","v":{"$error":"#N/A"}},null,null,"  ",null,null,null,null,false,null,null,{"$error":"#N/A"},{"$error":"#N/A"},{"$error":"#N/A"},{"$error":"#N/A"},{"$error":"#N/A"},{"$error":"#N/A"},{"$error":"#N/A"},{"$error":"#N/A"},{"$error":"#N/A"},{"$error":"#N/A"}]
[null,{"$f":"IF(DataInput!B21510=$B$8,IF($B$9=$B$10,TRUE,IF(DataInput!E21510=$B$9,TRUE,FALSE)))","v":false},null,null,{"$f":"IF(B21511=TRUE,DataInput!B21510,NA())","v":{"$error":"#N/A"}},{"$f":"IF($E21511=DataInput!$B21510,DataInput!C21510,NA())","v":{"$error":"#N/A"}},{"$f":"IF($E21511=DataInput!$B21510,DataInput!D21510,NA())","v":{"$error":"#N/A"}},{"$f":"IF($E21511=DataInput!$B21510,DataInput!E21510,NA())","v":{"$error":"#N/A"}},{"$f":"IF($E21511=DataInput!$B21510,DataInput!F21510,NA())","v":{"$error":"#N/A"}},{"$f":"IF($E21511=DataInput!$B21510,DataInput!G21510,NA())","v":{"$error":"#N/A"}},{"$f":"IF($E21511=DataInput!$B21510,DataInput!H21510,NA())","v":{"$error":"#N/A"}},{"$f":"IF($E21511=DataInput!$B21510,DataInput!I21510,NA())","v":{"$error":"#N/A"}},{"$f":"IF($E21511=DataInput!$B21510,DataInput!J21510,NA())","v":{"$error":"#N/A"}},{"$f":"IF($E21511=DataInput!$B21510,DataInput!K21510,NA())","v":{"$error":"#N/A"}},null,null,"  ",null,null,null,null,false,null,null,{"$error":"#N/A"},{"$error":"#N/A"},{"$error":"#N/A"},{"$error":"#N/A"},{"$error":"#N/A"},{"$error":"#N/A"},{"$error":"#N/A"},{"$error":"#N/A"},{"$error":"#N/A"},{"$error":"#N/A"}]
[null,{"$f":"IF(DataInput!B21544=$B$8,IF($B$9=$B$10,TRUE,IF(DataInput!E21544=$B$9,TRUE,FALSE)))","v":false},null,null,{"$f":"IF(B21545=TRUE,DataInput!B21544,NA())","v":{"$error":"#N/A"}},{"$f":"IF($E21545=DataInput!$B21544,DataInput!C21544,NA())","v":{"$error":"#N/A"}},{"$f":"IF($E21545=DataInput!$B21544,DataInput!D21544,NA())","v":{"$error":"#N/A"}},{"$f":"IF($E21545=DataInput!$B21544,DataInput!E21544,NA())","v":{"$error":"#N/A"}},{"$f":"IF($E21545=DataInput!$B21544,DataInput!F21544,NA())","v":{"$error":"#N/A"}},{"$f":"IF($E21545=DataInput!$B21544,DataInput!G21544,NA())","v":{"$error":"#N/A"}},{"$f":"IF($E21545=DataInput!$B21544,DataInput!H21544,NA())","v":{"$error":"#N/A"}},{"$f":"IF($E21545=DataInput!$B21544,DataInput!I21544,NA())","v":{"$error":"#N/A"}},{"$f":"IF($E21545=DataInput!$B21544,DataInput!J21544,NA())","v":{"$error":"#N/A"}},{"$f":"IF($E21545=DataInput!$B21544,DataInput!K21544,NA())","v":{"$error":"#N/A"}},null,null,{"$f":"IF(OR(ISERROR(E21545),ISERROR(G21545)),\"  \",E21545&\" \"&G21545)","v":"  "},null,null,null,null,false,null,null,{"$error":"#N/A"},{"$error":"#N/A"},{"$error":"#N/A"},{"$error":"#N/A"},{"$error":"#N/A"},{"$error":"#N/A"},{"$error":"#N/A"},{"$error":"#N/A"},{"$error":"#N/A"},{"$error":"#N/A"}]
[null,{"$f":"IF(DataInput!B21562=$B$8,IF($B$9=$B$10,TRUE,IF(DataInput!E21562=$B$9,TRUE,FALSE)))","v":false},null,null,{"$f":"IF(B21563=TRUE,DataInput!B21562,NA())","v":{"$error":"#N/A"}},{"$f":"IF($E21563=DataInput!$B21562,DataInput!C21562,NA())","v":{"$error":"#N/A"}},{"$f":"IF($E21563=DataInput!$B21562,DataInput!D21562,NA())","v":{"$error":"#N/A"}},{"$f":"IF($E21563=DataInput!$B21562,DataInput!E21562,NA())","v":{"$error":"#N/A"}},{"$f":"IF($E21563=DataInput!$B21562,DataInput!F21562,NA())","v":{"$error":"#N/A"}},{"$f":"IF($E21563=DataInput!$B21562,DataInput!G21562,NA())","v":{"$error":"#N/A"}},{"$f":"IF($E21563=DataInput!$B21562,DataInput!H21562,NA())","v":{"$error":"#N/A"}},{"$f":"IF($E21563=DataInput!$B21562,DataInput!I21562,NA())","v":{"$error":"#N/A"}},{"$f":"IF($E21563=DataInput!$B21562,DataInput!J21562,NA())","v":{"$error":"#N/A"}},{"$f":"IF($E21563=DataInput!$B21562,DataInput!K21562,NA())","v":{"$error":"#N/A"}},null,null,"  ",null,null,null,null,false,null,null,{"$error":"#N/A"},{"$error":"#N/A"},{"$error":"#N/A"},{"$error":"#N/A"},{"$error":"#N/A"},{"$error":"#N/A"},{"$error":"#N/A"},{"$error":"#N/A"},{"$error":"#N/A"},{"$error":"#N/A"}]
[null,{"$f":"IF(DataInput!B21593=$B$8,IF($B$9=$B$10,TRUE,IF(DataInput!E21593=$B$9,TRUE,FALSE)))","v":false},null,null,{"$f":"IF(B21594=TRUE,DataInput!B21593,NA())","v":{"$error":"#N/A"}},{"$f":"IF($E21594=DataInput!$B21593,DataInput!C21593,NA())","v":{"$error":"#N/A"}},{"$f":"IF($E21594=DataInput!$B21593,DataInput!D21593,NA())","v":{"$error":"#N/A"}},{"$f":"IF($E21594=DataInput!$B21593,DataInput!E21593,NA())","v":{"$error":"#N/A"}},{"$f":"IF($E21594=DataInput!$B21593,DataInput!F21593,NA())","v":{"$error":"#N/A"}},{"$f":"IF($E21594=DataInput!$B21593,DataInput!G21593,NA())","v":{"$error":"#N/A"}},{"$f":"IF($E21594=DataInput!$B21593,DataInput!H21593,NA())","v":{"$error":"#N/A"}},{"$f":"IF($E21594=DataInput!$B21593,DataInput!I21593,NA())","v":{"$error":"#N/A"}},{"$f":"IF($E21594=DataInput!$B21593,DataInput!J21593,NA())","v":{"$error":"#N/A"}},{"$f":"IF($E21594=DataInput!$B21593,DataInput!K21593,NA())","v":{"$error":"#N/A"}},null,null,"  ",null,null,null,null,false,null,null,{"$error":"#N/A"},{"$error":"#N/A"},{"$error":"#N/A"},{"$error":"#N/A"},{"$error":"#N/A"},{"$error":"#N/A"},{"$error":"#N/A"},{"$error":"#N/A"},{"$error":"#N/A"},{"$error":"#N/A"}]
[null,{"$f":"IF(DataInput!B21633=$B$8,IF($B$9=$B$10,TRUE,IF(DataInput!E21633=$B$9,TRUE,FALSE)))","v":false},null,null,{"$f":"IF(B21634=TRUE,DataInput!B21633,NA())","v":{"$error":"#N/A"}},{"$f":"IF($E21634=DataInput!$B21633,DataInput!C21633,NA())","v":{"$error":"#N/A"}},{"$f":"IF($E21634=DataInput!$B21633,DataInput!D21633,NA())","v":{"$error":"#N/A"}},{"$f":"IF($E21634=DataInput!$B21633,DataInput!E21633,NA())","v":{"$error":"#N/A"}},{"$f":"IF($E21634=DataInput!$B21633,DataInput!F21633,NA())","v":{"$error":"#N/A"}},{"$f":"IF($E21634=DataInput!$B21633,DataInput!G21633,NA())","v":{"$error":"#N/A"}},{"$f":"IF($E21634=DataInput!$B21633,DataInput!H21633,NA())","v":{"$error":"#N/A"}},{"$f":"IF($E21634=DataInput!$B21633,DataInput!I21633,NA())","v":{"$error":"#N/A"}},{"$f":"IF($E21634=DataInput!$B21633,DataInput!J21633,NA())","v":{"$error":"#N/A"}},{"$f":"IF($E21634=DataInput!$B21633,DataInput!K21633,NA())","v":{"$error":"#N/A"}},null,null,"  ",null,null,null,null,false,null,null,{"$error":"#N/A"},{"$error":"#N/A"},{"$error":"#N/A"},{"$error":"#N/A"},{"$error":"#N/A"},{"$error":"#N/A"},{"$error":"#N/A"},{"$error":"#N/A"},{"$error":"#N/A"},{"$error":"#N/A"}]
[null,{"$f":"IF(DataInput!B21670=$B$8,IF($B$9=$B$10,TRUE,IF(DataInput!E21670=$B$9,TRUE,FALSE)))","v":false},null,null,{"$f":"IF(B21671=TRUE,DataInput!B21670,NA())","v":{"$error":"#N/A"}},{"$f":"IF($E21671=DataInput!$B21670,DataInput!C21670,NA())","v":{"$error":"#N/A"}},{"$f":"IF($E21671=DataInput!$B21670,DataInput!D21670,NA())","v":{"$error":"#N/A"}},{"$f":"IF($E21671=DataInput!$B21670,DataInput!E21670,NA())","v":{"$error":"#N/A"}},{"$f":"IF($E21671=DataInput!$B21670,DataInput!F21670,NA())","v":{"$error":"#N/A"}},{"$f":"IF($E21671=DataInput!$B21670,DataInput!G21670,NA())","v":{"$error":"#N/A"}},{"$f":"IF($E21671=DataInput!$B21670,DataInput!H21670,NA())","v":{"$error":"#N/A"}},{"$f":"IF($E21671=DataInput!$B21670,DataInput!I21670,NA())","v":{"$error":"#N/A"}},{"$f":"IF($E21671=DataInput!$B21670,DataInput!J21670,NA())","v":{"$error":"#N/A"}},{"$f":"IF($E21671=DataInput!$B21670,DataInput!K21670,NA())","v":{"$error":"#N/A"}},null,null,"  ",null,null,null,null,false,null,null,{"$error":"#N/A"},{"$error":"#N/A"},{"$error":"#N/A"},{"$error":"#N/A"},{"$error":"#N/A"},{"$error":"#N/A"},{"$error":"#N/A"},{"$error":"#N/A"},{"$error":"#N/A"},{"$error":"#N/A"}]
[null,{"$f":"IF(DataInput!B21672=$B$8,IF($B$9=$B$10,TRUE,IF(DataInput!E21672=$B$9,TRUE,FALSE)))","v":false},null,null,{"$f":"IF(B21673=TRUE,DataInput!B21672,NA())","v":{"$error":"#N/A"}},{"$f":"IF($E21673=DataInput!$B21672,DataInput!C21672,NA())","v":{"$error":"#N/A"}},{"$f":"IF($E21673=DataInput!$B21672,DataInput!D21672,NA())","v":{"$error":"#N/A"}},{"$f":"IF($E21673=DataInput!$B21672,DataInput!E21672,NA())","v":{"$error":"#N/A"}},{"$f":"IF($E21673=DataInput!$B21672,DataInput!F21672,NA())","v":{"$error":"#N/A"}},{"$f":"IF($E21673=DataInput!$B21672,DataInput!G21672,NA())","v":{"$error":"#N/A"}},{"$f":"IF($E21673=DataInput!$B21672,DataInput!H21672,NA())","v":{"$error":"#N/A"}},{"$f":"IF($E21673=DataInput!$B21672,DataInput!I21672,NA())","v":{"$error":"#N/A"}},{"$f":"IF($E21673=DataInput!$B21672,DataInput!J21672,NA())","v":{"$error":"#N/A"}},{"$f":"IF($E21673=DataInput!$B21672,DataInput!K21672,NA())","v":{"$error":"#N/A"}},null,null,{"$f":"IF(OR(ISERROR(E21673),ISERROR(G21673)),\"  \",E21673&\" \"&G21673)","v":"  "},null,null,null,null,false,null,null,{"$error":"#N/A"},{"$error":"#N/A"},{"$error":"#N/A"},{"$error":"#N/A"},{"$error":"#N/A"},{"$error":"#N/A"},{"$error":"#N/A"},{"$error":"#N/A"},{"$error":"#N/A"},{"$error":"#N/A"}]
[null,{"$f":"IF(DataInput!B21719=$B$8,IF($B$9=$B$10,TRUE,IF(DataInput!E21719=$B$9,TRUE,FALSE)))","v":false},null,null,{"$f":"IF(B21720=TRUE,DataInput!B21719,NA())","v":{"$error":"#N/A"}},{"$f":"IF($E21720=DataInput!$B21719,DataInput!C21719,NA())","v":{"$error":"#N/A"}},{"$f":"IF($E21720=DataInput!$B21719,DataInput!D21719,NA())","v":{"$error":"#N/A"}},{"$f":"IF($E21720=DataInput!$B21719,DataInput!E21719,NA())","v":{"$error":"#N/A"}},{"$f":"IF($E21720=DataInput!$B21719,DataInput!F21719,NA())","v":{"$error":"#N/A"}},{"$f":"IF($E21720=DataInput!$B21719,DataInput!G21719,NA())","v":{"$error":"#N/A"}},{"$f":"IF($E21720=DataInput!$B21719,DataInput!H21719,NA())","v":{"$error":"#N/A"}},{"$f":"IF($E21720=DataInput!$B21719,DataInput!I21719,NA())","v":{"$error":"#N/A"}},{"$f":"IF($E21720=DataInput!$B21719,DataInput!J21719,NA())","v":{"$error":"#N/A"}},{"$f":"IF($E21720=DataInput!$B21719,DataInput!K21719,NA())","v":{"$error":"#N/A"}},null,null,"  ",null,null,null,null,false,null,null,{"$f":"IF($V21720=TRUE,E21720,NA())","v":{"$error":"#N/A"}},{"$f":"IF($V21720=TRUE,F21720,NA())","v":{"$error":"#N/A"}},{"$f":"IF($V21720=TRUE,G21720,NA())","v":{"$error":"#N/A"}},{"$f":"IF($V21720=TRUE,H21720,NA())","v":{"$error":"#N/A"}},{"$f":"IF($V21720=TRUE,I21720,NA())","v":{"$error":"#N/A"}},{"$f":"IF($V21720=TRUE,J21720,NA())","v":{"$error":"#N/A"}},{"$f":"IF($V21720=TRUE,K21720,NA())","v":{"$error":"#N/A"}},{"$f":"IF($V21720=TRUE,L21720,NA())","v":{"$error":"#N/A"}},{"$f":"IF($V21720=TRUE,M21720,NA())","v":{"$error":"#N/A"}},{"$f":"IF($V21720=TRUE,N21720,NA())","v":{"$error":"#N/A"}}]
[null,{"$f":"IF(DataInput!B21732=$B$8,IF($B$9=$B$10,TRUE,IF(DataInput!E21732=$B$9,TRUE,FALSE)))","v":false},null,null,{"$f":"IF(B21733=TRUE,DataInput!B21732,NA())","v":{"$error":"#N/A"}},{"$f":"IF($E21733=DataInput!$B21732,DataInput!C21732,NA())","v":{"$error":"#N/A"}},{"$f":"IF($E21733=DataInput!$B21732,DataInput!D21732,NA())","v":{"$error":"#N/A"}},{"$f":"IF($E21733=DataInput!$B21732,DataInput!E21732,NA())","v":{"$error":"#N/A"}},{"$f":"IF($E21733=DataInput!$B21732,DataInput!F21732,NA())","v":{"$error":"#N/A"}},{"$f":"IF($E21733=DataInput!$B21732,DataInput!G21732,NA())","v":{"$error":"#N/A"}},{"$f":"IF($E21733=DataInput!$B21732,DataInput!H21732,NA())","v":{"$error":"#N/A"}},{"$f":"IF($E21733=DataInput!$B21732,DataInput!I21732,NA())","v":{"$error":"#N/A"}},{"$f":"IF($E21733=DataInput!$B21732,DataInput!J21732,NA())","v":{"$error":"#N/A"}},{"$f":"IF($E21733=DataInput!$B21732,DataInput!K21732,NA())","v":{"$error":"#N/A"}},null,null,"  ",null,null,null,null,false,null,null,{"$error":"#N/A"},{"$error":"#N/A"},{"$error":"#N/A"},{"$error":"#N/A"},{"$error":"#N/A"},{"$error":"#N/A"},{"$error":"#N/A"},{"$error":"#N/A"},{"$error":"#N/A"},{"$error":"#N/A"}]
[null,{"$f":"IF(DataInput!B21780=$B$8,IF($B$9=$B$10,TRUE,IF(DataInput!E21780=$B$9,TRUE,FALSE)))","v":false},null,null,{"$f":"IF(B21781=TRUE,DataInput!B21780,NA())","v":{"$error":"#N/A"}},{"$f":"IF($E21781=DataInput!$B21780,DataInput!C21780,NA())","v":{"$error":"#N/A"}},{"$f":"IF($E21781=DataInput!$B21780,DataInput!D21780,NA())","v":{"$error":"#N/A"}},{"$f":"IF($E21781=DataInput!$B21780,DataInput!E21780,NA())","v":{"$error":"#N/A"}},{"$f":"IF($E21781=DataInput!$B21780,DataInput!F21780,NA())","v":{"$error":"#N/A"}},{"$f":"IF($E21781=DataInput!$B21780,DataInput!G21780,NA())","v":{"$error":"#N/A"}},{"$f":"IF($E21781=DataInput!$B21780,DataInput!H21780,NA())","v":{"$error":"#N/A"}},{"$f":"IF($E21781=DataInput!$B21780,DataInput!I21780,NA())","v":{"$error":"#N/A"}},{"$f":"IF($E21781=DataInput!$B21780,DataInput!J21780,NA())","v":{"$error":"#N/A"}},{"$f":"IF($E21781=DataInput!$B21780,DataInput!K21780,NA())","v":{"$error":"#N/A"}},null,null,"  ",null,null,null,null,false,null,null,{"$error":"#N/A"},{"$error":"#N/A"},{"$error":"#N/A"},{"$error":"#N/A"},{"$error":"#N/A"},{"$error":"#N/A"},{"$error":"#N/A"},{"$error":"#N/A"},{"$error":"#N/A"},{"$error":"#N/A"}]
[null,{"$f":"IF(DataInput!B21798=$B$8,IF($B$9=$B$10,TRUE,IF(DataInput!E21798=$B$9,TRUE,FALSE)))","v":false},null,null,{"$f":"IF(B21799=TRUE,DataInput!B21798,NA())","v":{"$error":"#N/A"}},{"$f":"IF($E21799=DataInput!$B21798,DataInput!C21798,NA())","v":{"$error":"#N/A"}},{"$f":"IF($E21799=DataInput!$B21798,DataInput!D21798,NA())","v":{"$error":"#N/A"}},{"$f":"IF($E21799=DataInput!$B21798,DataInput!E21798,NA())","v":{"$error":"#N/A"}},{"$f":"IF($E21799=DataInput!$B21798,DataInput!F21798,NA())","v":{"$error":"#N/A"}},{"$f":"IF($E21799=DataInput!$B21798,DataInput!G21798,NA())","v":{"$error":"#N/A"}},{"$f":"IF($E21799=DataInput!$B21798,DataInput!H21798,NA())","v":{"$error":"#N/A"}},{"$f":"IF($E21799=DataInput!$B21798,DataInput!I21798,NA())","v":{"$error":"#N/A"}},{"$f":"IF($E21799=DataInput!$B21798,DataInput!J21798,NA())","v":{"$error":"#N/A"}},{"$f":"IF($E21799=DataInput!$B21798,DataInput!K21798,NA())","v":{"$error":"#N/A"}},null,null,"  ",null,null,null,null,false,null,null,{"$error":"#N/A"},{"$error":"#N/A"},{"$error":"#N/A"},{"$error":"#N/A"},{"$error":"#N/A"},{"$error":"#N/A"},{"$error":"#N/A"},{"$error":"#N/A"},{"$error":"#N/A"},{"$error":"#N/A"}]
[null,{"$f":"IF(DataInput!B21829=$B$8,IF($B$9=$B$10,TRUE,IF(DataInput!E21829=$B$9,TRUE,FALSE)))","v":false},null,null,{"$f":"IF(B21830=TRUE,DataInput!B21829,NA())","v":{"$error":"#N/A"}},{"$f":"IF($E21830=DataInput!$B21829,DataInput!C21829,NA())","v":{"$error":"#N/A"}},{"$f":"IF($E21830=DataInput!$B21829,DataInput!D21829,NA())","v":{"$error":"#N/A"}},{"$f":"IF($E21830=DataInput!$B21829,DataInput!E21829,NA())","v":{"$error":"#N/A"}},{"$f":"IF($E21830=DataInput!$B21829,DataInput!F21829,NA())","v":{"$error":"#N/A"}},{"$f":"IF($E21830=DataInput!$B21829,DataInput!G21829,NA())","v":{"$error":"#N/A"}},{"$f":"IF($E21830=DataInput!$B21829,DataInput!H21829,NA())","v":{"$error":"#N/A"}},{"$f":"IF($E21830=DataInput!$B21829,DataInput!I21829,NA())","v":{"$error":"#N/A"}},{"$f":"IF($E21830=DataInput!$B21829,DataInput!J21829,NA())","v":{"$error":"#N/A"}},{"$f":"IF($E21830=DataInput!$B21829,DataInput!K21829,NA())","v":{"$error":"#N/A"}},null,null,"  ",null,null,null,null,false,null,null,{"$error":"#N/A"},{"$error":"#N/A"},{"$error":"#N/A"},{"$error":"#N/A"},{"$error":"#N/A"},{"$error":"#N/A"},{"$error":"#N/A"},{"$error":"#N/A"},{"$error":"#N/A"},{"$error":"#N/A"}]
[null,{"$f":"IF(DataInput!B21855=$B$8,IF($B$9=$B$10,TRUE,IF(DataInput!E21855=$B$9,TRUE,FALSE)))","v":false},null,null,{"$f":"IF(B21856=TRUE,DataInput!B21855,NA())","v":{"$error":"#N/A"}},{"$f":"IF($E21856=DataInput!$B21855,DataInput!C21855,NA())","v":{"$error":"#N/A"}},{"$f":"IF($E21856=DataInput!$B21855,DataInput!D21855,NA())","v":{"$error":"#N/A"}},{"$f":"IF($E21856=DataInput!$B21855,DataInput!E21855,NA())","v":{"$error":"#N/A"}},{"$f":"IF($E21856=DataInput!$B21855,DataInput!F21855,NA())","v":{"$error":"#N/A"}},{"$f":"IF($E21856=DataInput!$B21855,DataInput!G21855,NA())","v":{"$error":"#N/A"}},{"$f":"IF($E21856=DataInput!$B21855,DataInput!H21855,NA())","v":{"$error":"#N/A"}},{"$f":"IF($E21856=DataInput!$B21855,DataInput!I21855,NA())","v":{"$error":"#N/A"}},{"$f":"IF($E21856=DataInput!$B21855,DataInput!J21855,NA())","v":{"$error":"#N/A"}},{"$f":"IF($E21856=DataInput!$B21855,DataInput!K21855,NA())","v":{"$error":"#N/A"}},null,null,"  ",null,null,null,null,false,null,null,{"$error":"#N/A"},{"$error":"#N/A"},{"$error":"#N/A"},{"$error":"#N/A"},{"$error":"#N/A"},{"$error":"#N/A"},{"$error":"#N/A"},{"$error":"#N/A"},{"$error":"#N/A"},{"$error":"#N/A"}]
[null,{"$f":"IF(DataInput!B21877=$B$8,IF($B$9=$B$10,TRUE,IF(DataInput!E21877=$B$9,TRUE,FALSE)))","v":false},null,null,{"$f":"IF(B21878=TRUE,DataInput!B21877,NA())","v":{"$error":"#N/A"}},{"$f":"IF($E21878=DataInput!$B21877,DataInput!C21877,NA())","v":{"$error":"#N/A"}},{"$f":"IF($E21878=DataInput!$B21877,DataInput!D21877,NA())","v":{"$error":"#N/A"}},{"$f":"IF($E21878=DataInput!$B21877,DataInput!E21877,NA())","v":{"$error":"#N/A"}},{"$f":"IF($E21878=DataInput!$B21877,DataInput!F21877,NA())","v":{"$error":"#N/A"}},{"$f":"IF($E21878=DataInput!$B21877,DataInput!G21877,NA())","v":{"$error":"#N/A"}},{"$f":"IF($E21878=DataInput!$B21877,DataInput!H21877,NA())","v":{"$error":"#N/A"}},{"$f":"IF($E21878=DataInput!$B21877,DataInput!I21877,NA())","v":{"$error":"#N/A"}},{"$f":"IF($E21878=DataInput!$B21877,DataInput!J21877,NA())","v":{"$error":"#N/A"}},{"$f":"IF($E21878=DataInput!$B21877,DataInput!K21877,NA())","v":{"$error":"#N/A"}},null,null,"  ",null,null,null,null,false,null,null,{"$error":"#N/A"},{"$error":"#N/A"},{"$error":"#N/A"},{"$error":"#N/A"},{"$error":"#N/A"},{"$error":"#N/A"},{"$error":"#N/A"},{"$error":"#N/A"},{"$error":"#N/A"},{"$error":"#N/A"}]
[null,{"$f":"IF(DataInput!B21908=$B$8,IF($B$9=$B$10,TRUE,IF(DataInput!E21908=$B$9,TRUE,FALSE)))","v":false},null,null,{"$f":"IF(B21909=TRUE,DataInput!B21908,NA())","v":{"$error":"#N/A"}},{"$f":"IF($E21909=DataInput!$B21908,DataInput!C21908,NA())","v":{"$error":"#N/A"}},{"$f":"IF($E21909=DataInput!$B21908,DataInput!D21908,NA())","v":{"$error":"#N/A"}},{"$f":"IF($E21909=DataInput!$B21908,DataInput!E21908,NA())","v":{"$error":"#N/A"}},{"$f":"IF($E21909=DataInput!$B21908,DataInput!F21908,NA())","v":{"$error":"#N/A"}},{"$f":"IF($E21909=DataInput!$B21908,DataInput!G21908,NA())","v":{"$error":"#N/A"}},{"$f":"IF($E21909=DataInput!$B21908,DataInput!H21908,NA())","v":{"$error":"#N/A"}},{"$f":"IF($E21909=DataInput!$B21908,DataInput!I21908,NA())","v":{"$error":"#N/A"}},{"$f":"IF($E21909=DataInput!$B21908,DataInput!J21908,NA())","v":{"$error":"#N/A"}},{"$f":"IF($E21909=DataInput!$B21908,DataInput!K21908,NA())","v":{"$error":"#N/A"}},null,null,"  ",null,null,null,null,false,null,null,{"$error":"#N/A"},{"$error":"#N/A"},{"$error":"#N/A"},{"$error":"#N/A"},{"$error":"#N/A"},{"$error":"#N/A"},{"$error":"#N/A"},{"$error":"#N/A"},{"$error":"#N/A"},{"$error":"#N/A"}]
[null,{"$f":"IF(DataInput!B21955=$B$8,IF($B$9=$B$10,TRUE,IF(DataInput!E21955=$B$9,TRUE,FALSE)))","v":false},null,null,{"$f":"IF(B21956=TRUE,DataInput!B21955,NA())","v":{"$error":"#N/A"}},{"$f":"IF($E21956=DataInput!$B21955,DataInput!C21955,NA())","v":{"$error":"#N/A"}},{"$f":"IF($E21956=DataInput!$B21955,DataInput!D21955,NA())","v":{"$error":"#N/A"}},{"$f":"IF($E21956=DataInput!$B21955,DataInput!E21955,NA())","v":{"$error":"#N/A"}},{"$f":"IF($E21956=DataInput!$B21955,DataInput!F21955,NA())","v":{"$error":"#N/A"}},{"$f":"IF($E21956=DataInput!$B21955,DataInput!G21955,NA())","v":{"$error":"#N/A"}},{"$f":"IF($E21956=DataInput!$B21955,DataInput!H21955,NA())","v":{"$error":"#N/A"}},{"$f":"IF($E21956=DataInput!$B21955,DataInput!I21955,NA())","v":{"$error":"#N/A"}},{"$f":"IF($E21956=DataInput!$B21955,DataInput!J21955,NA())","v":{"$error":"#N/A"}},{"$f":"IF($E21956=DataInput!$B21955,DataInput!K21955,NA())","v":{"$error":"#N/A"}},null,null,"  ",null,null,null,null,false,null,null,{"$error":"#N/A"},{"$error":"#N/A"},{"$error":"#N/A"},{"$error":"#N/A"},{"$error":"#N/A"},{"$error":"#N/A"},{"$error":"#N/A"},{"$error":"#N/A"},{"$error":"#N/A"},{"$error":"#N/A"}]
[null,{"$f":"IF(DataInput!B21982=$B$8,IF($B$9=$B$10,TRUE,IF(DataInput!E21982=$B$9,TRUE,FALSE)))","v":false},null,null,{"$f":"IF(B21983=TRUE,DataInput!B21982,NA())","v":{"$error":"#N/A"}},{"$f":"IF($E21983=DataInput!$B21982,DataInput!C21982,NA())","v":{"$error":"#N/A"}},{"$f":"IF($E21983=DataInput!$B21982,DataInput!D21982,NA())","v":{"$error":"#N/A"}},{"$f":"IF($E21983=DataInput!$B21982,DataInput!E21982,NA())","v":{"$error":"#N/A"}},{"$f":"IF($E21983=DataInput!$B21982,DataInput!F21982,NA())","v":{"$error":"#N/A"}},{"$f":"IF($E21983=DataInput!$B21982,DataInput!G21982,NA())","v":{"$error":"#N/A"}},{"$f":"IF($E21983=DataInput!$B21982,DataInput!H21982,NA())","v":{"$error":"#N/A"}},{"$f":"IF($E21983=DataInput!$B21982,DataInput!I21982,NA())","v":{"$error":"#N/A"}},{"$f":"IF($E21983=DataInput!$B21982,DataInput!J21982,NA())","v":{"$error":"#N/A"}},{"$f":"IF($E21983=DataInput!$B21982,DataInput!K21982,NA())","v":{"$error":"#N/A"}},null,null,"  ",null,null,null,null,false,null,null,{"$error":"#N/A"},{"$error":"#N/A"},{"$error":"#N/A"},{"$error":"#N/A"},{"$error":"#N/A"},{"$error":"#N/A"},{"$error":"#N/A"},{"$error":"#N/A"},{"$error":"#N/A"},{"$error":"#N/A"}]
[null,{"$f":"IF(DataInput!B22016=$B$8,IF($B$9=$B$10,TRUE,IF(DataInput!E22016=$B$9,TRUE,FALSE)))","v":false},null,null,{"$f":"IF(B22017=TRUE,DataInput!B22016,NA())","v":{"$error":"#N/A"}},{"$f":"IF($E22017=DataInput!$B22016,DataInput!C22016,NA())","v":{"$error":"#N/A"}},{"$f":"IF($E22017=DataInput!$B22016,DataInput!D22016,NA())","v":{"$error":"#N/A"}},{"$f":"IF($E22017=DataInput!$B22016,DataInput!E22016,NA())","v":{"$error":"#N/A"}},{"$f":"IF($E22017=DataInput!$B22016,DataInput!F22016,NA())","v":{"$error":"#N/A"}},{"$f":"IF($E22017=DataInput!$B22016,DataInput!G22016,NA())","v":{"$error":"#N/A"}},{"$f":"IF($E22017=DataInput!$B22016,DataInput!H22016,NA())","v":{"$error":"#N/A"}},{"$f":"IF($E22017=DataInput!$B22016,DataInput!I22016,NA())","v":{"$error":"#N/A"}},{"$f":"IF($E22017=DataInput!$B22016,DataInput!J22016,NA())","v":{"$error":"#N/A"}},{"$f":"IF($E22017=DataInput!$B22016,DataInput!K22016,NA())","v":{"$error":"#N/A"}},null,null,"  ",null,null,null,null,false,null,null,{"$error":"#N/A"},{"$error":"#N/A"},{"$error":"#N/A"},{"$error":"#N/A"},{"$error":"#N/A"},{"$error":"#N/A"},{"$error":"#N/A"},{"$error":"#N/A"},{"$error":"#N/A"},{"$error":"#N/A"}]
[null,{"$f":"IF(DataInput!B22034=$B$8,IF($B$9=$B$10,TRUE,IF(DataInput!E22034=$B$9,TRUE,FALSE)))","v":false},null,null,{"$f":"IF(B22035=TRUE,DataInput!B22034,NA())","v":{"$error":"#N/A"}},{"$f":"IF($E22035=DataInput!$B22034,DataInput!C22034,NA())","v":{"$error":"#N/A"}},{"$f":"IF($E22035=DataInput!$B22034,DataInput!D22034,NA())","v":{"$error":"#N/A"}},{"$f":"IF($E22035=DataInput!$B22034,DataInput!E22034,NA())","v":{"$error":"#N/A"}},{"$f":"IF($E22035=DataInput!$B22034,DataInput!F22034,NA())","v":{"$error":"#N/A"}},{"$f":"IF($E22035=DataInput!$B22034,DataInput!G22034,NA())","v":{"$error":"#N/A"}},{"$f":"IF($E22035=DataInput!$B22034,DataInput!H22034,NA())","v":{"$error":"#N/A"}},{"$f":"IF($E22035=DataInput!$B22034,DataInput!I22034,NA())","v":{"$error":"#N/A"}},{"$f":"IF($E22035=DataInput!$B22034,DataInput!J22034,NA())","v":{"$error":"#N/A"}},{"$f":"IF($E22035=DataInput!$B22034,DataInput!K22034,NA())","v":{"$error":"#N/A"}},null,null,"  ",null,null,null,null,false,null,null,{"$error":"#N/A"},{"$error":"#N/A"},{"$error":"#N/A"},{"$error":"#N/A"},{"$error":"#N/A"},{"$error":"#N/A"},{"$error":"#N/A"},{"$error":"#N/A"},{"$error":"#N/A"},{"$error":"#N/A"}]
[null,{"$f":"IF(DataInput!B22065=$B$8,IF($B$9=$B$10,TRUE,IF(DataInput!E22065=$B$9,TRUE,FALSE)))","v":false},null,null,{"$f":"IF(B22066=TRUE,DataInput!B22065,NA())","v":{"$error":"#N/A"}},{"$f":"IF($E22066=DataInput!$B22065,DataInput!C22065,NA())","v":{"$error":"#N/A"}},{"$f":"IF($E22066=DataInput!$B22065,DataInput!D22065,NA())","v":{"$error":"#N/A"}},{"$f":"IF($E22066=DataInput!$B22065,DataInput!E22065,NA())","v":{"$error":"#N/A"}},{"$f":"IF($E22066=DataInput!$B22065,DataInput!F22065,NA())","v":{"$error":"#N/A"}},{"$f":"IF($E22066=DataInput!$B22065,DataInput!G22065,NA())","v":{"$error":"#N/A"}},{"$f":"IF($E22066=DataInput!$B22065,DataInput!H22065,NA())","v":{"$error":"#N/A"}},{"$f":"IF($E22066=DataInput!$B22065,DataInput!I22065,NA())","v":{"$error":"#N/A"}},{"$f":"IF($E22066=DataInput!$B22065,DataInput!J22065,NA())","v":{"$error":"#N/A"}},{"$f":"IF($E22066=DataInput!$B22065,DataInput!K22065,NA())","v":{"$error":"#N/A"}},null,null,"  ",null,null,null,null,false,null,null,{"$error":"#N/A"},{"$error":"#N/A"},{"$error":"#N/A"},{"$error":"#N/A"},{"$error":"#N/A"},{"$error":"#N/A"},{"$error":"#N/A"},{"$error":"#N/A"},{"$error":"#N/A"},{"$error":"#N/A"}]
[null,{"$f":"IF(DataInput!B22077=$B$8,IF($B$9=$B$10,TRUE,IF(DataInput!E22077=$B$9,TRUE,FALSE)))","v":false},null,null,{"$f":"IF(B22078=TRUE,DataInput!B22077,NA())","v":{"$error":"#N/A"}},{"$f":"IF($E22078=DataInput!$B22077,DataInput!C22077,NA())","v":{"$error":"#N/A"}},{"$f":"IF($E22078=DataInput!$B22077,DataInput!D22077,NA())","v":{"$error":"#N/A"}},{"$f":"IF($E22078=DataInput!$B22077,DataInput!E22077,NA())","v":{"$error":"#N/A"}},{"$f":"IF($E22078=DataInput!$B22077,DataInput!F22077,NA())","v":{"$error":"#N/A"}},{"$f":"IF($E22078=DataInput!$B22077,DataInput!G22077,NA())","v":{"$error":"#N/A"}},{"$f":"IF($E22078=DataInput!$B22077,DataInput!H22077,NA())","v":{"$error":"#N/A"}},{"$f":"IF($E22078=DataInput!$B22077,DataInput!I22077,NA())","v":{"$error":"#N/A"}},{"$f":"IF($E22078=DataInput!$B22077,DataInput!J22077,NA())","v":{"$error":"#N/A"}},{"$f":"IF($E22078=DataInput!$B22077,DataInput!K22077,NA())","v":{"$error":"#N/A"}},null,null,"  ",null,null,null,null,false,null,null,{"$error":"#N/A"},{"$error":"#N/A"},{"$error":"#N/A"},{"$error":"#N/A"},{"$error":"#N/A"},{"$error":"#N/A"},{"$error":"#N/A"},{"$error":"#N/A"},{"$error":"#N/A"},{"$error":"#N/A"}]
[null,{"$f":"IF(DataInput!B22113=$B$8,IF($B$9=$B$10,TRUE,IF(DataInput!E22113=$B$9,TRUE,FALSE)))","v":false},null,null,{"$f":"IF(B22114=TRUE,DataInput!B22113,NA())","v":{"$error":"#N/A"}},{"$f":"IF($E22114=DataInput!$B22113,DataInput!C22113,NA())","v":{"$error":"#N/A"}},{"$f":"IF($E22114=DataInput!$B22113,DataInput!D22113,NA())","v":{"$error":"#N/A"}},{"$f":"IF($E22114=DataInput!$B22113,DataInput!E22113,NA())","v":{"$error":"#N/A"}},{"$f":"IF($E22114=DataInput!$B22113,DataInput!F22113,NA())","v":{"$error":"#N/A"}},{"$f":"IF($E22114=DataInput!$B22113,DataInput!G22113,NA())","v":{"$error":"#N/A"}},{"$f":"IF($E22114=DataInput!$B22113,DataInput!H22113,NA())","v":{"$error":"#N/A"}},{"$f":"IF($E22114=DataInput!$B22113,DataInput!I22113,NA())","v":{"$error":"#N/A"}},{"$f":"IF($E22114=DataInput!$B22113,DataInput!J22113,NA())","v":{"$error":"#N/A"}},{"$f":"IF($E22114=DataInput!$B22113,DataInput!K22113,NA())","v":{"$error":"#N/A"}},null,null,"  ",null,null,null,null,false,null,null,{"$error":"#N/A"},{"$error":"#N/A"},{"$error":"#N/A"},{"$error":"#N/A"},{"$error":"#N/A"},{"$error":"#N/A"},{"$error":"#N/A"},{"$error":"#N/A"},{"$error":"#N/A"},{"$error":"#N/A"}]
[null,{"$f":"IF(DataInput!B22144=$B$8,IF($B$9=$B$10,TRUE,IF(DataInput!E22144=$B$9,TRUE,FALSE)))","v":false},null,null,{"$f":"IF(B22145=TRUE,DataInput!B22144,NA())","v":{"$error":"#N/A"}},{"$f":"IF($E22145=DataInput!$B22144,DataInput!C22144,NA())","v":{"$error":"#N/A"}},{"$f":"IF($E22145=DataInput!$B22144,DataInput!D22144,NA())","v":{"$error":"#N/A"}},{"$f":"IF($E22145=DataInput!$B22144,DataInput!E22144,NA())","v":{"$error":"#N/A"}},{"$f":"IF($E22145=DataInput!$B22144,DataInput!F22144,NA())","v":{"$error":"#N/A"}},{"$f":"IF($E22145=DataInput!$B22144,DataInput!G22144,NA())","v":{"$error":"#N/A"}},{"$f":"IF($E22145=DataInput!$B22144,DataInput!H22144,NA())","v":{"$error":"#N/A"}},{"$f":"IF($E22145=DataInput!$B22144,DataInput!I22144,NA())","v":{"$error":"#N/A"}},{"$f":"IF($E22145=DataInput!$B22144,DataInput!J22144,NA())","v":{"$error":"#N/A"}},{"$f":"IF($E22145=DataInput!$B22144,DataInput!K22144,NA())","v":{"$error":"#N/A"}},null,null,"  ",null,null,null,null,false,null,null,{"$error":"#N/A"},{"$error":"#N/A"},{"$error":"#N/A"},{"$error":"#N/A"},{"$error":"#N/A"},{"$error":"#N/A"},{"$error":"#N/A"},{"$error":"#N/A"},{"$error":"#N/A"},{"$error":"#N/A"}]
[null,{"$f":"IF(DataInput!B22162=$B$8,IF($B$9=$B$10,TRUE,IF(DataInput!E22162=$B$9,TRUE,FALSE)))","v":false},null,null,{"$f":"IF(B22163=TRUE,DataInput!B22162,NA())","v":{"$error":"#N/A"}},{"$f":"IF($E22163=DataInput!$B22162,DataInput!C22162,NA())","v":{"$error":"#N/A"}},{"$f":"IF($E22163=DataInput!$B22162,DataInput!D22162,NA())","v":{"$error":"#N/A"}},{"$f":"IF($E22163=DataInput!$B22162,DataInput!E22162,NA())","v":{"$error":"#N/A"}},{"$f":"IF($E22163=DataInput!$B22162,DataInput!F22162,NA())","v":{"$error":"#N/A"}},{"$f":"IF($E22163=DataInput!$B22162,DataInput!G22162,NA())","v":{"$error":"#N/A"}},{"$f":"IF($E22163=DataInput!$B22162,DataInput!H22162,NA())","v":{"$error":"#N/A"}},{"$f":"IF($E22163=DataInput!$B22162,DataInput!I22162,NA())","v":{"$error":"#N/A"}},{"$f":"IF($E22163=DataInput!$B22162,DataInput!J22162,NA())","v":{"$error":"#N/A"}},{"$f":"IF($E22163=DataInput!$B22162,DataInput!K22162,NA())","v":{"$error":"#N/A"}},null,null,"  ",null,null,null,null,false,null,null,{"$error":"#N/A"},{"$error":"#N/A"},{"$error":"#N/A"},{"$error":"#N/A"},{"$error":"#N/A"},{"$error":"#N/A"},{"$error":"#N/A"},{"$error":"#N/A"},{"$error":"#N/A"},{"$error":"#N/A"}]
[null,{"$f":"IF(DataInput!B22204=$B$8,IF($B$9=$B$10,TRUE,IF(DataInput!E22204=$B$9,TRUE,FALSE)))","v":false},null,null,{"$f":"IF(B22205=TRUE,DataInput!B22204,NA())","v":{"$error":"#N/A"}},{"$f":"IF($E22205=DataInput!$B22204,DataInput!C22204,NA())","v":{"$error":"#N/A"}},{"$f":"IF($E22205=DataInput!$B22204,DataInput!D22204,NA())","v":{"$error":"#N/A"}},{"$f":"IF($E22205=DataInput!$B22204,DataInput!E22204,NA())","v":{"$error":"#N/A"}},{"$f":"IF($E22205=DataInput!$B22204,DataInput!F22204,NA())","v":{"$error":"#N/A"}},{"$f":"IF($E22205=DataInput!$B22204,DataInput!G22204,NA())","v":{"$error":"#N/A"}},{"$f":"IF($E22205=DataInput!$B22204,DataInput!H22204,NA())","v":{"$error":"#N/A"}},{"$f":"IF($E22205=DataInput!$B22204,DataInput!I22204,NA())","v":{"$error":"#N/A"}},{"$f":"IF($E22205=DataInput!$B22204,DataInput!J22204,NA())","v":{"$error":"#N/A"}},{"$f":"IF($E22205=DataInput!$B22204,DataInput!K22204,NA())","v":{"$error":"#N/A"}},null,null,"  ",null,null,null,null,false,null,null,{"$error":"#N/A"},{"$error":"#N/A"},{"$error":"#N/A"},{"$error":"#N/A"},{"$error":"#N/A"},{"$error":"#N/A"},{"$error":"#N/A"},{"$error":"#N/A"},{"$error":"#N/A"},{"$error":"#N/A"}]
[null,{"$f":"IF(DataInput!B22223=$B$8,IF($B$9=$B$10,TRUE,IF(DataInput!E22223=$B$9,TRUE,FALSE)))","v":false},null,null,{"$f":"IF(B22224=TRUE,DataInput!B22223,NA())","v":{"$error":"#N/A"}},{"$f":"IF($E22224=DataInput!$B22223,DataInput!C22223,NA())","v":{"$error":"#N/A"}},{"$f":"IF($E22224=DataInput!$B22223,DataInput!D22223,NA())","v":{"$error":"#N/A"}},{"$f":"IF($E22224=DataInput!$B22223,DataInput!E22223,NA())","v":{"$error":"#N/A"}},{"$f":"IF($E22224=DataInput!$B22223,DataInput!F22223,NA())","v":{"$error":"#N/A"}},{"$f":"IF($E22224=DataInput!$B22223,DataInput!G22223,NA())","v":{"$error":"#N/A"}},{"$f":"IF($E22224=DataInput!$B22223,DataInput!H22223,NA())","v":{"$error":"#N/A"}},{"$f":"IF($E22224=DataInput!$B22223,DataInput!I22223,NA())","v":{"$error":"#N/A"}},{"$f":"IF($E22224=DataInput!$B22223,DataInput!J22223,NA())","v":{"$error":"#N/A"}},{"$f":"IF($E22224=DataInput!$B22223,DataInput!K22223,NA())","v":{"$error":"#N/A"}},null,null,"  ",null,null,null,null,false,null,null,{"$error":"#N/A"},{"$error":"#N/A"},{"$error":"#N/A"},{"$error":"#N/A"},{"$error":"#N/A"},{"$error":"#N/A"},{"$error":"#N/A"},{"$error":"#N/A"},{"$error":"#N/A"},{"$error":"#N/A"}]
[null,{"$f":"IF(DataInput!B22270=$B$8,IF($B$9=$B$10,TRUE,IF(DataInput!E22270=$B$9,TRUE,FALSE)))","v":false},null,null,{"$f":"IF(B22271=TRUE,DataInput!B22270,NA())","v":{"$error":"#N/A"}},{"$f":"IF($E22271=DataInput!$B22270,DataInput!C22270,NA())","v":{"$error":"#N/A"}},{"$f":"IF($E22271=DataInput!$B22270,DataInput!D22270,NA())","v":{"$error":"#N/A"}},{"$f":"IF($E22271=DataInput!$B22270,DataInput!E22270,NA())","v":{"$error":"#N/A"}},{"$f":"IF($E22271=DataInput!$B22270,DataInput!F22270,NA())","v":{"$error":"#N/A"}},{"$f":"IF($E22271=DataInput!$B22270,DataInput!G22270,NA())","v":{"$error":"#N/A"}},{"$f":"IF($E22271=DataInput!$B22270,DataInput!H22270,NA())","v":{"$error":"#N/A"}},{"$f":"IF($E22271=DataInput!$B22270,DataInput!I22270,NA())","v":{"$error":"#N/A"}},{"$f":"IF($E22271=DataInput!$B22270,DataInput!J22270,NA())","v":{"$error":"#N/A"}},{"$f":"IF($E22271=DataInput!$B22270,DataInput!K22270,NA())","v":{"$error":"#N/A"}},null,null,"  ",null,null,null,null,false,null,null,{"$error":"#N/A"},{"$error":"#N/A"},{"$error":"#N/A"},{"$error":"#N/A"},{"$error":"#N/A"},{"$error":"#N/A"},{"$error":"#N/A"},{"$error":"#N/A"},{"$error":"#N/A"},{"$error":"#N/A"}]
[null,{"$f":"IF(DataInput!B22301=$B$8,IF($B$9=$B$10,TRUE,IF(DataInput!E22301=$B$9,TRUE,FALSE)))","v":false},null,null,{"$f":"IF(B22302=TRUE,DataInput!B22301,NA())","v":{"$error":"#N/A"}},{"$f":"IF($E22302=DataInput!$B22301,DataInput!C22301,NA())","v":{"$error":"#N/A"}},{"$f":"IF($E22302=DataInput!$B22301,DataInput!D22301,NA())","v":{"$error":"#N/A"}},{"$f":"IF($E22302=DataInput!$B22301,DataInput!E22301,NA())","v":{"$error":"#N/A"}},{"$f":"IF($E22302=DataInput!$B22301,DataInput!F22301,NA())","v":{"$error":"#N/A"}},{"$f":"IF($E22302=DataInput!$B22301,DataInput!G22301,NA())","v":{"$error":"#N/A"}},{"$f":"IF($E22302=DataInput!$B22301,DataInput!H22301,NA())","v":{"$error":"#N/A"}},{"$f":"IF($E22302=DataInput!$B22301,DataInput!I22301,NA())","v":{"$error":"#N/A"}},{"$f":"IF($E22302=DataInput!$B22301,DataInput!J22301,NA())","v":{"$error":"#N/A"}},{"$f":"IF($E22302=DataInput!$B22301,DataInput!K22301,NA())","v":{"$error":"#N/A"}},null,null,"  ",null,null,null,null,false,null,null,{"$error":"#N/A"},{"$error":"#N/A"},{"$error":"#N/A"},{"$error":"#N/A"},{"$error":"#N/A"},{"$error":"#N/A"},{"$error":"#N/A"},{"$error":"#N/A"},{"$error":"#N/A"},{"$error":"#N/A"}]
[null,{"$f":"IF(DataInput!B22331=$B$8,IF($B$9=$B$10,TRUE,IF(DataInput!E22331=$B$9,TRUE,FALSE)))","v":false},null,null,{"$f":"IF(B22332=TRUE,DataInput!B22331,NA())","v":{"$error":"#N/A"}},{"$f":"IF($E22332=DataInput!$B22331,DataInput!C22331,NA())","v":{"$error":"#N/A"}},{"$f":"IF($E22332=DataInput!$B22331,DataInput!D22331,NA())","v":{"$error":"#N/A"}},{"$f":"IF($E22332=DataInput!$B22331,DataInput!E22331,NA())","v":{"$error":"#N/A"}},{"$f":"IF($E22332=DataInput!$B22331,DataInput!F22331,NA())","v":{"$error":"#N/A"}},{"$f":"IF($E22332=DataInput!$B22331,DataInput!G22331,NA())","v":{"$error":"#N/A"}},{"$f":"IF($E22332=DataInput!$B22331,DataInput!H22331,NA())","v":{"$error":"#N/A"}},{"$f":"IF($E22332=DataInput!$B22331,DataInput!I22331,NA())","v":{"$error":"#N/A"}},{"$f":"IF($E22332=DataInput!$B22331,DataInput!J22331,NA())","v":{"$error":"#N/A"}},{"$f":"IF($E22332=DataInput!$B22331,DataInput!K22331,NA())","v":{"$error":"#N/A"}},null,null,"  ",null,null,null,null,false,null,null,{"$error":"#N/A"},{"$error":"#N/A"},{"$error":"#N/A"},{"$error":"#N/A"},{"$error":"#N/A"},{"$error":"#N/A"},{"$error":"#N/A"},{"$error":"#N/A"},{"$error":"#N/A"},{"$error":"#N/A"}]
[null,{"$f":"IF(DataInput!B22349=$B$8,IF($B$9=$B$10,TRUE,IF(DataInput!E22349=$B$9,TRUE,FALSE)))","v":false},null,null,{"$f":"IF(B22350=TRUE,DataInput!B22349,NA())","v":{"$error":"#N/A"}},{"$f":"IF($E22350=DataInput!$B22349,DataInput!C22349,NA())","v":{"$error":"#N/A"}},{"$f":"IF($E22350=DataInput!$B22349,DataInput!D22349,NA())","v":{"$error":"#N/A"}},{"$f":"IF($E22350=DataInput!$B22349,DataInput!E22349,NA())","v":{"$error":"#N/A"}},{"$f":"IF($E22350=DataInput!$B22349,DataInput!F22349,NA())","v":{"$error":"#N/A"}},{"$f":"IF($E22350=DataInput!$B22349,DataInput!G22349,NA())","v":{"$error":"#N/A"}},{"$f":"IF($E22350=DataInput!$B22349,DataInput!H22349,NA())","v":{"$error":"#N/A"}},{"$f":"IF($E22350=DataInput!$B22349,DataInput!I22349,NA())","v":{"$error":"#N/A"}},{"$f":"IF($E22350=DataInput!$B22349,DataInput!J22349,NA())","v":{"$error":"#N/A"}},{"$f":"IF($E22350=DataInput!$B22349,DataInput!K22349,NA())","v":{"$error":"#N/A"}},null,null,"  ",null,null,null,null,false,null,null,{"$error":"#N/A"},{"$error":"#N/A"},{"$error":"#N/A"},{"$error":"#N/A"},{"$error":"#N/A"},{"$error":"#N/A"},{"$error":"#N/A"},{"$error":"#N/A"},{"$error":"#N/A"},{"$error":"#N/A"}]
[null,{"$f":"IF(DataInput!B22380=$B$8,IF($B$9=$B$10,TRUE,IF(DataInput!E22380=$B$9,TRUE,FALSE)))","v":false},null,null,{"$f":"IF(B22381=TRUE,DataInput!B22380,NA())","v":{"$error":"#N/A"}},{"$f":"IF($E22381=DataInput!$B22380,DataInput!C22380,NA())","v":{"$error":"#N/A"}},{"$f":"IF($E22381=DataInput!$B22380,DataInput!D22380,NA())","v":{"$error":"#N/A"}},{"$f":"IF($E22381=DataInput!$B22380,DataInput!E22380,NA())","v":{"$error":"#N/A"}},{"$f":"IF($E22381=DataInput!$B22380,DataInput!F22380,NA())","v":{"$error":"#N/A"}},{"$f":"IF($E22381=DataInput!$B22380,DataInput!G22380,NA())","v":{"$error":"#N/A"}},{"$f":"IF($E22381=DataInput!$B22380,DataInput!H22380,NA())","v":{"$error":"#N/A"}},{"$f":"IF($E22381=DataInput!$B22380,DataInput!I22380,NA())","v":{"$error":"#N/A"}},{"$f":"IF($E22381=DataInput!$B22380,DataInput!J22380,NA())","v":{"$error":"#N/A"}},{"$f":"IF($E22381=DataInput!$B22380,DataInput!K22380,NA())","v":{"$error":"#N/A"}},null,null,"  ",null,null,null,null,false,null,null,{"$error":"#N/A"},{"$error":"#N/A"},{"$error":"#N/A"},{"$error":"#N/A"},{"$error":"#N/A"},{"$error":"#N/A"},{"$error":"#N/A"},{"$error":"#N/A"},{"$error":"#N/A"},{"$error":"#N/A"}]
[null,{"$f":"IF(DataInput!B22398=$B$8,IF($B$9=$B$10,TRUE,IF(DataInput!E22398=$B$9,TRUE,FALSE)))","v":false},null,null,{"$f":"IF(B22399=TRUE,DataInput!B22398,NA())","v":{"$error":"#N/A"}},{"$f":"IF($E22399=DataInput!$B22398,DataInput!C22398,NA())","v":{"$error":"#N/A"}},{"$f":"IF($E22399=DataInput!$B22398,DataInput!D22398,NA())","v":{"$error":"#N/A"}},{"$f":"IF($E22399=DataInput!$B22398,DataInput!E22398,NA())","v":{"$error":"#N/A"}},{"$f":"IF($E22399=DataInput!$B22398,DataInput!F22398,NA())","v":{"$error":"#N/A"}},{"$f":"IF($E22399=DataInput!$B22398,DataInput!G22398,NA())","v":{"$error":"#N/A"}},{"$f":"IF($E22399=DataInput!$B22398,DataInput!H22398,NA())","v":{"$error":"#N/A"}},{"$f":"IF($E22399=DataInput!$B22398,DataInput!I22398,NA())","v":{"$error":"#N/A"}},{"$f":"IF($E22399=DataInput!$B22398,DataInput!J22398,NA())","v":{"$error":"#N/A"}},{"$f":"IF($E22399=DataInput!$B22398,DataInput!K22398,NA())","v":{"$error":"#N/A"}},null,null,"  ",null,null,null,null,false,null,null,{"$error":"#N/A"},{"$error":"#N/A"},{"$error":"#N/A"},{"$error":"#N/A"},{"$error":"#N/A"},{"$error":"#N/A"},{"$error":"#N/A"},{"$error":"#N/A"},{"$error":"#N/A"},{"$error":"#N/A"}]
[null,{"$f":"IF(DataInput!B22426=$B$8,IF($B$9=$B$10,TRUE,IF(DataInput!E22426=$B$9,TRUE,FALSE)))","v":false},null,null,{"$f":"IF(B22427=TRUE,DataInput!B22426,NA())","v":{"$error":"#N/A"}},{"$f":"IF($E22427=DataInput!$B22426,DataInput!C22426,NA())","v":{"$error":"#N/A"}},{"$f":"IF($E22427=DataInput!$B22426,DataInput!D22426,NA())","v":{"$error":"#N/A"}},{"$f":"IF($E22427=DataInput!$B22426,DataInput!E22426,NA())","v":{"$error":"#N/A"}},{"$f":"IF($E22427=DataInput!$B22426,DataInput!F22426,NA())","v":{"$error":"#N/A"}},{"$f":"IF($E22427=DataInput!$B22426,DataInput!G22426,NA())","v":{"$error":"#N/A"}},{"$f":"IF($E22427=DataInput!$B22426,DataInput!H22426,NA())","v":{"$error":"#N/A"}},{"$f":"IF($E22427=DataInput!$B22426,DataInput!I22426,NA())","v":{"$error":"#N/A"}},{"$f":"IF($E22427=DataInput!$B22426,DataInput!J22426,NA())","v":{"$error":"#N/A"}},{"$f":"IF($E22427=DataInput!$B22426,DataInput!K22426,NA())","v":{"$error":"#N/A"}},null,null,"  ",null,null,null,null,false,null,null,{"$error":"#N/A"},{"$error":"#N/A"},{"$error":"#N/A"},{"$error":"#N/A"},{"$error":"#N/A"},{"$error":"#N/A"},{"$error":"#N/A"},{"$error":"#N/A"},{"$error":"#N/A"},{"$error":"#N/A"}]
[null,{"$f":"IF(DataInput!B22459=$B$8,IF($B$9=$B$10,TRUE,IF(DataInput!E22459=$B$9,TRUE,FALSE)))","v":false},null,null,{"$f":"IF(B22460=TRUE,DataInput!B22459,NA())","v":{"$error":"#N/A"}},{"$f":"IF($E22460=DataInput!$B22459,DataInput!C22459,NA())","v":{"$error":"#N/A"}},{"$f":"IF($E22460=DataInput!$B22459,DataInput!D22459,NA())","v":{"$error":"#N/A"}},{"$f":"IF($E22460=DataInput!$B22459,DataInput!E22459,NA())","v":{"$error":"#N/A"}},{"$f":"IF($E22460=DataInput!$B22459,DataInput!F22459,NA())","v":{"$error":"#N/A"}},{"$f":"IF($E22460=DataInput!$B22459,DataInput!G22459,NA())","v":{"$error":"#N/A"}},{"$f":"IF($E22460=DataInput!$B22459,DataInput!H22459,NA())","v":{"$error":"#N/A"}},{"$f":"IF($E22460=DataInput!$B22459,DataInput!I22459,NA())","v":{"$error":"#N/A"}},{"$f":"IF($E22460=DataInput!$B22459,DataInput!J22459,NA())","v":{"$error":"#N/A"}},{"$f":"IF($E22460=DataInput!$B22459,DataInput!K22459,NA())","v":{"$error":"#N/A"}},null,null,"  ",null,null,null,null,false,null,null,{"$error":"#N/A"},{"$error":"#N/A"},{"$error":"#N/A"},{"$error":"#N/A"},{"$error":"#N/A"},{"$error":"#N/A"},{"$error":"#N/A"},{"$error":"#N/A"},{"$error":"#N/A"},{"$error":"#N/A"}]
[null,{"$f":"IF(DataInput!B22477=$B$8,IF($B$9=$B$10,TRUE,IF(DataInput!E22477=$B$9,TRUE,FALSE)))","v":false},null,null,{"$f":"IF(B22478=TRUE,DataInput!B22477,NA())","v":{"$error":"#N/A"}},{"$f":"IF($E22478=DataInput!$B22477,DataInput!C22477,NA())","v":{"$error":"#N/A"}},{"$f":"IF($E22478=DataInput!$B22477,DataInput!D22477,NA())","v":{"$error":"#N/A"}},{"$f":"IF($E22478=DataInput!$B22477,DataInput!E22477,NA())","v":{"$error":"#N/A"}},{"$f":"IF($E22478=DataInput!$B22477,DataInput!F22477,NA())","v":{"$error":"#N/A"}},{"$f":"IF($E22478=DataInput!$B22477,DataInput!G22477,NA())","v":{"$error":"#N/A"}},{"$f":"IF($E22478=DataInput!$B22477,DataInput!H22477,NA())","v":{"$error":"#N/A"}},{"$f":"IF($E22478=DataInput!$B22477,DataInput!I22477,NA())","v":{"$error":"#N/A"}},{"$f":"IF($E22478=DataInput!$B22477,DataInput!J22477,NA())","v":{"$error":"#N/A"}},{"$f":"IF($E22478=DataInput!$B22477,DataInput!K22477,NA())","v":{"$error":"#N/A"}},null,null,"  ",null,null,null,null,false,null,null,{"$error":"#N/A"},{"$error":"#N/A"},{"$error":"#N/A"},{"$error":"#N/A"},{"$error":"#N/A"},{"$error":"#N/A"},{"$error":"#N/A"},{"$error":"#N/A"},{"$error":"#N/A"},{"$error":"#N/A"}]
[null,{"$f":"IF(DataInput!B22508=$B$8,IF($B$9=$B$10,TRUE,IF(DataInput!E22508=$B$9,TRUE,FALSE)))","v":false},null,null,{"$f":"IF(B22509=TRUE,DataInput!B22508,NA())","v":{"$error":"#N/A"}},{"$f":"IF($E22509=DataInput!$B22508,DataInput!C22508,NA())","v":{"$error":"#N/A"}},{"$f":"IF($E22509=DataInput!$B22508,DataInput!D22508,NA())","v":{"$error":"#N/A"}},{"$f":"IF($E22509=DataInput!$B22508,DataInput!E22508,NA())","v":{"$error":"#N/A"}},{"$f":"IF($E22509=DataInput!$B22508,DataInput!F22508,NA())","v":{"$error":"#N/A"}},{"$f":"IF($E22509=DataInput!$B22508,DataInput!G22508,NA())","v":{"$error":"#N/A"}},{"$f":"IF($E22509=DataInput!$B22508,DataInput!H22508,NA())","v":{"$error":"#N/A"}},{"$f":"IF($E22509=DataInput!$B22508,DataInput!I22508,NA())","v":{"$error":"#N/A"}},{"$f":"IF($E22509=DataInput!$B22508,DataInput!J22508,NA())","v":{"$error":"#N/A"}},{"$f":"IF($E22509=DataInput!$B22508,DataInput!K22508,NA())","v":{"$error":"#N/A"}},null,null,"  ",null,null,null,null,false,null,null,{"$error":"#N/A"},{"$error":"#N/A"},{"$error":"#N/A"},{"$error":"#N/A"},{"$error":"#N/A"},{"$error":"#N/A"},{"$error":"#N/A"},{"$error":"#N/A"},{"$error":"#N/A"},{"$error":"#N/A"}]
[null,{"$f":"IF(DataInput!B22555=$B$8,IF($B$9=$B$10,TRUE,IF(DataInput!E22555=$B$9,TRUE,FALSE)))","v":false},null,null,{"$f":"IF(B22556=TRUE,DataInput!B22555,NA())","v":{"$error":"#N/A"}},{"$f":"IF($E22556=DataInput!$B22555,DataInput!C22555,NA())","v":{"$error":"#N/A"}},{"$f":"IF($E22556=DataInput!$B22555,DataInput!D22555,NA())","v":{"$error":"#N/A"}},{"$f":"IF($E22556=DataInput!$B22555,DataInput!E22555,NA())","v":{"$error":"#N/A"}},{"$f":"IF($E22556=DataInput!$B22555,DataInput!F22555,NA())","v":{"$error":"#N/A"}},{"$f":"IF($E22556=DataInput!$B22555,DataInput!G22555,NA())","v":{"$error":"#N/A"}},{"$f":"IF($E22556=DataInput!$B22555,DataInput!H22555,NA())","v":{"$error":"#N/A"}},{"$f":"IF($E22556=DataInput!$B22555,DataInput!I22555,NA())","v":{"$error":"#N/A"}},{"$f":"IF($E22556=DataInput!$B22555,DataInput!J22555,NA())","v":{"$error":"#N/A"}},{"$f":"IF($E22556=DataInput!$B22555,DataInput!K22555,NA())","v":{"$error":"#N/A"}},null,null,"  ",null,null,null,null,false,null,null,{"$error":"#N/A"},{"$error":"#N/A"},{"$error":"#N/A"},{"$error":"#N/A"},{"$error":"#N/A"},{"$error":"#N/A"},{"$error":"#N/A"},{"$error":"#N/A"},{"$error":"#N/A"},{"$error":"#N/A"}]
[null,{"$f":"IF(DataInput!B22583=$B$8,IF($B$9=$B$10,TRUE,IF(DataInput!E22583=$B$9,TRUE,FALSE)))","v":false},null,null,{"$f":"IF(B22584=TRUE,DataInput!B22583,NA())","v":{"$error":"#N/A"}},{"$f":"IF($E22584=DataInput!$B22583,DataInput!C22583,NA())","v":{"$error":"#N/A"}},{"$f":"IF($E22584=DataInput!$B22583,DataInput!D22583,NA())","v":{"$error":"#N/A"}},{"$f":"IF($E22584=DataInput!$B22583,DataInput!E22583,NA())","v":{"$error":"#N/A"}},{"$f":"IF($E22584=DataInput!$B22583,DataInput!F22583,NA())","v":{"$error":"#N/A"}},{"$f":"IF($E22584=DataInput!$B22583,DataInput!G22583,NA())","v":{"$error":"#N/A"}},{"$f":"IF($E22584=DataInput!$B22583,DataInput!H22583,NA())","v":{"$error":"#N/A"}},{"$f":"IF($E22584=DataInput!$B22583,DataInput!I22583,NA())","v":{"$error":"#N/A"}},{"$f":"IF($E22584=DataInput!$B22583,DataInput!J22583,NA())","v":{"$error":"#N/A"}},{"$f":"IF($E22584=DataInput!$B22583,DataInput!K22583,NA())","v":{"$error":"#N/A"}},null,null,"  ",null,null,null,null,false,null,null,{"$error":"#N/A"},{"$error":"#N/A"},{"$error":"#N/A"},{"$error":"#N/A"},{"$error":"#N/A"},{"$error":"#N/A"},{"$error":"#N/A"},{"$error":"#N/A"},{"$error":"#N/A"},{"$error":"#N/A"}]
[null,{"$f":"IF(DataInput!B22616=$B$8,IF($B$9=$B$10,TRUE,IF(DataInput!E22616=$B$9,TRUE,FALSE)))","v":false},null,null,{"$f":"IF(B22617=TRUE,DataInput!B22616,NA())","v":{"$error":"#N/A"}},{"$f":"IF($E22617=DataInput!$B22616,DataInput!C22616,NA())","v":{"$error":"#N/A"}},{"$f":"IF($E22617=DataInput!$B22616,DataInput!D22616,NA())","v":{"$error":"#N/A"}},{"$f":"IF($E22617=DataInput!$B22616,DataInput!E22616,NA())","v":{"$error":"#N/A"}},{"$f":"IF($E22617=DataInput!$B22616,DataInput!F22616,NA())","v":{"$error":"#N/A"}},{"$f":"IF($E22617=DataInput!$B22616,DataInput!G22616,NA())","v":{"$error":"#N/A"}},{"$f":"IF($E22617=DataInput!$B22616,DataInput!H22616,NA())","v":{"$error":"#N/A"}},{"$f":"IF($E22617=DataInput!$B22616,DataInput!I22616,NA())","v":{"$error":"#N/A"}},{"$f":"IF($E22617=DataInput!$B22616,DataInput!J22616,NA())","v":{"$error":"#N/A"}},{"$f":"IF($E22617=DataInput!$B22616,DataInput!K22616,NA())","v":{"$error":"#N/A"}},null,null,"  ",null,null,null,null,false,null,null,{"$error":"#N/A"},{"$error":"#N/A"},{"$error":"#N/A"},{"$error":"#N/A"},{"$error":"#N/A"},{"$error":"#N/A"},{"$error":"#N/A"},{"$error":"#N/A"},{"$error":"#N/A"},{"$error":"#N/A"}]
[null,{"$f":"IF(DataInput!B22634=$B$8,IF($B$9=$B$10,TRUE,IF(DataInput!E22634=$B$9,TRUE,FALSE)))","v":false},null,null,{"$f":"IF(B22635=TRUE,DataInput!B22634,NA())","v":{"$error":"#N/A"}},{"$f":"IF($E22635=DataInput!$B22634,DataInput!C22634,NA())","v":{"$error":"#N/A"}},{"$f":"IF($E22635=DataInput!$B22634,DataInput!D22634,NA())","v":{"$error":"#N/A"}},{"$f":"IF($E22635=DataInput!$B22634,DataInput!E22634,NA())","v":{"$error":"#N/A"}},{"$f":"IF($E22635=DataInput!$B22634,DataInput!F22634,NA())","v":{"$error":"#N/A"}},{"$f":"IF($E22635=DataInput!$B22634,DataInput!G22634,NA())","v":{"$error":"#N/A"}},{"$f":"IF($E22635=DataInput!$B22634,DataInput!H22634,NA())","v":{"$error":"#N/A"}},{"$f":"IF($E22635=DataInput!$B22634,DataInput!I22634,NA())","v":{"$error":"#N/A"}},{"$f":"IF($E22635=DataInput!$B22634,DataInput!J22634,NA())","v":{"$error":"#N/A"}},{"$f":"IF($E22635=DataInput!$B22634,DataInput!K22634,NA())","v":{"$error":"#N/A"}},null,null,"  ",null,null,null,null,false,null,null,{"$error":"#N/A"},{"$error":"#N/A"},{"$error":"#N/A"},{"$error":"#N/A"},{"$error":"#N/A"},{"$error":"#N/A"},{"$error":"#N/A"},{"$error":"#N/A"},{"$error":"#N/A"},{"$error":"#N/A"}]
[null,{"$f":"IF(DataInput!B22665=$B$8,IF($B$9=$B$10,TRUE,IF(DataInput!E22665=$B$9,TRUE,FALSE)))","v":false},null,null,{"$f":"IF(B22666=TRUE,DataInput!B22665,NA())","v":{"$error":"#N/A"}},{"$f":"IF($E22666=DataInput!$B22665,DataInput!C22665,NA())","v":{"$error":"#N/A"}},{"$f":"IF($E22666=DataInput!$B22665,DataInput!D22665,NA())","v":{"$error":"#N/A"}},{"$f":"IF($E22666=DataInput!$B22665,DataInput!E22665,NA())","v":{"$error":"#N/A"}},{"$f":"IF($E22666=DataInput!$B22665,DataInput!F22665,NA())","v":{"$error":"#N/A"}},{"$f":"IF($E22666=DataInput!$B22665,DataInput!G22665,NA())","v":{"$error":"#N/A"}},{"$f":"IF($E22666=DataInput!$B22665,DataInput!H22665,NA())","v":{"$error":"#N/A"}},{"$f":"IF($E22666=DataInput!$B22665,DataInput!I22665,NA())","v":{"$error":"#N/A"}},{"$f":"IF($E22666=DataInput!$B22665,DataInput!J22665,NA())","v":{"$error":"#N/A"}},{"$f":"IF($E22666=DataInput!$B22665,DataInput!K22665,NA())","v":{"$error":"#N/A"}},null,null,"  ",null,null,null,null,false,null,null,{"$error":"#N/A"},{"$error":"#N/A"},{"$error":"#N/A"},{"$error":"#N/A"},{"$error":"#N/A"},{"$error":"#N/A"},{"$error":"#N/A"},{"$error":"#N/A"},{"$error":"#N/A"},{"$error":"#N/A"}]
[null,{"$f":"IF(DataInput!B22682=$B$8,IF($B$9=$B$10,TRUE,IF(DataInput!E22682=$B$9,TRUE,FALSE)))","v":false},null,null,{"$f":"IF(B22683=TRUE,DataInput!B22682,NA())","v":{"$error":"#N/A"}},{"$f":"IF($E22683=DataInput!$B22682,DataInput!C22682,NA())","v":{"$error":"#N/A"}},{"$f":"IF($E22683=DataInput!$B22682,DataInput!D22682,NA())","v":{"$error":"#N/A"}},{"$f":"IF($E22683=DataInput!$B22682,DataInput!E22682,NA())","v":{"$error":"#N/A"}},{"$f":"IF($E22683=DataInput!$B22682,DataInput!F22682,NA())","v":{"$error":"#N/A"}},{"$f":"IF($E22683=DataInput!$B22682,DataInput!G22682,NA())","v":{"$error":"#N/A"}},{"$f":"IF($E22683=DataInput!$B22682,DataInput!H22682,NA())","v":{"$error":"#N/A"}},{"$f":"IF($E22683=DataInput!$B22682,DataInput!I22682,NA())","v":{"$error":"#N/A"}},{"$f":"IF($E22683=DataInput!$B22682,DataInput!J22682,NA())","v":{"$error":"#N/A"}},{"$f":"IF($E22683=DataInput!$B22682,DataInput!K22682,NA())","v":{"$error":"#N/A"}},null,null,"  ",null,null,null,null,false,null,null,{"$error":"#N/A"},{"$error":"#N/A"},{"$error":"#N/A"},{"$error":"#N/A"},{"$error":"#N/A"},{"$error":"#N/A"},{"$error":"#N/A"},{"$error":"#N/A"},{"$error":"#N/A"},{"$error":"#N/A"}]
[null,{"$f":"IF(DataInput!B22713=$B$8,IF($B$9=$B$10,TRUE,IF(DataInput!E22713=$B$9,TRUE,FALSE)))","v":false},null,null,{"$f":"IF(B22714=TRUE,DataInput!B22713,NA())","v":{"$error":"#N/A"}},{"$f":"IF($E22714=DataInput!$B22713,DataInput!C22713,NA())","v":{"$error":"#N/A"}},{"$f":"IF($E22714=DataInput!$B22713,DataInput!D22713,NA())","v":{"$error":"#N/A"}},{"$f":"IF($E22714=DataInput!$B22713,DataInput!E22713,NA())","v":{"$error":"#N/A"}},{"$f":"IF($E22714=DataInput!$B22713,DataInput!F22713,NA())","v":{"$error":"#N/A"}},{"$f":"IF($E22714=DataInput!$B22713,DataInput!G22713,NA())","v":{"$error":"#N/A"}},{"$f":"IF($E22714=DataInput!$B22713,DataInput!H22713,NA())","v":{"$error":"#N/A"}},{"$f":"IF($E22714=DataInput!$B22713,DataInput!I22713,NA())","v":{"$error":"#N/A"}},{"$f":"IF($E22714=DataInput!$B22713,DataInput!J22713,NA())","v":{"$error":"#N/A"}},{"$f":"IF($E22714=DataInput!$B22713,DataInput!K22713,NA())","v":{"$error":"#N/A"}},null,null,"  ",null,null,null,null,false,null,null,{"$error":"#N/A"},{"$error":"#N/A"},{"$error":"#N/A"},{"$error":"#N/A"},{"$error":"#N/A"},{"$error":"#N/A"},{"$error":"#N/A"},{"$error":"#N/A"},{"$error":"#N/A"},{"$error":"#N/A"}]
[null,{"$f":"IF(DataInput!B22744=$B$8,IF($B$9=$B$10,TRUE,IF(DataInput!E22744=$B$9,TRUE,FALSE)))","v":false},null,null,{"$f":"IF(B22745=TRUE,DataInput!B22744,NA())","v":{"$error":"#N/A"}},{"$f":"IF($E22745=DataInput!$B22744,DataInput!C22744,NA())","v":{"$error":"#N/A"}},{"$f":"IF($E22745=DataInput!$B22744,DataInput!D22744,NA())","v":{"$error":"#N/A"}},{"$f":"IF($E22745=DataInput!$B22744,DataInput!E22744,NA())","v":{"$error":"#N/A"}},{"$f":"IF($E22745=DataInput!$B22744,DataInput!F22744,NA())","v":{"$error":"#N/A"}},{"$f":"IF($E22745=DataInput!$B22744,DataInput!G22744,NA())","v":{"$error":"#N/A"}},{"$f":"IF($E22745=DataInput!$B22744,DataInput!H22744,NA())","v":{"$error":"#N/A"}},{"$f":"IF($E22745=DataInput!$B22744,DataInput!I22744,NA())","v":{"$error":"#N/A"}},{"$f":"IF($E22745=DataInput!$B22744,DataInput!J22744,NA())","v":{"$error":"#N/A"}},{"$f":"IF($E22745=DataInput!$B22744,DataInput!K22744,NA())","v":{"$error":"#N/A"}},null,null,"  ",null,null,null,null,false,null,null,{"$error":"#N/A"},{"$error":"#N/A"},{"$error":"#N/A"},{"$error":"#N/A"},{"$error":"#N/A"},{"$error":"#N/A"},{"$error":"#N/A"},{"$error":"#N/A"},{"$error":"#N/A"},{"$error":"#N/A"}]
[null,{"$f":"IF(DataInput!B22791=$B$8,IF($B$9=$B$10,TRUE,IF(DataInput!E22791=$B$9,TRUE,FALSE)))","v":false},null,null,{"$f":"IF(B22792=TRUE,DataInput!B22791,NA())","v":{"$error":"#N/A"}},{"$f":"IF($E22792=DataInput!$B22791,DataInput!C22791,NA())","v":{"$error":"#N/A"}},{"$f":"IF($E22792=DataInput!$B22791,DataInput!D22791,NA())","v":{"$error":"#N/A"}},{"$f":"IF($E22792=DataInput!$B22791,DataInput!E22791,NA())","v":{"$error":"#N/A"}},{"$f":"IF($E22792=DataInput!$B22791,DataInput!F22791,NA())","v":{"$error":"#N/A"}},{"$f":"IF($E22792=DataInput!$B22791,DataInput!G22791,NA())","v":{"$error":"#N/A"}},{"$f":"IF($E22792=DataInput!$B22791,DataInput!H22791,NA())","v":{"$error":"#N/A"}},{"$f":"IF($E22792=DataInput!$B22791,DataInput!I22791,NA())","v":{"$error":"#N/A"}},{"$f":"IF($E22792=DataInput!$B22791,DataInput!J22791,NA())","v":{"$error":"#N/A"}},{"$f":"IF($E22792=DataInput!$B22791,DataInput!K22791,NA())","v":{"$error":"#N/A"}},null,null,"  ",null,null,null,null,false,null,null,{"$error":"#N/A"},{"$error":"#N/A"},{"$error":"#N/A"},{"$error":"#N/A"},{"$error":"#N/A"},{"$error":"#N/A"},{"$error":"#N/A"},{"$error":"#N/A"},{"$error":"#N/A"},{"$error":"#N/A"}]
[null,{"$f":"IF(DataInput!B22805=$B$8,IF($B$9=$B$10,TRUE,IF(DataInput!E22805=$B$9,TRUE,FALSE)))","v":false},null,null,{"$f":"IF(B22806=TRUE,DataInput!B22805,NA())","v":{"$error":"#N/A"}},{"$f":"IF($E22806=DataInput!$B22805,DataInput!C22805,NA())","v":{"$error":"#N/A"}},{"$f":"IF($E22806=DataInput!$B22805,DataInput!D22805,NA())","v":{"$error":"#N/A"}},{"$f":"IF($E22806=DataInput!$B22805,DataInput!E22805,NA())","v":{"$error":"#N/A"}},{"$f":"IF($E22806=DataInput!$B22805,DataInput!F22805,NA())","v":{"$error":"#N/A"}},{"$f":"IF($E22806=DataInput!$B22805,DataInput!G22805,NA())","v":{"$error":"#N/A"}},{"$f":"IF($E22806=DataInput!$B22805,DataInput!H22805,NA())","v":{"$error":"#N/A"}},{"$f":"IF($E22806=DataInput!$B22805,DataInput!I22805,NA())","v":{"$error":"#N/A"}},{"$f":"IF($E22806=DataInput!$B22805,DataInput!J22805,NA())","v":{"$error":"#N/A"}},{"$f":"IF($E22806=DataInput!$B22805,DataInput!K22805,NA())","v":{"$error":"#N/A"}},null,null,"  ",null,null,null,null,false,null,null,{"$error":"#N/A"},{"$error":"#N/A"},{"$error":"#N/A"},{"$error":"#N/A"},{"$error":"#N/A"},{"$error":"#N/A"},{"$error":"#N/A"},{"$error":"#N/A"},{"$error":"#N/A"},{"$error":"#N/A"}]
[null,{"$f":"IF(DataInput!B22823=$B$8,IF($B$9=$B$10,TRUE,IF(DataInput!E22823=$B$9,TRUE,FALSE)))","v":false},null,null,{"$f":"IF(B22824=TRUE,DataInput!B22823,NA())","v":{"$error":"#N/A"}},{"$f":"IF($E22824=DataInput!$B22823,DataInput!C22823,NA())","v":{"$error":"#N/A"}},{"$f":"IF($E22824=DataInput!$B22823,DataInput!D22823,NA())","v":{"$error":"#N/A"}},{"$f":"IF($E22824=DataInput!$B22823,DataInput!E22823,NA())","v":{"$error":"#N/A"}},{"$f":"IF($E22824=DataInput!$B22823,DataInput!F22823,NA())","v":{"$error":"#N/A"}},{"$f":"IF($E22824=DataInput!$B22823,DataInput!G22823,NA())","v":{"$error":"#N/A"}},{"$f":"IF($E22824=DataInput!$B22823,DataInput!H22823,NA())","v":{"$error":"#N/A"}},{"$f":"IF($E22824=DataInput!$B22823,DataInput!I22823,NA())","v":{"$error":"#N/A"}},{"$f":"IF($E22824=DataInput!$B22823,DataInput!J22823,NA())","v":{"$error":"#N/A"}},{"$f":"IF($E22824=DataInput!$B22823,DataInput!K22823,NA())","v":{"$error":"#N/A"}},null,null,"  ",null,null,null,null,false,null,null,{"$error":"#N/A"},{"$error":"#N/A"},{"$error":"#N/A"},{"$error":"#N/A"},{"$error":"#N/A"},{"$error":"#N/A"},{"$error":"#N/A"},{"$error":"#N/A"},{"$error":"#N/A"},{"$error":"#N/A"}]
[null,{"$f":"IF(DataInput!B22870=$B$8,IF($B$9=$B$10,TRUE,IF(DataInput!E22870=$B$9,TRUE,FALSE)))","v":false},null,null,{"$f":"IF(B22871=TRUE,DataInput!B22870,NA())","v":{"$error":"#N/A"}},{"$f":"IF($E22871=DataInput!$B22870,DataInput!C22870,NA())","v":{"$error":"#N/A"}},{"$f":"IF($E22871=DataInput!$B22870,DataInput!D22870,NA())","v":{"$error":"#N/A"}},{"$f":"IF($E22871=DataInput!$B22870,DataInput!E22870,NA())","v":{"$error":"#N/A"}},{"$f":"IF($E22871=DataInput!$B22870,DataInput!F22870,NA())","v":{"$error":"#N/A"}},{"$f":"IF($E22871=DataInput!$B22870,DataInput!G22870,NA())","v":{"$error":"#N/A"}},{"$f":"IF($E22871=DataInput!$B22870,DataInput!H22870,NA())","v":{"$error":"#N/A"}},{"$f":"IF($E22871=DataInput!$B22870,DataInput!I22870,NA())","v":{"$error":"#N/A"}},{"$f":"IF($E22871=DataInput!$B22870,DataInput!J22870,NA())","v":{"$error":"#N/A"}},{"$f":"IF($E22871=DataInput!$B22870,DataInput!K22870,NA())","v":{"$error":"#N/A"}},null,null,"  ",null,null,null,null,false,null,null,{"$error":"#N/A"},{"$error":"#N/A"},{"$error":"#N/A"},{"$error":"#N/A"},{"$error":"#N/A"},{"$error":"#N/A"},{"$error":"#N/A"},{"$error":"#N/A"},{"$error":"#N/A"},{"$error":"#N/A"}]
[null,{"$f":"IF(DataInput!B22901=$B$8,IF($B$9=$B$10,TRUE,IF(DataInput!E22901=$B$9,TRUE,FALSE)))","v":false},null,null,{"$f":"IF(B22902=TRUE,DataInput!B22901,NA())","v":{"$error":"#N/A"}},{"$f":"IF($E22902=DataInput!$B22901,DataInput!C22901,NA())","v":{"$error":"#N/A"}},{"$f":"IF($E22902=DataInput!$B22901,DataInput!D22901,NA())","v":{"$error":"#N/A"}},{"$f":"IF($E22902=DataInput!$B22901,DataInput!E22901,NA())","v":{"$error":"#N/A"}},{"$f":"IF($E22902=DataInput!$B22901,DataInput!F22901,NA())","v":{"$error":"#N/A"}},{"$f":"IF($E22902=DataInput!$B22901,DataInput!G22901,NA())","v":{"$error":"#N/A"}},{"$f":"IF($E22902=DataInput!$B22901,DataInput!H22901,NA())","v":{"$error":"#N/A"}},{"$f":"IF($E22902=DataInput!$B22901,DataInput!I22901,NA())","v":{"$error":"#N/A"}},{"$f":"IF($E22902=DataInput!$B22901,DataInput!J22901,NA())","v":{"$error":"#N/A"}},{"$f":"IF($E22902=DataInput!$B22901,DataInput!K22901,NA())","v":{"$error":"#N/A"}},null,null,"  ",null,null,null,null,false,null,null,{"$error":"#N/A"},{"$error":"#N/A"},{"$error":"#N/A"},{"$error":"#N/A"},{"$error":"#N/A"},{"$error":"#N/A"},{"$error":"#N/A"},{"$error":"#N/A"},{"$error":"#N/A"},{"$error":"#N/A"}]
[null,{"$f":"IF(DataInput!B22932=$B$8,IF($B$9=$B$10,TRUE,IF(DataInput!E22932=$B$9,TRUE,FALSE)))","v":false},null,null,{"$f":"IF(B22933=TRUE,DataInput!B22932,NA())","v":{"$error":"#N/A"}},{"$f":"IF($E22933=DataInput!$B22932,DataInput!C22932,NA())","v":{"$error":"#N/A"}},{"$f":"IF($E22933=DataInput!$B22932,DataInput!D22932,NA())","v":{"$error":"#N/A"}},{"$f":"IF($E22933=DataInput!$B22932,DataInput!E22932,NA())","v":{"$error":"#N/A"}},{"$f":"IF($E22933=DataInput!$B22932,DataInput!F22932,NA())","v":{"$error":"#N/A"}},{"$f":"IF($E22933=DataInput!$B22932,DataInput!G22932,NA())","v":{"$error":"#N/A"}},{"$f":"IF($E22933=DataInput!$B22932,DataInput!H22932,NA())","v":{"$error":"#N/A"}},{"$f":"IF($E22933=DataInput!$B22932,DataInput!I22932,NA())","v":{"$error":"#N/A"}},{"$f":"IF($E22933=DataInput!$B22932,DataInput!J22932,NA())","v":{"$error":"#N/A"}},{"$f":"IF($E22933=DataInput!$B22932,DataInput!K22932,NA())","v":{"$error":"#N/A"}},null,null,"  ",null,null,null,null,false,null,null,{"$error":"#N/A"},{"$error":"#N/A"},{"$error":"#N/A"},{"$error":"#N/A"},{"$error":"#N/A"},{"$error":"#N/A"},{"$error":"#N/A"},{"$error":"#N/A"},{"$error":"#N/A"},{"$error":"#N/A"}]
[null,{"$f":"IF(DataInput!B22949=$B$8,IF($B$9=$B$10,TRUE,IF(DataInput!E22949=$B$9,TRUE,FALSE)))","v":false},null,null,{"$f":"IF(B22950=TRUE,DataInput!B22949,NA())","v":{"$error":"#N/A"}},{"$f":"IF($E22950=DataInput!$B22949,DataInput!C22949,NA())","v":{"$error":"#N/A"}},{"$f":"IF($E22950=DataInput!$B22949,DataInput!D22949,NA())","v":{"$error":"#N/A"}},{"$f":"IF($E22950=DataInput!$B22949,DataInput!E22949,NA())","v":{"$error":"#N/A"}},{"$f":"IF($E22950=DataInput!$B22949,DataInput!F22949,NA())","v":{"$error":"#N/A"}},{"$f":"IF($E22950=DataInput!$B22949,DataInput!G22949,NA())","v":{"$error":"#N/A"}},{"$f":"IF($E22950=DataInput!$B22949,DataInput!H22949,NA())","v":{"$error":"#N/A"}},{"$f":"IF($E22950=DataInput!$B22949,DataInput!I22949,NA())","v":{"$error":"#N/A"}},{"$f":"IF($E22950=DataInput!$B22949,DataInput!J22949,NA())","v":{"$error":"#N/A"}},{"$f":"IF($E22950=DataInput!$B22949,DataInput!K22949,NA())","v":{"$error":"#N/A"}},null,null,"  ",null,null,null,null,false,null,null,{"$error":"#N/A"},{"$error":"#N/A"},{"$error":"#N/A"},{"$error":"#N/A"},{"$error":"#N/A"},{"$error":"#N/A"},{"$error":"#N/A"},{"$error":"#N/A"},{"$error":"#N/A"},{"$error":"#N/A"}]
[null,{"$f":"IF(DataInput!B22980=$B$8,IF($B$9=$B$10,TRUE,IF(DataInput!E22980=$B$9,TRUE,FALSE)))","v":false},null,null,{"$f":"IF(B22981=TRUE,DataInput!B22980,NA())","v":{"$error":"#N/A"}},{"$f":"IF($E22981=DataInput!$B22980,DataInput!C22980,NA())","v":{"$error":"#N/A"}},{"$f":"IF($E22981=DataInput!$B22980,DataInput!D22980,NA())","v":{"$error":"#N/A"}},{"$f":"IF($E22981=DataInput!$B22980,DataInput!E22980,NA())","v":{"$error":"#N/A"}},{"$f":"IF($E22981=DataInput!$B22980,DataInput!F22980,NA())","v":{"$error":"#N/A"}},{"$f":"IF($E22981=DataInput!$B22980,DataInput!G22980,NA())","v":{"$error":"#N/A"}},{"$f":"IF($E22981=DataInput!$B22980,DataInput!H22980,NA())","v":{"$error":"#N/A"}},{"$f":"IF($E22981=DataInput!$B22980,DataInput!I22980,NA())","v":{"$error":"#N/A"}},{"$f":"IF($E22981=DataInput!$B22980,DataInput!J22980,NA())","v":{"$error":"#N/A"}},{"$f":"IF($E22981=DataInput!$B22980,DataInput!K22980,NA())","v":{"$error":"#N/A"}},null,null,"  ",null,null,null,null,false,null,null,{"$error":"#N/A"},{"$error":"#N/A"},{"$error":"#N/A"},{"$error":"#N/A"},{"$error":"#N/A"},{"$error":"#N/A"},{"$error":"#N/A"},{"$error":"#N/A"},{"$error":"#N/A"},{"$error":"#N/A"}]
[null,{"$f":"IF(DataInput!B22998=$B$8,IF($B$9=$B$10,TRUE,IF(DataInput!E22998=$B$9,TRUE,FALSE)))","v":false},null,null,{"$f":"IF(B22999=TRUE,DataInput!B22998,NA())","v":{"$error":"#N/A"}},{"$f":"IF($E22999=DataInput!$B22998,DataInput!C22998,NA())","v":{"$error":"#N/A"}},{"$f":"IF($E22999=DataInput!$B22998,DataInput!D22998,NA())","v":{"$error":"#N/A"}},{"$f":"IF($E22999=DataInput!$B22998,DataInput!E22998,NA())","v":{"$error":"#N/A"}},{"$f":"IF($E22999=DataInput!$B22998,DataInput!F22998,NA())","v":{"$error":"#N/A"}},{"$f":"IF($E22999=DataInput!$B22998,DataInput!G22998,NA())","v":{"$error":"#N/A"}},{"$f":"IF($E22999=DataInput!$B22998,DataInput!H22998,NA())","v":{"$error":"#N/A"}},{"$f":"IF($E22999=DataInput!$B22998,DataInput!I22998,NA())","v":{"$error":"#N/A"}},{"$f":"IF($E22999=DataInput!$B22998,DataInput!J22998,NA())","v":{"$error":"#N/A"}},{"$f":"IF($E22999=DataInput!$B22998,DataInput!K22998,NA())","v":{"$error":"#N/A"}},null,null,"  ",null,null,null,null,false,null,null,{"$error":"#N/A"},{"$error":"#N/A"},{"$error":"#N/A"},{"$error":"#N/A"},{"$error":"#N/A"},{"$error":"#N/A"},{"$error":"#N/A"},{"$error":"#N/A"},{"$error":"#N/A"},{"$error":"#N/A"}]
[null,{"$f":"IF(DataInput!B23027=$B$8,IF($B$9=$B$10,TRUE,IF(DataInput!E23027=$B$9,TRUE,FALSE)))","v":false},null,null,{"$f":"IF(B23028=TRUE,DataInput!B23027,NA())","v":{"$error":"#N/A"}},{"$f":"IF($E23028=DataInput!$B23027,DataInput!C23027,NA())","v":{"$error":"#N/A"}},{"$f":"IF($E23028=DataInput!$B23027,DataInput!D23027,NA())","v":{"$error":"#N/A"}},{"$f":"IF($E23028=DataInput!$B23027,DataInput!E23027,NA())","v":{"$error":"#N/A"}},{"$f":"IF($E23028=DataInput!$B23027,DataInput!F23027,NA())","v":{"$error":"#N/A"}},{"$f":"IF($E23028=DataInput!$B23027,DataInput!G23027,NA())","v":{"$error":"#N/A"}},{"$f":"IF($E23028=DataInput!$B23027,DataInput!H23027,NA())","v":{"$error":"#N/A"}},{"$f":"IF($E23028=DataInput!$B23027,DataInput!I23027,NA())","v":{"$error":"#N/A"}},{"$f":"IF($E23028=DataInput!$B23027,DataInput!J23027,NA())","v":{"$error":"#N/A"}},{"$f":"IF($E23028=DataInput!$B23027,DataInput!K23027,NA())","v":{"$error":"#N/A"}},null,null,"  ",null,null,null,null,false,null,null,{"$error":"#N/A"},{"$error":"#N/A"},{"$error":"#N/A"},{"$error":"#N/A"},{"$error":"#N/A"},{"$error":"#N/A"},{"$error":"#N/A"},{"$error":"#N/A"},{"$error":"#N/A"},{"$error":"#N/A"}]
[null,{"$f":"IF(DataInput!B23059=$B$8,IF($B$9=$B$10,TRUE,IF(DataInput!E23059=$B$9,TRUE,FALSE)))","v":false},null,null,{"$f":"IF(B23060=TRUE,DataInput!B23059,NA())","v":{"$error":"#N/A"}},{"$f":"IF($E23060=DataInput!$B23059,DataInput!C23059,NA())","v":{"$error":"#N/A"}},{"$f":"IF($E23060=DataInput!$B23059,DataInput!D23059,NA())","v":{"$error":"#N/A"}},{"$f":"IF($E23060=DataInput!$B23059,DataInput!E23059,NA())","v":{"$error":"#N/A"}},{"$f":"IF($E23060=DataInput!$B23059,DataInput!F23059,NA())","v":{"$error":"#N/A"}},{"$f":"IF($E23060=DataInput!$B23059,DataInput!G23059,NA())","v":{"$error":"#N/A"}},{"$f":"IF($E23060=DataInput!$B23059,DataInput!H23059,NA())","v":{"$error":"#N/A"}},{"$f":"IF($E23060=DataInput!$B23059,DataInput!I23059,NA())","v":{"$error":"#N/A"}},{"$f":"IF($E23060=DataInput!$B23059,DataInput!J23059,NA())","v":{"$error":"#N/A"}},{"$f":"IF($E23060=DataInput!$B23059,DataInput!K23059,NA())","v":{"$error":"#N/A"}},null,null,"  ",null,null,null,null,false,null,null,{"$error":"#N/A"},{"$error":"#N/A"},{"$error":"#N/A"},{"$error":"#N/A"},{"$error":"#N/A"},{"$error":"#N/A"},{"$error":"#N/A"},{"$error":"#N/A"},{"$error":"#N/A"},{"$error":"#N/A"}]
[null,{"$f":"IF(DataInput!B23106=$B$8,IF($B$9=$B$10,TRUE,IF(DataInput!E23106=$B$9,TRUE,FALSE)))","v":false},null,null,{"$f":"IF(B23107=TRUE,DataInput!B23106,NA())","v":{"$error":"#N/A"}},{"$f":"IF($E23107=DataInput!$B23106,DataInput!C23106,NA())","v":{"$error":"#N/A"}},{"$f":"IF($E23107=DataInput!$B23106,DataInput!D23106,NA())","v":{"$error":"#N/A"}},{"$f":"IF($E23107=DataInput!$B23106,DataInput!E23106,NA())","v":{"$error":"#N/A"}},{"$f":"IF($E23107=DataInput!$B23106,DataInput!F23106,NA())","v":{"$error":"#N/A"}},{"$f":"IF($E23107=DataInput!$B23106,DataInput!G23106,NA())","v":{"$error":"#N/A"}},{"$f":"IF($E23107=DataInput!$B23106,DataInput!H23106,NA())","v":{"$error":"#N/A"}},{"$f":"IF($E23107=DataInput!$B23106,DataInput!I23106,NA())","v":{"$error":"#N/A"}},{"$f":"IF($E23107=DataInput!$B23106,DataInput!J23106,NA())","v":{"$error":"#N/A"}},{"$f":"IF($E23107=DataInput!$B23106,DataInput!K23106,NA())","v":{"$error":"#N/A"}},null,null,"  ",null,null,null,null,false,null,null,{"$error":"#N/A"},{"$error":"#N/A"},{"$error":"#N/A"},{"$error":"#N/A"},{"$error":"#N/A"},{"$error":"#N/A"},{"$error":"#N/A"},{"$error":"#N/A"},{"$error":"#N/A"},{"$error":"#N/A"}]
[null,{"$f":"IF(DataInput!B23137=$B$8,IF($B$9=$B$10,TRUE,IF(DataInput!E23137=$B$9,TRUE,FALSE)))","v":false},null,null,{"$f":"IF(B23138=TRUE,DataInput!B23137,NA())","v":{"$error":"#N/A"}},{"$f":"IF($E23138=DataInput!$B23137,DataInput!C23137,NA())","v":{"$error":"#N/A"}},{"$f":"IF($E23138=DataInput!$B23137,DataInput!D23137,NA())","v":{"$error":"#N/A"}},{"$f":"IF($E23138=DataInput!$B23137,DataInput!E23137,NA())","v":{"$error":"#N/A"}},{"$f":"IF($E23138=DataInput!$B23137,DataInput!F23137,NA())","v":{"$error":"#N/A"}},{"$f":"IF($E23138=DataInput!$B23137,DataInput!G23137,NA())","v":{"$error":"#N/A"}},{"$f":"IF($E23138=DataInput!$B23137,DataInput!H23137,NA())","v":{"$error":"#N/A"}},{"$f":"IF($E23138=DataInput!$B23137,DataInput!I23137,NA())","v":{"$error":"#N/A"}},{"$f":"IF($E23138=DataInput!$B23137,DataInput!J23137,NA())","v":{"$error":"#N/A"}},{"$f":"IF($E23138=DataInput!$B23137,DataInput!K23137,NA())","v":{"$error":"#N/A"}},null,null,"  ",null,null,null,null,false,null,null,{"$error":"#N/A"},{"$error":"#N/A"},{"$error":"#N/A"},{"$error":"#N/A"},{"$error":"#N/A"},{"$error":"#N/A"},{"$error":"#N/A"},{"$error":"#N/A"},{"$error":"#N/A"},{"$error":"#N/A"}]
[null,{"$f":"IF(DataInput!B23154=$B$8,IF($B$9=$B$10,TRUE,IF(DataInput!E23154=$B$9,TRUE,FALSE)))","v":false},null,null,{"$f":"IF(B23155=TRUE,DataInput!B23154,NA())","v":{"$error":"#N/A"}},{"$f":"IF($E23155=DataInput!$B23154,DataInput!C23154,NA())","v":{"$error":"#N/A"}},{"$f":"IF($E23155=DataInput!$B23154,DataInput!D23154,NA())","v":{"$error":"#N/A"}},{"$f":"IF($E23155=DataInput!$B23154,DataInput!E23154,NA())","v":{"$error":"#N/A"}},{"$f":"IF($E23155=DataInput!$B23154,DataInput!F23154,NA())","v":{"$error":"#N/A"}},{"$f":"IF($E23155=DataInput!$B23154,DataInput!G23154,NA())","v":{"$error":"#N/A"}},{"$f":"IF($E23155=DataInput!$B23154,DataInput!H23154,NA())","v":{"$error":"#N/A"}},{"$f":"IF($E23155=DataInput!$B23154,DataInput!I23154,NA())","v":{"$error":"#N/A"}},{"$f":"IF($E23155=DataInput!$B23154,DataInput!J23154,NA())","v":{"$error":"#N/A"}},{"$f":"IF($E23155=DataInput!$B23154,DataInput!K23154,NA())","v":{"$error":"#N/A"}},null,null,"  ",null,null,null,null,false,null,null,{"$error":"#N/A"},{"$error":"#N/A"},{"$error":"#N/A"},{"$error":"#N/A"},{"$error":"#N/A"},{"$error":"#N/A"},{"$error":"#N/A"},{"$error":"#N/A"},{"$error":"#N/A"},{"$error":"#N/A"}]
[null,{"$f":"IF(DataInput!B23185=$B$8,IF($B$9=$B$10,TRUE,IF(DataInput!E23185=$B$9,TRUE,FALSE)))","v":false},null,null,{"$f":"IF(B23186=TRUE,DataInput!B23185,NA())","v":{"$error":"#N/A"}},{"$f":"IF($E23186=DataInput!$B23185,DataInput!C23185,NA())","v":{"$error":"#N/A"}},{"$f":"IF($E23186=DataInput!$B23185,DataInput!D23185,NA())","v":{"$error":"#N/A"}},{"$f":"IF($E23186=DataInput!$B23185,DataInput!E23185,NA())","v":{"$error":"#N/A"}},{"$f":"IF($E23186=DataInput!$B23185,DataInput!F23185,NA())","v":{"$error":"#N/A"}},{"$f":"IF($E23186=DataInput!$B23185,DataInput!G23185,NA())","v":{"$error":"#N/A"}},{"$f":"IF($E23186=DataInput!$B23185,DataInput!H23185,NA())","v":{"$error":"#N/A"}},{"$f":"IF($E23186=DataInput!$B23185,DataInput!I23185,NA())","v":{"$error":"#N/A"}},{"$f":"IF($E23186=DataInput!$B23185,DataInput!J23185,NA())","v":{"$error":"#N/A"}},{"$f":"IF($E23186=DataInput!$B23185,DataInput!K23185,NA())","v":{"$error":"#N/A"}},null,null,"  ",null,null,null,null,false,null,null,{"$error":"#N/A"},{"$error":"#N/A"},{"$error":"#N/A"},{"$error":"#N/A"},{"$error":"#N/A"},{"$error":"#N/A"},{"$error":"#N/A"},{"$error":"#N/A"},{"$error":"#N/A"},{"$error":"#N/A"}]
[null,{"$f":"IF(DataInput!B23216=$B$8,IF($B$9=$B$10,TRUE,IF(DataInput!E23216=$B$9,TRUE,FALSE)))","v":false},null,null,{"$f":"IF(B23217=TRUE,DataInput!B23216,NA())","v":{"$error":"#N/A"}},{"$f":"IF($E23217=DataInput!$B23216,DataInput!C23216,NA())","v":{"$error":"#N/A"}},{"$f":"IF($E23217=DataInput!$B23216,DataInput!D23216,NA())","v":{"$error":"#N/A"}},{"$f":"IF($E23217=DataInput!$B23216,DataInput!E23216,NA())","v":{"$error":"#N/A"}},{"$f":"IF($E23217=DataInput!$B23216,DataInput!F23216,NA())","v":{"$error":"#N/A"}},{"$f":"IF($E23217=DataInput!$B23216,DataInput!G23216,NA())","v":{"$error":"#N/A"}},{"$f":"IF($E23217=DataInput!$B23216,DataInput!H23216,NA())","v":{"$error":"#N/A"}},{"$f":"IF($E23217=DataInput!$B23216,DataInput!I23216,NA())","v":{"$error":"#N/A"}},{"$f":"IF($E23217=DataInput!$B23216,DataInput!J23216,NA())","v":{"$error":"#N/A"}},{"$f":"IF($E23217=DataInput!$B23216,DataInput!K23216,NA())","v":{"$error":"#N/A"}},null,null,"  ",null,null,null,null,false,null,null,{"$error":"#N/A"},{"$error":"#N/A"},{"$error":"#N/A"},{"$error":"#N/A"},{"$error":"#N/A"},{"$error":"#N/A"},{"$error":"#N/A"},{"$error":"#N/A"},{"$error":"#N/A"},{"$error":"#N/A"}]
[null,{"$f":"IF(DataInput!B23234=$B$8,IF($B$9=$B$10,TRUE,IF(DataInput!E23234=$B$9,TRUE,FALSE)))","v":false},null,null,{"$f":"IF(B23235=TRUE,DataInput!B23234,NA())","v":{"$error":"#N/A"}},{"$f":"IF($E23235=DataInput!$B23234,DataInput!C23234,NA())","v":{"$error":"#N/A"}},{"$f":"IF($E23235=DataInput!$B23234,DataInput!D23234,NA())","v":{"$error":"#N/A"}},{"$f":"IF($E23235=DataInput!$B23234,DataInput!E23234,NA())","v":{"$error":"#N/A"}},{"$f":"IF($E23235=DataInput!$B23234,DataInput!F23234,NA())","v":{"$error":"#N/A"}},{"$f":"IF($E23235=DataInput!$B23234,DataInput!G23234,NA())","v":{"$error":"#N/A"}},{"$f":"IF($E23235=DataInput!$B23234,DataInput!H23234,NA())","v":{"$error":"#N/A"}},{"$f":"IF($E23235=DataInput!$B23234,DataInput!I23234,NA())","v":{"$error":"#N/A"}},{"$f":"IF($E23235=DataInput!$B23234,DataInput!J23234,NA())","v":{"$error":"#N/A"}},{"$f":"IF($E23235=DataInput!$B23234,DataInput!K23234,NA())","v":{"$error":"#N/A"}},null,null,"  ",null,null,null,null,false,null,null,{"$error":"#N/A"},{"$error":"#N/A"},{"$error":"#N/A"},{"$error":"#N/A"},{"$error":"#N/A"},{"$error":"#N/A"},{"$error":"#N/A"},{"$error":"#N/A"},{"$error":"#N/A"},{"$error":"#N/A"}]
[null,{"$f":"IF(DataInput!B23277=$B$8,IF($B$9=$B$10,TRUE,IF(DataInput!E23277=$B$9,TRUE,FALSE)))","v":false},null,null,{"$f":"IF(B23278=TRUE,DataInput!B23277,NA())","v":{"$error":"#N/A"}},{"$f":"IF($E23278=DataInput!$B23277,DataInput!C23277,NA())","v":{"$error":"#N/A"}},{"$f":"IF($E23278=DataInput!$B23277,DataInput!D23277,NA())","v":{"$error":"#N/A"}},{"$f":"IF($E23278=DataInput!$B23277,DataInput!E23277,NA())","v":{"$error":"#N/A"}},{"$f":"IF($E23278=DataInput!$B23277,DataInput!F23277,NA())","v":{"$error":"#N/A"}},{"$f":"IF($E23278=DataInput!$B23277,DataInput!G23277,NA())","v":{"$error":"#N/A"}},{"$f":"IF($E23278=DataInput!$B23277,DataInput!H23277,NA())","v":{"$error":"#N/A"}},{"$f":"IF($E23278=DataInput!$B23277,DataInput!I23277,NA())","v":{"$error":"#N/A"}},{"$f":"IF($E23278=DataInput!$B23277,DataInput!J23277,NA())","v":{"$error":"#N/A"}},{"$f":"IF($E23278=DataInput!$B23277,DataInput!K23277,NA())","v":{"$error":"#N/A"}},null,null,"  ",null,null,null,null,false,null,null,{"$error":"#N/A"},{"$error":"#N/A"},{"$error":"#N/A"},{"$error":"#N/A"},{"$error":"#N/A"},{"$error":"#N/A"},{"$error":"#N/A"},{"$error":"#N/A"},{"$error":"#N/A"},{"$error":"#N/A"}]
[null,{"$f":"IF(DataInput!B23282=$B$8,IF($B$9=$B$10,TRUE,IF(DataInput!E23282=$B$9,TRUE,FALSE)))","v":false},null,null,{"$f":"IF(B23283=TRUE,DataInput!B23282,NA())","v":{"$error":"#N/A"}},{"$f":"IF($E23283=DataInput!$B23282,DataInput!C23282,NA())","v":{"$error":"#N/A"}},{"$f":"IF($E23283=DataInput!$B23282,DataInput!D23282,NA())","v":{"$error":"#N/A"}},{"$f":"IF($E23283=DataInput!$B23282,DataInput!E23282,NA())","v":{"$error":"#N/A"}},{"$f":"IF($E23283=DataInput!$B23282,DataInput!F23282,NA())","v":{"$error":"#N/A"}},{"$f":"IF($E23283=DataInput!$B23282,DataInput!G23282,NA())","v":{"$error":"#N/A"}},{"$f":"IF($E23283=DataInput!$B23282,DataInput!H23282,NA())","v":{"$error":"#N/A"}},{"$f":"IF($E23283=DataInput!$B23282,DataInput!I23282,NA())","v":{"$error":"#N/A"}},{"$f":"IF($E23283=DataInput!$B23282,DataInput!J23282,NA())","v":{"$error":"#N/A"}},{"$f":"IF($E23283=DataInput!$B23282,DataInput!K23282,NA())","v":{"$error":"#N/A"}},null,null,"  ",null,null,null,null,false,null,null,{"$error":"#N/A"},{"$error":"#N/A"},{"$error":"#N/A"},{"$error":"#N/A"},{"$error":"#N/A"},{"$error":"#N/A"},{"$error":"#N/A"},{"$error":"#N/A"},{"$error":"#N/A"},{"$error":"#N/A"}]
[null,{"$f":"IF(DataInput!B23313=$B$8,IF($B$9=$B$10,TRUE,IF(DataInput!E23313=$B$9,TRUE,FALSE)))","v":false},null,null,{"$f":"IF(B23314=TRUE,DataInput!B23313,NA())","v":{"$error":"#N/A"}},{"$f":"IF($E23314=DataInput!$B23313,DataInput!C23313,NA())","v":{"$error":"#N/A"}},{"$f":"IF($E23314=DataInput!$B23313,DataInput!D23313,NA())","v":{"$error":"#N/A"}},{"$f":"IF($E23314=DataInput!$B23313,DataInput!E23313,NA())","v":{"$error":"#N/A"}},{"$f":"IF($E23314=DataInput!$B23313,DataInput!F23313,NA())","v":{"$error":"#N/A"}},{"$f":"IF($E23314=DataInput!$B23313,DataInput!G23313,NA())","v":{"$error":"#N/A"}},{"$f":"IF($E23314=DataInput!$B23313,DataInput!H23313,NA())","v":{"$error":"#N/A"}},{"$f":"IF($E23314=DataInput!$B23313,DataInput!I23313,NA())","v":{"$error":"#N/A"}},{"$f":"IF($E23314=DataInput!$B23313,DataInput!J23313,NA())","v":{"$error":"#N/A"}},{"$f":"IF($E23314=DataInput!$B23313,DataInput!K23313,NA())","v":{"$error":"#N/A"}},null,null,"  ",null,null,null,null,false,null,null,{"$error":"#N/A"},{"$error":"#N/A"},{"$error":"#N/A"},{"$error":"#N/A"},{"$error":"#N/A"},{"$error":"#N/A"},{"$error":"#N/A"},{"$error":"#N/A"},{"$error":"#N/A"},{"$error":"#N/A"}]
[null,{"$f":"IF(DataInput!B23344=$B$8,IF($B$9=$B$10,TRUE,IF(DataInput!E23344=$B$9,TRUE,FALSE)))","v":false},null,null,{"$f":"IF(B23345=TRUE,DataInput!B23344,NA())","v":{"$error":"#N/A"}},{"$f":"IF($E23345=DataInput!$B23344,DataInput!C23344,NA())","v":{"$error":"#N/A"}},{"$f":"IF($E23345=DataInput!$B23344,DataInput!D23344,NA())","v":{"$error":"#N/A"}},{"$f":"IF($E23345=DataInput!$B23344,DataInput!E23344,NA())","v":{"$error":"#N/A"}},{"$f":"IF($E23345=DataInput!$B23344,DataInput!F23344,NA())","v":{"$error":"#N/A"}},{"$f":"IF($E23345=DataInput!$B23344,DataInput!G23344,NA())","v":{"$error":"#N/A"}},{"$f":"IF($E23345=DataInput!$B23344,DataInput!H23344,NA())","v":{"$error":"#N/A"}},{"$f":"IF($E23345=DataInput!$B23344,DataInput!I23344,NA())","v":{"$error":"#N/A"}},{"$f":"IF($E23345=DataInput!$B23344,DataInput!J23344,NA())","v":{"$error":"#N/A"}},{"$f":"IF($E23345=DataInput!$B23344,DataInput!K23344,NA())","v":{"$error":"#N/A"}},null,null,"  ",null,null,null,null,false,null,null,{"$error":"#N/A"},{"$error":"#N/A"},{"$error":"#N/A"},{"$error":"#N/A"},{"$error":"#N/A"},{"$error":"#N/A"},{"$error":"#N/A"},{"$error":"#N/A"},{"$error":"#N/A"},{"$error":"#N/A"}]
[null,{"$f":"IF(DataInput!B23376=$B$8,IF($B$9=$B$10,TRUE,IF(DataInput!E23376=$B$9,TRUE,FALSE)))","v":false},null,null,{"$f":"IF(B23377=TRUE,DataInput!B23376,NA())","v":{"$error":"#N/A"}},{"$f":"IF($E23377=DataInput!$B23376,DataInput!C23376,NA())","v":{"$error":"#N/A"}},{"$f":"IF($E23377=DataInput!$B23376,DataInput!D23376,NA())","v":{"$error":"#N/A"}},{"$f":"IF($E23377=DataInput!$B23376,DataInput!E23376,NA())","v":{"$error":"#N/A"}},{"$f":"IF($E23377=DataInput!$B23376,DataInput!F23376,NA())","v":{"$error":"#N/A"}},{"$f":"IF($E23377=DataInput!$B23376,DataInput!G23376,NA())","v":{"$error":"#N/A"}},{"$f":"IF($E23377=DataInput!$B23376,DataInput!H23376,NA())","v":{"$error":"#N/A"}},{"$f":"IF($E23377=DataInput!$B23376,DataInput!I23376,NA())","v":{"$error":"#N/A"}},{"$f":"IF($E23377=DataInput!$B23376,DataInput!J23376,NA())","v":{"$error":"#N/A"}},{"$f":"IF($E23377=DataInput!$B23376,DataInput!K23376,NA())","v":{"$error":"#N/A"}},null,null,"  ",null,null,null,null,false,null,null,{"$error":"#N/A"},{"$error":"#N/A"},{"$error":"#N/A"},{"$error":"#N/A"},{"$error":"#N/A"},{"$error":"#N/A"},{"$error":"#N/A"},{"$error":"#N/A"},{"$error":"#N/A"},{"$error":"#N/A"}]
[null,{"$f":"IF(DataInput!B23421=$B$8,IF($B$9=$B$10,TRUE,IF(DataInput!E23421=$B$9,TRUE,FALSE)))","v":false},null,null,{"$f":"IF(B23422=TRUE,DataInput!B23421,NA())","v":{"$error":"#N/A"}},{"$f":"IF($E23422=DataInput!$B23421,DataInput!C23421,NA())","v":{"$error":"#N/A"}},{"$f":"IF($E23422=DataInput!$B23421,DataInput!D23421,NA())","v":{"$error":"#N/A"}},{"$f":"IF($E23422=DataInput!$B23421,DataInput!E23421,NA())","v":{"$error":"#N/A"}},{"$f":"IF($E23422=DataInput!$B23421,DataInput!F23421,NA())","v":{"$error":"#N/A"}},{"$f":"IF($E23422=DataInput!$B23421,DataInput!G23421,NA())","v":{"$error":"#N/A"}},{"$f":"IF($E23422=DataInput!$B23421,DataInput!H23421,NA())","v":{"$error":"#N/A"}},{"$f":"IF($E23422=DataInput!$B23421,DataInput!I23421,NA())","v":{"$error":"#N/A"}},{"$f":"IF($E23422=DataInput!$B23421,DataInput!J23421,NA())","v":{"$error":"#N/A"}},{"$f":"IF($E23422=DataInput!$B23421,DataInput!K23421,NA())","v":{"$error":"#N/A"}},null,null,"  ",null,null,null,null,false,null,null,{"$error":"#N/A"},{"$error":"#N/A"},{"$error":"#N/A"},{"$error":"#N/A"},{"$error":"#N/A"},{"$error":"#N/A"},{"$error":"#N/A"},{"$error":"#N/A"},{"$error":"#N/A"},{"$error":"#N/A"}]
[null,{"$f":"IF(DataInput!B23452=$B$8,IF($B$9=$B$10,TRUE,IF(DataInput!E23452=$B$9,TRUE,FALSE)))","v":false},null,null,{"$f":"IF(B23453=TRUE,DataInput!B23452,NA())","v":{"$error":"#N/A"}},{"$f":"IF($E23453=DataInput!$B23452,DataInput!C23452,NA())","v":{"$error":"#N/A"}},{"$f":"IF($E23453=DataInput!$B23452,DataInput!D23452,NA())","v":{"$error":"#N/A"}},{"$f":"IF($E23453=DataInput!$B23452,DataInput!E23452,NA())","v":{"$error":"#N/A"}},{"$f":"IF($E23453=DataInput!$B23452,DataInput!F23452,NA())","v":{"$error":"#N/A"}},{"$f":"IF($E23453=DataInput!$B23452,DataInput!G23452,NA())","v":{"$error":"#N/A"}},{"$f":"IF($E23453=DataInput!$B23452,DataInput!H23452,NA())","v":{"$error":"#N/A"}},{"$f":"IF($E23453=DataInput!$B23452,DataInput!I23452,NA())","v":{"$error":"#N/A"}},{"$f":"IF($E23453=DataInput!$B23452,DataInput!J23452,NA())","v":{"$error":"#N/A"}},{"$f":"IF($E23453=DataInput!$B23452,DataInput!K23452,NA())","v":{"$error":"#N/A"}},null,null,"  ",null,null,null,null,false,null,null,{"$error":"#N/A"},{"$error":"#N/A"},{"$error":"#N/A"},{"$error":"#N/A"},{"$error":"#N/A"},{"$error":"#N/A"},{"$error":"#N/A"},{"$error":"#N/A"},{"$error":"#N/A"},{"$error":"#N/A"}]
[null,{"$f":"IF(DataInput!B23470=$B$8,IF($B$9=$B$10,TRUE,IF(DataInput!E23470=$B$9,TRUE,FALSE)))","v":false},null,null,{"$f":"IF(B23471=TRUE,DataInput!B23470,NA())","v":{"$error":"#N/A"}},{"$f":"IF($E23471=DataInput!$B23470,DataInput!C23470,NA())","v":{"$error":"#N/A"}},{"$f":"IF($E23471=DataInput!$B23470,DataInput!D23470,NA())","v":{"$error":"#N/A"}},{"$f":"IF($E23471=DataInput!$B23470,DataInput!E23470,NA())","v":{"$error":"#N/A"}},{"$f":"IF($E23471=DataInput!$B23470,DataInput!F23470,NA())","v":{"$error":"#N/A"}},{"$f":"IF($E23471=DataInput!$B23470,DataInput!G23470,NA())","v":{"$error":"#N/A"}},{"$f":"IF($E23471=DataInput!$B23470,DataInput!H23470,NA())","v":{"$error":"#N/A"}},{"$f":"IF($E23471=DataInput!$B23470,DataInput!I23470,NA())","v":{"$error":"#N/A"}},{"$f":"IF($E23471=DataInput!$B23470,DataInput!J23470,NA())","v":{"$error":"#N/A"}},{"$f":"IF($E23471=DataInput!$B23470,DataInput!K23470,NA())","v":{"$error":"#N/A"}},null,null,"  ",null,null,null,null,false,null,null,{"$error":"#N/A"},{"$error":"#N/A"},{"$error":"#N/A"},{"$error":"#N/A"},{"$error":"#N/A"},{"$error":"#N/A"},{"$error":"#N/A"},{"$error":"#N/A"},{"$error":"#N/A"},{"$error":"#N/A"}]
[null,{"$f":"IF(DataInput!B23499=$B$8,IF($B$9=$B$10,TRUE,IF(DataInput!E23499=$B$9,TRUE,FALSE)))","v":false},null,null,{"$f":"IF(B23500=TRUE,DataInput!B23499,NA())","v":{"$error":"#N/A"}},{"$f":"IF($E23500=DataInput!$B23499,DataInput!C23499,NA())","v":{"$error":"#N/A"}},{"$f":"IF($E23500=DataInput!$B23499,DataInput!D23499,NA())","v":{"$error":"#N/A"}},{"$f":"IF($E23500=DataInput!$B23499,DataInput!E23499,NA())","v":{"$error":"#N/A"}},{"$f":"IF($E23500=DataInput!$B23499,DataInput!F23499,NA())","v":{"$error":"#N/A"}},{"$f":"IF($E23500=DataInput!$B23499,DataInput!G23499,NA())","v":{"$error":"#N/A"}},{"$f":"IF($E23500=DataInput!$B23499,DataInput!H23499,NA())","v":{"$error":"#N/A"}},{"$f":"IF($E23500=DataInput!$B23499,DataInput!I23499,NA())","v":{"$error":"#N/A"}},{"$f":"IF($E23500=DataInput!$B23499,DataInput!J23499,NA())","v":{"$error":"#N/A"}},{"$f":"IF($E23500=DataInput!$B23499,DataInput!K23499,NA())","v":{"$error":"#N/A"}},null,null,"  ",null,null,null,null,{"$f":"IF(ISERROR(G23500),FALSE,IF($V$9=G23500,TRUE,FALSE))","v":false},null,null,{"$error":"#N/A"},{"$error":"#N/A"},{"$error":"#N/A"},{"$error":"#N/A"},{"$error":"#N/A"},{"$error":"#N/A"},{"$error":"#N/A"},{"$error":"#N/A"},{"$error":"#N/A"},{"$error":"#N/A"}]
[null,{"$f":"IF(DataInput!B23518=$B$8,IF($B$9=$B$10,TRUE,IF(DataInput!E23518=$B$9,TRUE,FALSE)))","v":false},null,null,{"$f":"IF(B23519=TRUE,DataInput!B23518,NA())","v":{"$error":"#N/A"}},{"$f":"IF($E23519=DataInput!$B23518,DataInput!C23518,NA())","v":{"$error":"#N/A"}},{"$f":"IF($E23519=DataInput!$B23518,DataInput!D23518,NA())","v":{"$error":"#N/A"}},{"$f":"IF($E23519=DataInput!$B23518,DataInput!E23518,NA())","v":{"$error":"#N/A"}},{"$f":"IF($E23519=DataInput!$B23518,DataInput!F23518,NA())","v":{"$error":"#N/A"}},{"$f":"IF($E23519=DataInput!$B23518,DataInput!G23518,NA())","v":{"$error":"#N/A"}},{"$f":"IF($E23519=DataInput!$B23518,DataInput!H23518,NA())","v":{"$error":"#N/A"}},{"$f":"IF($E23519=DataInput!$B23518,DataInput!I23518,NA())","v":{"$error":"#N/A"}},{"$f":"IF($E23519=DataInput!$B23518,DataInput!J23518,NA())","v":{"$error":"#N/A"}},{"$f":"IF($E23519=DataInput!$B23518,DataInput!K23518,NA())","v":{"$error":"#N/A"}},null,null,"  ",null,null,null,null,false,null,null,{"$error":"#N/A"},{"$error":"#N/A"},{"$error":"#N/A"},{"$error":"#N/A"},{"$error":"#N/A"},{"$error":"#N/A"},{"$error":"#N/A"},{"$error":"#N/A"},{"$error":"#N/A"},{"$error":"#N/A"}]
[null,{"$f":"IF(DataInput!B23549=$B$8,IF($B$9=$B$10,TRUE,IF(DataInput!E23549=$B$9,TRUE,FALSE)))","v":false},null,null,{"$f":"IF(B23550=TRUE,DataInput!B23549,NA())","v":{"$error":"#N/A"}},{"$f":"IF($E23550=DataInput!$B23549,DataInput!C23549,NA())","v":{"$error":"#N/A"}},{"$f":"IF($E23550=DataInput!$B23549,DataInput!D23549,NA())","v":{"$error":"#N/A"}},{"$f":"IF($E23550=DataInput!$B23549,DataInput!E23549,NA())","v":{"$error":"#N/A"}},{"$f":"IF($E23550=DataInput!$B23549,DataInput!F23549,NA())","v":{"$error":"#N/A"}},{"$f":"IF($E23550=DataInput!$B23549,DataInput!G23549,NA())","v":{"$error":"#N/A"}},{"$f":"IF($E23550=DataInput!$B23549,DataInput!H23549,NA())","v":{"$error":"#N/A"}},{"$f":"IF($E23550=DataInput!$B23549,DataInput!I23549,NA())","v":{"$error":"#N/A"}},{"$f":"IF($E23550=DataInput!$B23549,DataInput!J23549,NA())","v":{"$error":"#N/A"}},{"$f":"IF($E23550=DataInput!$B23549,DataInput!K23549,NA())","v":{"$error":"#N/A"}},null,null,"  ",null,null,null,null,false,null,null,{"$error":"#N/A"},{"$error":"#N/A"},{"$error":"#N/A"},{"$error":"#N/A"},{"$error":"#N/A"},{"$error":"#N/A"},{"$error":"#N/A"},{"$error":"#N/A"},{"$error":"#N/A"},{"$error":"#N/A"}]
[null,{"$f":"IF(DataInput!B23580=$B$8,IF($B$9=$B$10,TRUE,IF(DataInput!E23580=$B$9,TRUE,FALSE)))","v":false},null,null,{"$f":"IF(B23581=TRUE,DataInput!B23580,NA())","v":{"$error":"#N/A"}},{"$f":"IF($E23581=DataInput!$B23580,DataInput!C23580,NA())","v":{"$error":"#N/A"}},{"$f":"IF($E23581=DataInput!$B23580,DataInput!D23580,NA())","v":{"$error":"#N/A"}},{"$f":"IF($E23581=DataInput!$B23580,DataInput!E23580,NA())","v":{"$error":"#N/A"}},{"$f":"IF($E23581=DataInput!$B23580,DataInput!F23580,NA())","v":{"$error":"#N/A"}},{"$f":"IF($E23581=DataInput!$B23580,DataInput!G23580,NA())","v":{"$error":"#N/A"}},{"$f":"IF($E23581=DataInput!$B23580,DataInput!H23580,NA())","v":{"$error":"#N/A"}},{"$f":"IF($E23581=DataInput!$B23580,DataInput!I23580,NA())","v":{"$error":"#N/A"}},{"$f":"IF($E23581=DataInput!$B23580,DataInput!J23580,NA())","v":{"$error":"#N/A"}},{"$f":"IF($E23581=DataInput!$B23580,DataInput!K23580,NA())","v":{"$error":"#N/A"}},null,null,"  ",null,null,null,null,false,null,null,{"$error":"#N/A"},{"$error":"#N/A"},{"$error":"#N/A"},{"$error":"#N/A"},{"$error":"#N/A"},{"$error":"#N/A"},{"$error":"#N/A"},{"$error":"#N/A"},{"$error":"#N/A"},{"$error":"#N/A"}]
[null,{"$f":"IF(DataInput!B23626=$B$8,IF($B$9=$B$10,TRUE,IF(DataInput!E23626=$B$9,TRUE,FALSE)))","v":false},null,null,{"$f":"IF(B23627=TRUE,DataInput!B23626,NA())","v":{"$error":"#N/A"}},{"$f":"IF($E23627=DataInput!$B23626,DataInput!C23626,NA())","v":{"$error":"#N/A"}},{"$f":"IF($E23627=DataInput!$B23626,DataInput!D23626,NA())","v":{"$error":"#N/A"}},{"$f":"IF($E23627=DataInput!$B23626,DataInput!E23626,NA())","v":{"$error":"#N/A"}},{"$f":"IF($E23627=DataInput!$B23626,DataInput!F23626,NA())","v":{"$error":"#N/A"}},{"$f":"IF($E23627=DataInput!$B23626,DataInput!G23626,NA())","v":{"$error":"#N/A"}},{"$f":"IF($E23627=DataInput!$B23626,DataInput!H23626,NA())","v":{"$error":"#N/A"}},{"$f":"IF($E23627=DataInput!$B23626,DataInput!I23626,NA())","v":{"$error":"#N/A"}},{"$f":"IF($E23627=DataInput!$B23626,DataInput!J23626,NA())","v":{"$error":"#N/A"}},{"$f":"IF($E23627=DataInput!$B23626,DataInput!K23626,NA())","v":{"$error":"#N/A"}},null,null,"  ",null,null,null,null,false,null,null,{"$error":"#N/A"},{"$error":"#N/A"},{"$error":"#N/A"},{"$error":"#N/A"},{"$error":"#N/A"},{"$error":"#N/A"},{"$error":"#N/A"},{"$error":"#N/A"},{"$error":"#N/A"},{"$error":"#N/A"}]
[null,{"$f":"IF(DataInput!B23628=$B$8,IF($B$9=$B$10,TRUE,IF(DataInput!E23628=$B$9,TRUE,FALSE)))","v":false},null,null,{"$f":"IF(B23629=TRUE,DataInput!B23628,NA())","v":{"$error":"#N/A"}},{"$f":"IF($E23629=DataInput!$B23628,DataInput!C23628,NA())","v":{"$error":"#N/A"}},{"$f":"IF($E23629=DataInput!$B23628,DataInput!D23628,NA())","v":{"$error":"#N/A"}},{"$f":"IF($E23629=DataInput!$B23628,DataInput!E23628,NA())","v":{"$error":"#N/A"}},{"$f":"IF($E23629=DataInput!$B23628,DataInput!F23628,NA())","v":{"$error":"#N/A"}},{"$f":"IF($E23629=DataInput!$B23628,DataInput!G23628,NA())","v":{"$error":"#N/A"}},{"$f":"IF($E23629=DataInput!$B23628,DataInput!H23628,NA())","v":{"$error":"#N/A"}},{"$f":"IF($E23629=DataInput!$B23628,DataInput!I23628,NA())","v":{"$error":"#N/A"}},{"$f":"IF($E23629=DataInput!$B23628,DataInput!J23628,NA())","v":{"$error":"#N/A"}},{"$f":"IF($E23629=DataInput!$B23628,DataInput!K23628,NA())","v":{"$error":"#N/A"}},null,null,"  ",null,null,null,null,false,null,null,{"$error":"#N/A"},{"$error":"#N/A"},{"$error":"#N/A"},{"$error":"#N/A"},{"$error":"#N/A"},{"$error":"#N/A"},{"$error":"#N/A"},{"$error":"#N/A"},{"$error":"#N/A"},{"$error":"#N/A"}]
[null,{"$f":"IF(DataInput!B23659=$B$8,IF($B$9=$B$10,TRUE,IF(DataInput!E23659=$B$9,TRUE,FALSE)))","v":false},null,null,{"$f":"IF(B23660=TRUE,DataInput!B23659,NA())","v":{"$error":"#N/A"}},{"$f":"IF($E23660=DataInput!$B23659,DataInput!C23659,NA())","v":{"$error":"#N/A"}},{"$f":"IF($E23660=DataInput!$B23659,DataInput!D23659,NA())","v":{"$error":"#N/A"}},{"$f":"IF($E23660=DataInput!$B23659,DataInput!E23659,NA())","v":{"$error":"#N/A"}},{"$f":"IF($E23660=DataInput!$B23659,DataInput!F23659,NA())","v":{"$error":"#N/A"}},{"$f":"IF($E23660=DataInput!$B23659,DataInput!G23659,NA())","v":{"$error":"#N/A"}},{"$f":"IF($E23660=DataInput!$B23659,DataInput!H23659,NA())","v":{"$error":"#N/A"}},{"$f":"IF($E23660=DataInput!$B23659,DataInput!I23659,NA())","v":{"$error":"#N/A"}},{"$f":"IF($E23660=DataInput!$B23659,DataInput!J23659,NA())","v":{"$error":"#N/A"}},{"$f":"IF($E23660=DataInput!$B23659,DataInput!K23659,NA())","v":{"$error":"#N/A"}},null,null,"  ",null,null,null,null,false,null,null,{"$error":"#N/A"},{"$error":"#N/A"},{"$error":"#N/A"},{"$error":"#N/A"},{"$error":"#N/A"},{"$error":"#N/A"},{"$error":"#N/A"},{"$error":"#N/A"},{"$error":"#N/A"},{"$error":"#N/A"}]
[null,{"$f":"IF(DataInput!B23706=$B$8,IF($B$9=$B$10,TRUE,IF(DataInput!E23706=$B$9,TRUE,FALSE)))","v":false},null,null,{"$f":"IF(B23707=TRUE,DataInput!B23706,NA())","v":{"$error":"#N/A"}},{"$f":"IF($E23707=DataInput!$B23706,DataInput!C23706,NA())","v":{"$error":"#N/A"}},{"$f":"IF($E23707=DataInput!$B23706,DataInput!D23706,NA())","v":{"$error":"#N/A"}},{"$f":"IF($E23707=DataInput!$B23706,DataInput!E23706,NA())","v":{"$error":"#N/A"}},{"$f":"IF($E23707=DataInput!$B23706,DataInput!F23706,NA())","v":{"$error":"#N/A"}},{"$f":"IF($E23707=DataInput!$B23706,DataInput!G23706,NA())","v":{"$error":"#N/A"}},{"$f":"IF($E23707=DataInput!$B23706,DataInput!H23706,NA())","v":{"$error":"#N/A"}},{"$f":"IF($E23707=DataInput!$B23706,DataInput!I23706,NA())","v":{"$error":"#N/A"}},{"$f":"IF($E23707=DataInput!$B23706,DataInput!J23706,NA())","v":{"$error":"#N/A"}},{"$f":"IF($E23707=DataInput!$B23706,DataInput!K23706,NA())","v":{"$error":"#N/A"}},null,null,"  ",null,null,null,null,false,null,null,{"$error":"#N/A"},{"$error":"#N/A"},{"$error":"#N/A"},{"$error":"#N/A"},{"$error":"#N/A"},{"$error":"#N/A"},{"$error":"#N/A"},{"$error":"#N/A"},{"$error":"#N/A"},{"$error":"#N/A"}]
[null,{"$f":"IF(DataInput!B23721=$B$8,IF($B$9=$B$10,TRUE,IF(DataInput!E23721=$B$9,TRUE,FALSE)))","v":false},null,null,{"$f":"IF(B23722=TRUE,DataInput!B23721,NA())","v":{"$error":"#N/A"}},{"$f":"IF($E23722=DataInput!$B23721,DataInput!C23721,NA())","v":{"$error":"#N/A"}},{"$f":"IF($E23722=DataInput!$B23721,DataInput!D23721,NA())","v":{"$error":"#N/A"}},{"$f":"IF($E23722=DataInput!$B23721,DataInput!E23721,NA())","v":{"$error":"#N/A"}},{"$f":"IF($E23722=DataInput!$B23721,DataInput!F23721,NA())","v":{"$error":"#N/A"}},{"$f":"IF($E23722=DataInput!$B23721,DataInput!G23721,NA())","v":{"$error":"#N/A"}},{"$f":"IF($E23722=DataInput!$B23721,DataInput!H23721,NA())","v":{"$error":"#N/A"}},{"$f":"IF($E23722=DataInput!$B23721,DataInput!I23721,NA())","v":{"$error":"#N/A"}},{"$f":"IF($E23722=DataInput!$B23721,DataInput!J23721,NA())","v":{"$error":"#N/A"}},{"$f":"IF($E23722=DataInput!$B23721,DataInput!K23721,NA())","v":{"$error":"#N/A"}},null,null,"  ",null,null,null,null,false,null,null,{"$error":"#N/A"},{"$error":"#N/A"},{"$error":"#N/A"},{"$error":"#N/A"},{"$error":"#N/A"},{"$error":"#N/A"},{"$error":"#N/A"},{"$error":"#N/A"},{"$error":"#N/A"},{"$error":"#N/A"}]
[null,{"$f":"IF(DataInput!B23754=$B$8,IF($B$9=$B$10,TRUE,IF(DataInput!E23754=$B$9,TRUE,FALSE)))","v":false},null,null,{"$f":"IF(B23755=TRUE,DataInput!B23754,NA())","v":{"$error":"#N/A"}},{"$f":"IF($E23755=DataInput!$B23754,DataInput!C23754,NA())","v":{"$error":"#N/A"}},{"$f":"IF($E23755=DataInput!$B23754,DataInput!D23754,NA())","v":{"$error":"#N/A"}},{"$f":"IF($E23755=DataInput!$B23754,DataInput!E23754,NA())","v":{"$error":"#N/A"}},{"$f":"IF($E23755=DataInput!$B23754,DataInput!F23754,NA())","v":{"$error":"#N/A"}},{"$f":"IF($E23755=DataInput!$B23754,DataInput!G23754,NA())","v":{"$error":"#N/A"}},{"$f":"IF($E23755=DataInput!$B23754,DataInput!H23754,NA())","v":{"$error":"#N/A"}},{"$f":"IF($E23755=DataInput!$B23754,DataInput!I23754,NA())","v":{"$error":"#N/A"}},{"$f":"IF($E23755=DataInput!$B23754,DataInput!J23754,NA())","v":{"$error":"#N/A"}},{"$f":"IF($E23755=DataInput!$B23754,DataInput!K23754,NA())","v":{"$error":"#N/A"}},null,null,"  ",null,null,null,null,false,null,null,{"$error":"#N/A"},{"$error":"#N/A"},{"$error":"#N/A"},{"$error":"#N/A"},{"$error":"#N/A"},{"$error":"#N/A"},{"$error":"#N/A"},{"$error":"#N/A"},{"$error":"#N/A"},{"$error":"#N/A"}]
[null,{"$f":"IF(DataInput!B23785=$B$8,IF($B$9=$B$10,TRUE,IF(DataInput!E23785=$B$9,TRUE,FALSE)))","v":false},null,null,{"$f":"IF(B23786=TRUE,DataInput!B23785,NA())","v":{"$error":"#N/A"}},{"$f":"IF($E23786=DataInput!$B23785,DataInput!C23785,NA())","v":{"$error":"#N/A"}},{"$f":"IF($E23786=DataInput!$B23785,DataInput!D23785,NA())","v":{"$error":"#N/A"}},{"$f":"IF($E23786=DataInput!$B23785,DataInput!E23785,NA())","v":{"$error":"#N/A"}},{"$f":"IF($E23786=DataInput!$B23785,DataInput!F23785,NA())","v":{"$error":"#N/A"}},{"$f":"IF($E23786=DataInput!$B23785,DataInput!G23785,NA())","v":{"$error":"#N/A"}},{"$f":"IF($E23786=DataInput!$B23785,DataInput!H23785,NA())","v":{"$error":"#N/A"}},{"$f":"IF($E23786=DataInput!$B23785,DataInput!I23785,NA())","v":{"$error":"#N/A"}},{"$f":"IF($E23786=DataInput!$B23785,DataInput!J23785,NA())","v":{"$error":"#N/A"}},{"$f":"IF($E23786=DataInput!$B23785,DataInput!K23785,NA())","v":{"$error":"#N/A"}},null,null,"  ",null,null,null,null,false,null,null,{"$error":"#N/A"},{"$error":"#N/A"},{"$error":"#N/A"},{"$error":"#N/A"},{"$error":"#N/A"},{"$error":"#N/A"},{"$error":"#N/A"},{"$error":"#N/A"},{"$error":"#N/A"},{"$error":"#N/A"}]
[null,{"$f":"IF(DataInput!B23816=$B$8,IF($B$9=$B$10,TRUE,IF(DataInput!E23816=$B$9,TRUE,FALSE)))","v":false},null,null,{"$f":"IF(B23817=TRUE,DataInput!B23816,NA())","v":{"$error":"#N/A"}},{"$f":"IF($E23817=DataInput!$B23816,DataInput!C23816,NA())","v":{"$error":"#N/A"}},{"$f":"IF($E23817=DataInput!$B23816,DataInput!D23816,NA())","v":{"$error":"#N/A"}},{"$f":"IF($E23817=DataInput!$B23816,DataInput!E23816,NA())","v":{"$error":"#N/A"}},{"$f":"IF($E23817=DataInput!$B23816,DataInput!F23816,NA())","v":{"$error":"#N/A"}},{"$f":"IF($E23817=DataInput!$B23816,DataInput!G23816,NA())","v":{"$error":"#N/A"}},{"$f":"IF($E23817=DataInput!$B23816,DataInput!H23816,NA())","v":{"$error":"#N/A"}},{"$f":"IF($E23817=DataInput!$B23816,DataInput!I23816,NA())","v":{"$error":"#N/A"}},{"$f":"IF($E23817=DataInput!$B23816,DataInput!J23816,NA())","v":{"$error":"#N/A"}},{"$f":"IF($E23817=DataInput!$B23816,DataInput!K23816,NA())","v":{"$error":"#N/A"}},null,null,"  ",null,null,null,null,false,null,null,{"$error":"#N/A"},{"$error":"#N/A"},{"$error":"#N/A"},{"$error":"#N/A"},{"$error":"#N/A"},{"$error":"#N/A"},{"$error":"#N/A"},{"$error":"#N/A"},{"$error":"#N/A"},{"$error":"#N/A"}]
[null,{"$f":"IF(DataInput!B23848=$B$8,IF($B$9=$B$10,TRUE,IF(DataInput!E23848=$B$9,TRUE,FALSE)))","v":false},null,null,{"$f":"IF(B23849=TRUE,DataInput!B23848,NA())","v":{"$error":"#N/A"}},{"$f":"IF($E23849=DataInput!$B23848,DataInput!C23848,NA())","v":{"$error":"#N/A"}},{"$f":"IF($E23849=DataInput!$B23848,DataInput!D23848,NA())","v":{"$error":"#N/A"}},{"$f":"IF($E23849=DataInput!$B23848,DataInput!E23848,NA())","v":{"$error":"#N/A"}},{"$f":"IF($E23849=DataInput!$B23848,DataInput!F23848,NA())","v":{"$error":"#N/A"}},{"$f":"IF($E23849=DataInput!$B23848,DataInput!G23848,NA())","v":{"$error":"#N/A"}},{"$f":"IF($E23849=DataInput!$B23848,DataInput!H23848,NA())","v":{"$error":"#N/A"}},{"$f":"IF($E23849=DataInput!$B23848,DataInput!I23848,NA())","v":{"$error":"#N/A"}},{"$f":"IF($E23849=DataInput!$B23848,DataInput!J23848,NA())","v":{"$error":"#N/A"}},{"$f":"IF($E23849=DataInput!$B23848,DataInput!K23848,NA())","v":{"$error":"#N/A"}},null,null,{"$f":"IF(OR(ISERROR(E23849),ISERROR(G23849)),\"  \",E23849&\" \"&G23849)","v":"  "},null,null,null,null,false,null,null,{"$error":"#N/A"},{"$error":"#N/A"},{"$error":"#N/A"},{"$error":"#N/A"},{"$error":"#N/A"},{"$error":"#N/A"},{"$error":"#N/A"},{"$error":"#N/A"},{"$error":"#N/A"},{"$error":"#N/A"}]
[null,{"$f":"IF(DataInput!B23864=$B$8,IF($B$9=$B$10,TRUE,IF(DataInput!E23864=$B$9,TRUE,FALSE)))","v":false},null,null,{"$f":"IF(B23865=TRUE,DataInput!B23864,NA())","v":{"$error":"#N/A"}},{"$f":"IF($E23865=DataInput!$B23864,DataInput!C23864,NA())","v":{"$error":"#N/A"}},{"$f":"IF($E23865=DataInput!$B23864,DataInput!D23864,NA())","v":{"$error":"#N/A"}},{"$f":"IF($E23865=DataInput!$B23864,DataInput!E23864,NA())","v":{"$error":"#N/A"}},{"$f":"IF($E23865=DataInput!$B23864,DataInput!F23864,NA())","v":{"$error":"#N/A"}},{"$f":"IF($E23865=DataInput!$B23864,DataInput!G23864,NA())","v":{"$error":"#N/A"}},{"$f":"IF($E23865=DataInput!$B23864,DataInput!H23864,NA())","v":{"$error":"#N/A"}},{"$f":"IF($E23865=DataInput!$B23864,DataInput!I23864,NA())","v":{"$error":"#N/A"}},{"$f":"IF($E23865=DataInput!$B23864,DataInput!J23864,NA())","v":{"$error":"#N/A"}},{"$f":"IF($E23865=DataInput!$B23864,DataInput!K23864,NA())","v":{"$error":"#N/A"}},null,null,"  ",null,null,null,null,false,null,null,{"$error":"#N/A"},{"$error":"#N/A"},{"$error":"#N/A"},{"$error":"#N/A"},{"$error":"#N/A"},{"$error":"#N/A"},{"$error":"#N/A"},{"$error":"#N/A"},{"$error":"#N/A"},{"$error":"#N/A"}]
[null,{"$f":"IF(DataInput!B23911=$B$8,IF($B$9=$B$10,TRUE,IF(DataInput!E23911=$B$9,TRUE,FALSE)))","v":false},null,null,{"$f":"IF(B23912=TRUE,DataInput!B23911,NA())","v":{"$error":"#N/A"}},{"$f":"IF($E23912=DataInput!$B23911,DataInput!C23911,NA())","v":{"$error":"#N/A"}},{"$f":"IF($E23912=DataInput!$B23911,DataInput!D23911,NA())","v":{"$error":"#N/A"}},{"$f":"IF($E23912=DataInput!$B23911,DataInput!E23911,NA())","v":{"$error":"#N/A"}},{"$f":"IF($E23912=DataInput!$B23911,DataInput!F23911,NA())","v":{"$error":"#N/A"}},{"$f":"IF($E23912=DataInput!$B23911,DataInput!G23911,NA())","v":{"$error":"#N/A"}},{"$f":"IF($E23912=DataInput!$B23911,DataInput!H23911,NA())","v":{"$error":"#N/A"}},{"$f":"IF($E23912=DataInput!$B23911,DataInput!I23911,NA())","v":{"$error":"#N/A"}},{"$f":"IF($E23912=DataInput!$B23911,DataInput!J23911,NA())","v":{"$error":"#N/A"}},{"$f":"IF($E23912=DataInput!$B23911,DataInput!K23911,NA())","v":{"$error":"#N/A"}},null,null,"  ",null,null,null,null,false,null,null,{"$error":"#N/A"},{"$error":"#N/A"},{"$error":"#N/A"},{"$error":"#N/A"},{"$error":"#N/A"},{"$error":"#N/A"},{"$error":"#N/A"},{"$error":"#N/A"},{"$error":"#N/A"},{"$error":"#N/A"}]
[null,{"$f":"IF(DataInput!B23942=$B$8,IF($B$9=$B$10,TRUE,IF(DataInput!E23942=$B$9,TRUE,FALSE)))","v":false},null,null,{"$f":"IF(B23943=TRUE,DataInput!B23942,NA())","v":{"$error":"#N/A"}},{"$f":"IF($E23943=DataInput!$B23942,DataInput!C23942,NA())","v":{"$error":"#N/A"}},{"$f":"IF($E23943=DataInput!$B23942,DataInput!D23942,NA())","v":{"$error":"#N/A"}},{"$f":"IF($E23943=DataInput!$B23942,DataInput!E23942,NA())","v":{"$error":"#N/A"}},{"$f":"IF($E23943=DataInput!$B23942,DataInput!F23942,NA())","v":{"$error":"#N/A"}},{"$f":"IF($E23943=DataInput!$B23942,DataInput!G23942,NA())","v":{"$error":"#N/A"}},{"$f":"IF($E23943=DataInput!$B23942,DataInput!H23942,NA())","v":{"$error":"#N/A"}},{"$f":"IF($E23943=DataInput!$B23942,DataInput!I23942,NA())","v":{"$error":"#N/A"}},{"$f":"IF($E23943=DataInput!$B23942,DataInput!J23942,NA())","v":{"$error":"#N/A"}},{"$f":"IF($E23943=DataInput!$B23942,DataInput!K23942,NA())","v":{"$error":"#N/A"}},null,null,"  ",null,null,null,null,false,null,null,{"$error":"#N/A"},{"$error":"#N/A"},{"$error":"#N/A"},{"$error":"#N/A"},{"$error":"#N/A"},{"$error":"#N/A"},{"$error":"#N/A"},{"$error":"#N/A"},{"$error":"#N/A"},{"$error":"#N/A"}]
[null,{"$f":"IF(DataInput!B23971=$B$8,IF($B$9=$B$10,TRUE,IF(DataInput!E23971=$B$9,TRUE,FALSE)))","v":false},null,null,{"$f":"IF(B23972=TRUE,DataInput!B23971,NA())","v":{"$error":"#N/A"}},{"$f":"IF($E23972=DataInput!$B23971,DataInput!C23971,NA())","v":{"$error":"#N/A"}},{"$f":"IF($E23972=DataInput!$B23971,DataInput!D23971,NA())","v":{"$error":"#N/A"}},{"$f":"IF($E23972=DataInput!$B23971,DataInput!E23971,NA())","v":{"$error":"#N/A"}},{"$f":"IF($E23972=DataInput!$B23971,DataInput!F23971,NA())","v":{"$error":"#N/A"}},{"$f":"IF($E23972=DataInput!$B23971,DataInput!G23971,NA())","v":{"$error":"#N/A"}},{"$f":"IF($E23972=DataInput!$B23971,DataInput!H23971,NA())","v":{"$error":"#N/A"}},{"$f":"IF($E23972=DataInput!$B23971,DataInput!I23971,NA())","v":{"$error":"#N/A"}},{"$f":"IF($E23972=DataInput!$B23971,DataInput!J23971,NA())","v":{"$error":"#N/A"}},{"$f":"IF($E23972=DataInput!$B23971,DataInput!K23971,NA())","v":{"$error":"#N/A"}},null,null,"  ",null,null,null,null,false,null,null,{"$error":"#N/A"},{"$error":"#N/A"},{"$error":"#N/A"},{"$error":"#N/A"},{"$error":"#N/A"},{"$error":"#N/A"},{"$error":"#N/A"},{"$error":"#N/A"},{"$error":"#N/A"},{"$error":"#N/A"}]
[null,{"$f":"IF(DataInput!B23990=$B$8,IF($B$9=$B$10,TRUE,IF(DataInput!E23990=$B$9,TRUE,FALSE)))","v":false},null,null,{"$f":"IF(B23991=TRUE,DataInput!B23990,NA())","v":{"$error":"#N/A"}},{"$f":"IF($E23991=DataInput!$B23990,DataInput!C23990,NA())","v":{"$error":"#N/A"}},{"$f":"IF($E23991=DataInput!$B23990,DataInput!D23990,NA())","v":{"$error":"#N/A"}},{"$f":"IF($E23991=DataInput!$B23990,DataInput!E23990,NA())","v":{"$error":"#N/A"}},{"$f":"IF($E23991=DataInput!$B23990,DataInput!F23990,NA())","v":{"$error":"#N/A"}},{"$f":"IF($E23991=DataInput!$B23990,DataInput!G23990,NA())","v":{"$error":"#N/A"}},{"$f":"IF($E23991=DataInput!$B23990,DataInput!H23990,NA())","v":{"$error":"#N/A"}},{"$f":"IF($E23991=DataInput!$B23990,DataInput!I23990,NA())","v":{"$error":"#N/A"}},{"$f":"IF($E23991=DataInput!$B23990,DataInput!J23990,NA())","v":{"$error":"#N/A"}},{"$f":"IF($E23991=DataInput!$B23990,DataInput!K23990,NA())","v":{"$error":"#N/A"}},null,null,"  ",null,null,null,null,false,null,null,{"$error":"#N/A"},{"$error":"#N/A"},{"$error":"#N/A"},{"$error":"#N/A"},{"$error":"#N/A"},{"$error":"#N/A"},{"$error":"#N/A"},{"$error":"#N/A"},{"$error":"#N/A"},{"$error":"#N/A"}]
[null,{"$f":"IF(DataInput!B24021=$B$8,IF($B$9=$B$10,TRUE,IF(DataInput!E24021=$B$9,TRUE,FALSE)))","v":false},null,null,{"$f":"IF(B24022=TRUE,DataInput!B24021,NA())","v":{"$error":"#N/A"}},{"$f":"IF($E24022=DataInput!$B24021,DataInput!C24021,NA())","v":{"$error":"#N/A"}},{"$f":"IF($E24022=DataInput!$B24021,DataInput!D24021,NA())","v":{"$error":"#N/A"}},{"$f":"IF($E24022=DataInput!$B24021,DataInput!E24021,NA())","v":{"$error":"#N/A"}},{"$f":"IF($E24022=DataInput!$B24021,DataInput!F24021,NA())","v":{"$error":"#N/A"}},{"$f":"IF($E24022=DataInput!$B24021,DataInput!G24021,NA())","v":{"$error":"#N/A"}},{"$f":"IF($E24022=DataInput!$B24021,DataInput!H24021,NA())","v":{"$error":"#N/A"}},{"$f":"IF($E24022=DataInput!$B24021,DataInput!I24021,NA())","v":{"$error":"#N/A"}},{"$f":"IF($E24022=DataInput!$B24021,DataInput!J24021,NA())","v":{"$error":"#N/A"}},{"$f":"IF($E24022=DataInput!$B24021,DataInput!K24021,NA())","v":{"$error":"#N/A"}},null,null,"  ",null,null,null,null,false,null,null,{"$error":"#N/A"},{"$error":"#N/A"},{"$error":"#N/A"},{"$error":"#N/A"},{"$error":"#N/A"},{"$error":"#N/A"},{"$error":"#N/A"},{"$error":"#N/A"},{"$error":"#N/A"},{"$error":"#N/A"}]
[null,{"$f":"IF(DataInput!B24052=$B$8,IF($B$9=$B$10,TRUE,IF(DataInput!E24052=$B$9,TRUE,FALSE)))","v":false},null,null,{"$f":"IF(B24053=TRUE,DataInput!B24052,NA())","v":{"$error":"#N/A"}},{"$f":"IF($E24053=DataInput!$B24052,DataInput!C24052,NA())","v":{"$error":"#N/A"}},{"$f":"IF($E24053=DataInput!$B24052,DataInput!D24052,NA())","v":{"$error":"#N/A"}},{"$f":"IF($E24053=DataInput!$B24052,DataInput!E24052,NA())","v":{"$error":"#N/A"}},{"$f":"IF($E24053=DataInput!$B24052,DataInput!F24052,NA())","v":{"$error":"#N/A"}},{"$f":"IF($E24053=DataInput!$B24052,DataInput!G24052,NA())","v":{"$error":"#N/A"}},{"$f":"IF($E24053=DataInput!$B24052,DataInput!H24052,NA())","v":{"$error":"#N/A"}},{"$f":"IF($E24053=DataInput!$B24052,DataInput!I24052,NA())","v":{"$error":"#N/A"}},{"$f":"IF($E24053=DataInput!$B24052,DataInput!J24052,NA())","v":{"$error":"#N/A"}},{"$f":"IF($E24053=DataInput!$B24052,DataInput!K24052,NA())","v":{"$error":"#N/A"}},null,null,"  ",null,null,null,null,false,null,null,{"$f":"IF($V24053=TRUE,E24053,NA())","v":{"$error":"#N/A"}},{"$f":"IF($V24053=TRUE,F24053,NA())","v":{"$error":"#N/A"}},{"$f":"IF($V24053=TRUE,G24053,NA())","v":{"$error":"#N/A"}},{"$f":"IF($V24053=TRUE,H24053,NA())","v":{"$error":"#N/A"}},{"$f":"IF($V24053=TRUE,I24053,NA())","v":{"$error":"#N/A"}},{"$f":"IF($V24053=TRUE,J24053,NA())","v":{"$error":"#N/A"}},{"$f":"IF($V24053=TRUE,K24053,NA())","v":{"$error":"#N/A"}},{"$f":"IF($V24053=TRUE,L24053,NA())","v":{"$error":"#N/A"}},{"$f":"IF($V24053=TRUE,M24053,NA())","v":{"$error":"#N/A"}},{"$f":"IF($V24053=TRUE,N24053,NA())","v":{"$error":"#N/A"}}]
[null,{"$f":"IF(DataInput!B24070=$B$8,IF($B$9=$B$10,TRUE,IF(DataInput!E24070=$B$9,TRUE,FALSE)))","v":false},null,null,{"$f":"IF(B24071=TRUE,DataInput!B24070,NA())","v":{"$error":"#N/A"}},{"$f":"IF($E24071=DataInput!$B24070,DataInput!C24070,NA())","v":{"$error":"#N/A"}},{"$f":"IF($E24071=DataInput!$B24070,DataInput!D24070,NA())","v":{"$error":"#N/A"}},{"$f":"IF($E24071=DataInput!$B24070,DataInput!E24070,NA())","v":{"$error":"#N/A"}},{"$f":"IF($E24071=DataInput!$B24070,DataInput!F24070,NA())","v":{"$error":"#N/A"}},{"$f":"IF($E24071=DataInput!$B24070,DataInput!G24070,NA())","v":{"$error":"#N/A"}},{"$f":"IF($E24071=DataInput!$B24070,DataInput!H24070,NA())","v":{"$error":"#N/A"}},{"$f":"IF($E24071=DataInput!$B24070,DataInput!I24070,NA())","v":{"$error":"#N/A"}},{"$f":"IF($E24071=DataInput!$B24070,DataInput!J24070,NA())","v":{"$error":"#N/A"}},{"$f":"IF($E24071=DataInput!$B24070,DataInput!K24070,NA())","v":{"$error":"#N/A"}},null,null,"  ",null,null,null,null,false,null,null,{"$error":"#N/A"},{"$error":"#N/A"},{"$error":"#N/A"},{"$error":"#N/A"},{"$error":"#N/A"},{"$error":"#N/A"},{"$error":"#N/A"},{"$error":"#N/A"},{"$error":"#N/A"},{"$error":"#N/A"}]
[null,{"$f":"IF(DataInput!B24100=$B$8,IF($B$9=$B$10,TRUE,IF(DataInput!E24100=$B$9,TRUE,FALSE)))","v":false},null,null,{"$f":"IF(B24101=TRUE,DataInput!B24100,NA())","v":{"$error":"#N/A"}},{"$f":"IF($E24101=DataInput!$B24100,DataInput!C24100,NA())","v":{"$error":"#N/A"}},{"$f":"IF($E24101=DataInput!$B24100,DataInput!D24100,NA())","v":{"$error":"#N/A"}},{"$f":"IF($E24101=DataInput!$B24100,DataInput!E24100,NA())","v":{"$error":"#N/A"}},{"$f":"IF($E24101=DataInput!$B24100,DataInput!F24100,NA())","v":{"$error":"#N/A"}},{"$f":"IF($E24101=DataInput!$B24100,DataInput!G24100,NA())","v":{"$error":"#N/A"}},{"$f":"IF($E24101=DataInput!$B24100,DataInput!H24100,NA())","v":{"$error":"#N/A"}},{"$f":"IF($E24101=DataInput!$B24100,DataInput!I24100,NA())","v":{"$error":"#N/A"}},{"$f":"IF($E24101=DataInput!$B24100,DataInput!J24100,NA())","v":{"$error":"#N/A"}},{"$f":"IF($E24101=DataInput!$B24100,DataInput!K24100,NA())","v":{"$error":"#N/A"}},null,null,"  ",null,null,null,null,false,null,null,{"$error":"#N/A"},{"$error":"#N/A"},{"$error":"#N/A"},{"$error":"#N/A"},{"$error":"#N/A"},{"$error":"#N/A"},{"$error":"#N/A"},{"$error":"#N/A"},{"$error":"#N/A"},{"$error":"#N/A"}]
[null,{"$f":"IF(DataInput!B24118=$B$8,IF($B$9=$B$10,TRUE,IF(DataInput!E24118=$B$9,TRUE,FALSE)))","v":false},null,null,{"$f":"IF(B24119=TRUE,DataInput!B24118,NA())","v":{"$error":"#N/A"}},{"$f":"IF($E24119=DataInput!$B24118,DataInput!C24118,NA())","v":{"$error":"#N/A"}},{"$f":"IF($E24119=DataInput!$B24118,DataInput!D24118,NA())","v":{"$error":"#N/A"}},{"$f":"IF($E24119=DataInput!$B24118,DataInput!E24118,NA())","v":{"$error":"#N/A"}},{"$f":"IF($E24119=DataInput!$B24118,DataInput!F24118,NA())","v":{"$error":"#N/A"}},{"$f":"IF($E24119=DataInput!$B24118,DataInput!G24118,NA())","v":{"$error":"#N/A"}},{"$f":"IF($E24119=DataInput!$B24118,DataInput!H24118,NA())","v":{"$error":"#N/A"}},{"$f":"IF($E24119=DataInput!$B24118,DataInput!I24118,NA())","v":{"$error":"#N/A"}},{"$f":"IF($E24119=DataInput!$B24118,DataInput!J24118,NA())","v":{"$error":"#N/A"}},{"$f":"IF($E24119=DataInput!$B24118,DataInput!K24118,NA())","v":{"$error":"#N/A"}},null,null,"  ",null,null,null,null,false,null,null,{"$error":"#N/A"},{"$error":"#N/A"},{"$error":"#N/A"},{"$error":"#N/A"},{"$error":"#N/A"},{"$error":"#N/A"},{"$error":"#N/A"},{"$error":"#N/A"},{"$error":"#N/A"},{"$error":"#N/A"}]
[null,{"$f":"IF(DataInput!B24149=$B$8,IF($B$9=$B$10,TRUE,IF(DataInput!E24149=$B$9,TRUE,FALSE)))","v":false},null,null,{"$f":"IF(B24150=TRUE,DataInput!B24149,NA())","v":{"$error":"#N/A"}},{"$f":"IF($E24150=DataInput!$B24149,DataInput!C24149,NA())","v":{"$error":"#N/A"}},{"$f":"IF($E24150=DataInput!$B24149,DataInput!D24149,NA())","v":{"$error":"#N/A"}},{"$f":"IF($E24150=DataInput!$B24149,DataInput!E24149,NA())","v":{"$error":"#N/A"}},{"$f":"IF($E24150=DataInput!$B24149,DataInput!F24149,NA())","v":{"$error":"#N/A"}},{"$f":"IF($E24150=DataInput!$B24149,DataInput!G24149,NA())","v":{"$error":"#N/A"}},{"$f":"IF($E24150=DataInput!$B24149,DataInput!H24149,NA())","v":{"$error":"#N/A"}},{"$f":"IF($E24150=DataInput!$B24149,DataInput!I24149,NA())","v":{"$error":"#N/A"}},{"$f":"IF($E24150=DataInput!$B24149,DataInput!J24149,NA())","v":{"$error":"#N/A"}},{"$f":"IF($E24150=DataInput!$B24149,DataInput!K24149,NA())","v":{"$error":"#N/A"}},null,null,"  ",null,null,null,null,false,null,null,{"$error":"#N/A"},{"$error":"#N/A"},{"$error":"#N/A"},{"$error":"#N/A"},{"$error":"#N/A"},{"$error":"#N/A"},{"$error":"#N/A"},{"$error":"#N/A"},{"$error":"#N/A"},{"$error":"#N/A"}]
[null,{"$f":"IF(DataInput!B24193=$B$8,IF($B$9=$B$10,TRUE,IF(DataInput!E24193=$B$9,TRUE,FALSE)))","v":false},null,null,{"$f":"IF(B24194=TRUE,DataInput!B24193,NA())","v":{"$error":"#N/A"}},{"$f":"IF($E24194=DataInput!$B24193,DataInput!C24193,NA())","v":{"$error":"#N/A"}},{"$f":"IF($E24194=DataInput!$B24193,DataInput!D24193,NA())","v":{"$error":"#N/A"}},{"$f":"IF($E24194=DataInput!$B24193,DataInput!E24193,NA())","v":{"$error":"#N/A"}},{"$f":"IF($E24194=DataInput!$B24193,DataInput!F24193,NA())","v":{"$error":"#N/A"}},{"$f":"IF($E24194=DataInput!$B24193,DataInput!G24193,NA())","v":{"$error":"#N/A"}},{"$f":"IF($E24194=DataInput!$B24193,DataInput!H24193,NA())","v":{"$error":"#N/A"}},{"$f":"IF($E24194=DataInput!$B24193,DataInput!I24193,NA())","v":{"$error":"#N/A"}},{"$f":"IF($E24194=DataInput!$B24193,DataInput!J24193,NA())","v":{"$error":"#N/A"}},{"$f":"IF($E24194=DataInput!$B24193,DataInput!K24193,NA())","v":{"$error":"#N/A"}},null,null,"  ",null,null,null,null,false,null,null,{"$error":"#N/A"},{"$error":"#N/A"},{"$error":"#N/A"},{"$error":"#N/A"},{"$error":"#N/A"},{"$error":"#N/A"},{"$error":"#N/A"},{"$error":"#N/A"},{"$error":"#N/A"},{"$error":"#N/A"}]
[null,{"$f":"IF(DataInput!B24226=$B$8,IF($B$9=$B$10,TRUE,IF(DataInput!E24226=$B$9,TRUE,FALSE)))","v":false},null,null,{"$f":"IF(B24227=TRUE,DataInput!B24226,NA())","v":{"$error":"#N/A"}},{"$f":"IF($E24227=DataInput!$B24226,DataInput!C24226,NA())","v":{"$error":"#N/A"}},{"$f":"IF($E24227=DataInput!$B24226,DataInput!D24226,NA())","v":{"$error":"#N/A"}},{"$f":"IF($E24227=DataInput!$B24226,DataInput!E24226,NA())","v":{"$error":"#N/A"}},{"$f":"IF($E24227=DataInput!$B24226,DataInput!F24226,NA())","v":{"$error":"#N/A"}},{"$f":"IF($E24227=DataInput!$B24226,DataInput!G24226,NA())","v":{"$error":"#N/A"}},{"$f":"IF($E24227=DataInput!$B24226,DataInput!H24226,NA())","v":{"$error":"#N/A"}},{"$f":"IF($E24227=DataInput!$B24226,DataInput!I24226,NA())","v":{"$error":"#N/A"}},{"$f":"IF($E24227=DataInput!$B24226,DataInput!J24226,NA())","v":{"$error":"#N/A"}},{"$f":"IF($E24227=DataInput!$B24226,DataInput!K24226,NA())","v":{"$error":"#N/A"}},null,null,"  ",null,null,null,null,false,null,null,{"$error":"#N/A"},{"$error":"#N/A"},{"$error":"#N/A"},{"$error":"#N/A"},{"$error":"#N/A"},{"$error":"#N/A"},{"$error":"#N/A"},{"$error":"#N/A"},{"$error":"#N/A"},{"$error":"#N/A"}]
[null,{"$f":"IF(DataInput!B24257=$B$8,IF($B$9=$B$10,TRUE,IF(DataInput!E24257=$B$9,TRUE,FALSE)))","v":false},null,null,{"$f":"IF(B24258=TRUE,DataInput!B24257,NA())","v":{"$error":"#N/A"}},{"$f":"IF($E24258=DataInput!$B24257,DataInput!C24257,NA())","v":{"$error":"#N/A"}},{"$f":"IF($E24258=DataInput!$B24257,DataInput!D24257,NA())","v":{"$error":"#N/A"}},{"$f":"IF($E24258=DataInput!$B24257,DataInput!E24257,NA())","v":{"$error":"#N/A"}},{"$f":"IF($E24258=DataInput!$B24257,DataInput!F24257,NA())","v":{"$error":"#N/A"}},{"$f":"IF($E24258=DataInput!$B24257,DataInput!G24257,NA())","v":{"$error":"#N/A"}},{"$f":"IF($E24258=DataInput!$B24257,DataInput!H24257,NA())","v":{"$error":"#N/A"}},{"$f":"IF($E24258=DataInput!$B24257,DataInput!I24257,NA())","v":{"$error":"#N/A"}},{"$f":"IF($E24258=DataInput!$B24257,DataInput!J24257,NA())","v":{"$error":"#N/A"}},{"$f":"IF($E24258=DataInput!$B24257,DataInput!K24257,NA())","v":{"$error":"#N/A"}},null,null,"  ",null,null,null,null,false,null,null,{"$error":"#N/A"},{"$error":"#N/A"},{"$error":"#N/A"},{"$error":"#N/A"},{"$error":"#N/A"},{"$error":"#N/A"},{"$error":"#N/A"},{"$error":"#N/A"},{"$error":"#N/A"},{"$error":"#N/A"}]
[null,{"$f":"IF(DataInput!B24275=$B$8,IF($B$9=$B$10,TRUE,IF(DataInput!E24275=$B$9,TRUE,FALSE)))","v":false},null,null,{"$f":"IF(B24276=TRUE,DataInput!B24275,NA())","v":{"$error":"#N/A"}},{"$f":"IF($E24276=DataInput!$B24275,DataInput!C24275,NA())","v":{"$error":"#N/A"}},{"$f":"IF($E24276=DataInput!$B24275,DataInput!D24275,NA())","v":{"$error":"#N/A"}},{"$f":"IF($E24276=DataInput!$B24275,DataInput!E24275,NA())","v":{"$error":"#N/A"}},{"$f":"IF($E24276=DataInput!$B24275,DataInput!F24275,NA())","v":{"$error":"#N/A"}},{"$f":"IF($E24276=DataInput!$B24275,DataInput!G24275,NA())","v":{"$error":"#N/A"}},{"$f":"IF($E24276=DataInput!$B24275,DataInput!H24275,NA())","v":{"$error":"#N/A"}},{"$f":"IF($E24276=DataInput!$B24275,DataInput!I24275,NA())","v":{"$error":"#N/A"}},{"$f":"IF($E24276=DataInput!$B24275,DataInput!J24275,NA())","v":{"$error":"#N/A"}},{"$f":"IF($E24276=DataInput!$B24275,DataInput!K24275,NA())","v":{"$error":"#N/A"}},null,null,"  ",null,null,null,null,false,null,null,{"$error":"#N/A"},{"$error":"#N/A"},{"$error":"#N/A"},{"$error":"#N/A"},{"$error":"#N/A"},{"$error":"#N/A"},{"$error":"#N/A"},{"$error":"#N/A"},{"$error":"#N/A"},{"$error":"#N/A"}]
[null,{"$f":"IF(DataInput!B24292=$B$8,IF($B$9=$B$10,TRUE,IF(DataInput!E24292=$B$9,TRUE,FALSE)))","v":false},null,null,{"$f":"IF(B24293=TRUE,DataInput!B24292,NA())","v":{"$error":"#N/A"}},{"$f":"IF($E24293=DataInput!$B24292,DataInput!C24292,NA())","v":{"$error":"#N/A"}},{"$f":"IF($E24293=DataInput!$B24292,DataInput!D24292,NA())","v":{"$error":"#N/A"}},{"$f":"IF($E24293=DataInput!$B24292,DataInput!E24292,NA())","v":{"$error":"#N/A"}},{"$f":"IF($E24293=DataInput!$B24292,DataInput!F24292,NA())","v":{"$error":"#N/A"}},{"$f":"IF($E24293=DataInput!$B24292,DataInput!G24292,NA())","v":{"$error":"#N/A"}},{"$f":"IF($E24293=DataInput!$B24292,DataInput!H24292,NA())","v":{"$error":"#N/A"}},{"$f":"IF($E24293=DataInput!$B24292,DataInput!I24292,NA())","v":{"$error":"#N/A"}},{"$f":"IF($E24293=DataInput!$B24292,DataInput!J24292,NA())","v":{"$error":"#N/A"}},{"$f":"IF($E24293=DataInput!$B24292,DataInput!K24292,NA())","v":{"$error":"#N/A"}},null,null,"  ",null,null,null,null,false,null,null,{"$error":"#N/A"},{"$error":"#N/A"},{"$error":"#N/A"},{"$error":"#N/A"},{"$error":"#N/A"},{"$error":"#N/A"},{"$error":"#N/A"},{"$error":"#N/A"},{"$error":"#N/A"},{"$error":"#N/A"}]
[null,{"$f":"IF(DataInput!B24336=$B$8,IF($B$9=$B$10,TRUE,IF(DataInput!E24336=$B$9,TRUE,FALSE)))","v":false},null,null,{"$f":"IF(B24337=TRUE,DataInput!B24336,NA())","v":{"$error":"#N/A"}},{"$f":"IF($E24337=DataInput!$B24336,DataInput!C24336,NA())","v":{"$error":"#N/A"}},{"$f":"IF($E24337=DataInput!$B24336,DataInput!D24336,NA())","v":{"$error":"#N/A"}},{"$f":"IF($E24337=DataInput!$B24336,DataInput!E24336,NA())","v":{"$error":"#N/A"}},{"$f":"IF($E24337=DataInput!$B24336,DataInput!F24336,NA())","v":{"$error":"#N/A"}},{"$f":"IF($E24337=DataInput!$B24336,DataInput!G24336,NA())","v":{"$error":"#N/A"}},{"$f":"IF($E24337=DataInput!$B24336,DataInput!H24336,NA())","v":{"$error":"#N/A"}},{"$f":"IF($E24337=DataInput!$B24336,DataInput!I24336,NA())","v":{"$error":"#N/A"}},{"$f":"IF($E24337=DataInput!$B24336,DataInput!J24336,NA())","v":{"$error":"#N/A"}},{"$f":"IF($E24337=DataInput!$B24336,DataInput!K24336,NA())","v":{"$error":"#N/A"}},null,null,"  ",null,null,null,null,false,null,null,{"$error":"#N/A"},{"$error":"#N/A"},{"$error":"#N/A"},{"$error":"#N/A"},{"$error":"#N/A"},{"$error":"#N/A"},{"$error":"#N/A"},{"$error":"#N/A"},{"$error":"#N/A"},{"$error":"#N/A"}]
[null,{"$f":"IF(DataInput!B24354=$B$8,IF($B$9=$B$10,TRUE,IF(DataInput!E24354=$B$9,TRUE,FALSE)))","v":false},null,null,{"$f":"IF(B24355=TRUE,DataInput!B24354,NA())","v":{"$error":"#N/A"}},{"$f":"IF($E24355=DataInput!$B24354,DataInput!C24354,NA())","v":{"$error":"#N/A"}},{"$f":"IF($E24355=DataInput!$B24354,DataInput!D24354,NA())","v":{"$error":"#N/A"}},{"$f":"IF($E24355=DataInput!$B24354,DataInput!E24354,NA())","v":{"$error":"#N/A"}},{"$f":"IF($E24355=DataInput!$B24354,DataInput!F24354,NA())","v":{"$error":"#N/A"}},{"$f":"IF($E24355=DataInput!$B24354,DataInput!G24354,NA())","v":{"$error":"#N/A"}},{"$f":"IF($E24355=DataInput!$B24354,DataInput!H24354,NA())","v":{"$error":"#N/A"}},{"$f":"IF($E24355=DataInput!$B24354,DataInput!I24354,NA())","v":{"$error":"#N/A"}},{"$f":"IF($E24355=DataInput!$B24354,DataInput!J24354,NA())","v":{"$error":"#N/A"}},{"$f":"IF($E24355=DataInput!$B24354,DataInput!K24354,NA())","v":{"$error":"#N/A"}},null,null,"  ",null,null,null,null,false,null,null,{"$error":"#N/A"},{"$error":"#N/A"},{"$error":"#N/A"},{"$error":"#N/A"},{"$error":"#N/A"},{"$error":"#N/A"},{"$error":"#N/A"},{"$error":"#N/A"},{"$error":"#N/A"},{"$error":"#N/A"}]
[null,{"$f":"IF(DataInput!B24385=$B$8,IF($B$9=$B$10,TRUE,IF(DataInput!E24385=$B$9,TRUE,FALSE)))","v":false},null,null,{"$f":"IF(B24386=TRUE,DataInput!B24385,NA())","v":{"$error":"#N/A"}},{"$f":"IF($E24386=DataInput!$B24385,DataInput!C24385,NA())","v":{"$error":"#N/A"}},{"$f":"IF($E24386=DataInput!$B24385,DataInput!D24385,NA())","v":{"$error":"#N/A"}},{"$f":"IF($E24386=DataInput!$B24385,DataInput!E24385,NA())","v":{"$error":"#N/A"}},{"$f":"IF($E24386=DataInput!$B24385,DataInput!F24385,NA())","v":{"$error":"#N/A"}},{"$f":"IF($E24386=DataInput!$B24385,DataInput!G24385,NA())","v":{"$error":"#N/A"}},{"$f":"IF($E24386=DataInput!$B24385,DataInput!H24385,NA())","v":{"$error":"#N/A"}},{"$f":"IF($E24386=DataInput!$B24385,DataInput!I24385,NA())","v":{"$error":"#N/A"}},{"$f":"IF($E24386=DataInput!$B24385,DataInput!J24385,NA())","v":{"$error":"#N/A"}},{"$f":"IF($E24386=DataInput!$B24385,DataInput!K24385,NA())","v":{"$error":"#N/A"}},null,null,"  ",null,null,null,null,false,null,null,{"$error":"#N/A"},{"$error":"#N/A"},{"$error":"#N/A"},{"$error":"#N/A"},{"$error":"#N/A"},{"$error":"#N/A"},{"$error":"#N/A"},{"$error":"#N/A"},{"$error":"#N/A"},{"$error":"#N/A"}]
[null,{"$f":"IF(DataInput!B24415=$B$8,IF($B$9=$B$10,TRUE,IF(DataInput!E24415=$B$9,TRUE,FALSE)))","v":false},null,null,{"$f":"IF(B24416=TRUE,DataInput!B24415,NA())","v":{"$error":"#N/A"}},{"$f":"IF($E24416=DataInput!$B24415,DataInput!C24415,NA())","v":{"$error":"#N/A"}},{"$f":"IF($E24416=DataInput!$B24415,DataInput!D24415,NA())","v":{"$error":"#N/A"}},{"$f":"IF($E24416=DataInput!$B24415,DataInput!E24415,NA())","v":{"$error":"#N/A"}},{"$f":"IF($E24416=DataInput!$B24415,DataInput!F24415,NA())","v":{"$error":"#N/A"}},{"$f":"IF($E24416=DataInput!$B24415,DataInput!G24415,NA())","v":{"$error":"#N/A"}},{"$f":"IF($E24416=DataInput!$B24415,DataInput!H24415,NA())","v":{"$error":"#N/A"}},{"$f":"IF($E24416=DataInput!$B24415,DataInput!I24415,NA())","v":{"$error":"#N/A"}},{"$f":"IF($E24416=DataInput!$B24415,DataInput!J24415,NA())","v":{"$error":"#N/A"}},{"$f":"IF($E24416=DataInput!$B24415,DataInput!K24415,NA())","v":{"$error":"#N/A"}},null,null,"  ",null,null,null,null,false,null,null,{"$error":"#N/A"},{"$error":"#N/A"},{"$error":"#N/A"},{"$error":"#N/A"},{"$error":"#N/A"},{"$error":"#N/A"},{"$error":"#N/A"},{"$error":"#N/A"},{"$error":"#N/A"},{"$error":"#N/A"}]
[null,{"$f":"IF(DataInput!B24433=$B$8,IF($B$9=$B$10,TRUE,IF(DataInput!E24433=$B$9,TRUE,FALSE)))","v":false},null,null,{"$f":"IF(B24434=TRUE,DataInput!B24433,NA())","v":{"$error":"#N/A"}},{"$f":"IF($E24434=DataInput!$B24433,DataInput!C24433,NA())","v":{"$error":"#N/A"}},{"$f":"IF($E24434=DataInput!$B24433,DataInput!D24433,NA())","v":{"$error":"#N/A"}},{"$f":"IF($E24434=DataInput!$B24433,DataInput!E24433,NA())","v":{"$error":"#N/A"}},{"$f":"IF($E24434=DataInput!$B24433,DataInput!F24433,NA())","v":{"$error":"#N/A"}},{"$f":"IF($E24434=DataInput!$B24433,DataInput!G24433,NA())","v":{"$error":"#N/A"}},{"$f":"IF($E24434=DataInput!$B24433,DataInput!H24433,NA())","v":{"$error":"#N/A"}},{"$f":"IF($E24434=DataInput!$B24433,DataInput!I24433,NA())","v":{"$error":"#N/A"}},{"$f":"IF($E24434=DataInput!$B24433,DataInput!J24433,NA())","v":{"$error":"#N/A"}},{"$f":"IF($E24434=DataInput!$B24433,DataInput!K24433,NA())","v":{"$error":"#N/A"}},null,null,"  ",null,null,null,null,false,null,null,{"$error":"#N/A"},{"$error":"#N/A"},{"$error":"#N/A"},{"$error":"#N/A"},{"$error":"#N/A"},{"$error":"#N/A"},{"$error":"#N/A"},{"$error":"#N/A"},{"$error":"#N/A"},{"$error":"#N/A"}]
[null,{"$f":"IF(DataInput!B24464=$B$8,IF($B$9=$B$10,TRUE,IF(DataInput!E24464=$B$9,TRUE,FALSE)))","v":false},null,null,{"$f":"IF(B24465=TRUE,DataInput!B24464,NA())","v":{"$error":"#N/A"}},{"$f":"IF($E24465=DataInput!$B24464,DataInput!C24464,NA())","v":{"$error":"#N/A"}},{"$f":"IF($E24465=DataInput!$B24464,DataInput!D24464,NA())","v":{"$error":"#N/A"}},{"$f":"IF($E24465=DataInput!$B24464,DataInput!E24464,NA())","v":{"$error":"#N/A"}},{"$f":"IF($E24465=DataInput!$B24464,DataInput!F24464,NA())","v":{"$error":"#N/A"}},{"$f":"IF($E24465=DataInput!$B24464,DataInput!G24464,NA())","v":{"$error":"#N/A"}},{"$f":"IF($E24465=DataInput!$B24464,DataInput!H24464,NA())","v":{"$error":"#N/A"}},{"$f":"IF($E24465=DataInput!$B24464,DataInput!I24464,NA())","v":{"$error":"#N/A"}},{"$f":"IF($E24465=DataInput!$B24464,DataInput!J24464,NA())","v":{"$error":"#N/A"}},{"$f":"IF($E24465=DataInput!$B24464,DataInput!K24464,NA())","v":{"$error":"#N/A"}},null,null,"  ",null,null,null,null,false,null,null,{"$error":"#N/A"},{"$error":"#N/A"},{"$error":"#N/A"},{"$error":"#N/A"},{"$error":"#N/A"},{"$error":"#N/A"},{"$error":"#N/A"},{"$error":"#N/A"},{"$error":"#N/A"},{"$error":"#N/A"}]
[null,{"$f":"IF(DataInput!B24511=$B$8,IF($B$9=$B$10,TRUE,IF(DataInput!E24511=$B$9,TRUE,FALSE)))","v":false},null,null,{"$f":"IF(B24512=TRUE,DataInput!B24511,NA())","v":{"$error":"#N/A"}},{"$f":"IF($E24512=DataInput!$B24511,DataInput!C24511,NA())","v":{"$error":"#N/A"}},{"$f":"IF($E24512=DataInput!$B24511,DataInput!D24511,NA())","v":{"$error":"#N/A"}},{"$f":"IF($E24512=DataInput!$B24511,DataInput!E24511,NA())","v":{"$error":"#N/A"}},{"$f":"IF($E24512=DataInput!$B24511,DataInput!F24511,NA())","v":{"$error":"#N/A"}},{"$f":"IF($E24512=DataInput!$B24511,DataInput!G24511,NA())","v":{"$error":"#N/A"}},{"$f":"IF($E24512=DataInput!$B24511,DataInput!H24511,NA())","v":{"$error":"#N/A"}},{"$f":"IF($E24512=DataInput!$B24511,DataInput!I24511,NA())","v":{"$error":"#N/A"}},{"$f":"IF($E24512=DataInput!$B24511,DataInput!J24511,NA())","v":{"$error":"#N/A"}},{"$f":"IF($E24512=DataInput!$B24511,DataInput!K24511,NA())","v":{"$error":"#N/A"}},null,null,"  ",null,null,null,null,false,null,null,{"$error":"#N/A"},{"$error":"#N/A"},{"$error":"#N/A"},{"$error":"#N/A"},{"$error":"#N/A"},{"$error":"#N/A"},{"$error":"#N/A"},{"$error":"#N/A"},{"$error":"#N/A"},{"$error":"#N/A"}]
[null,{"$f":"IF(DataInput!B24542=$B$8,IF($B$9=$B$10,TRUE,IF(DataInput!E24542=$B$9,TRUE,FALSE)))","v":false},null,null,{"$f":"IF(B24543=TRUE,DataInput!B24542,NA())","v":{"$error":"#N/A"}},{"$f":"IF($E24543=DataInput!$B24542,DataInput!C24542,NA())","v":{"$error":"#N/A"}},{"$f":"IF($E24543=DataInput!$B24542,DataInput!D24542,NA())","v":{"$error":"#N/A"}},{"$f":"IF($E24543=DataInput!$B24542,DataInput!E24542,NA())","v":{"$error":"#N/A"}},{"$f":"IF($E24543=DataInput!$B24542,DataInput!F24542,NA())","v":{"$error":"#N/A"}},{"$f":"IF($E24543=DataInput!$B24542,DataInput!G24542,NA())","v":{"$error":"#N/A"}},{"$f":"IF($E24543=DataInput!$B24542,DataInput!H24542,NA())","v":{"$error":"#N/A"}},{"$f":"IF($E24543=DataInput!$B24542,DataInput!I24542,NA())","v":{"$error":"#N/A"}},{"$f":"IF($E24543=DataInput!$B24542,DataInput!J24542,NA())","v":{"$error":"#N/A"}},{"$f":"IF($E24543=DataInput!$B24542,DataInput!K24542,NA())","v":{"$error":"#N/A"}},null,null,"  ",null,null,null,null,false,null,null,{"$error":"#N/A"},{"$error":"#N/A"},{"$error":"#N/A"},{"$error":"#N/A"},{"$error":"#N/A"},{"$error":"#N/A"},{"$error":"#N/A"},{"$error":"#N/A"},{"$error":"#N/A"},{"$error":"#N/A"}]
[null,{"$f":"IF(DataInput!B24572=$B$8,IF($B$9=$B$10,TRUE,IF(DataInput!E24572=$B$9,TRUE,FALSE)))","v":false},null,null,{"$f":"IF(B24573=TRUE,DataInput!B24572,NA())","v":{"$error":"#N/A"}},{"$f":"IF($E24573=DataInput!$B24572,DataInput!C24572,NA())","v":{"$error":"#N/A"}},{"$f":"IF($E24573=DataInput!$B24572,DataInput!D24572,NA())","v":{"$error":"#N/A"}},{"$f":"IF($E24573=DataInput!$B24572,DataInput!E24572,NA())","v":{"$error":"#N/A"}},{"$f":"IF($E24573=DataInput!$B24572,DataInput!F24572,NA())","v":{"$error":"#N/A"}},{"$f":"IF($E24573=DataInput!$B24572,DataInput!G24572,NA())","v":{"$error":"#N/A"}},{"$f":"IF($E24573=DataInput!$B24572,DataInput!H24572,NA())","v":{"$error":"#N/A"}},{"$f":"IF($E24573=DataInput!$B24572,DataInput!I24572,NA())","v":{"$error":"#N/A"}},{"$f":"IF($E24573=DataInput!$B24572,DataInput!J24572,NA())","v":{"$error":"#N/A"}},{"$f":"IF($E24573=DataInput!$B24572,DataInput!K24572,NA())","v":{"$error":"#N/A"}},null,null,"  ",null,null,null,null,false,null,null,{"$error":"#N/A"},{"$error":"#N/A"},{"$error":"#N/A"},{"$error":"#N/A"},{"$error":"#N/A"},{"$error":"#N/A"},{"$error":"#N/A"},{"$error":"#N/A"},{"$error":"#N/A"},{"$error":"#N/A"}]
[null,{"$f":"IF(DataInput!B24590=$B$8,IF($B$9=$B$10,TRUE,IF(DataInput!E24590=$B$9,TRUE,FALSE)))","v":false},null,null,{"$f":"IF(B24591=TRUE,DataInput!B24590,NA())","v":{"$error":"#N/A"}},{"$f":"IF($E24591=DataInput!$B24590,DataInput!C24590,NA())","v":{"$error":"#N/A"}},{"$f":"IF($E24591=DataInput!$B24590,DataInput!D24590,NA())","v":{"$error":"#N/A"}},{"$f":"IF($E24591=DataInput!$B24590,DataInput!E24590,NA())","v":{"$error":"#N/A"}},{"$f":"IF($E24591=DataInput!$B24590,DataInput!F24590,NA())","v":{"$error":"#N/A"}},{"$f":"IF($E24591=DataInput!$B24590,DataInput!G24590,NA())","v":{"$error":"#N/A"}},{"$f":"IF($E24591=DataInput!$B24590,DataInput!H24590,NA())","v":{"$error":"#N/A"}},{"$f":"IF($E24591=DataInput!$B24590,DataInput!I24590,NA())","v":{"$error":"#N/A"}},{"$f":"IF($E24591=DataInput!$B24590,DataInput!J24590,NA())","v":{"$error":"#N/A"}},{"$f":"IF($E24591=DataInput!$B24590,DataInput!K24590,NA())","v":{"$error":"#N/A"}},null,null,"  ",null,null,null,null,false,null,null,{"$error":"#N/A"},{"$error":"#N/A"},{"$error":"#N/A"},{"$error":"#N/A"},{"$error":"#N/A"},{"$error":"#N/A"},{"$error":"#N/A"},{"$error":"#N/A"},{"$error":"#N/A"},{"$error":"#N/A"}]
[null,{"$f":"IF(DataInput!B24621=$B$8,IF($B$9=$B$10,TRUE,IF(DataInput!E24621=$B$9,TRUE,FALSE)))","v":false},null,null,{"$f":"IF(B24622=TRUE,DataInput!B24621,NA())","v":{"$error":"#N/A"}},{"$f":"IF($E24622=DataInput!$B24621,DataInput!C24621,NA())","v":{"$error":"#N/A"}},{"$f":"IF($E24622=DataInput!$B24621,DataInput!D24621,NA())","v":{"$error":"#N/A"}},{"$f":"IF($E24622=DataInput!$B24621,DataInput!E24621,NA())","v":{"$error":"#N/A"}},{"$f":"IF($E24622=DataInput!$B24621,DataInput!F24621,NA())","v":{"$error":"#N/A"}},{"$f":"IF($E24622=DataInput!$B24621,DataInput!G24621,NA())","v":{"$error":"#N/A"}},{"$f":"IF($E24622=DataInput!$B24621,DataInput!H24621,NA())","v":{"$error":"#N/A"}},{"$f":"IF($E24622=DataInput!$B24621,DataInput!I24621,NA())","v":{"$error":"#N/A"}},{"$f":"IF($E24622=DataInput!$B24621,DataInput!J24621,NA())","v":{"$error":"#N/A"}},{"$f":"IF($E24622=DataInput!$B24621,DataInput!K24621,NA())","v":{"$error":"#N/A"}},null,null,"  ",null,null,null,null,false,null,null,{"$error":"#N/A"},{"$error":"#N/A"},{"$error":"#N/A"},{"$error":"#N/A"},{"$error":"#N/A"},{"$error":"#N/A"},{"$error":"#N/A"},{"$error":"#N/A"},{"$error":"#N/A"},{"$error":"#N/A"}]
[null,{"$f":"IF(DataInput!B24637=$B$8,IF($B$9=$B$10,TRUE,IF(DataInput!E24637=$B$9,TRUE,FALSE)))","v":false},null,null,{"$f":"IF(B24638=TRUE,DataInput!B24637,NA())","v":{"$error":"#N/A"}},{"$f":"IF($E24638=DataInput!$B24637,DataInput!C24637,NA())","v":{"$error":"#N/A"}},{"$f":"IF($E24638=DataInput!$B24637,DataInput!D24637,NA())","v":{"$error":"#N/A"}},{"$f":"IF($E24638=DataInput!$B24637,DataInput!E24637,NA())","v":{"$error":"#N/A"}},{"$f":"IF($E24638=DataInput!$B24637,DataInput!F24637,NA())","v":{"$error":"#N/A"}},{"$f":"IF($E24638=DataInput!$B24637,DataInput!G24637,NA())","v":{"$error":"#N/A"}},{"$f":"IF($E24638=DataInput!$B24637,DataInput!H24637,NA())","v":{"$error":"#N/A"}},{"$f":"IF($E24638=DataInput!$B24637,DataInput!I24637,NA())","v":{"$error":"#N/A"}},{"$f":"IF($E24638=DataInput!$B24637,DataInput!J24637,NA())","v":{"$error":"#N/A"}},{"$f":"IF($E24638=DataInput!$B24637,DataInput!K24637,NA())","v":{"$error":"#N/A"}},null,null,"  ",null,null,null,null,false,null,null,{"$error":"#N/A"},{"$error":"#N/A"},{"$error":"#N/A"},{"$error":"#N/A"},{"$error":"#N/A"},{"$error":"#N/A"},{"$error":"#N/A"},{"$error":"#N/A"},{"$error":"#N/A"},{"$error":"#N/A"}]
[null,{"$f":"IF(DataInput!B24669=$B$8,IF($B$9=$B$10,TRUE,IF(DataInput!E24669=$B$9,TRUE,FALSE)))","v":false},null,null,{"$f":"IF(B24670=TRUE,DataInput!B24669,NA())","v":{"$error":"#N/A"}},{"$f":"IF($E24670=DataInput!$B24669,DataInput!C24669,NA())","v":{"$error":"#N/A"}},{"$f":"IF($E24670=DataInput!$B24669,DataInput!D24669,NA())","v":{"$error":"#N/A"}},{"$f":"IF($E24670=DataInput!$B24669,DataInput!E24669,NA())","v":{"$error":"#N/A"}},{"$f":"IF($E24670=DataInput!$B24669,DataInput!F24669,NA())","v":{"$error":"#N/A"}},{"$f":"IF($E24670=DataInput!$B24669,DataInput!G24669,NA())","v":{"$error":"#N/A"}},{"$f":"IF($E24670=DataInput!$B24669,DataInput!H24669,NA())","v":{"$error":"#N/A"}},{"$f":"IF($E24670=DataInput!$B24669,DataInput!I24669,NA())","v":{"$error":"#N/A"}},{"$f":"IF($E24670=DataInput!$B24669,DataInput!J24669,NA())","v":{"$error":"#N/A"}},{"$f":"IF($E24670=DataInput!$B24669,DataInput!K24669,NA())","v":{"$error":"#N/A"}},null,null,"  ",null,null,null,null,false,null,null,{"$error":"#N/A"},{"$error":"#N/A"},{"$error":"#N/A"},{"$error":"#N/A"},{"$error":"#N/A"},{"$error":"#N/A"},{"$error":"#N/A"},{"$error":"#N/A"},{"$error":"#N/A"},{"$error":"#N/A"}]
[null,{"$f":"IF(DataInput!B24700=$B$8,IF($B$9=$B$10,TRUE,IF(DataInput!E24700=$B$9,TRUE,FALSE)))","v":false},null,null,{"$f":"IF(B24701=TRUE,DataInput!B24700,NA())","v":{"$error":"#N/A"}},{"$f":"IF($E24701=DataInput!$B24700,DataInput!C24700,NA())","v":{"$error":"#N/A"}},{"$f":"IF($E24701=DataInput!$B24700,DataInput!D24700,NA())","v":{"$error":"#N/A"}},{"$f":"IF($E24701=DataInput!$B24700,DataInput!E24700,NA())","v":{"$error":"#N/A"}},{"$f":"IF($E24701=DataInput!$B24700,DataInput!F24700,NA())","v":{"$error":"#N/A"}},{"$f":"IF($E24701=DataInput!$B24700,DataInput!G24700,NA())","v":{"$error":"#N/A"}},{"$f":"IF($E24701=DataInput!$B24700,DataInput!H24700,NA())","v":{"$error":"#N/A"}},{"$f":"IF($E24701=DataInput!$B24700,DataInput!I24700,NA())","v":{"$error":"#N/A"}},{"$f":"IF($E24701=DataInput!$B24700,DataInput!J24700,NA())","v":{"$error":"#N/A"}},{"$f":"IF($E24701=DataInput!$B24700,DataInput!K24700,NA())","v":{"$error":"#N/A"}},null,null,"  ",null,null,null,null,false,null,null,{"$error":"#N/A"},{"$error":"#N/A"},{"$error":"#N/A"},{"$error":"#N/A"},{"$error":"#N/A"},{"$error":"#N/A"},{"$error":"#N/A"},{"$error":"#N/A"},{"$error":"#N/A"},{"$error":"#N/A"}]
[null,{"$f":"IF(DataInput!B24747=$B$8,IF($B$9=$B$10,TRUE,IF(DataInput!E24747=$B$9,TRUE,FALSE)))","v":false},null,null,{"$f":"IF(B24748=TRUE,DataInput!B24747,NA())","v":{"$error":"#N/A"}},{"$f":"IF($E24748=DataInput!$B24747,DataInput!C24747,NA())","v":{"$error":"#N/A"}},{"$f":"IF($E24748=DataInput!$B24747,DataInput!D24747,NA())","v":{"$error":"#N/A"}},{"$f":"IF($E24748=DataInput!$B24747,DataInput!E24747,NA())","v":{"$error":"#N/A"}},{"$f":"IF($E24748=DataInput!$B24747,DataInput!F24747,NA())","v":{"$error":"#N/A"}},{"$f":"IF($E24748=DataInput!$B24747,DataInput!G24747,NA())","v":{"$error":"#N/A"}},{"$f":"IF($E24748=DataInput!$B24747,DataInput!H24747,NA())","v":{"$error":"#N/A"}},{"$f":"IF($E24748=DataInput!$B24747,DataInput!I24747,NA())","v":{"$error":"#N/A"}},{"$f":"IF($E24748=DataInput!$B24747,DataInput!J24747,NA())","v":{"$error":"#N/A"}},{"$f":"IF($E24748=DataInput!$B24747,DataInput!K24747,NA())","v":{"$error":"#N/A"}},null,null,"  ",null,null,null,null,false,null,null,{"$error":"#N/A"},{"$error":"#N/A"},{"$error":"#N/A"},{"$error":"#N/A"},{"$error":"#N/A"},{"$error":"#N/A"},{"$error":"#N/A"},{"$error":"#N/A"},{"$error":"#N/A"},{"$error":"#N/A"}]
[null,{"$f":"IF(DataInput!B24764=$B$8,IF($B$9=$B$10,TRUE,IF(DataInput!E24764=$B$9,TRUE,FALSE)))","v":false},null,null,{"$f":"IF(B24765=TRUE,DataInput!B24764,NA())","v":{"$error":"#N/A"}},{"$f":"IF($E24765=DataInput!$B24764,DataInput!C24764,NA())","v":{"$error":"#N/A"}},{"$f":"IF($E24765=DataInput!$B24764,DataInput!D24764,NA())","v":{"$error":"#N/A"}},{"$f":"IF($E24765=DataInput!$B24764,DataInput!E24764,NA())","v":{"$error":"#N/A"}},{"$f":"IF($E24765=DataInput!$B24764,DataInput!F24764,NA())","v":{"$error":"#N/A"}},{"$f":"IF($E24765=DataInput!$B24764,DataInput!G24764,NA())","v":{"$error":"#N/A"}},{"$f":"IF($E24765=DataInput!$B24764,DataInput!H24764,NA())","v":{"$error":"#N/A"}},{"$f":"IF($E24765=DataInput!$B24764,DataInput!I24764,NA())","v":{"$error":"#N/A"}},{"$f":"IF($E24765=DataInput!$B24764,DataInput!J24764,NA())","v":{"$error":"#N/A"}},{"$f":"IF($E24765=DataInput!$B24764,DataInput!K24764,NA())","v":{"$error":"#N/A"}},null,null,"  ",null,null,null,null,false,null,null,{"$error":"#N/A"},{"$error":"#N/A"},{"$error":"#N/A"},{"$error":"#N/A"},{"$error":"#N/A"},{"$error":"#N/A"},{"$error":"#N/A"},{"$error":"#N/A"},{"$error":"#N/A"},{"$error":"#N/A"}]
[null,{"$f":"IF(DataInput!B24779=$B$8,IF($B$9=$B$10,TRUE,IF(DataInput!E24779=$B$9,TRUE,FALSE)))","v":false},null,null,{"$f":"IF(B24780=TRUE,DataInput!B24779,NA())","v":{"$error":"#N/A"}},{"$f":"IF($E24780=DataInput!$B24779,DataInput!C24779,NA())","v":{"$error":"#N/A"}},{"$f":"IF($E24780=DataInput!$B24779,DataInput!D24779,NA())","v":{"$error":"#N/A"}},{"$f":"IF($E24780=DataInput!$B24779,DataInput!E24779,NA())","v":{"$error":"#N/A"}},{"$f":"IF($E24780=DataInput!$B24779,DataInput!F24779,NA())","v":{"$error":"#N/A"}},{"$f":"IF($E24780=DataInput!$B24779,DataInput!G24779,NA())","v":{"$error":"#N/A"}},{"$f":"IF($E24780=DataInput!$B24779,DataInput!H24779,NA())","v":{"$error":"#N/A"}},{"$f":"IF($E24780=DataInput!$B24779,DataInput!I24779,NA())","v":{"$error":"#N/A"}},{"$f":"IF($E24780=DataInput!$B24779,DataInput!J24779,NA())","v":{"$error":"#N/A"}},{"$f":"IF($E24780=DataInput!$B24779,DataInput!K24779,NA())","v":{"$error":"#N/A"}},null,null,"  ",null,null,null,null,{"$f":"IF(ISERROR(G24780),FALSE,IF($V$9=G24780,TRUE,FALSE))","v":false},null,null,{"$error":"#N/A"},{"$error":"#N/A"},{"$error":"#N/A"},{"$error":"#N/A"},{"$error":"#N/A"},{"$error":"#N/A"},{"$error":"#N/A"},{"$error":"#N/A"},{"$error":"#N/A"},{"$error":"#N/A"}]
[null,{"$f":"IF(DataInput!B24826=$B$8,IF($B$9=$B$10,TRUE,IF(DataInput!E24826=$B$9,TRUE,FALSE)))","v":false},null,null,{"$f":"IF(B24827=TRUE,DataInput!B24826,NA())","v":{"$error":"#N/A"}},{"$f":"IF($E24827=DataInput!$B24826,DataInput!C24826,NA())","v":{"$error":"#N/A"}},{"$f":"IF($E24827=DataInput!$B24826,DataInput!D24826,NA())","v":{"$error":"#N/A"}},{"$f":"IF($E24827=DataInput!$B24826,DataInput!E24826,NA())","v":{"$error":"#N/A"}},{"$f":"IF($E24827=DataInput!$B24826,DataInput!F24826,NA())","v":{"$error":"#N/A"}},{"$f":"IF($E24827=DataInput!$B24826,DataInput!G24826,NA())","v":{"$error":"#N/A"}},{"$f":"IF($E24827=DataInput!$B24826,DataInput!H24826,NA())","v":{"$error":"#N/A"}},{"$f":"IF($E24827=DataInput!$B24826,DataInput!I24826,NA())","v":{"$error":"#N/A"}},{"$f":"IF($E24827=DataInput!$B24826,DataInput!J24826,NA())","v":{"$error":"#N/A"}},{"$f":"IF($E24827=DataInput!$B24826,DataInput!K24826,NA())","v":{"$error":"#N/A"}},null,null,"  ",null,null,null,null,false,null,null,{"$error":"#N/A"},{"$error":"#N/A"},{"$error":"#N/A"},{"$error":"#N/A"},{"$error":"#N/A"},{"$error":"#N/A"},{"$error":"#N/A"},{"$error":"#N/A"},{"$error":"#N/A"},{"$error":"#N/A"}]
[null,{"$f":"IF(DataInput!B24857=$B$8,IF($B$9=$B$10,TRUE,IF(DataInput!E24857=$B$9,TRUE,FALSE)))","v":false},null,null,{"$f":"IF(B24858=TRUE,DataInput!B24857,NA())","v":{"$error":"#N/A"}},{"$f":"IF($E24858=DataInput!$B24857,DataInput!C24857,NA())","v":{"$error":"#N/A"}},{"$f":"IF($E24858=DataInput!$B24857,DataInput!D24857,NA())","v":{"$error":"#N/A"}},{"$f":"IF($E24858=DataInput!$B24857,DataInput!E24857,NA())","v":{"$error":"#N/A"}},{"$f":"IF($E24858=DataInput!$B24857,DataInput!F24857,NA())","v":{"$error":"#N/A"}},{"$f":"IF($E24858=DataInput!$B24857,DataInput!G24857,NA())","v":{"$error":"#N/A"}},{"$f":"IF($E24858=DataInput!$B24857,DataInput!H24857,NA())","v":{"$error":"#N/A"}},{"$f":"IF($E24858=DataInput!$B24857,DataInput!I24857,NA())","v":{"$error":"#N/A"}},{"$f":"IF($E24858=DataInput!$B24857,DataInput!J24857,NA())","v":{"$error":"#N/A"}},{"$f":"IF($E24858=DataInput!$B24857,DataInput!K24857,NA())","v":{"$error":"#N/A"}},null,null,"  ",null,null,null,null,false,null,null,{"$error":"#N/A"},{"$error":"#N/A"},{"$error":"#N/A"},{"$error":"#N/A"},{"$error":"#N/A"},{"$error":"#N/A"},{"$error":"#N/A"},{"$error":"#N/A"},{"$error":"#N/A"},{"$error":"#N/A"}]
[null,{"$f":"IF(DataInput!B24891=$B$8,IF($B$9=$B$10,TRUE,IF(DataInput!E24891=$B$9,TRUE,FALSE)))","v":false},null,null,{"$f":"IF(B24892=TRUE,DataInput!B24891,NA())","v":{"$error":"#N/A"}},{"$f":"IF($E24892=DataInput!$B24891,DataInput!C24891,NA())","v":{"$error":"#N/A"}},{"$f":"IF($E24892=DataInput!$B24891,DataInput!D24891,NA())","v":{"$error":"#N/A"}},{"$f":"IF($E24892=DataInput!$B24891,DataInput!E24891,NA())","v":{"$error":"#N/A"}},{"$f":"IF($E24892=DataInput!$B24891,DataInput!F24891,NA())","v":{"$error":"#N/A"}},{"$f":"IF($E24892=DataInput!$B24891,DataInput!G24891,NA())","v":{"$error":"#N/A"}},{"$f":"IF($E24892=DataInput!$B24891,DataInput!H24891,NA())","v":{"$error":"#N/A"}},{"$f":"IF($E24892=DataInput!$B24891,DataInput!I24891,NA())","v":{"$error":"#N/A"}},{"$f":"IF($E24892=DataInput!$B24891,DataInput!J24891,NA())","v":{"$error":"#N/A"}},{"$f":"IF($E24892=DataInput!$B24891,DataInput!K24891,NA())","v":{"$error":"#N/A"}},null,null,"  ",null,null,null,null,false,null,null,{"$error":"#N/A"},{"$error":"#N/A"},{"$error":"#N/A"},{"$error":"#N/A"},{"$error":"#N/A"},{"$error":"#N/A"},{"$error":"#N/A"},{"$error":"#N/A"},{"$error":"#N/A"},{"$error":"#N/A"}]
[null,{"$f":"IF(DataInput!B24905=$B$8,IF($B$9=$B$10,TRUE,IF(DataInput!E24905=$B$9,TRUE,FALSE)))","v":false},null,null,{"$f":"IF(B24906=TRUE,DataInput!B24905,NA())","v":{"$error":"#N/A"}},{"$f":"IF($E24906=DataInput!$B24905,DataInput!C24905,NA())","v":{"$error":"#N/A"}},{"$f":"IF($E24906=DataInput!$B24905,DataInput!D24905,NA())","v":{"$error":"#N/A"}},{"$f":"IF($E24906=DataInput!$B24905,DataInput!E24905,NA())","v":{"$error":"#N/A"}},{"$f":"IF($E24906=DataInput!$B24905,DataInput!F24905,NA())","v":{"$error":"#N/A"}},{"$f":"IF($E24906=DataInput!$B24905,DataInput!G24905,NA())","v":{"$error":"#N/A"}},{"$f":"IF($E24906=DataInput!$B24905,DataInput!H24905,NA())","v":{"$error":"#N/A"}},{"$f":"IF($E24906=DataInput!$B24905,DataInput!I24905,NA())","v":{"$error":"#N/A"}},{"$f":"IF($E24906=DataInput!$B24905,DataInput!J24905,NA())","v":{"$error":"#N/A"}},{"$f":"IF($E24906=DataInput!$B24905,DataInput!K24905,NA())","v":{"$error":"#N/A"}},null,null,"  ",null,null,null,null,false,null,null,{"$error":"#N/A"},{"$error":"#N/A"},{"$error":"#N/A"},{"$error":"#N/A"},{"$error":"#N/A"},{"$error":"#N/A"},{"$error":"#N/A"},{"$error":"#N/A"},{"$error":"#N/A"},{"$error":"#N/A"}]
[null,{"$f":"IF(DataInput!B24936=$B$8,IF($B$9=$B$10,TRUE,IF(DataInput!E24936=$B$9,TRUE,FALSE)))","v":false},null,null,{"$f":"IF(B24937=TRUE,DataInput!B24936,NA())","v":{"$error":"#N/A"}},{"$f":"IF($E24937=DataInput!$B24936,DataInput!C24936,NA())","v":{"$error":"#N/A"}},{"$f":"IF($E24937=DataInput!$B24936,DataInput!D24936,NA())","v":{"$error":"#N/A"}},{"$f":"IF($E24937=DataInput!$B24936,DataInput!E24936,NA())","v":{"$error":"#N/A"}},{"$f":"IF($E24937=DataInput!$B24936,DataInput!F24936,NA())","v":{"$error":"#N/A"}},{"$f":"IF($E24937=DataInput!$B24936,DataInput!G24936,NA())","v":{"$error":"#N/A"}},{"$f":"IF($E24937=DataInput!$B24936,DataInput!H24936,NA())","v":{"$error":"#N/A"}},{"$f":"IF($E24937=DataInput!$B24936,DataInput!I24936,NA())","v":{"$error":"#N/A"}},{"$f":"IF($E24937=DataInput!$B24936,DataInput!J24936,NA())","v":{"$error":"#N/A"}},{"$f":"IF($E24937=DataInput!$B24936,DataInput!K24936,NA())","v":{"$error":"#N/A"}},null,null,{"$f":"IF(OR(ISERROR(E24937),ISERROR(G24937)),\"  \",E24937&\" \"&G24937)","v":"  "},null,null,null,null,false,null,null,{"$error":"#N/A"},{"$error":"#N/A"},{"$error":"#N/A"},{"$error":"#N/A"},{"$error":"#N/A"},{"$error":"#N/A"},{"$error":"#N/A"},{"$error":"#N/A"},{"$error":"#N/A"},{"$error":"#N/A"}]
[null,{"$f":"IF(DataInput!B24954=$B$8,IF($B$9=$B$10,TRUE,IF(DataInput!E24954=$B$9,TRUE,FALSE)))","v":false},null,null,{"$f":"IF(B24955=TRUE,DataInput!B24954,NA())","v":{"$error":"#N/A"}},{"$f":"IF($E24955=DataInput!$B24954,DataInput!C24954,NA())","v":{"$error":"#N/A"}},{"$f":"IF($E24955=DataInput!$B24954,DataInput!D24954,NA())","v":{"$error":"#N/A"}},{"$f":"IF($E24955=DataInput!$B24954,DataInput!E24954,NA())","v":{"$error":"#N/A"}},{"$f":"IF($E24955=DataInput!$B24954,DataInput!F24954,NA())","v":{"$error":"#N/A"}},{"$f":"IF($E24955=DataInput!$B24954,DataInput!G24954,NA())","v":{"$error":"#N/A"}},{"$f":"IF($E24955=DataInput!$B24954,DataInput!H24954,NA())","v":{"$error":"#N/A"}},{"$f":"IF($E24955=DataInput!$B24954,DataInput!I24954,NA())","v":{"$error":"#N/A"}},{"$f":"IF($E24955=DataInput!$B24954,DataInput!J24954,NA())","v":{"$error":"#N/A"}},{"$f":"IF($E24955=DataInput!$B24954,DataInput!K24954,NA())","v":{"$error":"#N/A"}},null,null,"  ",null,null,null,null,false,null,null,{"$error":"#N/A"},{"$error":"#N/A"},{"$error":"#N/A"},{"$error":"#N/A"},{"$error":"#N/A"},{"$error":"#N/A"},{"$error":"#N/A"},{"$error":"#N/A"},{"$error":"#N/A"},{"$error":"#N/A"}]
[null,{"$f":"IF(DataInput!B24986=$B$8,IF($B$9=$B$10,TRUE,IF(DataInput!E24986=$B$9,TRUE,FALSE)))","v":false},null,null,{"$f":"IF(B24987=TRUE,DataInput!B24986,NA())","v":{"$error":"#N/A"}},{"$f":"IF($E24987=DataInput!$B24986,DataInput!C24986,NA())","v":{"$error":"#N/A"}},{"$f":"IF($E24987=DataInput!$B24986,DataInput!D24986,NA())","v":{"$error":"#N/A"}},{"$f":"IF($E24987=DataInput!$B24986,DataInput!E24986,NA())","v":{"$error":"#N/A"}},{"$f":"IF($E24987=DataInput!$B24986,DataInput!F24986,NA())","v":{"$error":"#N/A"}},{"$f":"IF($E24987=DataInput!$B24986,DataInput!G24986,NA())","v":{"$error":"#N/A"}},{"$f":"IF($E24987=DataInput!$B24986,DataInput!H24986,NA())","v":{"$error":"#N/A"}},{"$f":"IF($E24987=DataInput!$B24986,DataInput!I24986,NA())","v":{"$error":"#N/A"}},{"$f":"IF($E24987=DataInput!$B24986,DataInput!J24986,NA())","v":{"$error":"#N/A"}},{"$f":"IF($E24987=DataInput!$B24986,DataInput!K24986,NA())","v":{"$error":"#N/A"}},null,null,"  ",null,null,null,null,false,null,null,{"$error":"#N/A"},{"$error":"#N/A"},{"$error":"#N/A"},{"$error":"#N/A"},{"$error":"#N/A"},{"$error":"#N/A"},{"$error":"#N/A"},{"$error":"#N/A"},{"$error":"#N/A"},{"$error":"#N/A"}]
[null,{"$f":"IF(DataInput!B25015=$B$8,IF($B$9=$B$10,TRUE,IF(DataInput!E25015=$B$9,TRUE,FALSE)))","v":false},null,null,{"$f":"IF(B25016=TRUE,DataInput!B25015,NA())","v":{"$error":"#N/A"}},{"$f":"IF($E25016=DataInput!$B25015,DataInput!C25015,NA())","v":{"$error":"#N/A"}},{"$f":"IF($E25016=DataInput!$B25015,DataInput!D25015,NA())","v":{"$error":"#N/A"}},{"$f":"IF($E25016=DataInput!$B25015,DataInput!E25015,NA())","v":{"$error":"#N/A"}},{"$f":"IF($E25016=DataInput!$B25015,DataInput!F25015,NA())","v":{"$error":"#N/A"}},{"$f":"IF($E25016=DataInput!$B25015,DataInput!G25015,NA())","v":{"$error":"#N/A"}},{"$f":"IF($E25016=DataInput!$B25015,DataInput!H25015,NA())","v":{"$error":"#N/A"}},{"$f":"IF($E25016=DataInput!$B25015,DataInput!I25015,NA())","v":{"$error":"#N/A"}},{"$f":"IF($E25016=DataInput!$B25015,DataInput!J25015,NA())","v":{"$error":"#N/A"}},{"$f":"IF($E25016=DataInput!$B25015,DataInput!K25015,NA())","v":{"$error":"#N/A"}},null,null,"  ",null,null,null,null,false,null,null,{"$error":"#N/A"},{"$error":"#N/A"},{"$error":"#N/A"},{"$error":"#N/A"},{"$error":"#N/A"},{"$error":"#N/A"},{"$error":"#N/A"},{"$error":"#N/A"},{"$error":"#N/A"},{"$error":"#N/A"}]
[null,{"$f":"IF(DataInput!B25062=$B$8,IF($B$9=$B$10,TRUE,IF(DataInput!E25062=$B$9,TRUE,FALSE)))","v":false},null,null,{"$f":"IF(B25063=TRUE,DataInput!B25062,NA())","v":{"$error":"#N/A"}},{"$f":"IF($E25063=DataInput!$B25062,DataInput!C25062,NA())","v":{"$error":"#N/A"}},{"$f":"IF($E25063=DataInput!$B25062,DataInput!D25062,NA())","v":{"$error":"#N/A"}},{"$f":"IF($E25063=DataInput!$B25062,DataInput!E25062,NA())","v":{"$error":"#N/A"}},{"$f":"IF($E25063=DataInput!$B25062,DataInput!F25062,NA())","v":{"$error":"#N/A"}},{"$f":"IF($E25063=DataInput!$B25062,DataInput!G25062,NA())","v":{"$error":"#N/A"}},{"$f":"IF($E25063=DataInput!$B25062,DataInput!H25062,NA())","v":{"$error":"#N/A"}},{"$f":"IF($E25063=DataInput!$B25062,DataInput!I25062,NA())","v":{"$error":"#N/A"}},{"$f":"IF($E25063=DataInput!$B25062,DataInput!J25062,NA())","v":{"$error":"#N/A"}},{"$f":"IF($E25063=DataInput!$B25062,DataInput!K25062,NA())","v":{"$error":"#N/A"}},null,null,"  ",null,null,null,null,false,null,null,{"$error":"#N/A"},{"$error":"#N/A"},{"$error":"#N/A"},{"$error":"#N/A"},{"$error":"#N/A"},{"$error":"#N/A"},{"$error":"#N/A"},{"$error":"#N/A"},{"$error":"#N/A"},{"$error":"#N/A"}]
[null,{"$f":"IF(DataInput!B25093=$B$8,IF($B$9=$B$10,TRUE,IF(DataInput!E25093=$B$9,TRUE,FALSE)))","v":false},null,null,{"$f":"IF(B25094=TRUE,DataInput!B25093,NA())","v":{"$error":"#N/A"}},{"$f":"IF($E25094=DataInput!$B25093,DataInput!C25093,NA())","v":{"$error":"#N/A"}},{"$f":"IF($E25094=DataInput!$B25093,DataInput!D25093,NA())","v":{"$error":"#N/A"}},{"$f":"IF($E25094=DataInput!$B25093,DataInput!E25093,NA())","v":{"$error":"#N/A"}},{"$f":"IF($E25094=DataInput!$B25093,DataInput!F25093,NA())","v":{"$error":"#N/A"}},{"$f":"IF($E25094=DataInput!$B25093,DataInput!G25093,NA())","v":{"$error":"#N/A"}},{"$f":"IF($E25094=DataInput!$B25093,DataInput!H25093,NA())","v":{"$error":"#N/A"}},{"$f":"IF($E25094=DataInput!$B25093,DataInput!I25093,NA())","v":{"$error":"#N/A"}},{"$f":"IF($E25094=DataInput!$B25093,DataInput!J25093,NA())","v":{"$error":"#N/A"}},{"$f":"IF($E25094=DataInput!$B25093,DataInput!K25093,NA())","v":{"$error":"#N/A"}},null,null,"  ",null,null,null,null,false,null,null,{"$error":"#N/A"},{"$error":"#N/A"},{"$error":"#N/A"},{"$error":"#N/A"},{"$error":"#N/A"},{"$error":"#N/A"},{"$error":"#N/A"},{"$error":"#N/A"},{"$error":"#N/A"},{"$error":"#N/A"}]
[null,{"$f":"IF(DataInput!B25113=$B$8,IF($B$9=$B$10,TRUE,IF(DataInput!E25113=$B$9,TRUE,FALSE)))","v":false},null,null,{"$f":"IF(B25114=TRUE,DataInput!B25113,NA())","v":{"$error":"#N/A"}},{"$f":"IF($E25114=DataInput!$B25113,DataInput!C25113,NA())","v":{"$error":"#N/A"}},{"$f":"IF($E25114=DataInput!$B25113,DataInput!D25113,NA())","v":{"$error":"#N/A"}},{"$f":"IF($E25114=DataInput!$B25113,DataInput!E25113,NA())","v":{"$error":"#N/A"}},{"$f":"IF($E25114=DataInput!$B25113,DataInput!F25113,NA())","v":{"$error":"#N/A"}},{"$f":"IF($E25114=DataInput!$B25113,DataInput!G25113,NA())","v":{"$error":"#N/A"}},{"$f":"IF($E25114=DataInput!$B25113,DataInput!H25113,NA())","v":{"$error":"#N/A"}},{"$f":"IF($E25114=DataInput!$B25113,DataInput!I25113,NA())","v":{"$error":"#N/A"}},{"$f":"IF($E25114=DataInput!$B25113,DataInput!J25113,NA())","v":{"$error":"#N/A"}},{"$f":"IF($E25114=DataInput!$B25113,DataInput!K25113,NA())","v":{"$error":"#N/A"}},null,null,"  ",null,null,null,null,false,null,null,{"$error":"#N/A"},{"$error":"#N/A"},{"$error":"#N/A"},{"$error":"#N/A"},{"$error":"#N/A"},{"$error":"#N/A"},{"$error":"#N/A"},{"$error":"#N/A"},{"$error":"#N/A"},{"$error":"#N/A"}]
[null,{"$f":"IF(DataInput!B25141=$B$8,IF($B$9=$B$10,TRUE,IF(DataInput!E25141=$B$9,TRUE,FALSE)))","v":false},null,null,{"$f":"IF(B25142=TRUE,DataInput!B25141,NA())","v":{"$error":"#N/A"}},{"$f":"IF($E25142=DataInput!$B25141,DataInput!C25141,NA())","v":{"$error":"#N/A"}},{"$f":"IF($E25142=DataInput!$B25141,DataInput!D25141,NA())","v":{"$error":"#N/A"}},{"$f":"IF($E25142=DataInput!$B25141,DataInput!E25141,NA())","v":{"$error":"#N/A"}},{"$f":"IF($E25142=DataInput!$B25141,DataInput!F25141,NA())","v":{"$error":"#N/A"}},{"$f":"IF($E25142=DataInput!$B25141,DataInput!G25141,NA())","v":{"$error":"#N/A"}},{"$f":"IF($E25142=DataInput!$B25141,DataInput!H25141,NA())","v":{"$error":"#N/A"}},{"$f":"IF($E25142=DataInput!$B25141,DataInput!I25141,NA())","v":{"$error":"#N/A"}},{"$f":"IF($E25142=DataInput!$B25141,DataInput!J25141,NA())","v":{"$error":"#N/A"}},{"$f":"IF($E25142=DataInput!$B25141,DataInput!K25141,NA())","v":{"$error":"#N/A"}},null,null,"  ",null,null,null,null,false,null,null,{"$error":"#N/A"},{"$error":"#N/A"},{"$error":"#N/A"},{"$error":"#N/A"},{"$error":"#N/A"},{"$error":"#N/A"},{"$error":"#N/A"},{"$error":"#N/A"},{"$error":"#N/A"},{"$error":"#N/A"}]
[null,{"$f":"IF(DataInput!B25172=$B$8,IF($B$9=$B$10,TRUE,IF(DataInput!E25172=$B$9,TRUE,FALSE)))","v":false},null,null,{"$f":"IF(B25173=TRUE,DataInput!B25172,NA())","v":{"$error":"#N/A"}},{"$f":"IF($E25173=DataInput!$B25172,DataInput!C25172,NA())","v":{"$error":"#N/A"}},{"$f":"IF($E25173=DataInput!$B25172,DataInput!D25172,NA())","v":{"$error":"#N/A"}},{"$f":"IF($E25173=DataInput!$B25172,DataInput!E25172,NA())","v":{"$error":"#N/A"}},{"$f":"IF($E25173=DataInput!$B25172,DataInput!F25172,NA())","v":{"$error":"#N/A"}},{"$f":"IF($E25173=DataInput!$B25172,DataInput!G25172,NA())","v":{"$error":"#N/A"}},{"$f":"IF($E25173=DataInput!$B25172,DataInput!H25172,NA())","v":{"$error":"#N/A"}},{"$f":"IF($E25173=DataInput!$B25172,DataInput!I25172,NA())","v":{"$error":"#N/A"}},{"$f":"IF($E25173=DataInput!$B25172,DataInput!J25172,NA())","v":{"$error":"#N/A"}},{"$f":"IF($E25173=DataInput!$B25172,DataInput!K25172,NA())","v":{"$error":"#N/A"}},null,null,"  ",null,null,null,null,false,null,null,{"$error":"#N/A"},{"$error":"#N/A"},{"$error":"#N/A"},{"$error":"#N/A"},{"$error":"#N/A"},{"$error":"#N/A"},{"$error":"#N/A"},{"$error":"#N/A"},{"$error":"#N/A"},{"$error":"#N/A"}]
[null,{"$f":"IF(DataInput!B25190=$B$8,IF($B$9=$B$10,TRUE,IF(DataInput!E25190=$B$9,TRUE,FALSE)))","v":false},null,null,{"$f":"IF(B25191=TRUE,DataInput!B25190,NA())","v":{"$error":"#N/A"}},{"$f":"IF($E25191=DataInput!$B25190,DataInput!C25190,NA())","v":{"$error":"#N/A"}},{"$f":"IF($E25191=DataInput!$B25190,DataInput!D25190,NA())","v":{"$error":"#N/A"}},{"$f":"IF($E25191=DataInput!$B25190,DataInput!E25190,NA())","v":{"$error":"#N/A"}},{"$f":"IF($E25191=DataInput!$B25190,DataInput!F25190,NA())","v":{"$error":"#N/A"}},{"$f":"IF($E25191=DataInput!$B25190,DataInput!G25190,NA())","v":{"$error":"#N/A"}},{"$f":"IF($E25191=DataInput!$B25190,DataInput!H25190,NA())","v":{"$error":"#N/A"}},{"$f":"IF($E25191=DataInput!$B25190,DataInput!I25190,NA())","v":{"$error":"#N/A"}},{"$f":"IF($E25191=DataInput!$B25190,DataInput!J25190,NA())","v":{"$error":"#N/A"}},{"$f":"IF($E25191=DataInput!$B25190,DataInput!K25190,NA())","v":{"$error":"#N/A"}},null,null,"  ",null,null,null,null,false,null,null,{"$error":"#N/A"},{"$error":"#N/A"},{"$error":"#N/A"},{"$error":"#N/A"},{"$error":"#N/A"},{"$error":"#N/A"},{"$error":"#N/A"},{"$error":"#N/A"},{"$error":"#N/A"},{"$error":"#N/A"}]
[null,{"$f":"IF(DataInput!B25236=$B$8,IF($B$9=$B$10,TRUE,IF(DataInput!E25236=$B$9,TRUE,FALSE)))","v":false},null,null,{"$f":"IF(B25237=TRUE,DataInput!B25236,NA())","v":{"$error":"#N/A"}},{"$f":"IF($E25237=DataInput!$B25236,DataInput!C25236,NA())","v":{"$error":"#N/A"}},{"$f":"IF($E25237=DataInput!$B25236,DataInput!D25236,NA())","v":{"$error":"#N/A"}},{"$f":"IF($E25237=DataInput!$B25236,DataInput!E25236,NA())","v":{"$error":"#N/A"}},{"$f":"IF($E25237=DataInput!$B25236,DataInput!F25236,NA())","v":{"$error":"#N/A"}},{"$f":"IF($E25237=DataInput!$B25236,DataInput!G25236,NA())","v":{"$error":"#N/A"}},{"$f":"IF($E25237=DataInput!$B25236,DataInput!H25236,NA())","v":{"$error":"#N/A"}},{"$f":"IF($E25237=DataInput!$B25236,DataInput!I25236,NA())","v":{"$error":"#N/A"}},{"$f":"IF($E25237=DataInput!$B25236,DataInput!J25236,NA())","v":{"$error":"#N/A"}},{"$f":"IF($E25237=DataInput!$B25236,DataInput!K25236,NA())","v":{"$error":"#N/A"}},null,null,"  ",null,null,null,null,false,null,null,{"$error":"#N/A"},{"$error":"#N/A"},{"$error":"#N/A"},{"$error":"#N/A"},{"$error":"#N/A"},{"$error":"#N/A"},{"$error":"#N/A"},{"$error":"#N/A"},{"$error":"#N/A"},{"$error":"#N/A"}]
[null,{"$f":"IF(DataInput!B25251=$B$8,IF($B$9=$B$10,TRUE,IF(DataInput!E25251=$B$9,TRUE,FALSE)))","v":false},null,null,{"$f":"IF(B25252=TRUE,DataInput!B25251,NA())","v":{"$error":"#N/A"}},{"$f":"IF($E25252=DataInput!$B25251,DataInput!C25251,NA())","v":{"$error":"#N/A"}},{"$f":"IF($E25252=DataInput!$B25251,DataInput!D25251,NA())","v":{"$error":"#N/A"}},{"$f":"IF($E25252=DataInput!$B25251,DataInput!E25251,NA())","v":{"$error":"#N/A"}},{"$f":"IF($E25252=DataInput!$B25251,DataInput!F25251,NA())","v":{"$error":"#N/A"}},{"$f":"IF($E25252=DataInput!$B25251,DataInput!G25251,NA())","v":{"$error":"#N/A"}},{"$f":"IF($E25252=DataInput!$B25251,DataInput!H25251,NA())","v":{"$error":"#N/A"}},{"$f":"IF($E25252=DataInput!$B25251,DataInput!I25251,NA())","v":{"$error":"#N/A"}},{"$f":"IF($E25252=DataInput!$B25251,DataInput!J25251,NA())","v":{"$error":"#N/A"}},{"$f":"IF($E25252=DataInput!$B25251,DataInput!K25251,NA())","v":{"$error":"#N/A"}},null,null,"  ",null,null,null,null,false,null,null,{"$error":"#N/A"},{"$error":"#N/A"},{"$error":"#N/A"},{"$error":"#N/A"},{"$error":"#N/A"},{"$error":"#N/A"},{"$error":"#N/A"},{"$error":"#N/A"},{"$error":"#N/A"},{"$error":"#N/A"}]
[null,{"$f":"IF(DataInput!B25269=$B$8,IF($B$9=$B$10,TRUE,IF(DataInput!E25269=$B$9,TRUE,FALSE)))","v":false},null,null,{"$f":"IF(B25270=TRUE,DataInput!B25269,NA())","v":{"$error":"#N/A"}},{"$f":"IF($E25270=DataInput!$B25269,DataInput!C25269,NA())","v":{"$error":"#N/A"}},{"$f":"IF($E25270=DataInput!$B25269,DataInput!D25269,NA())","v":{"$error":"#N/A"}},{"$f":"IF($E25270=DataInput!$B25269,DataInput!E25269,NA())","v":{"$error":"#N/A"}},{"$f":"IF($E25270=DataInput!$B25269,DataInput!F25269,NA())","v":{"$error":"#N/A"}},{"$f":"IF($E25270=DataInput!$B25269,DataInput!G25269,NA())","v":{"$error":"#N/A"}},{"$f":"IF($E25270=DataInput!$B25269,DataInput!H25269,NA())","v":{"$error":"#N/A"}},{"$f":"IF($E25270=DataInput!$B25269,DataInput!I25269,NA())","v":{"$error":"#N/A"}},{"$f":"IF($E25270=DataInput!$B25269,DataInput!J25269,NA())","v":{"$error":"#N/A"}},{"$f":"IF($E25270=DataInput!$B25269,DataInput!K25269,NA())","v":{"$error":"#N/A"}},null,null,"  ",null,null,null,null,false,null,null,{"$error":"#N/A"},{"$error":"#N/A"},{"$error":"#N/A"},{"$error":"#N/A"},{"$error":"#N/A"},{"$error":"#N/A"},{"$error":"#N/A"},{"$error":"#N/A"},{"$error":"#N/A"},{"$error":"#N/A"}]
[null,{"$f":"IF(DataInput!B25300=$B$8,IF($B$9=$B$10,TRUE,IF(DataInput!E25300=$B$9,TRUE,FALSE)))","v":false},null,null,{"$f":"IF(B25301=TRUE,DataInput!B25300,NA())","v":{"$error":"#N/A"}},{"$f":"IF($E25301=DataInput!$B25300,DataInput!C25300,NA())","v":{"$error":"#N/A"}},{"$f":"IF($E25301=DataInput!$B25300,DataInput!D25300,NA())","v":{"$error":"#N/A"}},{"$f":"IF($E25301=DataInput!$B25300,DataInput!E25300,NA())","v":{"$error":"#N/A"}},{"$f":"IF($E25301=DataInput!$B25300,DataInput!F25300,NA())","v":{"$error":"#N/A"}},{"$f":"IF($E25301=DataInput!$B25300,DataInput!G25300,NA())","v":{"$error":"#N/A"}},{"$f":"IF($E25301=DataInput!$B25300,DataInput!H25300,NA())","v":{"$error":"#N/A"}},{"$f":"IF($E25301=DataInput!$B25300,DataInput!I25300,NA())","v":{"$error":"#N/A"}},{"$f":"IF($E25301=DataInput!$B25300,DataInput!J25300,NA())","v":{"$error":"#N/A"}},{"$f":"IF($E25301=DataInput!$B25300,DataInput!K25300,NA())","v":{"$error":"#N/A"}},null,null,"  ",null,null,null,null,false,null,null,{"$error":"#N/A"},{"$error":"#N/A"},{"$error":"#N/A"},{"$error":"#N/A"},{"$error":"#N/A"},{"$error":"#N/A"},{"$error":"#N/A"},{"$error":"#N/A"},{"$error":"#N/A"},{"$error":"#N/A"}]
[null,{"$f":"IF(DataInput!B25335=$B$8,IF($B$9=$B$10,TRUE,IF(DataInput!E25335=$B$9,TRUE,FALSE)))","v":false},null,null,{"$f":"IF(B25336=TRUE,DataInput!B25335,NA())","v":{"$error":"#N/A"}},{"$f":"IF($E25336=DataInput!$B25335,DataInput!C25335,NA())","v":{"$error":"#N/A"}},{"$f":"IF($E25336=DataInput!$B25335,DataInput!D25335,NA())","v":{"$error":"#N/A"}},{"$f":"IF($E25336=DataInput!$B25335,DataInput!E25335,NA())","v":{"$error":"#N/A"}},{"$f":"IF($E25336=DataInput!$B25335,DataInput!F25335,NA())","v":{"$error":"#N/A"}},{"$f":"IF($E25336=DataInput!$B25335,DataInput!G25335,NA())","v":{"$error":"#N/A"}},{"$f":"IF($E25336=DataInput!$B25335,DataInput!H25335,NA())","v":{"$error":"#N/A"}},{"$f":"IF($E25336=DataInput!$B25335,DataInput!I25335,NA())","v":{"$error":"#N/A"}},{"$f":"IF($E25336=DataInput!$B25335,DataInput!J25335,NA())","v":{"$error":"#N/A"}},{"$f":"IF($E25336=DataInput!$B25335,DataInput!K25335,NA())","v":{"$error":"#N/A"}},null,null,"  ",null,null,null,null,false,null,null,{"$error":"#N/A"},{"$error":"#N/A"},{"$error":"#N/A"},{"$error":"#N/A"},{"$error":"#N/A"},{"$error":"#N/A"},{"$error":"#N/A"},{"$error":"#N/A"},{"$error":"#N/A"},{"$error":"#N/A"}]
[null,{"$f":"IF(DataInput!B25377=$B$8,IF($B$9=$B$10,TRUE,IF(DataInput!E25377=$B$9,TRUE,FALSE)))","v":false},null,null,{"$f":"IF(B25378=TRUE,DataInput!B25377,NA())","v":{"$error":"#N/A"}},{"$f":"IF($E25378=DataInput!$B25377,DataInput!C25377,NA())","v":{"$error":"#N/A"}},{"$f":"IF($E25378=DataInput!$B25377,DataInput!D25377,NA())","v":{"$error":"#N/A"}},{"$f":"IF($E25378=DataInput!$B25377,DataInput!E25377,NA())","v":{"$error":"#N/A"}},{"$f":"IF($E25378=DataInput!$B25377,DataInput!F25377,NA())","v":{"$error":"#N/A"}},{"$f":"IF($E25378=DataInput!$B25377,DataInput!G25377,NA())","v":{"$error":"#N/A"}},{"$f":"IF($E25378=DataInput!$B25377,DataInput!H25377,NA())","v":{"$error":"#N/A"}},{"$f":"IF($E25378=DataInput!$B25377,DataInput!I25377,NA())","v":{"$error":"#N/A"}},{"$f":"IF($E25378=DataInput!$B25377,DataInput!J25377,NA())","v":{"$error":"#N/A"}},{"$f":"IF($E25378=DataInput!$B25377,DataInput!K25377,NA())","v":{"$error":"#N/A"}},null,null,"  ",null,null,null,null,false,null,null,{"$error":"#N/A"},{"$error":"#N/A"},{"$error":"#N/A"},{"$error":"#N/A"},{"$error":"#N/A"},{"$error":"#N/A"},{"$error":"#N/A"},{"$error":"#N/A"},{"$error":"#N/A"},{"$error":"#N/A"}]
[null,{"$f":"IF(DataInput!B25408=$B$8,IF($B$9=$B$10,TRUE,IF(DataInput!E25408=$B$9,TRUE,FALSE)))","v":false},null,null,{"$f":"IF(B25409=TRUE,DataInput!B25408,NA())","v":{"$error":"#N/A"}},{"$f":"IF($E25409=DataInput!$B25408,DataInput!C25408,NA())","v":{"$error":"#N/A"}},{"$f":"IF($E25409=DataInput!$B25408,DataInput!D25408,NA())","v":{"$error":"#N/A"}},{"$f":"IF($E25409=DataInput!$B25408,DataInput!E25408,NA())","v":{"$error":"#N/A"}},{"$f":"IF($E25409=DataInput!$B25408,DataInput!F25408,NA())","v":{"$error":"#N/A"}},{"$f":"IF($E25409=DataInput!$B25408,DataInput!G25408,NA())","v":{"$error":"#N/A"}},{"$f":"IF($E25409=DataInput!$B25408,DataInput!H25408,NA())","v":{"$error":"#N/A"}},{"$f":"IF($E25409=DataInput!$B25408,DataInput!I25408,NA())","v":{"$error":"#N/A"}},{"$f":"IF($E25409=DataInput!$B25408,DataInput!J25408,NA())","v":{"$error":"#N/A"}},{"$f":"IF($E25409=DataInput!$B25408,DataInput!K25408,NA())","v":{"$error":"#N/A"}},null,null,"  ",null,null,null,null,false,null,null,{"$error":"#N/A"},{"$error":"#N/A"},{"$error":"#N/A"},{"$error":"#N/A"},{"$error":"#N/A"},{"$error":"#N/A"},{"$error":"#N/A"},{"$error":"#N/A"},{"$error":"#N/A"},{"$error":"#N/A"}]
[null,{"$f":"IF(DataInput!B25426=$B$8,IF($B$9=$B$10,TRUE,IF(DataInput!E25426=$B$9,TRUE,FALSE)))","v":false},null,null,{"$f":"IF(B25427=TRUE,DataInput!B25426,NA())","v":{"$error":"#N/A"}},{"$f":"IF($E25427=DataInput!$B25426,DataInput!C25426,NA())","v":{"$error":"#N/A"}},{"$f":"IF($E25427=DataInput!$B25426,DataInput!D25426,NA())","v":{"$error":"#N/A"}},{"$f":"IF($E25427=DataInput!$B25426,DataInput!E25426,NA())","v":{"$error":"#N/A"}},{"$f":"IF($E25427=DataInput!$B25426,DataInput!F25426,NA())","v":{"$error":"#N/A"}},{"$f":"IF($E25427=DataInput!$B25426,DataInput!G25426,NA())","v":{"$error":"#N/A"}},{"$f":"IF($E25427=DataInput!$B25426,DataInput!H25426,NA())","v":{"$error":"#N/A"}},{"$f":"IF($E25427=DataInput!$B25426,DataInput!I25426,NA())","v":{"$error":"#N/A"}},{"$f":"IF($E25427=DataInput!$B25426,DataInput!J25426,NA())","v":{"$error":"#N/A"}},{"$f":"IF($E25427=DataInput!$B25426,DataInput!K25426,NA())","v":{"$error":"#N/A"}},null,null,"  ",null,null,null,null,false,null,null,{"$error":"#N/A"},{"$error":"#N/A"},{"$error":"#N/A"},{"$error":"#N/A"},{"$error":"#N/A"},{"$error":"#N/A"},{"$error":"#N/A"},{"$error":"#N/A"},{"$error":"#N/A"},{"$error":"#N/A"}]
[null,{"$f":"IF(DataInput!B25458=$B$8,IF($B$9=$B$10,TRUE,IF(DataInput!E25458=$B$9,TRUE,FALSE)))","v":false},null,null,{"$f":"IF(B25459=TRUE,DataInput!B25458,NA())","v":{"$error":"#N/A"}},{"$f":"IF($E25459=DataInput!$B25458,DataInput!C25458,NA())","v":{"$error":"#N/A"}},{"$f":"IF($E25459=DataInput!$B25458,DataInput!D25458,NA())","v":{"$error":"#N/A"}},{"$f":"IF($E25459=DataInput!$B25458,DataInput!E25458,NA())","v":{"$error":"#N/A"}},{"$f":"IF($E25459=DataInput!$B25458,DataInput!F25458,NA())","v":{"$error":"#N/A"}},{"$f":"IF($E25459=DataInput!$B25458,DataInput!G25458,NA())","v":{"$error":"#N/A"}},{"$f":"IF($E25459=DataInput!$B25458,DataInput!H25458,NA())","v":{"$error":"#N/A"}},{"$f":"IF($E25459=DataInput!$B25458,DataInput!I25458,NA())","v":{"$error":"#N/A"}},{"$f":"IF($E25459=DataInput!$B25458,DataInput!J25458,NA())","v":{"$error":"#N/A"}},{"$f":"IF($E25459=DataInput!$B25458,DataInput!K25458,NA())","v":{"$error":"#N/A"}},null,null,"  ",null,null,null,null,false,null,null,{"$error":"#N/A"},{"$error":"#N/A"},{"$error":"#N/A"},{"$error":"#N/A"},{"$error":"#N/A"},{"$error":"#N/A"},{"$error":"#N/A"},{"$error":"#N/A"},{"$error":"#N/A"},{"$error":"#N/A"}]
[null,{"$f":"IF(DataInput!B25474=$B$8,IF($B$9=$B$10,TRUE,IF(DataInput!E25474=$B$9,TRUE,FALSE)))","v":false},null,null,{"$f":"IF(B25475=TRUE,DataInput!B25474,NA())","v":{"$error":"#N/A"}},{"$f":"IF($E25475=DataInput!$B25474,DataInput!C25474,NA())","v":{"$error":"#N/A"}},{"$f":"IF($E25475=DataInput!$B25474,DataInput!D25474,NA())","v":{"$error":"#N/A"}},{"$f":"IF($E25475=DataInput!$B25474,DataInput!E25474,NA())","v":{"$error":"#N/A"}},{"$f":"IF($E25475=DataInput!$B25474,DataInput!F25474,NA())","v":{"$error":"#N/A"}},{"$f":"IF($E25475=DataInput!$B25474,DataInput!G25474,NA())","v":{"$error":"#N/A"}},{"$f":"IF($E25475=DataInput!$B25474,DataInput!H25474,NA())","v":{"$error":"#N/A"}},{"$f":"IF($E25475=DataInput!$B25474,DataInput!I25474,NA())","v":{"$error":"#N/A"}},{"$f":"IF($E25475=DataInput!$B25474,DataInput!J25474,NA())","v":{"$error":"#N/A"}},{"$f":"IF($E25475=DataInput!$B25474,DataInput!K25474,NA())","v":{"$error":"#N/A"}},null,null,"  ",null,null,null,null,false,null,null,{"$error":"#N/A"},{"$error":"#N/A"},{"$error":"#N/A"},{"$error":"#N/A"},{"$error":"#N/A"},{"$error":"#N/A"},{"$error":"#N/A"},{"$error":"#N/A"},{"$error":"#N/A"},{"$error":"#N/A"}]
[null,{"$f":"IF(DataInput!B25505=$B$8,IF($B$9=$B$10,TRUE,IF(DataInput!E25505=$B$9,TRUE,FALSE)))","v":false},null,null,{"$f":"IF(B25506=TRUE,DataInput!B25505,NA())","v":{"$error":"#N/A"}},{"$f":"IF($E25506=DataInput!$B25505,DataInput!C25505,NA())","v":{"$error":"#N/A"}},{"$f":"IF($E25506=DataInput!$B25505,DataInput!D25505,NA())","v":{"$error":"#N/A"}},{"$f":"IF($E25506=DataInput!$B25505,DataInput!E25505,NA())","v":{"$error":"#N/A"}},{"$f":"IF($E25506=DataInput!$B25505,DataInput!F25505,NA())","v":{"$error":"#N/A"}},{"$f":"IF($E25506=DataInput!$B25505,DataInput!G25505,NA())","v":{"$error":"#N/A"}},{"$f":"IF($E25506=DataInput!$B25505,DataInput!H25505,NA())","v":{"$error":"#N/A"}},{"$f":"IF($E25506=DataInput!$B25505,DataInput!I25505,NA())","v":{"$error":"#N/A"}},{"$f":"IF($E25506=DataInput!$B25505,DataInput!J25505,NA())","v":{"$error":"#N/A"}},{"$f":"IF($E25506=DataInput!$B25505,DataInput!K25505,NA())","v":{"$error":"#N/A"}},null,null,"  ",null,null,null,null,false,null,null,{"$error":"#N/A"},{"$error":"#N/A"},{"$error":"#N/A"},{"$error":"#N/A"},{"$error":"#N/A"},{"$error":"#N/A"},{"$error":"#N/A"},{"$error":"#N/A"},{"$error":"#N/A"},{"$error":"#N/A"}]
[null,{"$f":"IF(DataInput!B25536=$B$8,IF($B$9=$B$10,TRUE,IF(DataInput!E25536=$B$9,TRUE,FALSE)))","v":false},null,null,{"$f":"IF(B25537=TRUE,DataInput!B25536,NA())","v":{"$error":"#N/A"}},{"$f":"IF($E25537=DataInput!$B25536,DataInput!C25536,NA())","v":{"$error":"#N/A"}},{"$f":"IF($E25537=DataInput!$B25536,DataInput!D25536,NA())","v":{"$error":"#N/A"}},{"$f":"IF($E25537=DataInput!$B25536,DataInput!E25536,NA())","v":{"$error":"#N/A"}},{"$f":"IF($E25537=DataInput!$B25536,DataInput!F25536,NA())","v":{"$error":"#N/A"}},{"$f":"IF($E25537=DataInput!$B25536,DataInput!G25536,NA())","v":{"$error":"#N/A"}},{"$f":"IF($E25537=DataInput!$B25536,DataInput!H25536,NA())","v":{"$error":"#N/A"}},{"$f":"IF($E25537=DataInput!$B25536,DataInput!I25536,NA())","v":{"$error":"#N/A"}},{"$f":"IF($E25537=DataInput!$B25536,DataInput!J25536,NA())","v":{"$error":"#N/A"}},{"$f":"IF($E25537=DataInput!$B25536,DataInput!K25536,NA())","v":{"$error":"#N/A"}},null,null,"  ",null,null,null,null,false,null,null,{"$error":"#N/A"},{"$error":"#N/A"},{"$error":"#N/A"},{"$error":"#N/A"},{"$error":"#N/A"},{"$error":"#N/A"},{"$error":"#N/A"},{"$error":"#N/A"},{"$error":"#N/A"},{"$error":"#N/A"}]
[null,{"$f":"IF(DataInput!B25557=$B$8,IF($B$9=$B$10,TRUE,IF(DataInput!E25557=$B$9,TRUE,FALSE)))","v":false},null,null,{"$f":"IF(B25558=TRUE,DataInput!B25557,NA())","v":{"$error":"#N/A"}},{"$f":"IF($E25558=DataInput!$B25557,DataInput!C25557,NA())","v":{"$error":"#N/A"}},{"$f":"IF($E25558=DataInput!$B25557,DataInput!D25557,NA())","v":{"$error":"#N/A"}},{"$f":"IF($E25558=DataInput!$B25557,DataInput!E25557,NA())","v":{"$error":"#N/A"}},{"$f":"IF($E25558=DataInput!$B25557,DataInput!F25557,NA())","v":{"$error":"#N/A"}},{"$f":"IF($E25558=DataInput!$B25557,DataInput!G25557,NA())","v":{"$error":"#N/A"}},{"$f":"IF($E25558=DataInput!$B25557,DataInput!H25557,NA())","v":{"$error":"#N/A"}},{"$f":"IF($E25558=DataInput!$B25557,DataInput!I25557,NA())","v":{"$error":"#N/A"}},{"$f":"IF($E25558=DataInput!$B25557,DataInput!J25557,NA())","v":{"$error":"#N/A"}},{"$f":"IF($E25558=DataInput!$B25557,DataInput!K25557,NA())","v":{"$error":"#N/A"}},null,null,"  ",null,null,null,null,false,null,null,{"$error":"#N/A"},{"$error":"#N/A"},{"$error":"#N/A"},{"$error":"#N/A"},{"$error":"#N/A"},{"$error":"#N/A"},{"$error":"#N/A"},{"$error":"#N/A"},{"$error":"#N/A"},{"$error":"#N/A"}]
[null,{"$f":"IF(DataInput!B25584=$B$8,IF($B$9=$B$10,TRUE,IF(DataInput!E25584=$B$9,TRUE,FALSE)))","v":false},null,null,{"$f":"IF(B25585=TRUE,DataInput!B25584,NA())","v":{"$error":"#N/A"}},{"$f":"IF($E25585=DataInput!$B25584,DataInput!C25584,NA())","v":{"$error":"#N/A"}},{"$f":"IF($E25585=DataInput!$B25584,DataInput!D25584,NA())","v":{"$error":"#N/A"}},{"$f":"IF($E25585=DataInput!$B25584,DataInput!E25584,NA())","v":{"$error":"#N/A"}},{"$f":"IF($E25585=DataInput!$B25584,DataInput!F25584,NA())","v":{"$error":"#N/A"}},{"$f":"IF($E25585=DataInput!$B25584,DataInput!G25584,NA())","v":{"$error":"#N/A"}},{"$f":"IF($E25585=DataInput!$B25584,DataInput!H25584,NA())","v":{"$error":"#N/A"}},{"$f":"IF($E25585=DataInput!$B25584,DataInput!I25584,NA())","v":{"$error":"#N/A"}},{"$f":"IF($E25585=DataInput!$B25584,DataInput!J25584,NA())","v":{"$error":"#N/A"}},{"$f":"IF($E25585=DataInput!$B25584,DataInput!K25584,NA())","v":{"$error":"#N/A"}},null,null,"  ",null,null,null,null,false,null,null,{"$error":"#N/A"},{"$error":"#N/A"},{"$error":"#N/A"},{"$error":"#N/A"},{"$error":"#N/A"},{"$error":"#N/A"},{"$error":"#N/A"},{"$error":"#N/A"},{"$error":"#N/A"},{"$error":"#N/A"}]
[null,{"$f":"IF(DataInput!B25615=$B$8,IF($B$9=$B$10,TRUE,IF(DataInput!E25615=$B$9,TRUE,FALSE)))","v":false},null,null,{"$f":"IF(B25616=TRUE,DataInput!B25615,NA())","v":{"$error":"#N/A"}},{"$f":"IF($E25616=DataInput!$B25615,DataInput!C25615,NA())","v":{"$error":"#N/A"}},{"$f":"IF($E25616=DataInput!$B25615,DataInput!D25615,NA())","v":{"$error":"#N/A"}},{"$f":"IF($E25616=DataInput!$B25615,DataInput!E25615,NA())","v":{"$error":"#N/A"}},{"$f":"IF($E25616=DataInput!$B25615,DataInput!F25615,NA())","v":{"$error":"#N/A"}},{"$f":"IF($E25616=DataInput!$B25615,DataInput!G25615,NA())","v":{"$error":"#N/A"}},{"$f":"IF($E25616=DataInput!$B25615,DataInput!H25615,NA())","v":{"$error":"#N/A"}},{"$f":"IF($E25616=DataInput!$B25615,DataInput!I25615,NA())","v":{"$error":"#N/A"}},{"$f":"IF($E25616=DataInput!$B25615,DataInput!J25615,NA())","v":{"$error":"#N/A"}},{"$f":"IF($E25616=DataInput!$B25615,DataInput!K25615,NA())","v":{"$error":"#N/A"}},null,null,"  ",null,null,null,null,false,null,null,{"$error":"#N/A"},{"$error":"#N/A"},{"$error":"#N/A"},{"$error":"#N/A"},{"$error":"#N/A"},{"$error":"#N/A"},{"$error":"#N/A"},{"$error":"#N/A"},{"$error":"#N/A"},{"$error":"#N/A"}]
[null,{"$f":"IF(DataInput!B25662=$B$8,IF($B$9=$B$10,TRUE,IF(DataInput!E25662=$B$9,TRUE,FALSE)))","v":false},null,null,{"$f":"IF(B25663=TRUE,DataInput!B25662,NA())","v":{"$error":"#N/A"}},{"$f":"IF($E25663=DataInput!$B25662,DataInput!C25662,NA())","v":{"$error":"#N/A"}},{"$f":"IF($E25663=DataInput!$B25662,DataInput!D25662,NA())","v":{"$error":"#N/A"}},{"$f":"IF($E25663=DataInput!$B25662,DataInput!E25662,NA())","v":{"$error":"#N/A"}},{"$f":"IF($E25663=DataInput!$B25662,DataInput!F25662,NA())","v":{"$error":"#N/A"}},{"$f":"IF($E25663=DataInput!$B25662,DataInput!G25662,NA())","v":{"$error":"#N/A"}},{"$f":"IF($E25663=DataInput!$B25662,DataInput!H25662,NA())","v":{"$error":"#N/A"}},{"$f":"IF($E25663=DataInput!$B25662,DataInput!I25662,NA())","v":{"$error":"#N/A"}},{"$f":"IF($E25663=DataInput!$B25662,DataInput!J25662,NA())","v":{"$error":"#N/A"}},{"$f":"IF($E25663=DataInput!$B25662,DataInput!K25662,NA())","v":{"$error":"#N/A"}},null,null,"  ",null,null,null,null,false,null,null,{"$error":"#N/A"},{"$error":"#N/A"},{"$error":"#N/A"},{"$error":"#N/A"},{"$error":"#N/A"},{"$error":"#N/A"},{"$error":"#N/A"},{"$error":"#N/A"},{"$error":"#N/A"},{"$error":"#N/A"}]
[null,{"$f":"IF(DataInput!B25680=$B$8,IF($B$9=$B$10,TRUE,IF(DataInput!E25680=$B$9,TRUE,FALSE)))","v":false},null,null,{"$f":"IF(B25681=TRUE,DataInput!B25680,NA())","v":{"$error":"#N/A"}},{"$f":"IF($E25681=DataInput!$B25680,DataInput!C25680,NA())","v":{"$error":"#N/A"}},{"$f":"IF($E25681=DataInput!$B25680,DataInput!D25680,NA())","v":{"$error":"#N/A"}},{"$f":"IF($E25681=DataInput!$B25680,DataInput!E25680,NA())","v":{"$error":"#N/A"}},{"$f":"IF($E25681=DataInput!$B25680,DataInput!F25680,NA())","v":{"$error":"#N/A"}},{"$f":"IF($E25681=DataInput!$B25680,DataInput!G25680,NA())","v":{"$error":"#N/A"}},{"$f":"IF($E25681=DataInput!$B25680,DataInput!H25680,NA())","v":{"$error":"#N/A"}},{"$f":"IF($E25681=DataInput!$B25680,DataInput!I25680,NA())","v":{"$error":"#N/A"}},{"$f":"IF($E25681=DataInput!$B25680,DataInput!J25680,NA())","v":{"$error":"#N/A"}},{"$f":"IF($E25681=DataInput!$B25680,DataInput!K25680,NA())","v":{"$error":"#N/A"}},null,null,"  ",null,null,null,null,false,null,null,{"$error":"#N/A"},{"$error":"#N/A"},{"$error":"#N/A"},{"$error":"#N/A"},{"$error":"#N/A"},{"$error":"#N/A"},{"$error":"#N/A"},{"$error":"#N/A"},{"$error":"#N/A"},{"$error":"#N/A"}]
[null,{"$f":"IF(DataInput!B25710=$B$8,IF($B$9=$B$10,TRUE,IF(DataInput!E25710=$B$9,TRUE,FALSE)))","v":false},null,null,{"$f":"IF(B25711=TRUE,DataInput!B25710,NA())","v":{"$error":"#N/A"}},{"$f":"IF($E25711=DataInput!$B25710,DataInput!C25710,NA())","v":{"$error":"#N/A"}},{"$f":"IF($E25711=DataInput!$B25710,DataInput!D25710,NA())","v":{"$error":"#N/A"}},{"$f":"IF($E25711=DataInput!$B25710,DataInput!E25710,NA())","v":{"$error":"#N/A"}},{"$f":"IF($E25711=DataInput!$B25710,DataInput!F25710,NA())","v":{"$error":"#N/A"}},{"$f":"IF($E25711=DataInput!$B25710,DataInput!G25710,NA())","v":{"$error":"#N/A"}},{"$f":"IF($E25711=DataInput!$B25710,DataInput!H25710,NA())","v":{"$error":"#N/A"}},{"$f":"IF($E25711=DataInput!$B25710,DataInput!I25710,NA())","v":{"$error":"#N/A"}},{"$f":"IF($E25711=DataInput!$B25710,DataInput!J25710,NA())","v":{"$error":"#N/A"}},{"$f":"IF($E25711=DataInput!$B25710,DataInput!K25710,NA())","v":{"$error":"#N/A"}},null,null,"  ",null,null,null,null,false,null,null,{"$error":"#N/A"},{"$error":"#N/A"},{"$error":"#N/A"},{"$error":"#N/A"},{"$error":"#N/A"},{"$error":"#N/A"},{"$error":"#N/A"},{"$error":"#N/A"},{"$error":"#N/A"},{"$error":"#N/A"}]
[null,{"$f":"IF(DataInput!B25741=$B$8,IF($B$9=$B$10,TRUE,IF(DataInput!E25741=$B$9,TRUE,FALSE)))","v":false},null,null,{"$f":"IF(B25742=TRUE,DataInput!B25741,NA())","v":{"$error":"#N/A"}},{"$f":"IF($E25742=DataInput!$B25741,DataInput!C25741,NA())","v":{"$error":"#N/A"}},{"$f":"IF($E25742=DataInput!$B25741,DataInput!D25741,NA())","v":{"$error":"#N/A"}},{"$f":"IF($E25742=DataInput!$B25741,DataInput!E25741,NA())","v":{"$error":"#N/A"}},{"$f":"IF($E25742=DataInput!$B25741,DataInput!F25741,NA())","v":{"$error":"#N/A"}},{"$f":"IF($E25742=DataInput!$B25741,DataInput!G25741,NA())","v":{"$error":"#N/A"}},{"$f":"IF($E25742=DataInput!$B25741,DataInput!H25741,NA())","v":{"$error":"#N/A"}},{"$f":"IF($E25742=DataInput!$B25741,DataInput!I25741,NA())","v":{"$error":"#N/A"}},{"$f":"IF($E25742=DataInput!$B25741,DataInput!J25741,NA())","v":{"$error":"#N/A"}},{"$f":"IF($E25742=DataInput!$B25741,DataInput!K25741,NA())","v":{"$error":"#N/A"}},null,null,"  ",null,null,null,null,false,null,null,{"$error":"#N/A"},{"$error":"#N/A"},{"$error":"#N/A"},{"$error":"#N/A"},{"$error":"#N/A"},{"$error":"#N/A"},{"$error":"#N/A"},{"$error":"#N/A"},{"$error":"#N/A"},{"$error":"#N/A"}]
[null,{"$f":"IF(DataInput!B25772=$B$8,IF($B$9=$B$10,TRUE,IF(DataInput!E25772=$B$9,TRUE,FALSE)))","v":false},null,null,{"$f":"IF(B25773=TRUE,DataInput!B25772,NA())","v":{"$error":"#N/A"}},{"$f":"IF($E25773=DataInput!$B25772,DataInput!C25772,NA())","v":{"$error":"#N/A"}},{"$f":"IF($E25773=DataInput!$B25772,DataInput!D25772,NA())","v":{"$error":"#N/A"}},{"$f":"IF($E25773=DataInput!$B25772,DataInput!E25772,NA())","v":{"$error":"#N/A"}},{"$f":"IF($E25773=DataInput!$B25772,DataInput!F25772,NA())","v":{"$error":"#N/A"}},{"$f":"IF($E25773=DataInput!$B25772,DataInput!G25772,NA())","v":{"$error":"#N/A"}},{"$f":"IF($E25773=DataInput!$B25772,DataInput!H25772,NA())","v":{"$error":"#N/A"}},{"$f":"IF($E25773=DataInput!$B25772,DataInput!I25772,NA())","v":{"$error":"#N/A"}},{"$f":"IF($E25773=DataInput!$B25772,DataInput!J25772,NA())","v":{"$error":"#N/A"}},{"$f":"IF($E25773=DataInput!$B25772,DataInput!K25772,NA())","v":{"$error":"#N/A"}},null,null,"  ",null,null,null,null,false,null,null,{"$error":"#N/A"},{"$error":"#N/A"},{"$error":"#N/A"},{"$error":"#N/A"},{"$error":"#N/A"},{"$error":"#N/A"},{"$error":"#N/A"},{"$error":"#N/A"},{"$error":"#N/A"},{"$error":"#N/A"}]
[null,{"$f":"IF(DataInput!B25807=$B$8,IF($B$9=$B$10,TRUE,IF(DataInput!E25807=$B$9,TRUE,FALSE)))","v":false},null,null,{"$f":"IF(B25808=TRUE,DataInput!B25807,NA())","v":{"$error":"#N/A"}},{"$f":"IF($E25808=DataInput!$B25807,DataInput!C25807,NA())","v":{"$error":"#N/A"}},{"$f":"IF($E25808=DataInput!$B25807,DataInput!D25807,NA())","v":{"$error":"#N/A"}},{"$f":"IF($E25808=DataInput!$B25807,DataInput!E25807,NA())","v":{"$error":"#N/A"}},{"$f":"IF($E25808=DataInput!$B25807,DataInput!F25807,NA())","v":{"$error":"#N/A"}},{"$f":"IF($E25808=DataInput!$B25807,DataInput!G25807,NA())","v":{"$error":"#N/A"}},{"$f":"IF($E25808=DataInput!$B25807,DataInput!H25807,NA())","v":{"$error":"#N/A"}},{"$f":"IF($E25808=DataInput!$B25807,DataInput!I25807,NA())","v":{"$error":"#N/A"}},{"$f":"IF($E25808=DataInput!$B25807,DataInput!J25807,NA())","v":{"$error":"#N/A"}},{"$f":"IF($E25808=DataInput!$B25807,DataInput!K25807,NA())","v":{"$error":"#N/A"}},null,null,"  ",null,null,null,null,false,null,null,{"$error":"#N/A"},{"$error":"#N/A"},{"$error":"#N/A"},{"$error":"#N/A"},{"$error":"#N/A"},{"$error":"#N/A"},{"$error":"#N/A"},{"$error":"#N/A"},{"$error":"#N/A"},{"$error":"#N/A"}]
[null,{"$f":"IF(DataInput!B25820=$B$8,IF($B$9=$B$10,TRUE,IF(DataInput!E25820=$B$9,TRUE,FALSE)))","v":false},null,null,{"$f":"IF(B25821=TRUE,DataInput!B25820,NA())","v":{"$error":"#N/A"}},{"$f":"IF($E25821=DataInput!$B25820,DataInput!C25820,NA())","v":{"$error":"#N/A"}},{"$f":"IF($E25821=DataInput!$B25820,DataInput!D25820,NA())","v":{"$error":"#N/A"}},{"$f":"IF($E25821=DataInput!$B25820,DataInput!E25820,NA())","v":{"$error":"#N/A"}},{"$f":"IF($E25821=DataInput!$B25820,DataInput!F25820,NA())","v":{"$error":"#N/A"}},{"$f":"IF($E25821=DataInput!$B25820,DataInput!G25820,NA())","v":{"$error":"#N/A"}},{"$f":"IF($E25821=DataInput!$B25820,DataInput!H25820,NA())","v":{"$error":"#N/A"}},{"$f":"IF($E25821=DataInput!$B25820,DataInput!I25820,NA())","v":{"$error":"#N/A"}},{"$f":"IF($E25821=DataInput!$B25820,DataInput!J25820,NA())","v":{"$error":"#N/A"}},{"$f":"IF($E25821=DataInput!$B25820,DataInput!K25820,NA())","v":{"$error":"#N/A"}},null,null,"  ",null,null,null,null,false,null,null,{"$error":"#N/A"},{"$error":"#N/A"},{"$error":"#N/A"},{"$error":"#N/A"},{"$error":"#N/A"},{"$error":"#N/A"},{"$error":"#N/A"},{"$error":"#N/A"},{"$error":"#N/A"},{"$error":"#N/A"}]
[null,{"$f":"IF(DataInput!B25867=$B$8,IF($B$9=$B$10,TRUE,IF(DataInput!E25867=$B$9,TRUE,FALSE)))","v":false},null,null,{"$f":"IF(B25868=TRUE,DataInput!B25867,NA())","v":{"$error":"#N/A"}},{"$f":"IF($E25868=DataInput!$B25867,DataInput!C25867,NA())","v":{"$error":"#N/A"}},{"$f":"IF($E25868=DataInput!$B25867,DataInput!D25867,NA())","v":{"$error":"#N/A"}},{"$f":"IF($E25868=DataInput!$B25867,DataInput!E25867,NA())","v":{"$error":"#N/A"}},{"$f":"IF($E25868=DataInput!$B25867,DataInput!F25867,NA())","v":{"$error":"#N/A"}},{"$f":"IF($E25868=DataInput!$B25867,DataInput!G25867,NA())","v":{"$error":"#N/A"}},{"$f":"IF($E25868=DataInput!$B25867,DataInput!H25867,NA())","v":{"$error":"#N/A"}},{"$f":"IF($E25868=DataInput!$B25867,DataInput!I25867,NA())","v":{"$error":"#N/A"}},{"$f":"IF($E25868=DataInput!$B25867,DataInput!J25867,NA())","v":{"$error":"#N/A"}},{"$f":"IF($E25868=DataInput!$B25867,DataInput!K25867,NA())","v":{"$error":"#N/A"}},null,null,"  ",null,null,null,null,{"$f":"IF(ISERROR(G25868),FALSE,IF($V$9=G25868,TRUE,FALSE))","v":false},null,null,{"$error":"#N/A"},{"$error":"#N/A"},{"$error":"#N/A"},{"$error":"#N/A"},{"$error":"#N/A"},{"$error":"#N/A"},{"$error":"#N/A"},{"$error":"#N/A"},{"$error":"#N/A"},{"$error":"#N/A"}]
[null,{"$f":"IF(DataInput!B25898=$B$8,IF($B$9=$B$10,TRUE,IF(DataInput!E25898=$B$9,TRUE,FALSE)))","v":false},null,null,{"$f":"IF(B25899=TRUE,DataInput!B25898,NA())","v":{"$error":"#N/A"}},{"$f":"IF($E25899=DataInput!$B25898,DataInput!C25898,NA())","v":{"$error":"#N/A"}},{"$f":"IF($E25899=DataInput!$B25898,DataInput!D25898,NA())","v":{"$error":"#N/A"}},{"$f":"IF($E25899=DataInput!$B25898,DataInput!E25898,NA())","v":{"$error":"#N/A"}},{"$f":"IF($E25899=DataInput!$B25898,DataInput!F25898,NA())","v":{"$error":"#N/A"}},{"$f":"IF($E25899=DataInput!$B25898,DataInput!G25898,NA())","v":{"$error":"#N/A"}},{"$f":"IF($E25899=DataInput!$B25898,DataInput!H25898,NA())","v":{"$error":"#N/A"}},{"$f":"IF($E25899=DataInput!$B25898,DataInput!I25898,NA())","v":{"$error":"#N/A"}},{"$f":"IF($E25899=DataInput!$B25898,DataInput!J25898,NA())","v":{"$error":"#N/A"}},{"$f":"IF($E25899=DataInput!$B25898,DataInput!K25898,NA())","v":{"$error":"#N/A"}},null,null,"  ",null,null,null,null,false,null,null,{"$error":"#N/A"},{"$error":"#N/A"},{"$error":"#N/A"},{"$error":"#N/A"},{"$error":"#N/A"},{"$error":"#N/A"},{"$error":"#N/A"},{"$error":"#N/A"},{"$error":"#N/A"},{"$error":"#N/A"}]
[null,{"$f":"IF(DataInput!B25902=$B$8,IF($B$9=$B$10,TRUE,IF(DataInput!E25902=$B$9,TRUE,FALSE)))","v":false},null,null,{"$f":"IF(B25903=TRUE,DataInput!B25902,NA())","v":{"$error":"#N/A"}},{"$f":"IF($E25903=DataInput!$B25902,DataInput!C25902,NA())","v":{"$error":"#N/A"}},{"$f":"IF($E25903=DataInput!$B25902,DataInput!D25902,NA())","v":{"$error":"#N/A"}},{"$f":"IF($E25903=DataInput!$B25902,DataInput!E25902,NA())","v":{"$error":"#N/A"}},{"$f":"IF($E25903=DataInput!$B25902,DataInput!F25902,NA())","v":{"$error":"#N/A"}},{"$f":"IF($E25903=DataInput!$B25902,DataInput!G25902,NA())","v":{"$error":"#N/A"}},{"$f":"IF($E25903=DataInput!$B25902,DataInput!H25902,NA())","v":{"$error":"#N/A"}},{"$f":"IF($E25903=DataInput!$B25902,DataInput!I25902,NA())","v":{"$error":"#N/A"}},{"$f":"IF($E25903=DataInput!$B25902,DataInput!J25902,NA())","v":{"$error":"#N/A"}},{"$f":"IF($E25903=DataInput!$B25902,DataInput!K25902,NA())","v":{"$error":"#N/A"}},null,null,"  ",null,null,null,null,false,null,null,{"$error":"#N/A"},{"$error":"#N/A"},{"$error":"#N/A"},{"$error":"#N/A"},{"$error":"#N/A"},{"$error":"#N/A"},{"$error":"#N/A"},{"$error":"#N/A"},{"$error":"#N/A"},{"$error":"#N/A"}]
[null,{"$f":"IF(DataInput!B25946=$B$8,IF($B$9=$B$10,TRUE,IF(DataInput!E25946=$B$9,TRUE,FALSE)))","v":false},null,null,{"$f":"IF(B25947=TRUE,DataInput!B25946,NA())","v":{"$error":"#N/A"}},{"$f":"IF($E25947=DataInput!$B25946,DataInput!C25946,NA())","v":{"$error":"#N/A"}},{"$f":"IF($E25947=DataInput!$B25946,DataInput!D25946,NA())","v":{"$error":"#N/A"}},{"$f":"IF($E25947=DataInput!$B25946,DataInput!E25946,NA())","v":{"$error":"#N/A"}},{"$f":"IF($E25947=DataInput!$B25946,DataInput!F25946,NA())","v":{"$error":"#N/A"}},{"$f":"IF($E25947=DataInput!$B25946,DataInput!G25946,NA())","v":{"$error":"#N/A"}},{"$f":"IF($E25947=DataInput!$B25946,DataInput!H25946,NA())","v":{"$error":"#N/A"}},{"$f":"IF($E25947=DataInput!$B25946,DataInput!I25946,NA())","v":{"$error":"#N/A"}},{"$f":"IF($E25947=DataInput!$B25946,DataInput!J25946,NA())","v":{"$error":"#N/A"}},{"$f":"IF($E25947=DataInput!$B25946,DataInput!K25946,NA())","v":{"$error":"#N/A"}},null,null,"  ",null,null,null,null,false,null,null,{"$error":"#N/A"},{"$error":"#N/A"},{"$error":"#N/A"},{"$error":"#N/A"},{"$error":"#N/A"},{"$error":"#N/A"},{"$error":"#N/A"},{"$error":"#N/A"},{"$error":"#N/A"},{"$error":"#N/A"}]
[null,{"$f":"IF(DataInput!B25977=$B$8,IF($B$9=$B$10,TRUE,IF(DataInput!E25977=$B$9,TRUE,FALSE)))","v":false},null,null,{"$f":"IF(B25978=TRUE,DataInput!B25977,NA())","v":{"$error":"#N/A"}},{"$f":"IF($E25978=DataInput!$B25977,DataInput!C25977,NA())","v":{"$error":"#N/A"}},{"$f":"IF($E25978=DataInput!$B25977,DataInput!D25977,NA())","v":{"$error":"#N/A"}},{"$f":"IF($E25978=DataInput!$B25977,DataInput!E25977,NA())","v":{"$error":"#N/A"}},{"$f":"IF($E25978=DataInput!$B25977,DataInput!F25977,NA())","v":{"$error":"#N/A"}},{"$f":"IF($E25978=DataInput!$B25977,DataInput!G25977,NA())","v":{"$error":"#N/A"}},{"$f":"IF($E25978=DataInput!$B25977,DataInput!H25977,NA())","v":{"$error":"#N/A"}},{"$f":"IF($E25978=DataInput!$B25977,DataInput!I25977,NA())","v":{"$error":"#N/A"}},{"$f":"IF($E25978=DataInput!$B25977,DataInput!J25977,NA())","v":{"$error":"#N/A"}},{"$f":"IF($E25978=DataInput!$B25977,DataInput!K25977,NA())","v":{"$error":"#N/A"}},null,null,"  ",null,null,null,null,false,null,null,{"$error":"#N/A"},{"$error":"#N/A"},{"$error":"#N/A"},{"$error":"#N/A"},{"$error":"#N/A"},{"$error":"#N/A"},{"$error":"#N/A"},{"$error":"#N/A"},{"$error":"#N/A"},{"$error":"#N/A"}]
[null,{"$f":"IF(DataInput!B26008=$B$8,IF($B$9=$B$10,TRUE,IF(DataInput!E26008=$B$9,TRUE,FALSE)))","v":false},null,null,{"$f":"IF(B26009=TRUE,DataInput!B26008,NA())","v":{"$error":"#N/A"}},{"$f":"IF($E26009=DataInput!$B26008,DataInput!C26008,NA())","v":{"$error":"#N/A"}},{"$f":"IF($E26009=DataInput!$B26008,DataInput!D26008,NA())","v":{"$error":"#N/A"}},{"$f":"IF($E26009=DataInput!$B26008,DataInput!E26008,NA())","v":{"$error":"#N/A"}},{"$f":"IF($E26009=DataInput!$B26008,DataInput!F26008,NA())","v":{"$error":"#N/A"}},{"$f":"IF($E26009=DataInput!$B26008,DataInput!G26008,NA())","v":{"$error":"#N/A"}},{"$f":"IF($E26009=DataInput!$B26008,DataInput!H26008,NA())","v":{"$error":"#N/A"}},{"$f":"IF($E26009=DataInput!$B26008,DataInput!I26008,NA())","v":{"$error":"#N/A"}},{"$f":"IF($E26009=DataInput!$B26008,DataInput!J26008,NA())","v":{"$error":"#N/A"}},{"$f":"IF($E26009=DataInput!$B26008,DataInput!K26008,NA())","v":{"$error":"#N/A"}},null,null,"  ",null,null,null,null,false,null,null,{"$error":"#N/A"},{"$error":"#N/A"},{"$error":"#N/A"},{"$error":"#N/A"},{"$error":"#N/A"},{"$error":"#N/A"},{"$error":"#N/A"},{"$error":"#N/A"},{"$error":"#N/A"},{"$error":"#N/A"}]
[null,{"$f":"IF(DataInput!B26029=$B$8,IF($B$9=$B$10,TRUE,IF(DataInput!E26029=$B$9,TRUE,FALSE)))","v":false},null,null,{"$f":"IF(B26030=TRUE,DataInput!B26029,NA())","v":{"$error":"#N/A"}},{"$f":"IF($E26030=DataInput!$B26029,DataInput!C26029,NA())","v":{"$error":"#N/A"}},{"$f":"IF($E26030=DataInput!$B26029,DataInput!D26029,NA())","v":{"$error":"#N/A"}},{"$f":"IF($E26030=DataInput!$B26029,DataInput!E26029,NA())","v":{"$error":"#N/A"}},{"$f":"IF($E26030=DataInput!$B26029,DataInput!F26029,NA())","v":{"$error":"#N/A"}},{"$f":"IF($E26030=DataInput!$B26029,DataInput!G26029,NA())","v":{"$error":"#N/A"}},{"$f":"IF($E26030=DataInput!$B26029,DataInput!H26029,NA())","v":{"$error":"#N/A"}},{"$f":"IF($E26030=DataInput!$B26029,DataInput!I26029,NA())","v":{"$error":"#N/A"}},{"$f":"IF($E26030=DataInput!$B26029,DataInput!J26029,NA())","v":{"$error":"#N/A"}},{"$f":"IF($E26030=DataInput!$B26029,DataInput!K26029,NA())","v":{"$error":"#N/A"}},null,null,"  ",null,null,null,null,false,null,null,{"$error":"#N/A"},{"$error":"#N/A"},{"$error":"#N/A"},{"$error":"#N/A"},{"$error":"#N/A"},{"$error":"#N/A"},{"$error":"#N/A"},{"$error":"#N/A"},{"$error":"#N/A"},{"$error":"#N/A"}]
[null,{"$f":"IF(DataInput!B26056=$B$8,IF($B$9=$B$10,TRUE,IF(DataInput!E26056=$B$9,TRUE,FALSE)))","v":false},null,null,{"$f":"IF(B26057=TRUE,DataInput!B26056,NA())","v":{"$error":"#N/A"}},{"$f":"IF($E26057=DataInput!$B26056,DataInput!C26056,NA())","v":{"$error":"#N/A"}},{"$f":"IF($E26057=DataInput!$B26056,DataInput!D26056,NA())","v":{"$error":"#N/A"}},{"$f":"IF($E26057=DataInput!$B26056,DataInput!E26056,NA())","v":{"$error":"#N/A"}},{"$f":"IF($E26057=DataInput!$B26056,DataInput!F26056,NA())","v":{"$error":"#N/A"}},{"$f":"IF($E26057=DataInput!$B26056,DataInput!G26056,NA())","v":{"$error":"#N/A"}},{"$f":"IF($E26057=DataInput!$B26056,DataInput!H26056,NA())","v":{"$error":"#N/A"}},{"$f":"IF($E26057=DataInput!$B26056,DataInput!I26056,NA())","v":{"$error":"#N/A"}},{"$f":"IF($E26057=DataInput!$B26056,DataInput!J26056,NA())","v":{"$error":"#N/A"}},{"$f":"IF($E26057=DataInput!$B26056,DataInput!K26056,NA())","v":{"$error":"#N/A"}},null,null,"  ",null,null,null,null,false,null,null,{"$error":"#N/A"},{"$error":"#N/A"},{"$error":"#N/A"},{"$error":"#N/A"},{"$error":"#N/A"},{"$error":"#N/A"},{"$error":"#N/A"},{"$error":"#N/A"},{"$error":"#N/A"},{"$error":"#N/A"}]
[null,{"$f":"IF(DataInput!B26074=$B$8,IF($B$9=$B$10,TRUE,IF(DataInput!E26074=$B$9,TRUE,FALSE)))","v":false},null,null,{"$f":"IF(B26075=TRUE,DataInput!B26074,NA())","v":{"$error":"#N/A"}},{"$f":"IF($E26075=DataInput!$B26074,DataInput!C26074,NA())","v":{"$error":"#N/A"}},{"$f":"IF($E26075=DataInput!$B26074,DataInput!D26074,NA())","v":{"$error":"#N/A"}},{"$f":"IF($E26075=DataInput!$B26074,DataInput!E26074,NA())","v":{"$error":"#N/A"}},{"$f":"IF($E26075=DataInput!$B26074,DataInput!F26074,NA())","v":{"$error":"#N/A"}},{"$f":"IF($E26075=DataInput!$B26074,DataInput!G26074,NA())","v":{"$error":"#N/A"}},{"$f":"IF($E26075=DataInput!$B26074,DataInput!H26074,NA())","v":{"$error":"#N/A"}},{"$f":"IF($E26075=DataInput!$B26074,DataInput!I26074,NA())","v":{"$error":"#N/A"}},{"$f":"IF($E26075=DataInput!$B26074,DataInput!J26074,NA())","v":{"$error":"#N/A"}},{"$f":"IF($E26075=DataInput!$B26074,DataInput!K26074,NA())","v":{"$error":"#N/A"}},null,null,"  ",null,null,null,null,false,null,null,{"$error":"#N/A"},{"$error":"#N/A"},{"$error":"#N/A"},{"$error":"#N/A"},{"$error":"#N/A"},{"$error":"#N/A"},{"$error":"#N/A"},{"$error":"#N/A"},{"$error":"#N/A"},{"$error":"#N/A"}]
[null,{"$f":"IF(DataInput!B26105=$B$8,IF($B$9=$B$10,TRUE,IF(DataInput!E26105=$B$9,TRUE,FALSE)))","v":false},null,null,{"$f":"IF(B26106=TRUE,DataInput!B26105,NA())","v":{"$error":"#N/A"}},{"$f":"IF($E26106=DataInput!$B26105,DataInput!C26105,NA())","v":{"$error":"#N/A"}},{"$f":"IF($E26106=DataInput!$B26105,DataInput!D26105,NA())","v":{"$error":"#N/A"}},{"$f":"IF($E26106=DataInput!$B26105,DataInput!E26105,NA())","v":{"$error":"#N/A"}},{"$f":"IF($E26106=DataInput!$B26105,DataInput!F26105,NA())","v":{"$error":"#N/A"}},{"$f":"IF($E26106=DataInput!$B26105,DataInput!G26105,NA())","v":{"$error":"#N/A"}},{"$f":"IF($E26106=DataInput!$B26105,DataInput!H26105,NA())","v":{"$error":"#N/A"}},{"$f":"IF($E26106=DataInput!$B26105,DataInput!I26105,NA())","v":{"$error":"#N/A"}},{"$f":"IF($E26106=DataInput!$B26105,DataInput!J26105,NA())","v":{"$error":"#N/A"}},{"$f":"IF($E26106=DataInput!$B26105,DataInput!K26105,NA())","v":{"$error":"#N/A"}},null,null,"  ",null,null,null,null,false,null,null,{"$error":"#N/A"},{"$error":"#N/A"},{"$error":"#N/A"},{"$error":"#N/A"},{"$error":"#N/A"},{"$error":"#N/A"},{"$error":"#N/A"},{"$error":"#N/A"},{"$error":"#N/A"},{"$error":"#N/A"}]
[null,{"$f":"IF(DataInput!B26136=$B$8,IF($B$9=$B$10,TRUE,IF(DataInput!E26136=$B$9,TRUE,FALSE)))","v":false},null,null,{"$f":"IF(B26137=TRUE,DataInput!B26136,NA())","v":{"$error":"#N/A"}},{"$f":"IF($E26137=DataInput!$B26136,DataInput!C26136,NA())","v":{"$error":"#N/A"}},{"$f":"IF($E26137=DataInput!$B26136,DataInput!D26136,NA())","v":{"$error":"#N/A"}},{"$f":"IF($E26137=DataInput!$B26136,DataInput!E26136,NA())","v":{"$error":"#N/A"}},{"$f":"IF($E26137=DataInput!$B26136,DataInput!F26136,NA())","v":{"$error":"#N/A"}},{"$f":"IF($E26137=DataInput!$B26136,DataInput!G26136,NA())","v":{"$error":"#N/A"}},{"$f":"IF($E26137=DataInput!$B26136,DataInput!H26136,NA())","v":{"$error":"#N/A"}},{"$f":"IF($E26137=DataInput!$B26136,DataInput!I26136,NA())","v":{"$error":"#N/A"}},{"$f":"IF($E26137=DataInput!$B26136,DataInput!J26136,NA())","v":{"$error":"#N/A"}},{"$f":"IF($E26137=DataInput!$B26136,DataInput!K26136,NA())","v":{"$error":"#N/A"}},null,null,"  ",null,null,null,null,false,null,null,{"$error":"#N/A"},{"$error":"#N/A"},{"$error":"#N/A"},{"$error":"#N/A"},{"$error":"#N/A"},{"$error":"#N/A"},{"$error":"#N/A"},{"$error":"#N/A"},{"$error":"#N/A"},{"$error":"#N/A"}]
[null,{"$f":"IF(DataInput!B26158=$B$8,IF($B$9=$B$10,TRUE,IF(DataInput!E26158=$B$9,TRUE,FALSE)))","v":false},null,null,{"$f":"IF(B26159=TRUE,DataInput!B26158,NA())","v":{"$error":"#N/A"}},{"$f":"IF($E26159=DataInput!$B26158,DataInput!C26158,NA())","v":{"$error":"#N/A"}},{"$f":"IF($E26159=DataInput!$B26158,DataInput!D26158,NA())","v":{"$error":"#N/A"}},{"$f":"IF($E26159=DataInput!$B26158,DataInput!E26158,NA())","v":{"$error":"#N/A"}},{"$f":"IF($E26159=DataInput!$B26158,DataInput!F26158,NA())","v":{"$error":"#N/A"}},{"$f":"IF($E26159=DataInput!$B26158,DataInput!G26158,NA())","v":{"$error":"#N/A"}},{"$f":"IF($E26159=DataInput!$B26158,DataInput!H26158,NA())","v":{"$error":"#N/A"}},{"$f":"IF($E26159=DataInput!$B26158,DataInput!I26158,NA())","v":{"$error":"#N/A"}},{"$f":"IF($E26159=DataInput!$B26158,DataInput!J26158,NA())","v":{"$error":"#N/A"}},{"$f":"IF($E26159=DataInput!$B26158,DataInput!K26158,NA())","v":{"$error":"#N/A"}},null,null,"  ",null,null,null,null,false,null,null,{"$error":"#N/A"},{"$error":"#N/A"},{"$error":"#N/A"},{"$error":"#N/A"},{"$error":"#N/A"},{"$error":"#N/A"},{"$error":"#N/A"},{"$error":"#N/A"},{"$error":"#N/A"},{"$error":"#N/A"}]
[null,{"$f":"IF(DataInput!B26213=$B$8,IF($B$9=$B$10,TRUE,IF(DataInput!E26213=$B$9,TRUE,FALSE)))","v":false},null,null,{"$f":"IF(B26214=TRUE,DataInput!B26213,NA())","v":{"$error":"#N/A"}},{"$f":"IF($E26214=DataInput!$B26213,DataInput!C26213,NA())","v":{"$error":"#N/A"}},{"$f":"IF($E26214=DataInput!$B26213,DataInput!D26213,NA())","v":{"$error":"#N/A"}},{"$f":"IF($E26214=DataInput!$B26213,DataInput!E26213,NA())","v":{"$error":"#N/A"}},{"$f":"IF($E26214=DataInput!$B26213,DataInput!F26213,NA())","v":{"$error":"#N/A"}},{"$f":"IF($E26214=DataInput!$B26213,DataInput!G26213,NA())","v":{"$error":"#N/A"}},{"$f":"IF($E26214=DataInput!$B26213,DataInput!H26213,NA())","v":{"$error":"#N/A"}},{"$f":"IF($E26214=DataInput!$B26213,DataInput!I26213,NA())","v":{"$error":"#N/A"}},{"$f":"IF($E26214=DataInput!$B26213,DataInput!J26213,NA())","v":{"$error":"#N/A"}},{"$f":"IF($E26214=DataInput!$B26213,DataInput!K26213,NA())","v":{"$error":"#N/A"}},null,null,"  ",null,null,null,null,false,null,null,{"$error":"#N/A"},{"$error":"#N/A"},{"$error":"#N/A"},{"$error":"#N/A"},{"$error":"#N/A"},{"$error":"#N/A"},{"$error":"#N/A"},{"$error":"#N/A"},{"$error":"#N/A"},{"$error":"#N/A"}]
[null,{"$f":"IF(DataInput!B26215=$B$8,IF($B$9=$B$10,TRUE,IF(DataInput!E26215=$B$9,TRUE,FALSE)))","v":false},null,null,{"$f":"IF(B26216=TRUE,DataInput!B26215,NA())","v":{"$error":"#N/A"}},{"$f":"IF($E26216=DataInput!$B26215,DataInput!C26215,NA())","v":{"$error":"#N/A"}},{"$f":"IF($E26216=DataInput!$B26215,DataInput!D26215,NA())","v":{"$error":"#N/A"}},{"$f":"IF($E26216=DataInput!$B26215,DataInput!E26215,NA())","v":{"$error":"#N/A"}},{"$f":"IF($E26216=DataInput!$B26215,DataInput!F26215,NA())","v":{"$error":"#N/A"}},{"$f":"IF($E26216=DataInput!$B26215,DataInput!G26215,NA())","v":{"$error":"#N/A"}},{"$f":"IF($E26216=DataInput!$B26215,DataInput!H26215,NA())","v":{"$error":"#N/A"}},{"$f":"IF($E26216=DataInput!$B26215,DataInput!I26215,NA())","v":{"$error":"#N/A"}},{"$f":"IF($E26216=DataInput!$B26215,DataInput!J26215,NA())","v":{"$error":"#N/A"}},{"$f":"IF($E26216=DataInput!$B26215,DataInput!K26215,NA())","v":{"$error":"#N/A"}},null,null,"  ",null,null,null,null,false,null,null,{"$error":"#N/A"},{"$error":"#N/A"},{"$error":"#N/A"},{"$error":"#N/A"},{"$error":"#N/A"},{"$error":"#N/A"},{"$error":"#N/A"},{"$error":"#N/A"},{"$error":"#N/A"},{"$error":"#N/A"}]
[null,{"$f":"IF(DataInput!B26262=$B$8,IF($B$9=$B$10,TRUE,IF(DataInput!E26262=$B$9,TRUE,FALSE)))","v":false},null,null,{"$f":"IF(B26263=TRUE,DataInput!B26262,NA())","v":{"$error":"#N/A"}},{"$f":"IF($E26263=DataInput!$B26262,DataInput!C26262,NA())","v":{"$error":"#N/A"}},{"$f":"IF($E26263=DataInput!$B26262,DataInput!D26262,NA())","v":{"$error":"#N/A"}},{"$f":"IF($E26263=DataInput!$B26262,DataInput!E26262,NA())","v":{"$error":"#N/A"}},{"$f":"IF($E26263=DataInput!$B26262,DataInput!F26262,NA())","v":{"$error":"#N/A"}},{"$f":"IF($E26263=DataInput!$B26262,DataInput!G26262,NA())","v":{"$error":"#N/A"}},{"$f":"IF($E26263=DataInput!$B26262,DataInput!H26262,NA())","v":{"$error":"#N/A"}},{"$f":"IF($E26263=DataInput!$B26262,DataInput!I26262,NA())","v":{"$error":"#N/A"}},{"$f":"IF($E26263=DataInput!$B26262,DataInput!J26262,NA())","v":{"$error":"#N/A"}},{"$f":"IF($E26263=DataInput!$B26262,DataInput!K26262,NA())","v":{"$error":"#N/A"}},null,null,"  ",null,null,null,null,false,null,null,{"$error":"#N/A"},{"$error":"#N/A"},{"$error":"#N/A"},{"$error":"#N/A"},{"$error":"#N/A"},{"$error":"#N/A"},{"$error":"#N/A"},{"$error":"#N/A"},{"$error":"#N/A"},{"$error":"#N/A"}]
[null,{"$f":"IF(DataInput!B26281=$B$8,IF($B$9=$B$10,TRUE,IF(DataInput!E26281=$B$9,TRUE,FALSE)))","v":false},null,null,{"$f":"IF(B26282=TRUE,DataInput!B26281,NA())","v":{"$error":"#N/A"}},{"$f":"IF($E26282=DataInput!$B26281,DataInput!C26281,NA())","v":{"$error":"#N/A"}},{"$f":"IF($E26282=DataInput!$B26281,DataInput!D26281,NA())","v":{"$error":"#N/A"}},{"$f":"IF($E26282=DataInput!$B26281,DataInput!E26281,NA())","v":{"$error":"#N/A"}},{"$f":"IF($E26282=DataInput!$B26281,DataInput!F26281,NA())","v":{"$error":"#N/A"}},{"$f":"IF($E26282=DataInput!$B26281,DataInput!G26281,NA())","v":{"$error":"#N/A"}},{"$f":"IF($E26282=DataInput!$B26281,DataInput!H26281,NA())","v":{"$error":"#N/A"}},{"$f":"IF($E26282=DataInput!$B26281,DataInput!I26281,NA())","v":{"$error":"#N/A"}},{"$f":"IF($E26282=DataInput!$B26281,DataInput!J26281,NA())","v":{"$error":"#N/A"}},{"$f":"IF($E26282=DataInput!$B26281,DataInput!K26281,NA())","v":{"$error":"#N/A"}},null,null,"  ",null,null,null,null,false,null,null,{"$error":"#N/A"},{"$error":"#N/A"},{"$error":"#N/A"},{"$error":"#N/A"},{"$error":"#N/A"},{"$error":"#N/A"},{"$error":"#N/A"},{"$error":"#N/A"},{"$error":"#N/A"},{"$error":"#N/A"}]
[null,{"$f":"IF(DataInput!B26310=$B$8,IF($B$9=$B$10,TRUE,IF(DataInput!E26310=$B$9,TRUE,FALSE)))","v":false},null,null,{"$f":"IF(B26311=TRUE,DataInput!B26310,NA())","v":{"$error":"#N/A"}},{"$f":"IF($E26311=DataInput!$B26310,DataInput!C26310,NA())","v":{"$error":"#N/A"}},{"$f":"IF($E26311=DataInput!$B26310,DataInput!D26310,NA())","v":{"$error":"#N/A"}},{"$f":"IF($E26311=DataInput!$B26310,DataInput!E26310,NA())","v":{"$error":"#N/A"}},{"$f":"IF($E26311=DataInput!$B26310,DataInput!F26310,NA())","v":{"$error":"#N/A"}},{"$f":"IF($E26311=DataInput!$B26310,DataInput!G26310,NA())","v":{"$error":"#N/A"}},{"$f":"IF($E26311=DataInput!$B26310,DataInput!H26310,NA())","v":{"$error":"#N/A"}},{"$f":"IF($E26311=DataInput!$B26310,DataInput!I26310,NA())","v":{"$error":"#N/A"}},{"$f":"IF($E26311=DataInput!$B26310,DataInput!J26310,NA())","v":{"$error":"#N/A"}},{"$f":"IF($E26311=DataInput!$B26310,DataInput!K26310,NA())","v":{"$error":"#N/A"}},null,null,"  ",null,null,null,null,false,null,null,{"$error":"#N/A"},{"$error":"#N/A"},{"$error":"#N/A"},{"$error":"#N/A"},{"$error":"#N/A"},{"$error":"#N/A"},{"$error":"#N/A"},{"$error":"#N/A"},{"$error":"#N/A"},{"$error":"#N/A"}]
[null,{"$f":"IF(DataInput!B26341=$B$8,IF($B$9=$B$10,TRUE,IF(DataInput!E26341=$B$9,TRUE,FALSE)))","v":false},null,null,{"$f":"IF(B26342=TRUE,DataInput!B26341,NA())","v":{"$error":"#N/A"}},{"$f":"IF($E26342=DataInput!$B26341,DataInput!C26341,NA())","v":{"$error":"#N/A"}},{"$f":"IF($E26342=DataInput!$B26341,DataInput!D26341,NA())","v":{"$error":"#N/A"}},{"$f":"IF($E26342=DataInput!$B26341,DataInput!E26341,NA())","v":{"$error":"#N/A"}},{"$f":"IF($E26342=DataInput!$B26341,DataInput!F26341,NA())","v":{"$error":"#N/A"}},{"$f":"IF($E26342=DataInput!$B26341,DataInput!G26341,NA())","v":{"$error":"#N/A"}},{"$f":"IF($E26342=DataInput!$B26341,DataInput!H26341,NA())","v":{"$error":"#N/A"}},{"$f":"IF($E26342=DataInput!$B26341,DataInput!I26341,NA())","v":{"$error":"#N/A"}},{"$f":"IF($E26342=DataInput!$B26341,DataInput!J26341,NA())","v":{"$error":"#N/A"}},{"$f":"IF($E26342=DataInput!$B26341,DataInput!K26341,NA())","v":{"$error":"#N/A"}},null,null,"  ",null,null,null,null,false,null,null,{"$error":"#N/A"},{"$error":"#N/A"},{"$error":"#N/A"},{"$error":"#N/A"},{"$error":"#N/A"},{"$error":"#N/A"},{"$error":"#N/A"},{"$error":"#N/A"},{"$error":"#N/A"},{"$error":"#N/A"}]
[null,{"$f":"IF(DataInput!B26372=$B$8,IF($B$9=$B$10,TRUE,IF(DataInput!E26372=$B$9,TRUE,FALSE)))","v":false},null,null,{"$f":"IF(B26373=TRUE,DataInput!B26372,NA())","v":{"$error":"#N/A"}},{"$f":"IF($E26373=DataInput!$B26372,DataInput!C26372,NA())","v":{"$error":"#N/A"}},{"$f":"IF($E26373=DataInput!$B26372,DataInput!D26372,NA())","v":{"$error":"#N/A"}},{"$f":"IF($E26373=DataInput!$B26372,DataInput!E26372,NA())","v":{"$error":"#N/A"}},{"$f":"IF($E26373=DataInput!$B26372,DataInput!F26372,NA())","v":{"$error":"#N/A"}},{"$f":"IF($E26373=DataInput!$B26372,DataInput!G26372,NA())","v":{"$error":"#N/A"}},{"$f":"IF($E26373=DataInput!$B26372,DataInput!H26372,NA())","v":{"$error":"#N/A"}},{"$f":"IF($E26373=DataInput!$B26372,DataInput!I26372,NA())","v":{"$error":"#N/A"}},{"$f":"IF($E26373=DataInput!$B26372,DataInput!J26372,NA())","v":{"$error":"#N/A"}},{"$f":"IF($E26373=DataInput!$B26372,DataInput!K26372,NA())","v":{"$error":"#N/A"}},null,null,"  ",null,null,null,null,false,null,null,{"$error":"#N/A"},{"$error":"#N/A"},{"$error":"#N/A"},{"$error":"#N/A"},{"$error":"#N/A"},{"$error":"#N/A"},{"$error":"#N/A"},{"$error":"#N/A"},{"$error":"#N/A"},{"$error":"#N/A"}]
[null,{"$f":"IF(DataInput!B26408=$B$8,IF($B$9=$B$10,TRUE,IF(DataInput!E26408=$B$9,TRUE,FALSE)))","v":false},null,null,{"$f":"IF(B26409=TRUE,DataInput!B26408,NA())","v":{"$error":"#N/A"}},{"$f":"IF($E26409=DataInput!$B26408,DataInput!C26408,NA())","v":{"$error":"#N/A"}},{"$f":"IF($E26409=DataInput!$B26408,DataInput!D26408,NA())","v":{"$error":"#N/A"}},{"$f":"IF($E26409=DataInput!$B26408,DataInput!E26408,NA())","v":{"$error":"#N/A"}},{"$f":"IF($E26409=DataInput!$B26408,DataInput!F26408,NA())","v":{"$error":"#N/A"}},{"$f":"IF($E26409=DataInput!$B26408,DataInput!G26408,NA())","v":{"$error":"#N/A"}},{"$f":"IF($E26409=DataInput!$B26408,DataInput!H26408,NA())","v":{"$error":"#N/A"}},{"$f":"IF($E26409=DataInput!$B26408,DataInput!I26408,NA())","v":{"$error":"#N/A"}},{"$f":"IF($E26409=DataInput!$B26408,DataInput!J26408,NA())","v":{"$error":"#N/A"}},{"$f":"IF($E26409=DataInput!$B26408,DataInput!K26408,NA())","v":{"$error":"#N/A"}},null,null,{"$f":"IF(OR(ISERROR(E26409),ISERROR(G26409)),\"  \",E26409&\" \"&G26409)","v":"  "},null,null,null,null,false,null,null,{"$error":"#N/A"},{"$error":"#N/A"},{"$error":"#N/A"},{"$error":"#N/A"},{"$error":"#N/A"},{"$error":"#N/A"},{"$error":"#N/A"},{"$error":"#N/A"},{"$error":"#N/A"},{"$error":"#N/A"}]
[null,{"$f":"IF(DataInput!B26420=$B$8,IF($B$9=$B$10,TRUE,IF(DataInput!E26420=$B$9,TRUE,FALSE)))","v":false},null,null,{"$f":"IF(B26421=TRUE,DataInput!B26420,NA())","v":{"$error":"#N/A"}},{"$f":"IF($E26421=DataInput!$B26420,DataInput!C26420,NA())","v":{"$error":"#N/A"}},{"$f":"IF($E26421=DataInput!$B26420,DataInput!D26420,NA())","v":{"$error":"#N/A"}},{"$f":"IF($E26421=DataInput!$B26420,DataInput!E26420,NA())","v":{"$error":"#N/A"}},{"$f":"IF($E26421=DataInput!$B26420,DataInput!F26420,NA())","v":{"$error":"#N/A"}},{"$f":"IF($E26421=DataInput!$B26420,DataInput!G26420,NA())","v":{"$error":"#N/A"}},{"$f":"IF($E26421=DataInput!$B26420,DataInput!H26420,NA())","v":{"$error":"#N/A"}},{"$f":"IF($E26421=DataInput!$B26420,DataInput!I26420,NA())","v":{"$error":"#N/A"}},{"$f":"IF($E26421=DataInput!$B26420,DataInput!J26420,NA())","v":{"$error":"#N/A"}},{"$f":"IF($E26421=DataInput!$B26420,DataInput!K26420,NA())","v":{"$error":"#N/A"}},null,null,"  ",null,null,null,null,false,null,null,{"$f":"IF($V26421=TRUE,E26421,NA())","v":{"$error":"#N/A"}},{"$f":"IF($V26421=TRUE,F26421,NA())","v":{"$error":"#N/A"}},{"$f":"IF($V26421=TRUE,G26421,NA())","v":{"$error":"#N/A"}},{"$f":"IF($V26421=TRUE,H26421,NA())","v":{"$error":"#N/A"}},{"$f":"IF($V26421=TRUE,I26421,NA())","v":{"$error":"#N/A"}},{"$f":"IF($V26421=TRUE,J26421,NA())","v":{"$error":"#N/A"}},{"$f":"IF($V26421=TRUE,K26421,NA())","v":{"$error":"#N/A"}},{"$f":"IF($V26421=TRUE,L26421,NA())","v":{"$error":"#N/A"}},{"$f":"IF($V26421=TRUE,M26421,NA())","v":{"$error":"#N/A"}},{"$f":"IF($V26421=TRUE,N26421,NA())","v":{"$error":"#N/A"}}]
[null,{"$f":"IF(DataInput!B26467=$B$8,IF($B$9=$B$10,TRUE,IF(DataInput!E26467=$B$9,TRUE,FALSE)))","v":false},null,null,{"$f":"IF(B26468=TRUE,DataInput!B26467,NA())","v":{"$error":"#N/A"}},{"$f":"IF($E26468=DataInput!$B26467,DataInput!C26467,NA())","v":{"$error":"#N/A"}},{"$f":"IF($E26468=DataInput!$B26467,DataInput!D26467,NA())","v":{"$error":"#N/A"}},{"$f":"IF($E26468=DataInput!$B26467,DataInput!E26467,NA())","v":{"$error":"#N/A"}},{"$f":"IF($E26468=DataInput!$B26467,DataInput!F26467,NA())","v":{"$error":"#N/A"}},{"$f":"IF($E26468=DataInput!$B26467,DataInput!G26467,NA())","v":{"$error":"#N/A"}},{"$f":"IF($E26468=DataInput!$B26467,DataInput!H26467,NA())","v":{"$error":"#N/A"}},{"$f":"IF($E26468=DataInput!$B26467,DataInput!I26467,NA())","v":{"$error":"#N/A"}},{"$f":"IF($E26468=DataInput!$B26467,DataInput!J26467,NA())","v":{"$error":"#N/A"}},{"$f":"IF($E26468=DataInput!$B26467,DataInput!K26467,NA())","v":{"$error":"#N/A"}},null,null,"  ",null,null,null,null,false,null,null,{"$error":"#N/A"},{"$error":"#N/A"},{"$error":"#N/A"},{"$error":"#N/A"},{"$error":"#N/A"},{"$error":"#N/A"},{"$error":"#N/A"},{"$error":"#N/A"},{"$error":"#N/A"},{"$error":"#N/A"}]
[null,{"$f":"IF(DataInput!B26498=$B$8,IF($B$9=$B$10,TRUE,IF(DataInput!E26498=$B$9,TRUE,FALSE)))","v":false},null,null,{"$f":"IF(B26499=TRUE,DataInput!B26498,NA())","v":{"$error":"#N/A"}},{"$f":"IF($E26499=DataInput!$B26498,DataInput!C26498,NA())","v":{"$error":"#N/A"}},{"$f":"IF($E26499=DataInput!$B26498,DataInput!D26498,NA())","v":{"$error":"#N/A"}},{"$f":"IF($E26499=DataInput!$B26498,DataInput!E26498,NA())","v":{"$error":"#N/A"}},{"$f":"IF($E26499=DataInput!$B26498,DataInput!F26498,NA())","v":{"$error":"#N/A"}},{"$f":"IF($E26499=DataInput!$B26498,DataInput!G26498,NA())","v":{"$error":"#N/A"}},{"$f":"IF($E26499=DataInput!$B26498,DataInput!H26498,NA())","v":{"$error":"#N/A"}},{"$f":"IF($E26499=DataInput!$B26498,DataInput!I26498,NA())","v":{"$error":"#N/A"}},{"$f":"IF($E26499=DataInput!$B26498,DataInput!J26498,NA())","v":{"$error":"#N/A"}},{"$f":"IF($E26499=DataInput!$B26498,DataInput!K26498,NA())","v":{"$error":"#N/A"}},null,null,"  ",null,null,null,null,false,null,null,{"$error":"#N/A"},{"$error":"#N/A"},{"$error":"#N/A"},{"$error":"#N/A"},{"$error":"#N/A"},{"$error":"#N/A"},{"$error":"#N/A"},{"$error":"#N/A"},{"$error":"#N/A"},{"$error":"#N/A"}]
[null,{"$f":"IF(DataInput!B26503=$B$8,IF($B$9=$B$10,TRUE,IF(DataInput!E26503=$B$9,TRUE,FALSE)))","v":false},null,null,{"$f":"IF(B26504=TRUE,DataInput!B26503,NA())","v":{"$error":"#N/A"}},{"$f":"IF($E26504=DataInput!$B26503,DataInput!C26503,NA())","v":{"$error":"#N/A"}},{"$f":"IF($E26504=DataInput!$B26503,DataInput!D26503,NA())","v":{"$error":"#N/A"}},{"$f":"IF($E26504=DataInput!$B26503,DataInput!E26503,NA())","v":{"$error":"#N/A"}},{"$f":"IF($E26504=DataInput!$B26503,DataInput!F26503,NA())","v":{"$error":"#N/A"}},{"$f":"IF($E26504=DataInput!$B26503,DataInput!G26503,NA())","v":{"$error":"#N/A"}},{"$f":"IF($E26504=DataInput!$B26503,DataInput!H26503,NA())","v":{"$error":"#N/A"}},{"$f":"IF($E26504=DataInput!$B26503,DataInput!I26503,NA())","v":{"$error":"#N/A"}},{"$f":"IF($E26504=DataInput!$B26503,DataInput!J26503,NA())","v":{"$error":"#N/A"}},{"$f":"IF($E26504=DataInput!$B26503,DataInput!K26503,NA())","v":{"$error":"#N/A"}},null,null,"  ",null,null,null,null,false,null,null,{"$error":"#N/A"},{"$error":"#N/A"},{"$error":"#N/A"},{"$error":"#N/A"},{"$error":"#N/A"},{"$error":"#N/A"},{"$error":"#N/A"},{"$error":"#N/A"},{"$error":"#N/A"},{"$error":"#N/A"}]
[null,{"$f":"IF(DataInput!B26546=$B$8,IF($B$9=$B$10,TRUE,IF(DataInput!E26546=$B$9,TRUE,FALSE)))","v":false},null,null,{"$f":"IF(B26547=TRUE,DataInput!B26546,NA())","v":{"$error":"#N/A"}},{"$f":"IF($E26547=DataInput!$B26546,DataInput!C26546,NA())","v":{"$error":"#N/A"}},{"$f":"IF($E26547=DataInput!$B26546,DataInput!D26546,NA())","v":{"$error":"#N/A"}},{"$f":"IF($E26547=DataInput!$B26546,DataInput!E26546,NA())","v":{"$error":"#N/A"}},{"$f":"IF($E26547=DataInput!$B26546,DataInput!F26546,NA())","v":{"$error":"#N/A"}},{"$f":"IF($E26547=DataInput!$B26546,DataInput!G26546,NA())","v":{"$error":"#N/A"}},{"$f":"IF($E26547=DataInput!$B26546,DataInput!H26546,NA())","v":{"$error":"#N/A"}},{"$f":"IF($E26547=DataInput!$B26546,DataInput!I26546,NA())","v":{"$error":"#N/A"}},{"$f":"IF($E26547=DataInput!$B26546,DataInput!J26546,NA())","v":{"$error":"#N/A"}},{"$f":"IF($E26547=DataInput!$B26546,DataInput!K26546,NA())","v":{"$error":"#N/A"}},null,null,"  ",null,null,null,null,false,null,null,{"$error":"#N/A"},{"$error":"#N/A"},{"$error":"#N/A"},{"$error":"#N/A"},{"$error":"#N/A"},{"$error":"#N/A"},{"$error":"#N/A"},{"$error":"#N/A"},{"$error":"#N/A"},{"$error":"#N/A"}]
[null,{"$f":"IF(DataInput!B26577=$B$8,IF($B$9=$B$10,TRUE,IF(DataInput!E26577=$B$9,TRUE,FALSE)))","v":false},null,null,{"$f":"IF(B26578=TRUE,DataInput!B26577,NA())","v":{"$error":"#N/A"}},{"$f":"IF($E26578=DataInput!$B26577,DataInput!C26577,NA())","v":{"$error":"#N/A"}},{"$f":"IF($E26578=DataInput!$B26577,DataInput!D26577,NA())","v":{"$error":"#N/A"}},{"$f":"IF($E26578=DataInput!$B26577,DataInput!E26577,NA())","v":{"$error":"#N/A"}},{"$f":"IF($E26578=DataInput!$B26577,DataInput!F26577,NA())","v":{"$error":"#N/A"}},{"$f":"IF($E26578=DataInput!$B26577,DataInput!G26577,NA())","v":{"$error":"#N/A"}},{"$f":"IF($E26578=DataInput!$B26577,DataInput!H26577,NA())","v":{"$error":"#N/A"}},{"$f":"IF($E26578=DataInput!$B26577,DataInput!I26577,NA())","v":{"$error":"#N/A"}},{"$f":"IF($E26578=DataInput!$B26577,DataInput!J26577,NA())","v":{"$error":"#N/A"}},{"$f":"IF($E26578=DataInput!$B26577,DataInput!K26577,NA())","v":{"$error":"#N/A"}},null,null,"  ",null,null,null,null,false,null,null,{"$error":"#N/A"},{"$error":"#N/A"},{"$error":"#N/A"},{"$error":"#N/A"},{"$error":"#N/A"},{"$error":"#N/A"},{"$error":"#N/A"},{"$error":"#N/A"},{"$error":"#N/A"},{"$error":"#N/A"}]
[null,{"$f":"IF(DataInput!B26608=$B$8,IF($B$9=$B$10,TRUE,IF(DataInput!E26608=$B$9,TRUE,FALSE)))","v":false},null,null,{"$f":"IF(B26609=TRUE,DataInput!B26608,NA())","v":{"$error":"#N/A"}},{"$f":"IF($E26609=DataInput!$B26608,DataInput!C26608,NA())","v":{"$error":"#N/A"}},{"$f":"IF($E26609=DataInput!$B26608,DataInput!D26608,NA())","v":{"$error":"#N/A"}},{"$f":"IF($E26609=DataInput!$B26608,DataInput!E26608,NA())","v":{"$error":"#N/A"}},{"$f":"IF($E26609=DataInput!$B26608,DataInput!F26608,NA())","v":{"$error":"#N/A"}},{"$f":"IF($E26609=DataInput!$B26608,DataInput!G26608,NA())","v":{"$error":"#N/A"}},{"$f":"IF($E26609=DataInput!$B26608,DataInput!H26608,NA())","v":{"$error":"#N/A"}},{"$f":"IF($E26609=DataInput!$B26608,DataInput!I26608,NA())","v":{"$error":"#N/A"}},{"$f":"IF($E26609=DataInput!$B26608,DataInput!J26608,NA())","v":{"$error":"#N/A"}},{"$f":"IF($E26609=DataInput!$B26608,DataInput!K26608,NA())","v":{"$error":"#N/A"}},null,null,"  ",null,null,null,null,false,null,null,{"$error":"#N/A"},{"$error":"#N/A"},{"$error":"#N/A"},{"$error":"#N/A"},{"$error":"#N/A"},{"$error":"#N/A"},{"$error":"#N/A"},{"$error":"#N/A"},{"$error":"#N/A"},{"$error":"#N/A"}]
[null,{"$f":"IF(DataInput!B26630=$B$8,IF($B$9=$B$10,TRUE,IF(DataInput!E26630=$B$9,TRUE,FALSE)))","v":false},null,null,{"$f":"IF(B26631=TRUE,DataInput!B26630,NA())","v":{"$error":"#N/A"}},{"$f":"IF($E26631=DataInput!$B26630,DataInput!C26630,NA())","v":{"$error":"#N/A"}},{"$f":"IF($E26631=DataInput!$B26630,DataInput!D26630,NA())","v":{"$error":"#N/A"}},{"$f":"IF($E26631=DataInput!$B26630,DataInput!E26630,NA())","v":{"$error":"#N/A"}},{"$f":"IF($E26631=DataInput!$B26630,DataInput!F26630,NA())","v":{"$error":"#N/A"}},{"$f":"IF($E26631=DataInput!$B26630,DataInput!G26630,NA())","v":{"$error":"#N/A"}},{"$f":"IF($E26631=DataInput!$B26630,DataInput!H26630,NA())","v":{"$error":"#N/A"}},{"$f":"IF($E26631=DataInput!$B26630,DataInput!I26630,NA())","v":{"$error":"#N/A"}},{"$f":"IF($E26631=DataInput!$B26630,DataInput!J26630,NA())","v":{"$error":"#N/A"}},{"$f":"IF($E26631=DataInput!$B26630,DataInput!K26630,NA())","v":{"$error":"#N/A"}},null,null,"  ",null,null,null,null,false,null,null,{"$error":"#N/A"},{"$error":"#N/A"},{"$error":"#N/A"},{"$error":"#N/A"},{"$error":"#N/A"},{"$error":"#N/A"},{"$error":"#N/A"},{"$error":"#N/A"},{"$error":"#N/A"},{"$error":"#N/A"}]
[null,{"$f":"IF(DataInput!B26656=$B$8,IF($B$9=$B$10,TRUE,IF(DataInput!E26656=$B$9,TRUE,FALSE)))","v":false},null,null,{"$f":"IF(B26657=TRUE,DataInput!B26656,NA())","v":{"$error":"#N/A"}},{"$f":"IF($E26657=DataInput!$B26656,DataInput!C26656,NA())","v":{"$error":"#N/A"}},{"$f":"IF($E26657=DataInput!$B26656,DataInput!D26656,NA())","v":{"$error":"#N/A"}},{"$f":"IF($E26657=DataInput!$B26656,DataInput!E26656,NA())","v":{"$error":"#N/A"}},{"$f":"IF($E26657=DataInput!$B26656,DataInput!F26656,NA())","v":{"$error":"#N/A"}},{"$f":"IF($E26657=DataInput!$B26656,DataInput!G26656,NA())","v":{"$error":"#N/A"}},{"$f":"IF($E26657=DataInput!$B26656,DataInput!H26656,NA())","v":{"$error":"#N/A"}},{"$f":"IF($E26657=DataInput!$B26656,DataInput!I26656,NA())","v":{"$error":"#N/A"}},{"$f":"IF($E26657=DataInput!$B26656,DataInput!J26656,NA())","v":{"$error":"#N/A"}},{"$f":"IF($E26657=DataInput!$B26656,DataInput!K26656,NA())","v":{"$error":"#N/A"}},null,null,"  ",null,null,null,null,false,null,null,{"$error":"#N/A"},{"$error":"#N/A"},{"$error":"#N/A"},{"$error":"#N/A"},{"$error":"#N/A"},{"$error":"#N/A"},{"$error":"#N/A"},{"$error":"#N/A"},{"$error":"#N/A"},{"$error":"#N/A"}]
[null,{"$f":"IF(DataInput!B26703=$B$8,IF($B$9=$B$10,TRUE,IF(DataInput!E26703=$B$9,TRUE,FALSE)))","v":false},null,null,{"$f":"IF(B26704=TRUE,DataInput!B26703,NA())","v":{"$error":"#N/A"}},{"$f":"IF($E26704=DataInput!$B26703,DataInput!C26703,NA())","v":{"$error":"#N/A"}},{"$f":"IF($E26704=DataInput!$B26703,DataInput!D26703,NA())","v":{"$error":"#N/A"}},{"$f":"IF($E26704=DataInput!$B26703,DataInput!E26703,NA())","v":{"$error":"#N/A"}},{"$f":"IF($E26704=DataInput!$B26703,DataInput!F26703,NA())","v":{"$error":"#N/A"}},{"$f":"IF($E26704=DataInput!$B26703,DataInput!G26703,NA())","v":{"$error":"#N/A"}},{"$f":"IF($E26704=DataInput!$B26703,DataInput!H26703,NA())","v":{"$error":"#N/A"}},{"$f":"IF($E26704=DataInput!$B26703,DataInput!I26703,NA())","v":{"$error":"#N/A"}},{"$f":"IF($E26704=DataInput!$B26703,DataInput!J26703,NA())","v":{"$error":"#N/A"}},{"$f":"IF($E26704=DataInput!$B26703,DataInput!K26703,NA())","v":{"$error":"#N/A"}},null,null,"  ",null,null,null,null,false,null,null,{"$error":"#N/A"},{"$error":"#N/A"},{"$error":"#N/A"},{"$error":"#N/A"},{"$error":"#N/A"},{"$error":"#N/A"},{"$error":"#N/A"},{"$error":"#N/A"},{"$error":"#N/A"},{"$error":"#N/A"}]
[null,{"$f":"IF(DataInput!B26705=$B$8,IF($B$9=$B$10,TRUE,IF(DataInput!E26705=$B$9,TRUE,FALSE)))","v":false},null,null,{"$f":"IF(B26706=TRUE,DataInput!B26705,NA())","v":{"$error":"#N/A"}},{"$f":"IF($E26706=DataInput!$B26705,DataInput!C26705,NA())","v":{"$error":"#N/A"}},{"$f":"IF($E26706=DataInput!$B26705,DataInput!D26705,NA())","v":{"$error":"#N/A"}},{"$f":"IF($E26706=DataInput!$B26705,DataInput!E26705,NA())","v":{"$error":"#N/A"}},{"$f":"IF($E26706=DataInput!$B26705,DataInput!F26705,NA())","v":{"$error":"#N/A"}},{"$f":"IF($E26706=DataInput!$B26705,DataInput!G26705,NA())","v":{"$error":"#N/A"}},{"$f":"IF($E26706=DataInput!$B26705,DataInput!H26705,NA())","v":{"$error":"#N/A"}},{"$f":"IF($E26706=DataInput!$B26705,DataInput!I26705,NA())","v":{"$error":"#N/A"}},{"$f":"IF($E26706=DataInput!$B26705,DataInput!J26705,NA())","v":{"$error":"#N/A"}},{"$f":"IF($E26706=DataInput!$B26705,DataInput!K26705,NA())","v":{"$error":"#N/A"}},null,null,"  ",null,null,null,null,false,null,null,{"$error":"#N/A"},{"$error":"#N/A"},{"$error":"#N/A"},{"$error":"#N/A"},{"$error":"#N/A"},{"$error":"#N/A"},{"$error":"#N/A"},{"$error":"#N/A"},{"$error":"#N/A"},{"$error":"#N/A"}]
[null,{"$f":"IF(DataInput!B26753=$B$8,IF($B$9=$B$10,TRUE,IF(DataInput!E26753=$B$9,TRUE,FALSE)))","v":false},null,null,{"$f":"IF(B26754=TRUE,DataInput!B26753,NA())","v":{"$error":"#N/A"}},{"$f":"IF($E26754=DataInput!$B26753,DataInput!C26753,NA())","v":{"$error":"#N/A"}},{"$f":"IF($E26754=DataInput!$B26753,DataInput!D26753,NA())","v":{"$error":"#N/A"}},{"$f":"IF($E26754=DataInput!$B26753,DataInput!E26753,NA())","v":{"$error":"#N/A"}},{"$f":"IF($E26754=DataInput!$B26753,DataInput!F26753,NA())","v":{"$error":"#N/A"}},{"$f":"IF($E26754=DataInput!$B26753,DataInput!G26753,NA())","v":{"$error":"#N/A"}},{"$f":"IF($E26754=DataInput!$B26753,DataInput!H26753,NA())","v":{"$error":"#N/A"}},{"$f":"IF($E26754=DataInput!$B26753,DataInput!I26753,NA())","v":{"$error":"#N/A"}},{"$f":"IF($E26754=DataInput!$B26753,DataInput!J26753,NA())","v":{"$error":"#N/A"}},{"$f":"IF($E26754=DataInput!$B26753,DataInput!K26753,NA())","v":{"$error":"#N/A"}},null,null,"  ",null,null,null,null,false,null,null,{"$error":"#N/A"},{"$error":"#N/A"},{"$error":"#N/A"},{"$error":"#N/A"},{"$error":"#N/A"},{"$error":"#N/A"},{"$error":"#N/A"},{"$error":"#N/A"},{"$error":"#N/A"},{"$error":"#N/A"}]
[null,{"$f":"IF(DataInput!B26782=$B$8,IF($B$9=$B$10,TRUE,IF(DataInput!E26782=$B$9,TRUE,FALSE)))","v":false},null,null,{"$f":"IF(B26783=TRUE,DataInput!B26782,NA())","v":{"$error":"#N/A"}},{"$f":"IF($E26783=DataInput!$B26782,DataInput!C26782,NA())","v":{"$error":"#N/A"}},{"$f":"IF($E26783=DataInput!$B26782,DataInput!D26782,NA())","v":{"$error":"#N/A"}},{"$f":"IF($E26783=DataInput!$B26782,DataInput!E26782,NA())","v":{"$error":"#N/A"}},{"$f":"IF($E26783=DataInput!$B26782,DataInput!F26782,NA())","v":{"$error":"#N/A"}},{"$f":"IF($E26783=DataInput!$B26782,DataInput!G26782,NA())","v":{"$error":"#N/A"}},{"$f":"IF($E26783=DataInput!$B26782,DataInput!H26782,NA())","v":{"$error":"#N/A"}},{"$f":"IF($E26783=DataInput!$B26782,DataInput!I26782,NA())","v":{"$error":"#N/A"}},{"$f":"IF($E26783=DataInput!$B26782,DataInput!J26782,NA())","v":{"$error":"#N/A"}},{"$f":"IF($E26783=DataInput!$B26782,DataInput!K26782,NA())","v":{"$error":"#N/A"}},null,null,"  ",null,null,null,null,false,null,null,{"$error":"#N/A"},{"$error":"#N/A"},{"$error":"#N/A"},{"$error":"#N/A"},{"$error":"#N/A"},{"$error":"#N/A"},{"$error":"#N/A"},{"$error":"#N/A"},{"$error":"#N/A"},{"$error":"#N/A"}]
[null,{"$f":"IF(DataInput!B26813=$B$8,IF($B$9=$B$10,TRUE,IF(DataInput!E26813=$B$9,TRUE,FALSE)))","v":false},null,null,{"$f":"IF(B26814=TRUE,DataInput!B26813,NA())","v":{"$error":"#N/A"}},{"$f":"IF($E26814=DataInput!$B26813,DataInput!C26813,NA())","v":{"$error":"#N/A"}},{"$f":"IF($E26814=DataInput!$B26813,DataInput!D26813,NA())","v":{"$error":"#N/A"}},{"$f":"IF($E26814=DataInput!$B26813,DataInput!E26813,NA())","v":{"$error":"#N/A"}},{"$f":"IF($E26814=DataInput!$B26813,DataInput!F26813,NA())","v":{"$error":"#N/A"}},{"$f":"IF($E26814=DataInput!$B26813,DataInput!G26813,NA())","v":{"$error":"#N/A"}},{"$f":"IF($E26814=DataInput!$B26813,DataInput!H26813,NA())","v":{"$error":"#N/A"}},{"$f":"IF($E26814=DataInput!$B26813,DataInput!I26813,NA())","v":{"$error":"#N/A"}},{"$f":"IF($E26814=DataInput!$B26813,DataInput!J26813,NA())","v":{"$error":"#N/A"}},{"$f":"IF($E26814=DataInput!$B26813,DataInput!K26813,NA())","v":{"$error":"#N/A"}},null,null,"  ",null,null,null,null,false,null,null,{"$error":"#N/A"},{"$error":"#N/A"},{"$error":"#N/A"},{"$error":"#N/A"},{"$error":"#N/A"},{"$error":"#N/A"},{"$error":"#N/A"},{"$error":"#N/A"},{"$error":"#N/A"},{"$error":"#N/A"}]
[null,{"$f":"IF(DataInput!B26831=$B$8,IF($B$9=$B$10,TRUE,IF(DataInput!E26831=$B$9,TRUE,FALSE)))","v":false},null,null,{"$f":"IF(B26832=TRUE,DataInput!B26831,NA())","v":{"$error":"#N/A"}},{"$f":"IF($E26832=DataInput!$B26831,DataInput!C26831,NA())","v":{"$error":"#N/A"}},{"$f":"IF($E26832=DataInput!$B26831,DataInput!D26831,NA())","v":{"$error":"#N/A"}},{"$f":"IF($E26832=DataInput!$B26831,DataInput!E26831,NA())","v":{"$error":"#N/A"}},{"$f":"IF($E26832=DataInput!$B26831,DataInput!F26831,NA())","v":{"$error":"#N/A"}},{"$f":"IF($E26832=DataInput!$B26831,DataInput!G26831,NA())","v":{"$error":"#N/A"}},{"$f":"IF($E26832=DataInput!$B26831,DataInput!H26831,NA())","v":{"$error":"#N/A"}},{"$f":"IF($E26832=DataInput!$B26831,DataInput!I26831,NA())","v":{"$error":"#N/A"}},{"$f":"IF($E26832=DataInput!$B26831,DataInput!J26831,NA())","v":{"$error":"#N/A"}},{"$f":"IF($E26832=DataInput!$B26831,DataInput!K26831,NA())","v":{"$error":"#N/A"}},null,null,"  ",null,null,null,null,false,null,null,{"$error":"#N/A"},{"$error":"#N/A"},{"$error":"#N/A"},{"$error":"#N/A"},{"$error":"#N/A"},{"$error":"#N/A"},{"$error":"#N/A"},{"$error":"#N/A"},{"$error":"#N/A"},{"$error":"#N/A"}]
[null,{"$f":"IF(DataInput!B26852=$B$8,IF($B$9=$B$10,TRUE,IF(DataInput!E26852=$B$9,TRUE,FALSE)))","v":false},null,null,{"$f":"IF(B26853=TRUE,DataInput!B26852,NA())","v":{"$error":"#N/A"}},{"$f":"IF($E26853=DataInput!$B26852,DataInput!C26852,NA())","v":{"$error":"#N/A"}},{"$f":"IF($E26853=DataInput!$B26852,DataInput!D26852,NA())","v":{"$error":"#N/A"}},{"$f":"IF($E26853=DataInput!$B26852,DataInput!E26852,NA())","v":{"$error":"#N/A"}},{"$f":"IF($E26853=DataInput!$B26852,DataInput!F26852,NA())","v":{"$error":"#N/A"}},{"$f":"IF($E26853=DataInput!$B26852,DataInput!G26852,NA())","v":{"$error":"#N/A"}},{"$f":"IF($E26853=DataInput!$B26852,DataInput!H26852,NA())","v":{"$error":"#N/A"}},{"$f":"IF($E26853=DataInput!$B26852,DataInput!I26852,NA())","v":{"$error":"#N/A"}},{"$f":"IF($E26853=DataInput!$B26852,DataInput!J26852,NA())","v":{"$error":"#N/A"}},{"$f":"IF($E26853=DataInput!$B26852,DataInput!K26852,NA())","v":{"$error":"#N/A"}},null,null,"  ",null,null,null,null,false,null,null,{"$error":"#N/A"},{"$error":"#N/A"},{"$error":"#N/A"},{"$error":"#N/A"},{"$error":"#N/A"},{"$error":"#N/A"},{"$error":"#N/A"},{"$error":"#N/A"},{"$error":"#N/A"},{"$error":"#N/A"}]
[null,{"$f":"IF(DataInput!B26892=$B$8,IF($B$9=$B$10,TRUE,IF(DataInput!E26892=$B$9,TRUE,FALSE)))","v":false},null,null,{"$f":"IF(B26893=TRUE,DataInput!B26892,NA())","v":{"$error":"#N/A"}},{"$f":"IF($E26893=DataInput!$B26892,DataInput!C26892,NA())","v":{"$error":"#N/A"}},{"$f":"IF($E26893=DataInput!$B26892,DataInput!D26892,NA())","v":{"$error":"#N/A"}},{"$f":"IF($E26893=DataInput!$B26892,DataInput!E26892,NA())","v":{"$error":"#N/A"}},{"$f":"IF($E26893=DataInput!$B26892,DataInput!F26892,NA())","v":{"$error":"#N/A"}},{"$f":"IF($E26893=DataInput!$B26892,DataInput!G26892,NA())","v":{"$error":"#N/A"}},{"$f":"IF($E26893=DataInput!$B26892,DataInput!H26892,NA())","v":{"$error":"#N/A"}},{"$f":"IF($E26893=DataInput!$B26892,DataInput!I26892,NA())","v":{"$error":"#N/A"}},{"$f":"IF($E26893=DataInput!$B26892,DataInput!J26892,NA())","v":{"$error":"#N/A"}},{"$f":"IF($E26893=DataInput!$B26892,DataInput!K26892,NA())","v":{"$error":"#N/A"}},null,null,"  ",null,null,null,null,false,null,null,{"$error":"#N/A"},{"$error":"#N/A"},{"$error":"#N/A"},{"$error":"#N/A"},{"$error":"#N/A"},{"$error":"#N/A"},{"$error":"#N/A"},{"$error":"#N/A"},{"$error":"#N/A"},{"$error":"#N/A"}]
[null,{"$f":"IF(DataInput!B26910=$B$8,IF($B$9=$B$10,TRUE,IF(DataInput!E26910=$B$9,TRUE,FALSE)))","v":false},null,null,{"$f":"IF(B26911=TRUE,DataInput!B26910,NA())","v":{"$error":"#N/A"}},{"$f":"IF($E26911=DataInput!$B26910,DataInput!C26910,NA())","v":{"$error":"#N/A"}},{"$f":"IF($E26911=DataInput!$B26910,DataInput!D26910,NA())","v":{"$error":"#N/A"}},{"$f":"IF($E26911=DataInput!$B26910,DataInput!E26910,NA())","v":{"$error":"#N/A"}},{"$f":"IF($E26911=DataInput!$B26910,DataInput!F26910,NA())","v":{"$error":"#N/A"}},{"$f":"IF($E26911=DataInput!$B26910,DataInput!G26910,NA())","v":{"$error":"#N/A"}},{"$f":"IF($E26911=DataInput!$B26910,DataInput!H26910,NA())","v":{"$error":"#N/A"}},{"$f":"IF($E26911=DataInput!$B26910,DataInput!I26910,NA())","v":{"$error":"#N/A"}},{"$f":"IF($E26911=DataInput!$B26910,DataInput!J26910,NA())","v":{"$error":"#N/A"}},{"$f":"IF($E26911=DataInput!$B26910,DataInput!K26910,NA())","v":{"$error":"#N/A"}},null,null,"  ",null,null,null,null,false,null,null,{"$error":"#N/A"},{"$error":"#N/A"},{"$error":"#N/A"},{"$error":"#N/A"},{"$error":"#N/A"},{"$error":"#N/A"},{"$error":"#N/A"},{"$error":"#N/A"},{"$error":"#N/A"},{"$error":"#N/A"}]
[null,{"$f":"IF(DataInput!B26941=$B$8,IF($B$9=$B$10,TRUE,IF(DataInput!E26941=$B$9,TRUE,FALSE)))","v":false},null,null,{"$f":"IF(B26942=TRUE,DataInput!B26941,NA())","v":{"$error":"#N/A"}},{"$f":"IF($E26942=DataInput!$B26941,DataInput!C26941,NA())","v":{"$error":"#N/A"}},{"$f":"IF($E26942=DataInput!$B26941,DataInput!D26941,NA())","v":{"$error":"#N/A"}},{"$f":"IF($E26942=DataInput!$B26941,DataInput!E26941,NA())","v":{"$error":"#N/A"}},{"$f":"IF($E26942=DataInput!$B26941,DataInput!F26941,NA())","v":{"$error":"#N/A"}},{"$f":"IF($E26942=DataInput!$B26941,DataInput!G26941,NA())","v":{"$error":"#N/A"}},{"$f":"IF($E26942=DataInput!$B26941,DataInput!H26941,NA())","v":{"$error":"#N/A"}},{"$f":"IF($E26942=DataInput!$B26941,DataInput!I26941,NA())","v":{"$error":"#N/A"}},{"$f":"IF($E26942=DataInput!$B26941,DataInput!J26941,NA())","v":{"$error":"#N/A"}},{"$f":"IF($E26942=DataInput!$B26941,DataInput!K26941,NA())","v":{"$error":"#N/A"}},null,null,"  ",null,null,null,null,false,null,null,{"$error":"#N/A"},{"$error":"#N/A"},{"$error":"#N/A"},{"$error":"#N/A"},{"$error":"#N/A"},{"$error":"#N/A"},{"$error":"#N/A"},{"$error":"#N/A"},{"$error":"#N/A"},{"$error":"#N/A"}]
[null,{"$f":"IF(DataInput!B26975=$B$8,IF($B$9=$B$10,TRUE,IF(DataInput!E26975=$B$9,TRUE,FALSE)))","v":false},null,null,{"$f":"IF(B26976=TRUE,DataInput!B26975,NA())","v":{"$error":"#N/A"}},{"$f":"IF($E26976=DataInput!$B26975,DataInput!C26975,NA())","v":{"$error":"#N/A"}},{"$f":"IF($E26976=DataInput!$B26975,DataInput!D26975,NA())","v":{"$error":"#N/A"}},{"$f":"IF($E26976=DataInput!$B26975,DataInput!E26975,NA())","v":{"$error":"#N/A"}},{"$f":"IF($E26976=DataInput!$B26975,DataInput!F26975,NA())","v":{"$error":"#N/A"}},{"$f":"IF($E26976=DataInput!$B26975,DataInput!G26975,NA())","v":{"$error":"#N/A"}},{"$f":"IF($E26976=DataInput!$B26975,DataInput!H26975,NA())","v":{"$error":"#N/A"}},{"$f":"IF($E26976=DataInput!$B26975,DataInput!I26975,NA())","v":{"$error":"#N/A"}},{"$f":"IF($E26976=DataInput!$B26975,DataInput!J26975,NA())","v":{"$error":"#N/A"}},{"$f":"IF($E26976=DataInput!$B26975,DataInput!K26975,NA())","v":{"$error":"#N/A"}},null,null,"  ",null,null,null,null,false,null,null,{"$error":"#N/A"},{"$error":"#N/A"},{"$error":"#N/A"},{"$error":"#N/A"},{"$error":"#N/A"},{"$error":"#N/A"},{"$error":"#N/A"},{"$error":"#N/A"},{"$error":"#N/A"},{"$error":"#N/A"}]
[null,{"$f":"IF(DataInput!B27018=$B$8,IF($B$9=$B$10,TRUE,IF(DataInput!E27018=$B$9,TRUE,FALSE)))","v":false},null,null,{"$f":"IF(B27019=TRUE,DataInput!B27018,NA())","v":{"$error":"#N/A"}},{"$f":"IF($E27019=DataInput!$B27018,DataInput!C27018,NA())","v":{"$error":"#N/A"}},{"$f":"IF($E27019=DataInput!$B27018,DataInput!D27018,NA())","v":{"$error":"#N/A"}},{"$f":"IF($E27019=DataInput!$B27018,DataInput!E27018,NA())","v":{"$error":"#N/A"}},{"$f":"IF($E27019=DataInput!$B27018,DataInput!F27018,NA())","v":{"$error":"#N/A"}},{"$f":"IF($E27019=DataInput!$B27018,DataInput!G27018,NA())","v":{"$error":"#N/A"}},{"$f":"IF($E27019=DataInput!$B27018,DataInput!H27018,NA())","v":{"$error":"#N/A"}},{"$f":"IF($E27019=DataInput!$B27018,DataInput!I27018,NA())","v":{"$error":"#N/A"}},{"$f":"IF($E27019=DataInput!$B27018,DataInput!J27018,NA())","v":{"$error":"#N/A"}},{"$f":"IF($E27019=DataInput!$B27018,DataInput!K27018,NA())","v":{"$error":"#N/A"}},null,null,"  ",null,null,null,null,false,null,null,{"$error":"#N/A"},{"$error":"#N/A"},{"$error":"#N/A"},{"$error":"#N/A"},{"$error":"#N/A"},{"$error":"#N/A"},{"$error":"#N/A"},{"$error":"#N/A"},{"$error":"#N/A"},{"$error":"#N/A"}]
[null,{"$f":"IF(DataInput!B27020=$B$8,IF($B$9=$B$10,TRUE,IF(DataInput!E27020=$B$9,TRUE,FALSE)))","v":false},null,null,{"$f":"IF(B27021=TRUE,DataInput!B27020,NA())","v":{"$error":"#N/A"}},{"$f":"IF($E27021=DataInput!$B27020,DataInput!C27020,NA())","v":{"$error":"#N/A"}},{"$f":"IF($E27021=DataInput!$B27020,DataInput!D27020,NA())","v":{"$error":"#N/A"}},{"$f":"IF($E27021=DataInput!$B27020,DataInput!E27020,NA())","v":{"$error":"#N/A"}},{"$f":"IF($E27021=DataInput!$B27020,DataInput!F27020,NA())","v":{"$error":"#N/A"}},{"$f":"IF($E27021=DataInput!$B27020,DataInput!G27020,NA())","v":{"$error":"#N/A"}},{"$f":"IF($E27021=DataInput!$B27020,DataInput!H27020,NA())","v":{"$error":"#N/A"}},{"$f":"IF($E27021=DataInput!$B27020,DataInput!I27020,NA())","v":{"$error":"#N/A"}},{"$f":"IF($E27021=DataInput!$B27020,DataInput!J27020,NA())","v":{"$error":"#N/A"}},{"$f":"IF($E27021=DataInput!$B27020,DataInput!K27020,NA())","v":{"$error":"#N/A"}},null,null,"  ",null,null,null,null,false,null,null,{"$error":"#N/A"},{"$error":"#N/A"},{"$error":"#N/A"},{"$error":"#N/A"},{"$error":"#N/A"},{"$error":"#N/A"},{"$error":"#N/A"},{"$error":"#N/A"},{"$error":"#N/A"},{"$error":"#N/A"}]
[null,{"$f":"IF(DataInput!B27067=$B$8,IF($B$9=$B$10,TRUE,IF(DataInput!E27067=$B$9,TRUE,FALSE)))","v":false},null,null,{"$f":"IF(B27068=TRUE,DataInput!B27067,NA())","v":{"$error":"#N/A"}},{"$f":"IF($E27068=DataInput!$B27067,DataInput!C27067,NA())","v":{"$error":"#N/A"}},{"$f":"IF($E27068=DataInput!$B27067,DataInput!D27067,NA())","v":{"$error":"#N/A"}},{"$f":"IF($E27068=DataInput!$B27067,DataInput!E27067,NA())","v":{"$error":"#N/A"}},{"$f":"IF($E27068=DataInput!$B27067,DataInput!F27067,NA())","v":{"$error":"#N/A"}},{"$f":"IF($E27068=DataInput!$B27067,DataInput!G27067,NA())","v":{"$error":"#N/A"}},{"$f":"IF($E27068=DataInput!$B27067,DataInput!H27067,NA())","v":{"$error":"#N/A"}},{"$f":"IF($E27068=DataInput!$B27067,DataInput!I27067,NA())","v":{"$error":"#N/A"}},{"$f":"IF($E27068=DataInput!$B27067,DataInput!J27067,NA())","v":{"$error":"#N/A"}},{"$f":"IF($E27068=DataInput!$B27067,DataInput!K27067,NA())","v":{"$error":"#N/A"}},null,null,"  ",null,null,null,null,false,null,null,{"$error":"#N/A"},{"$error":"#N/A"},{"$error":"#N/A"},{"$error":"#N/A"},{"$error":"#N/A"},{"$error":"#N/A"},{"$error":"#N/A"},{"$error":"#N/A"},{"$error":"#N/A"},{"$error":"#N/A"}]
[null,{"$f":"IF(DataInput!B27102=$B$8,IF($B$9=$B$10,TRUE,IF(DataInput!E27102=$B$9,TRUE,FALSE)))","v":false},null,null,{"$f":"IF(B27103=TRUE,DataInput!B27102,NA())","v":{"$error":"#N/A"}},{"$f":"IF($E27103=DataInput!$B27102,DataInput!C27102,NA())","v":{"$error":"#N/A"}},{"$f":"IF($E27103=DataInput!$B27102,DataInput!D27102,NA())","v":{"$error":"#N/A"}},{"$f":"IF($E27103=DataInput!$B27102,DataInput!E27102,NA())","v":{"$error":"#N/A"}},{"$f":"IF($E27103=DataInput!$B27102,DataInput!F27102,NA())","v":{"$error":"#N/A"}},{"$f":"IF($E27103=DataInput!$B27102,DataInput!G27102,NA())","v":{"$error":"#N/A"}},{"$f":"IF($E27103=DataInput!$B27102,DataInput!H27102,NA())","v":{"$error":"#N/A"}},{"$f":"IF($E27103=DataInput!$B27102,DataInput!I27102,NA())","v":{"$error":"#N/A"}},{"$f":"IF($E27103=DataInput!$B27102,DataInput!J27102,NA())","v":{"$error":"#N/A"}},{"$f":"IF($E27103=DataInput!$B27102,DataInput!K27102,NA())","v":{"$error":"#N/A"}},null,null,"  ",null,null,null,null,false,null,null,{"$error":"#N/A"},{"$error":"#N/A"},{"$error":"#N/A"},{"$error":"#N/A"},{"$error":"#N/A"},{"$error":"#N/A"},{"$error":"#N/A"},{"$error":"#N/A"},{"$error":"#N/A"},{"$error":"#N/A"}]
[null,{"$f":"IF(DataInput!B27128=$B$8,IF($B$9=$B$10,TRUE,IF(DataInput!E27128=$B$9,TRUE,FALSE)))","v":false},null,null,{"$f":"IF(B27129=TRUE,DataInput!B27128,NA())","v":{"$error":"#N/A"}},{"$f":"IF($E27129=DataInput!$B27128,DataInput!C27128,NA())","v":{"$error":"#N/A"}},{"$f":"IF($E27129=DataInput!$B27128,DataInput!D27128,NA())","v":{"$error":"#N/A"}},{"$f":"IF($E27129=DataInput!$B27128,DataInput!E27128,NA())","v":{"$error":"#N/A"}},{"$f":"IF($E27129=DataInput!$B27128,DataInput!F27128,NA())","v":{"$error":"#N/A"}},{"$f":"IF($E27129=DataInput!$B27128,DataInput!G27128,NA())","v":{"$error":"#N/A"}},{"$f":"IF($E27129=DataInput!$B27128,DataInput!H27128,NA())","v":{"$error":"#N/A"}},{"$f":"IF($E27129=DataInput!$B27128,DataInput!I27128,NA())","v":{"$error":"#N/A"}},{"$f":"IF($E27129=DataInput!$B27128,DataInput!J27128,NA())","v":{"$error":"#N/A"}},{"$f":"IF($E27129=DataInput!$B27128,DataInput!K27128,NA())","v":{"$error":"#N/A"}},null,null,"  ",null,null,null,null,false,null,null,{"$error":"#N/A"},{"$error":"#N/A"},{"$error":"#N/A"},{"$error":"#N/A"},{"$error":"#N/A"},{"$error":"#N/A"},{"$error":"#N/A"},{"$error":"#N/A"},{"$error":"#N/A"},{"$error":"#N/A"}]
[null,{"$f":"IF(DataInput!B27146=$B$8,IF($B$9=$B$10,TRUE,IF(DataInput!E27146=$B$9,TRUE,FALSE)))","v":false},null,null,{"$f":"IF(B27147=TRUE,DataInput!B27146,NA())","v":{"$error":"#N/A"}},{"$f":"IF($E27147=DataInput!$B27146,DataInput!C27146,NA())","v":{"$error":"#N/A"}},{"$f":"IF($E27147=DataInput!$B27146,DataInput!D27146,NA())","v":{"$error":"#N/A"}},{"$f":"IF($E27147=DataInput!$B27146,DataInput!E27146,NA())","v":{"$error":"#N/A"}},{"$f":"IF($E27147=DataInput!$B27146,DataInput!F27146,NA())","v":{"$error":"#N/A"}},{"$f":"IF($E27147=DataInput!$B27146,DataInput!G27146,NA())","v":{"$error":"#N/A"}},{"$f":"IF($E27147=DataInput!$B27146,DataInput!H27146,NA())","v":{"$error":"#N/A"}},{"$f":"IF($E27147=DataInput!$B27146,DataInput!I27146,NA())","v":{"$error":"#N/A"}},{"$f":"IF($E27147=DataInput!$B27146,DataInput!J27146,NA())","v":{"$error":"#N/A"}},{"$f":"IF($E27147=DataInput!$B27146,DataInput!K27146,NA())","v":{"$error":"#N/A"}},null,null,"  ",null,null,null,null,false,null,null,{"$error":"#N/A"},{"$error":"#N/A"},{"$error":"#N/A"},{"$error":"#N/A"},{"$error":"#N/A"},{"$error":"#N/A"},{"$error":"#N/A"},{"$error":"#N/A"},{"$error":"#N/A"},{"$error":"#N/A"}]
[null,{"$f":"IF(DataInput!B27177=$B$8,IF($B$9=$B$10,TRUE,IF(DataInput!E27177=$B$9,TRUE,FALSE)))","v":false},null,null,{"$f":"IF(B27178=TRUE,DataInput!B27177,NA())","v":{"$error":"#N/A"}},{"$f":"IF($E27178=DataInput!$B27177,DataInput!C27177,NA())","v":{"$error":"#N/A"}},{"$f":"IF($E27178=DataInput!$B27177,DataInput!D27177,NA())","v":{"$error":"#N/A"}},{"$f":"IF($E27178=DataInput!$B27177,DataInput!E27177,NA())","v":{"$error":"#N/A"}},{"$f":"IF($E27178=DataInput!$B27177,DataInput!F27177,NA())","v":{"$error":"#N/A"}},{"$f":"IF($E27178=DataInput!$B27177,DataInput!G27177,NA())","v":{"$error":"#N/A"}},{"$f":"IF($E27178=DataInput!$B27177,DataInput!H27177,NA())","v":{"$error":"#N/A"}},{"$f":"IF($E27178=DataInput!$B27177,DataInput!I27177,NA())","v":{"$error":"#N/A"}},{"$f":"IF($E27178=DataInput!$B27177,DataInput!J27177,NA())","v":{"$error":"#N/A"}},{"$f":"IF($E27178=DataInput!$B27177,DataInput!K27177,NA())","v":{"$error":"#N/A"}},null,null,"  ",null,null,null,null,false,null,null,{"$error":"#N/A"},{"$error":"#N/A"},{"$error":"#N/A"},{"$error":"#N/A"},{"$error":"#N/A"},{"$error":"#N/A"},{"$error":"#N/A"},{"$error":"#N/A"},{"$error":"#N/A"},{"$error":"#N/A"}]
[null,{"$f":"IF(DataInput!B27197=$B$8,IF($B$9=$B$10,TRUE,IF(DataInput!E27197=$B$9,TRUE,FALSE)))","v":false},null,null,{"$f":"IF(B27198=TRUE,DataInput!B27197,NA())","v":{"$error":"#N/A"}},{"$f":"IF($E27198=DataInput!$B27197,DataInput!C27197,NA())","v":{"$error":"#N/A"}},{"$f":"IF($E27198=DataInput!$B27197,DataInput!D27197,NA())","v":{"$error":"#N/A"}},{"$f":"IF($E27198=DataInput!$B27197,DataInput!E27197,NA())","v":{"$error":"#N/A"}},{"$f":"IF($E27198=DataInput!$B27197,DataInput!F27197,NA())","v":{"$error":"#N/A"}},{"$f":"IF($E27198=DataInput!$B27197,DataInput!G27197,NA())","v":{"$error":"#N/A"}},{"$f":"IF($E27198=DataInput!$B27197,DataInput!H27197,NA())","v":{"$error":"#N/A"}},{"$f":"IF($E27198=DataInput!$B27197,DataInput!I27197,NA())","v":{"$error":"#N/A"}},{"$f":"IF($E27198=DataInput!$B27197,DataInput!J27197,NA())","v":{"$error":"#N/A"}},{"$f":"IF($E27198=DataInput!$B27197,DataInput!K27197,NA())","v":{"$error":"#N/A"}},null,null,"  ",null,null,null,null,false,null,null,{"$error":"#N/A"},{"$error":"#N/A"},{"$error":"#N/A"},{"$error":"#N/A"},{"$error":"#N/A"},{"$error":"#N/A"},{"$error":"#N/A"},{"$error":"#N/A"},{"$error":"#N/A"},{"$error":"#N/A"}]
[null,{"$f":"IF(DataInput!B27225=$B$8,IF($B$9=$B$10,TRUE,IF(DataInput!E27225=$B$9,TRUE,FALSE)))","v":false},null,null,{"$f":"IF(B27226=TRUE,DataInput!B27225,NA())","v":{"$error":"#N/A"}},{"$f":"IF($E27226=DataInput!$B27225,DataInput!C27225,NA())","v":{"$error":"#N/A"}},{"$f":"IF($E27226=DataInput!$B27225,DataInput!D27225,NA())","v":{"$error":"#N/A"}},{"$f":"IF($E27226=DataInput!$B27225,DataInput!E27225,NA())","v":{"$error":"#N/A"}},{"$f":"IF($E27226=DataInput!$B27225,DataInput!F27225,NA())","v":{"$error":"#N/A"}},{"$f":"IF($E27226=DataInput!$B27225,DataInput!G27225,NA())","v":{"$error":"#N/A"}},{"$f":"IF($E27226=DataInput!$B27225,DataInput!H27225,NA())","v":{"$error":"#N/A"}},{"$f":"IF($E27226=DataInput!$B27225,DataInput!I27225,NA())","v":{"$error":"#N/A"}},{"$f":"IF($E27226=DataInput!$B27225,DataInput!J27225,NA())","v":{"$error":"#N/A"}},{"$f":"IF($E27226=DataInput!$B27225,DataInput!K27225,NA())","v":{"$error":"#N/A"}},null,null,"  ",null,null,null,null,false,null,null,{"$error":"#N/A"},{"$error":"#N/A"},{"$error":"#N/A"},{"$error":"#N/A"},{"$error":"#N/A"},{"$error":"#N/A"},{"$error":"#N/A"},{"$error":"#N/A"},{"$error":"#N/A"},{"$error":"#N/A"}]
[null,{"$f":"IF(DataInput!B27256=$B$8,IF($B$9=$B$10,TRUE,IF(DataInput!E27256=$B$9,TRUE,FALSE)))","v":false},null,null,{"$f":"IF(B27257=TRUE,DataInput!B27256,NA())","v":{"$error":"#N/A"}},{"$f":"IF($E27257=DataInput!$B27256,DataInput!C27256,NA())","v":{"$error":"#N/A"}},{"$f":"IF($E27257=DataInput!$B27256,DataInput!D27256,NA())","v":{"$error":"#N/A"}},{"$f":"IF($E27257=DataInput!$B27256,DataInput!E27256,NA())","v":{"$error":"#N/A"}},{"$f":"IF($E27257=DataInput!$B27256,DataInput!F27256,NA())","v":{"$error":"#N/A"}},{"$f":"IF($E27257=DataInput!$B27256,DataInput!G27256,NA())","v":{"$error":"#N/A"}},{"$f":"IF($E27257=DataInput!$B27256,DataInput!H27256,NA())","v":{"$error":"#N/A"}},{"$f":"IF($E27257=DataInput!$B27256,DataInput!I27256,NA())","v":{"$error":"#N/A"}},{"$f":"IF($E27257=DataInput!$B27256,DataInput!J27256,NA())","v":{"$error":"#N/A"}},{"$f":"IF($E27257=DataInput!$B27256,DataInput!K27256,NA())","v":{"$error":"#N/A"}},null,null,"  ",null,null,null,null,false,null,null,{"$error":"#N/A"},{"$error":"#N/A"},{"$error":"#N/A"},{"$error":"#N/A"},{"$error":"#N/A"},{"$error":"#N/A"},{"$error":"#N/A"},{"$error":"#N/A"},{"$error":"#N/A"},{"$error":"#N/A"}]
[null,{"$f":"IF(DataInput!B27303=$B$8,IF($B$9=$B$10,TRUE,IF(DataInput!E27303=$B$9,TRUE,FALSE)))","v":false},null,null,{"$f":"IF(B27304=TRUE,DataInput!B27303,NA())","v":{"$error":"#N/A"}},{"$f":"IF($E27304=DataInput!$B27303,DataInput!C27303,NA())","v":{"$error":"#N/A"}},{"$f":"IF($E27304=DataInput!$B27303,DataInput!D27303,NA())","v":{"$error":"#N/A"}},{"$f":"IF($E27304=DataInput!$B27303,DataInput!E27303,NA())","v":{"$error":"#N/A"}},{"$f":"IF($E27304=DataInput!$B27303,DataInput!F27303,NA())","v":{"$error":"#N/A"}},{"$f":"IF($E27304=DataInput!$B27303,DataInput!G27303,NA())","v":{"$error":"#N/A"}},{"$f":"IF($E27304=DataInput!$B27303,DataInput!H27303,NA())","v":{"$error":"#N/A"}},{"$f":"IF($E27304=DataInput!$B27303,DataInput!I27303,NA())","v":{"$error":"#N/A"}},{"$f":"IF($E27304=DataInput!$B27303,DataInput!J27303,NA())","v":{"$error":"#N/A"}},{"$f":"IF($E27304=DataInput!$B27303,DataInput!K27303,NA())","v":{"$error":"#N/A"}},null,null,"  ",null,null,null,null,false,null,null,{"$error":"#N/A"},{"$error":"#N/A"},{"$error":"#N/A"},{"$error":"#N/A"},{"$error":"#N/A"},{"$error":"#N/A"},{"$error":"#N/A"},{"$error":"#N/A"},{"$error":"#N/A"},{"$error":"#N/A"}]
[null,{"$f":"IF(DataInput!B27324=$B$8,IF($B$9=$B$10,TRUE,IF(DataInput!E27324=$B$9,TRUE,FALSE)))","v":false},null,null,{"$f":"IF(B27325=TRUE,DataInput!B27324,NA())","v":{"$error":"#N/A"}},{"$f":"IF($E27325=DataInput!$B27324,DataInput!C27324,NA())","v":{"$error":"#N/A"}},{"$f":"IF($E27325=DataInput!$B27324,DataInput!D27324,NA())","v":{"$error":"#N/A"}},{"$f":"IF($E27325=DataInput!$B27324,DataInput!E27324,NA())","v":{"$error":"#N/A"}},{"$f":"IF($E27325=DataInput!$B27324,DataInput!F27324,NA())","v":{"$error":"#N/A"}},{"$f":"IF($E27325=DataInput!$B27324,DataInput!G27324,NA())","v":{"$error":"#N/A"}},{"$f":"IF($E27325=DataInput!$B27324,DataInput!H27324,NA())","v":{"$error":"#N/A"}},{"$f":"IF($E27325=DataInput!$B27324,DataInput!I27324,NA())","v":{"$error":"#N/A"}},{"$f":"IF($E27325=DataInput!$B27324,DataInput!J27324,NA())","v":{"$error":"#N/A"}},{"$f":"IF($E27325=DataInput!$B27324,DataInput!K27324,NA())","v":{"$error":"#N/A"}},null,null,"  ",null,null,null,null,false,null,null,{"$error":"#N/A"},{"$error":"#N/A"},{"$error":"#N/A"},{"$error":"#N/A"},{"$error":"#N/A"},{"$error":"#N/A"},{"$error":"#N/A"},{"$error":"#N/A"},{"$error":"#N/A"},{"$error":"#N/A"}]
[null,{"$f":"IF(DataInput!B27364=$B$8,IF($B$9=$B$10,TRUE,IF(DataInput!E27364=$B$9,TRUE,FALSE)))","v":false},null,null,{"$f":"IF(B27365=TRUE,DataInput!B27364,NA())","v":{"$error":"#N/A"}},{"$f":"IF($E27365=DataInput!$B27364,DataInput!C27364,NA())","v":{"$error":"#N/A"}},{"$f":"IF($E27365=DataInput!$B27364,DataInput!D27364,NA())","v":{"$error":"#N/A"}},{"$f":"IF($E27365=DataInput!$B27364,DataInput!E27364,NA())","v":{"$error":"#N/A"}},{"$f":"IF($E27365=DataInput!$B27364,DataInput!F27364,NA())","v":{"$error":"#N/A"}},{"$f":"IF($E27365=DataInput!$B27364,DataInput!G27364,NA())","v":{"$error":"#N/A"}},{"$f":"IF($E27365=DataInput!$B27364,DataInput!H27364,NA())","v":{"$error":"#N/A"}},{"$f":"IF($E27365=DataInput!$B27364,DataInput!I27364,NA())","v":{"$error":"#N/A"}},{"$f":"IF($E27365=DataInput!$B27364,DataInput!J27364,NA())","v":{"$error":"#N/A"}},{"$f":"IF($E27365=DataInput!$B27364,DataInput!K27364,NA())","v":{"$error":"#N/A"}},null,null,"  ",null,null,null,null,false,null,null,{"$error":"#N/A"},{"$error":"#N/A"},{"$error":"#N/A"},{"$error":"#N/A"},{"$error":"#N/A"},{"$error":"#N/A"},{"$error":"#N/A"},{"$error":"#N/A"},{"$error":"#N/A"},{"$error":"#N/A"}]
[null,{"$f":"IF(DataInput!B27382=$B$8,IF($B$9=$B$10,TRUE,IF(DataInput!E27382=$B$9,TRUE,FALSE)))","v":false},null,null,{"$f":"IF(B27383=TRUE,DataInput!B27382,NA())","v":{"$error":"#N/A"}},{"$f":"IF($E27383=DataInput!$B27382,DataInput!C27382,NA())","v":{"$error":"#N/A"}},{"$f":"IF($E27383=DataInput!$B27382,DataInput!D27382,NA())","v":{"$error":"#N/A"}},{"$f":"IF($E27383=DataInput!$B27382,DataInput!E27382,NA())","v":{"$error":"#N/A"}},{"$f":"IF($E27383=DataInput!$B27382,DataInput!F27382,NA())","v":{"$error":"#N/A"}},{"$f":"IF($E27383=DataInput!$B27382,DataInput!G27382,NA())","v":{"$error":"#N/A"}},{"$f":"IF($E27383=DataInput!$B27382,DataInput!H27382,NA())","v":{"$error":"#N/A"}},{"$f":"IF($E27383=DataInput!$B27382,DataInput!I27382,NA())","v":{"$error":"#N/A"}},{"$f":"IF($E27383=DataInput!$B27382,DataInput!J27382,NA())","v":{"$error":"#N/A"}},{"$f":"IF($E27383=DataInput!$B27382,DataInput!K27382,NA())","v":{"$error":"#N/A"}},null,null,"  ",null,null,null,null,false,null,null,{"$error":"#N/A"},{"$error":"#N/A"},{"$error":"#N/A"},{"$error":"#N/A"},{"$error":"#N/A"},{"$error":"#N/A"},{"$error":"#N/A"},{"$error":"#N/A"},{"$error":"#N/A"},{"$error":"#N/A"}]
[null,{"$f":"IF(DataInput!B27413=$B$8,IF($B$9=$B$10,TRUE,IF(DataInput!E27413=$B$9,TRUE,FALSE)))","v":false},null,null,{"$f":"IF(B27414=TRUE,DataInput!B27413,NA())","v":{"$error":"#N/A"}},{"$f":"IF($E27414=DataInput!$B27413,DataInput!C27413,NA())","v":{"$error":"#N/A"}},{"$f":"IF($E27414=DataInput!$B27413,DataInput!D27413,NA())","v":{"$error":"#N/A"}},{"$f":"IF($E27414=DataInput!$B27413,DataInput!E27413,NA())","v":{"$error":"#N/A"}},{"$f":"IF($E27414=DataInput!$B27413,DataInput!F27413,NA())","v":{"$error":"#N/A"}},{"$f":"IF($E27414=DataInput!$B27413,DataInput!G27413,NA())","v":{"$error":"#N/A"}},{"$f":"IF($E27414=DataInput!$B27413,DataInput!H27413,NA())","v":{"$error":"#N/A"}},{"$f":"IF($E27414=DataInput!$B27413,DataInput!I27413,NA())","v":{"$error":"#N/A"}},{"$f":"IF($E27414=DataInput!$B27413,DataInput!J27413,NA())","v":{"$error":"#N/A"}},{"$f":"IF($E27414=DataInput!$B27413,DataInput!K27413,NA())","v":{"$error":"#N/A"}},null,null,"  ",null,null,null,null,false,null,null,{"$error":"#N/A"},{"$error":"#N/A"},{"$error":"#N/A"},{"$error":"#N/A"},{"$error":"#N/A"},{"$error":"#N/A"},{"$error":"#N/A"},{"$error":"#N/A"},{"$error":"#N/A"},{"$error":"#N/A"}]
[null,{"$f":"IF(DataInput!B27423=$B$8,IF($B$9=$B$10,TRUE,IF(DataInput!E27423=$B$9,TRUE,FALSE)))","v":false},null,null,{"$f":"IF(B27424=TRUE,DataInput!B27423,NA())","v":{"$error":"#N/A"}},{"$f":"IF($E27424=DataInput!$B27423,DataInput!C27423,NA())","v":{"$error":"#N/A"}},{"$f":"IF($E27424=DataInput!$B27423,DataInput!D27423,NA())","v":{"$error":"#N/A"}},{"$f":"IF($E27424=DataInput!$B27423,DataInput!E27423,NA())","v":{"$error":"#N/A"}},{"$f":"IF($E27424=DataInput!$B27423,DataInput!F27423,NA())","v":{"$error":"#N/A"}},{"$f":"IF($E27424=DataInput!$B27423,DataInput!G27423,NA())","v":{"$error":"#N/A"}},{"$f":"IF($E27424=DataInput!$B27423,DataInput!H27423,NA())","v":{"$error":"#N/A"}},{"$f":"IF($E27424=DataInput!$B27423,DataInput!I27423,NA())","v":{"$error":"#N/A"}},{"$f":"IF($E27424=DataInput!$B27423,DataInput!J27423,NA())","v":{"$error":"#N/A"}},{"$f":"IF($E27424=DataInput!$B27423,DataInput!K27423,NA())","v":{"$error":"#N/A"}},null,null,"  ",null,null,null,null,false,null,null,{"$error":"#N/A"},{"$error":"#N/A"},{"$error":"#N/A"},{"$error":"#N/A"},{"$error":"#N/A"},{"$error":"#N/A"},{"$error":"#N/A"},{"$error":"#N/A"},{"$error":"#N/A"},{"$error":"#N/A"}]
[null,{"$f":"IF(DataInput!B27461=$B$8,IF($B$9=$B$10,TRUE,IF(DataInput!E27461=$B$9,TRUE,FALSE)))","v":false},null,null,{"$f":"IF(B27462=TRUE,DataInput!B27461,NA())","v":{"$error":"#N/A"}},{"$f":"IF($E27462=DataInput!$B27461,DataInput!C27461,NA())","v":{"$error":"#N/A"}},{"$f":"IF($E27462=DataInput!$B27461,DataInput!D27461,NA())","v":{"$error":"#N/A"}},{"$f":"IF($E27462=DataInput!$B27461,DataInput!E27461,NA())","v":{"$error":"#N/A"}},{"$f":"IF($E27462=DataInput!$B27461,DataInput!F27461,NA())","v":{"$error":"#N/A"}},{"$f":"IF($E27462=DataInput!$B27461,DataInput!G27461,NA())","v":{"$error":"#N/A"}},{"$f":"IF($E27462=DataInput!$B27461,DataInput!H27461,NA())","v":{"$error":"#N/A"}},{"$f":"IF($E27462=DataInput!$B27461,DataInput!I27461,NA())","v":{"$error":"#N/A"}},{"$f":"IF($E27462=DataInput!$B27461,DataInput!J27461,NA())","v":{"$error":"#N/A"}},{"$f":"IF($E27462=DataInput!$B27461,DataInput!K27461,NA())","v":{"$error":"#N/A"}},null,null,"  ",null,null,null,null,false,null,null,{"$error":"#N/A"},{"$error":"#N/A"},{"$error":"#N/A"},{"$error":"#N/A"},{"$error":"#N/A"},{"$error":"#N/A"},{"$error":"#N/A"},{"$error":"#N/A"},{"$error":"#N/A"},{"$error":"#N/A"}]
[null,{"$f":"IF(DataInput!B27492=$B$8,IF($B$9=$B$10,TRUE,IF(DataInput!E27492=$B$9,TRUE,FALSE)))","v":false},null,null,{"$f":"IF(B27493=TRUE,DataInput!B27492,NA())","v":{"$error":"#N/A"}},{"$f":"IF($E27493=DataInput!$B27492,DataInput!C27492,NA())","v":{"$error":"#N/A"}},{"$f":"IF($E27493=DataInput!$B27492,DataInput!D27492,NA())","v":{"$error":"#N/A"}},{"$f":"IF($E27493=DataInput!$B27492,DataInput!E27492,NA())","v":{"$error":"#N/A"}},{"$f":"IF($E27493=DataInput!$B27492,DataInput!F27492,NA())","v":{"$error":"#N/A"}},{"$f":"IF($E27493=DataInput!$B27492,DataInput!G27492,NA())","v":{"$error":"#N/A"}},{"$f":"IF($E27493=DataInput!$B27492,DataInput!H27492,NA())","v":{"$error":"#N/A"}},{"$f":"IF($E27493=DataInput!$B27492,DataInput!I27492,NA())","v":{"$error":"#N/A"}},{"$f":"IF($E27493=DataInput!$B27492,DataInput!J27492,NA())","v":{"$error":"#N/A"}},{"$f":"IF($E27493=DataInput!$B27492,DataInput!K27492,NA())","v":{"$error":"#N/A"}},null,null,"  ",null,null,null,null,false,null,null,{"$error":"#N/A"},{"$error":"#N/A"},{"$error":"#N/A"},{"$error":"#N/A"},{"$error":"#N/A"},{"$error":"#N/A"},{"$error":"#N/A"},{"$error":"#N/A"},{"$error":"#N/A"},{"$error":"#N/A"}]
[null,{"$f":"IF(DataInput!B27510=$B$8,IF($B$9=$B$10,TRUE,IF(DataInput!E27510=$B$9,TRUE,FALSE)))","v":false},null,null,{"$f":"IF(B27511=TRUE,DataInput!B27510,NA())","v":{"$error":"#N/A"}},{"$f":"IF($E27511=DataInput!$B27510,DataInput!C27510,NA())","v":{"$error":"#N/A"}},{"$f":"IF($E27511=DataInput!$B27510,DataInput!D27510,NA())","v":{"$error":"#N/A"}},{"$f":"IF($E27511=DataInput!$B27510,DataInput!E27510,NA())","v":{"$error":"#N/A"}},{"$f":"IF($E27511=DataInput!$B27510,DataInput!F27510,NA())","v":{"$error":"#N/A"}},{"$f":"IF($E27511=DataInput!$B27510,DataInput!G27510,NA())","v":{"$error":"#N/A"}},{"$f":"IF($E27511=DataInput!$B27510,DataInput!H27510,NA())","v":{"$error":"#N/A"}},{"$f":"IF($E27511=DataInput!$B27510,DataInput!I27510,NA())","v":{"$error":"#N/A"}},{"$f":"IF($E27511=DataInput!$B27510,DataInput!J27510,NA())","v":{"$error":"#N/A"}},{"$f":"IF($E27511=DataInput!$B27510,DataInput!K27510,NA())","v":{"$error":"#N/A"}},null,null,"  ",null,null,null,null,false,null,null,{"$error":"#N/A"},{"$error":"#N/A"},{"$error":"#N/A"},{"$error":"#N/A"},{"$error":"#N/A"},{"$error":"#N/A"},{"$error":"#N/A"},{"$error":"#N/A"},{"$error":"#N/A"},{"$error":"#N/A"}]
[null,{"$f":"IF(DataInput!B27546=$B$8,IF($B$9=$B$10,TRUE,IF(DataInput!E27546=$B$9,TRUE,FALSE)))","v":false},null,null,{"$f":"IF(B27547=TRUE,DataInput!B27546,NA())","v":{"$error":"#N/A"}},{"$f":"IF($E27547=DataInput!$B27546,DataInput!C27546,NA())","v":{"$error":"#N/A"}},{"$f":"IF($E27547=DataInput!$B27546,DataInput!D27546,NA())","v":{"$error":"#N/A"}},{"$f":"IF($E27547=DataInput!$B27546,DataInput!E27546,NA())","v":{"$error":"#N/A"}},{"$f":"IF($E27547=DataInput!$B27546,DataInput!F27546,NA())","v":{"$error":"#N/A"}},{"$f":"IF($E27547=DataInput!$B27546,DataInput!G27546,NA())","v":{"$error":"#N/A"}},{"$f":"IF($E27547=DataInput!$B27546,DataInput!H27546,NA())","v":{"$error":"#N/A"}},{"$f":"IF($E27547=DataInput!$B27546,DataInput!I27546,NA())","v":{"$error":"#N/A"}},{"$f":"IF($E27547=DataInput!$B27546,DataInput!J27546,NA())","v":{"$error":"#N/A"}},{"$f":"IF($E27547=DataInput!$B27546,DataInput!K27546,NA())","v":{"$error":"#N/A"}},null,null,"  ",null,null,null,null,false,null,null,{"$error":"#N/A"},{"$error":"#N/A"},{"$error":"#N/A"},{"$error":"#N/A"},{"$error":"#N/A"},{"$error":"#N/A"},{"$error":"#N/A"},{"$error":"#N/A"},{"$error":"#N/A"},{"$error":"#N/A"}]
[null,{"$f":"IF(DataInput!B27571=$B$8,IF($B$9=$B$10,TRUE,IF(DataInput!E27571=$B$9,TRUE,FALSE)))","v":false},null,null,{"$f":"IF(B27572=TRUE,DataInput!B27571,NA())","v":{"$error":"#N/A"}},{"$f":"IF($E27572=DataInput!$B27571,DataInput!C27571,NA())","v":{"$error":"#N/A"}},{"$f":"IF($E27572=DataInput!$B27571,DataInput!D27571,NA())","v":{"$error":"#N/A"}},{"$f":"IF($E27572=DataInput!$B27571,DataInput!E27571,NA())","v":{"$error":"#N/A"}},{"$f":"IF($E27572=DataInput!$B27571,DataInput!F27571,NA())","v":{"$error":"#N/A"}},{"$f":"IF($E27572=DataInput!$B27571,DataInput!G27571,NA())","v":{"$error":"#N/A"}},{"$f":"IF($E27572=DataInput!$B27571,DataInput!H27571,NA())","v":{"$error":"#N/A"}},{"$f":"IF($E27572=DataInput!$B27571,DataInput!I27571,NA())","v":{"$error":"#N/A"}},{"$f":"IF($E27572=DataInput!$B27571,DataInput!J27571,NA())","v":{"$error":"#N/A"}},{"$f":"IF($E27572=DataInput!$B27571,DataInput!K27571,NA())","v":{"$error":"#N/A"}},null,null,"  ",null,null,null,null,false,null,null,{"$error":"#N/A"},{"$error":"#N/A"},{"$error":"#N/A"},{"$error":"#N/A"},{"$error":"#N/A"},{"$error":"#N/A"},{"$error":"#N/A"},{"$error":"#N/A"},{"$error":"#N/A"},{"$error":"#N/A"}]
[null,{"$f":"IF(DataInput!B27618=$B$8,IF($B$9=$B$10,TRUE,IF(DataInput!E27618=$B$9,TRUE,FALSE)))","v":false},null,null,{"$f":"IF(B27619=TRUE,DataInput!B27618,NA())","v":{"$error":"#N/A"}},{"$f":"IF($E27619=DataInput!$B27618,DataInput!C27618,NA())","v":{"$error":"#N/A"}},{"$f":"IF($E27619=DataInput!$B27618,DataInput!D27618,NA())","v":{"$error":"#N/A"}},{"$f":"IF($E27619=DataInput!$B27618,DataInput!E27618,NA())","v":{"$error":"#N/A"}},{"$f":"IF($E27619=DataInput!$B27618,DataInput!F27618,NA())","v":{"$error":"#N/A"}},{"$f":"IF($E27619=DataInput!$B27618,DataInput!G27618,NA())","v":{"$error":"#N/A"}},{"$f":"IF($E27619=DataInput!$B27618,DataInput!H27618,NA())","v":{"$error":"#N/A"}},{"$f":"IF($E27619=DataInput!$B27618,DataInput!I27618,NA())","v":{"$error":"#N/A"}},{"$f":"IF($E27619=DataInput!$B27618,DataInput!J27618,NA())","v":{"$error":"#N/A"}},{"$f":"IF($E27619=DataInput!$B27618,DataInput!K27618,NA())","v":{"$error":"#N/A"}},null,null,"  ",null,null,null,null,false,null,null,{"$error":"#N/A"},{"$error":"#N/A"},{"$error":"#N/A"},{"$error":"#N/A"},{"$error":"#N/A"},{"$error":"#N/A"},{"$error":"#N/A"},{"$error":"#N/A"},{"$error":"#N/A"},{"$error":"#N/A"}]
[null,{"$f":"IF(DataInput!B27649=$B$8,IF($B$9=$B$10,TRUE,IF(DataInput!E27649=$B$9,TRUE,FALSE)))","v":false},null,null,{"$f":"IF(B27650=TRUE,DataInput!B27649,NA())","v":{"$error":"#N/A"}},{"$f":"IF($E27650=DataInput!$B27649,DataInput!C27649,NA())","v":{"$error":"#N/A"}},{"$f":"IF($E27650=DataInput!$B27649,DataInput!D27649,NA())","v":{"$error":"#N/A"}},{"$f":"IF($E27650=DataInput!$B27649,DataInput!E27649,NA())","v":{"$error":"#N/A"}},{"$f":"IF($E27650=DataInput!$B27649,DataInput!F27649,NA())","v":{"$error":"#N/A"}},{"$f":"IF($E27650=DataInput!$B27649,DataInput!G27649,NA())","v":{"$error":"#N/A"}},{"$f":"IF($E27650=DataInput!$B27649,DataInput!H27649,NA())","v":{"$error":"#N/A"}},{"$f":"IF($E27650=DataInput!$B27649,DataInput!I27649,NA())","v":{"$error":"#N/A"}},{"$f":"IF($E27650=DataInput!$B27649,DataInput!J27649,NA())","v":{"$error":"#N/A"}},{"$f":"IF($E27650=DataInput!$B27649,DataInput!K27649,NA())","v":{"$error":"#N/A"}},null,null,"  ",null,null,null,null,false,null,null,{"$error":"#N/A"},{"$error":"#N/A"},{"$error":"#N/A"},{"$error":"#N/A"},{"$error":"#N/A"},{"$error":"#N/A"},{"$error":"#N/A"},{"$error":"#N/A"},{"$error":"#N/A"},{"$error":"#N/A"}]
[null,{"$f":"IF(DataInput!B27673=$B$8,IF($B$9=$B$10,TRUE,IF(DataInput!E27673=$B$9,TRUE,FALSE)))","v":false},null,null,{"$f":"IF(B27674=TRUE,DataInput!B27673,NA())","v":{"$error":"#N/A"}},{"$f":"IF($E27674=DataInput!$B27673,DataInput!C27673,NA())","v":{"$error":"#N/A"}},{"$f":"IF($E27674=DataInput!$B27673,DataInput!D27673,NA())","v":{"$error":"#N/A"}},{"$f":"IF($E27674=DataInput!$B27673,DataInput!E27673,NA())","v":{"$error":"#N/A"}},{"$f":"IF($E27674=DataInput!$B27673,DataInput!F27673,NA())","v":{"$error":"#N/A"}},{"$f":"IF($E27674=DataInput!$B27673,DataInput!G27673,NA())","v":{"$error":"#N/A"}},{"$f":"IF($E27674=DataInput!$B27673,DataInput!H27673,NA())","v":{"$error":"#N/A"}},{"$f":"IF($E27674=DataInput!$B27673,DataInput!I27673,NA())","v":{"$error":"#N/A"}},{"$f":"IF($E27674=DataInput!$B27673,DataInput!J27673,NA())","v":{"$error":"#N/A"}},{"$f":"IF($E27674=DataInput!$B27673,DataInput!K27673,NA())","v":{"$error":"#N/A"}},null,null,"  ",null,null,null,null,false,null,null,{"$error":"#N/A"},{"$error":"#N/A"},{"$error":"#N/A"},{"$error":"#N/A"},{"$error":"#N/A"},{"$error":"#N/A"},{"$error":"#N/A"},{"$error":"#N/A"},{"$error":"#N/A"},{"$error":"#N/A"}]
[null,{"$f":"IF(DataInput!B27697=$B$8,IF($B$9=$B$10,TRUE,IF(DataInput!E27697=$B$9,TRUE,FALSE)))","v":false},null,null,{"$f":"IF(B27698=TRUE,DataInput!B27697,NA())","v":{"$error":"#N/A"}},{"$f":"IF($E27698=DataInput!$B27697,DataInput!C27697,NA())","v":{"$error":"#N/A"}},{"$f":"IF($E27698=DataInput!$B27697,DataInput!D27697,NA())","v":{"$error":"#N/A"}},{"$f":"IF($E27698=DataInput!$B27697,DataInput!E27697,NA())","v":{"$error":"#N/A"}},{"$f":"IF($E27698=DataInput!$B27697,DataInput!F27697,NA())","v":{"$error":"#N/A"}},{"$f":"IF($E27698=DataInput!$B27697,DataInput!G27697,NA())","v":{"$error":"#N/A"}},{"$f":"IF($E27698=DataInput!$B27697,DataInput!H27697,NA())","v":{"$error":"#N/A"}},{"$f":"IF($E27698=DataInput!$B27697,DataInput!I27697,NA())","v":{"$error":"#N/A"}},{"$f":"IF($E27698=DataInput!$B27697,DataInput!J27697,NA())","v":{"$error":"#N/A"}},{"$f":"IF($E27698=DataInput!$B27697,DataInput!K27697,NA())","v":{"$error":"#N/A"}},null,null,"  ",null,null,null,null,false,null,null,{"$error":"#N/A"},{"$error":"#N/A"},{"$error":"#N/A"},{"$error":"#N/A"},{"$error":"#N/A"},{"$error":"#N/A"},{"$error":"#N/A"},{"$error":"#N/A"},{"$error":"#N/A"},{"$error":"#N/A"}]
[null,{"$f":"IF(DataInput!B27728=$B$8,IF($B$9=$B$10,TRUE,IF(DataInput!E27728=$B$9,TRUE,FALSE)))","v":false},null,null,{"$f":"IF(B27729=TRUE,DataInput!B27728,NA())","v":{"$error":"#N/A"}},{"$f":"IF($E27729=DataInput!$B27728,DataInput!C27728,NA())","v":{"$error":"#N/A"}},{"$f":"IF($E27729=DataInput!$B27728,DataInput!D27728,NA())","v":{"$error":"#N/A"}},{"$f":"IF($E27729=DataInput!$B27728,DataInput!E27728,NA())","v":{"$error":"#N/A"}},{"$f":"IF($E27729=DataInput!$B27728,DataInput!F27728,NA())","v":{"$error":"#N/A"}},{"$f":"IF($E27729=DataInput!$B27728,DataInput!G27728,NA())","v":{"$error":"#N/A"}},{"$f":"IF($E27729=DataInput!$B27728,DataInput!H27728,NA())","v":{"$error":"#N/A"}},{"$f":"IF($E27729=DataInput!$B27728,DataInput!I27728,NA())","v":{"$error":"#N/A"}},{"$f":"IF($E27729=DataInput!$B27728,DataInput!J27728,NA())","v":{"$error":"#N/A"}},{"$f":"IF($E27729=DataInput!$B27728,DataInput!K27728,NA())","v":{"$error":"#N/A"}},null,null,"  ",null,null,null,null,false,null,null,{"$error":"#N/A"},{"$error":"#N/A"},{"$error":"#N/A"},{"$error":"#N/A"},{"$error":"#N/A"},{"$error":"#N/A"},{"$error":"#N/A"},{"$error":"#N/A"},{"$error":"#N/A"},{"$error":"#N/A"}]
[null,{"$f":"IF(DataInput!B27746=$B$8,IF($B$9=$B$10,TRUE,IF(DataInput!E27746=$B$9,TRUE,FALSE)))","v":false},null,null,{"$f":"IF(B27747=TRUE,DataInput!B27746,NA())","v":{"$error":"#N/A"}},{"$f":"IF($E27747=DataInput!$B27746,DataInput!C27746,NA())","v":{"$error":"#N/A"}},{"$f":"IF($E27747=DataInput!$B27746,DataInput!D27746,NA())","v":{"$error":"#N/A"}},{"$f":"IF($E27747=DataInput!$B27746,DataInput!E27746,NA())","v":{"$error":"#N/A"}},{"$f":"IF($E27747=DataInput!$B27746,DataInput!F27746,NA())","v":{"$error":"#N/A"}},{"$f":"IF($E27747=DataInput!$B27746,DataInput!G27746,NA())","v":{"$error":"#N/A"}},{"$f":"IF($E27747=DataInput!$B27746,DataInput!H27746,NA())","v":{"$error":"#N/A"}},{"$f":"IF($E27747=DataInput!$B27746,DataInput!I27746,NA())","v":{"$error":"#N/A"}},{"$f":"IF($E27747=DataInput!$B27746,DataInput!J27746,NA())","v":{"$error":"#N/A"}},{"$f":"IF($E27747=DataInput!$B27746,DataInput!K27746,NA())","v":{"$error":"#N/A"}},null,null,"  ",null,null,null,null,false,null,null,{"$error":"#N/A"},{"$error":"#N/A"},{"$error":"#N/A"},{"$error":"#N/A"},{"$error":"#N/A"},{"$error":"#N/A"},{"$error":"#N/A"},{"$error":"#N/A"},{"$error":"#N/A"},{"$error":"#N/A"}]
[null,{"$f":"IF(DataInput!B27768=$B$8,IF($B$9=$B$10,TRUE,IF(DataInput!E27768=$B$9,TRUE,FALSE)))","v":false},null,null,{"$f":"IF(B27769=TRUE,DataInput!B27768,NA())","v":{"$error":"#N/A"}},{"$f":"IF($E27769=DataInput!$B27768,DataInput!C27768,NA())","v":{"$error":"#N/A"}},{"$f":"IF($E27769=DataInput!$B27768,DataInput!D27768,NA())","v":{"$error":"#N/A"}},{"$f":"IF($E27769=DataInput!$B27768,DataInput!E27768,NA())","v":{"$error":"#N/A"}},{"$f":"IF($E27769=DataInput!$B27768,DataInput!F27768,NA())","v":{"$error":"#N/A"}},{"$f":"IF($E27769=DataInput!$B27768,DataInput!G27768,NA())","v":{"$error":"#N/A"}},{"$f":"IF($E27769=DataInput!$B27768,DataInput!H27768,NA())","v":{"$error":"#N/A"}},{"$f":"IF($E27769=DataInput!$B27768,DataInput!I27768,NA())","v":{"$error":"#N/A"}},{"$f":"IF($E27769=DataInput!$B27768,DataInput!J27768,NA())","v":{"$error":"#N/A"}},{"$f":"IF($E27769=DataInput!$B27768,DataInput!K27768,NA())","v":{"$error":"#N/A"}},null,null,"  ",null,null,null,null,false,null,null,{"$error":"#N/A"},{"$error":"#N/A"},{"$error":"#N/A"},{"$error":"#N/A"},{"$error":"#N/A"},{"$error":"#N/A"},{"$error":"#N/A"},{"$error":"#N/A"},{"$error":"#N/A"},{"$error":"#N/A"}]
[null,{"$f":"IF(DataInput!B27807=$B$8,IF($B$9=$B$10,TRUE,IF(DataInput!E27807=$B$9,TRUE,FALSE)))","v":false},null,null,{"$f":"IF(B27808=TRUE,DataInput!B27807,NA())","v":{"$error":"#N/A"}},{"$f":"IF($E27808=DataInput!$B27807,DataInput!C27807,NA())","v":{"$error":"#N/A"}},{"$f":"IF($E27808=DataInput!$B27807,DataInput!D27807,NA())","v":{"$error":"#N/A"}},{"$f":"IF($E27808=DataInput!$B27807,DataInput!E27807,NA())","v":{"$error":"#N/A"}},{"$f":"IF($E27808=DataInput!$B27807,DataInput!F27807,NA())","v":{"$error":"#N/A"}},{"$f":"IF($E27808=DataInput!$B27807,DataInput!G27807,NA())","v":{"$error":"#N/A"}},{"$f":"IF($E27808=DataInput!$B27807,DataInput!H27807,NA())","v":{"$error":"#N/A"}},{"$f":"IF($E27808=DataInput!$B27807,DataInput!I27807,NA())","v":{"$error":"#N/A"}},{"$f":"IF($E27808=DataInput!$B27807,DataInput!J27807,NA())","v":{"$error":"#N/A"}},{"$f":"IF($E27808=DataInput!$B27807,DataInput!K27807,NA())","v":{"$error":"#N/A"}},null,null,"  ",null,null,null,null,false,null,null,{"$error":"#N/A"},{"$error":"#N/A"},{"$error":"#N/A"},{"$error":"#N/A"},{"$error":"#N/A"},{"$error":"#N/A"},{"$error":"#N/A"},{"$error":"#N/A"},{"$error":"#N/A"},{"$error":"#N/A"}]
[null,{"$f":"IF(DataInput!B27825=$B$8,IF($B$9=$B$10,TRUE,IF(DataInput!E27825=$B$9,TRUE,FALSE)))","v":false},null,null,{"$f":"IF(B27826=TRUE,DataInput!B27825,NA())","v":{"$error":"#N/A"}},{"$f":"IF($E27826=DataInput!$B27825,DataInput!C27825,NA())","v":{"$error":"#N/A"}},{"$f":"IF($E27826=DataInput!$B27825,DataInput!D27825,NA())","v":{"$error":"#N/A"}},{"$f":"IF($E27826=DataInput!$B27825,DataInput!E27825,NA())","v":{"$error":"#N/A"}},{"$f":"IF($E27826=DataInput!$B27825,DataInput!F27825,NA())","v":{"$error":"#N/A"}},{"$f":"IF($E27826=DataInput!$B27825,DataInput!G27825,NA())","v":{"$error":"#N/A"}},{"$f":"IF($E27826=DataInput!$B27825,DataInput!H27825,NA())","v":{"$error":"#N/A"}},{"$f":"IF($E27826=DataInput!$B27825,DataInput!I27825,NA())","v":{"$error":"#N/A"}},{"$f":"IF($E27826=DataInput!$B27825,DataInput!J27825,NA())","v":{"$error":"#N/A"}},{"$f":"IF($E27826=DataInput!$B27825,DataInput!K27825,NA())","v":{"$error":"#N/A"}},null,null,"  ",null,null,null,null,false,null,null,{"$error":"#N/A"},{"$error":"#N/A"},{"$error":"#N/A"},{"$error":"#N/A"},{"$error":"#N/A"},{"$error":"#N/A"},{"$error":"#N/A"},{"$error":"#N/A"},{"$error":"#N/A"},{"$error":"#N/A"}]
[null,{"$f":"IF(DataInput!B27856=$B$8,IF($B$9=$B$10,TRUE,IF(DataInput!E27856=$B$9,TRUE,FALSE)))","v":false},null,null,{"$f":"IF(B27857=TRUE,DataInput!B27856,NA())","v":{"$error":"#N/A"}},{"$f":"IF($E27857=DataInput!$B27856,DataInput!C27856,NA())","v":{"$error":"#N/A"}},{"$f":"IF($E27857=DataInput!$B27856,DataInput!D27856,NA())","v":{"$error":"#N/A"}},{"$f":"IF($E27857=DataInput!$B27856,DataInput!E27856,NA())","v":{"$error":"#N/A"}},{"$f":"IF($E27857=DataInput!$B27856,DataInput!F27856,NA())","v":{"$error":"#N/A"}},{"$f":"IF($E27857=DataInput!$B27856,DataInput!G27856,NA())","v":{"$error":"#N/A"}},{"$f":"IF($E27857=DataInput!$B27856,DataInput!H27856,NA())","v":{"$error":"#N/A"}},{"$f":"IF($E27857=DataInput!$B27856,DataInput!I27856,NA())","v":{"$error":"#N/A"}},{"$f":"IF($E27857=DataInput!$B27856,DataInput!J27856,NA())","v":{"$error":"#N/A"}},{"$f":"IF($E27857=DataInput!$B27856,DataInput!K27856,NA())","v":{"$error":"#N/A"}},null,null,"  ",null,null,null,null,false,null,null,{"$error":"#N/A"},{"$error":"#N/A"},{"$error":"#N/A"},{"$error":"#N/A"},{"$error":"#N/A"},{"$error":"#N/A"},{"$error":"#N/A"},{"$error":"#N/A"},{"$error":"#N/A"},{"$error":"#N/A"}]
[null,{"$f":"IF(DataInput!B27895=$B$8,IF($B$9=$B$10,TRUE,IF(DataInput!E27895=$B$9,TRUE,FALSE)))","v":false},null,null,{"$f":"IF(B27896=TRUE,DataInput!B27895,NA())","v":{"$error":"#N/A"}},{"$f":"IF($E27896=DataInput!$B27895,DataInput!C27895,NA())","v":{"$error":"#N/A"}},{"$f":"IF($E27896=DataInput!$B27895,DataInput!D27895,NA())","v":{"$error":"#N/A"}},{"$f":"IF($E27896=DataInput!$B27895,DataInput!E27895,NA())","v":{"$error":"#N/A"}},{"$f":"IF($E27896=DataInput!$B27895,DataInput!F27895,NA())","v":{"$error":"#N/A"}},{"$f":"IF($E27896=DataInput!$B27895,DataInput!G27895,NA())","v":{"$error":"#N/A"}},{"$f":"IF($E27896=DataInput!$B27895,DataInput!H27895,NA())","v":{"$error":"#N/A"}},{"$f":"IF($E27896=DataInput!$B27895,DataInput!I27895,NA())","v":{"$error":"#N/A"}},{"$f":"IF($E27896=DataInput!$B27895,DataInput!J27895,NA())","v":{"$error":"#N/A"}},{"$f":"IF($E27896=DataInput!$B27895,DataInput!K27895,NA())","v":{"$error":"#N/A"}},null,null,"  ",null,null,null,null,false,null,null,{"$error":"#N/A"},{"$error":"#N/A"},{"$error":"#N/A"},{"$error":"#N/A"},{"$error":"#N/A"},{"$error":"#N/A"},{"$error":"#N/A"},{"$error":"#N/A"},{"$error":"#N/A"},{"$error":"#N/A"}]
[null,{"$f":"IF(DataInput!B27933=$B$8,IF($B$9=$B$10,TRUE,IF(DataInput!E27933=$B$9,TRUE,FALSE)))","v":false},null,null,{"$f":"IF(B27934=TRUE,DataInput!B27933,NA())","v":{"$error":"#N/A"}},{"$f":"IF($E27934=DataInput!$B27933,DataInput!C27933,NA())","v":{"$error":"#N/A"}},{"$f":"IF($E27934=DataInput!$B27933,DataInput!D27933,NA())","v":{"$error":"#N/A"}},{"$f":"IF($E27934=DataInput!$B27933,DataInput!E27933,NA())","v":{"$error":"#N/A"}},{"$f":"IF($E27934=DataInput!$B27933,DataInput!F27933,NA())","v":{"$error":"#N/A"}},{"$f":"IF($E27934=DataInput!$B27933,DataInput!G27933,NA())","v":{"$error":"#N/A"}},{"$f":"IF($E27934=DataInput!$B27933,DataInput!H27933,NA())","v":{"$error":"#N/A"}},{"$f":"IF($E27934=DataInput!$B27933,DataInput!I27933,NA())","v":{"$error":"#N/A"}},{"$f":"IF($E27934=DataInput!$B27933,DataInput!J27933,NA())","v":{"$error":"#N/A"}},{"$f":"IF($E27934=DataInput!$B27933,DataInput!K27933,NA())","v":{"$error":"#N/A"}},null,null,"  ",null,null,null,null,false,null,null,{"$error":"#N/A"},{"$error":"#N/A"},{"$error":"#N/A"},{"$error":"#N/A"},{"$error":"#N/A"},{"$error":"#N/A"},{"$error":"#N/A"},{"$error":"#N/A"},{"$error":"#N/A"},{"$error":"#N/A"}]
[null,{"$f":"IF(DataInput!B27964=$B$8,IF($B$9=$B$10,TRUE,IF(DataInput!E27964=$B$9,TRUE,FALSE)))","v":false},null,null,{"$f":"IF(B27965=TRUE,DataInput!B27964,NA())","v":{"$error":"#N/A"}},{"$f":"IF($E27965=DataInput!$B27964,DataInput!C27964,NA())","v":{"$error":"#N/A"}},{"$f":"IF($E27965=DataInput!$B27964,DataInput!D27964,NA())","v":{"$error":"#N/A"}},{"$f":"IF($E27965=DataInput!$B27964,DataInput!E27964,NA())","v":{"$error":"#N/A"}},{"$f":"IF($E27965=DataInput!$B27964,DataInput!F27964,NA())","v":{"$error":"#N/A"}},{"$f":"IF($E27965=DataInput!$B27964,DataInput!G27964,NA())","v":{"$error":"#N/A"}},{"$f":"IF($E27965=DataInput!$B27964,DataInput!H27964,NA())","v":{"$error":"#N/A"}},{"$f":"IF($E27965=DataInput!$B27964,DataInput!I27964,NA())","v":{"$error":"#N/A"}},{"$f":"IF($E27965=DataInput!$B27964,DataInput!J27964,NA())","v":{"$error":"#N/A"}},{"$f":"IF($E27965=DataInput!$B27964,DataInput!K27964,NA())","v":{"$error":"#N/A"}},null,null,"  ",null,null,null,null,false,null,null,{"$error":"#N/A"},{"$error":"#N/A"},{"$error":"#N/A"},{"$error":"#N/A"},{"$error":"#N/A"},{"$error":"#N/A"},{"$error":"#N/A"},{"$error":"#N/A"},{"$error":"#N/A"},{"$error":"#N/A"}]
[null,{"$f":"IF(DataInput!B27982=$B$8,IF($B$9=$B$10,TRUE,IF(DataInput!E27982=$B$9,TRUE,FALSE)))","v":false},null,null,{"$f":"IF(B27983=TRUE,DataInput!B27982,NA())","v":{"$error":"#N/A"}},{"$f":"IF($E27983=DataInput!$B27982,DataInput!C27982,NA())","v":{"$error":"#N/A"}},{"$f":"IF($E27983=DataInput!$B27982,DataInput!D27982,NA())","v":{"$error":"#N/A"}},{"$f":"IF($E27983=DataInput!$B27982,DataInput!E27982,NA())","v":{"$error":"#N/A"}},{"$f":"IF($E27983=DataInput!$B27982,DataInput!F27982,NA())","v":{"$error":"#N/A"}},{"$f":"IF($E27983=DataInput!$B27982,DataInput!G27982,NA())","v":{"$error":"#N/A"}},{"$f":"IF($E27983=DataInput!$B27982,DataInput!H27982,NA())","v":{"$error":"#N/A"}},{"$f":"IF($E27983=DataInput!$B27982,DataInput!I27982,NA())","v":{"$error":"#N/A"}},{"$f":"IF($E27983=DataInput!$B27982,DataInput!J27982,NA())","v":{"$error":"#N/A"}},{"$f":"IF($E27983=DataInput!$B27982,DataInput!K27982,NA())","v":{"$error":"#N/A"}},null,null,"  ",null,null,null,null,false,null,null,{"$error":"#N/A"},{"$error":"#N/A"},{"$error":"#N/A"},{"$error":"#N/A"},{"$error":"#N/A"},{"$error":"#N/A"},{"$error":"#N/A"},{"$error":"#N/A"},{"$error":"#N/A"},{"$error":"#N/A"}]
[null,{"$f":"IF(DataInput!B28018=$B$8,IF($B$9=$B$10,TRUE,IF(DataInput!E28018=$B$9,TRUE,FALSE)))","v":false},null,null,{"$f":"IF(B28019=TRUE,DataInput!B28018,NA())","v":{"$error":"#N/A"}},{"$f":"IF($E28019=DataInput!$B28018,DataInput!C28018,NA())","v":{"$error":"#N/A"}},{"$f":"IF($E28019=DataInput!$B28018,DataInput!D28018,NA())","v":{"$error":"#N/A"}},{"$f":"IF($E28019=DataInput!$B28018,DataInput!E28018,NA())","v":{"$error":"#N/A"}},{"$f":"IF($E28019=DataInput!$B28018,DataInput!F28018,NA())","v":{"$error":"#N/A"}},{"$f":"IF($E28019=DataInput!$B28018,DataInput!G28018,NA())","v":{"$error":"#N/A"}},{"$f":"IF($E28019=DataInput!$B28018,DataInput!H28018,NA())","v":{"$error":"#N/A"}},{"$f":"IF($E28019=DataInput!$B28018,DataInput!I28018,NA())","v":{"$error":"#N/A"}},{"$f":"IF($E28019=DataInput!$B28018,DataInput!J28018,NA())","v":{"$error":"#N/A"}},{"$f":"IF($E28019=DataInput!$B28018,DataInput!K28018,NA())","v":{"$error":"#N/A"}},null,null,"  ",null,null,null,null,false,null,null,{"$error":"#N/A"},{"$error":"#N/A"},{"$error":"#N/A"},{"$error":"#N/A"},{"$error":"#N/A"},{"$error":"#N/A"},{"$error":"#N/A"},{"$error":"#N/A"},{"$error":"#N/A"},{"$error":"#N/A"}]
[null,{"$f":"IF(DataInput!B28030=$B$8,IF($B$9=$B$10,TRUE,IF(DataInput!E28030=$B$9,TRUE,FALSE)))","v":false},null,null,{"$f":"IF(B28031=TRUE,DataInput!B28030,NA())","v":{"$error":"#N/A"}},{"$f":"IF($E28031=DataInput!$B28030,DataInput!C28030,NA())","v":{"$error":"#N/A"}},{"$f":"IF($E28031=DataInput!$B28030,DataInput!D28030,NA())","v":{"$error":"#N/A"}},{"$f":"IF($E28031=DataInput!$B28030,DataInput!E28030,NA())","v":{"$error":"#N/A"}},{"$f":"IF($E28031=DataInput!$B28030,DataInput!F28030,NA())","v":{"$error":"#N/A"}},{"$f":"IF($E28031=DataInput!$B28030,DataInput!G28030,NA())","v":{"$error":"#N/A"}},{"$f":"IF($E28031=DataInput!$B28030,DataInput!H28030,NA())","v":{"$error":"#N/A"}},{"$f":"IF($E28031=DataInput!$B28030,DataInput!I28030,NA())","v":{"$error":"#N/A"}},{"$f":"IF($E28031=DataInput!$B28030,DataInput!J28030,NA())","v":{"$error":"#N/A"}},{"$f":"IF($E28031=DataInput!$B28030,DataInput!K28030,NA())","v":{"$error":"#N/A"}},null,null,"  ",null,null,null,null,false,null,null,{"$error":"#N/A"},{"$error":"#N/A"},{"$error":"#N/A"},{"$error":"#N/A"},{"$error":"#N/A"},{"$error":"#N/A"},{"$error":"#N/A"},{"$error":"#N/A"},{"$error":"#N/A"},{"$error":"#N/A"}]
[null,{"$f":"IF(DataInput!B28061=$B$8,IF($B$9=$B$10,TRUE,IF(DataInput!E28061=$B$9,TRUE,FALSE)))","v":false},null,null,{"$f":"IF(B28062=TRUE,DataInput!B28061,NA())","v":{"$error":"#N/A"}},{"$f":"IF($E28062=DataInput!$B28061,DataInput!C28061,NA())","v":{"$error":"#N/A"}},{"$f":"IF($E28062=DataInput!$B28061,DataInput!D28061,NA())","v":{"$error":"#N/A"}},{"$f":"IF($E28062=DataInput!$B28061,DataInput!E28061,NA())","v":{"$error":"#N/A"}},{"$f":"IF($E28062=DataInput!$B28061,DataInput!F28061,NA())","v":{"$error":"#N/A"}},{"$f":"IF($E28062=DataInput!$B28061,DataInput!G28061,NA())","v":{"$error":"#N/A"}},{"$f":"IF($E28062=DataInput!$B28061,DataInput!H28061,NA())","v":{"$error":"#N/A"}},{"$f":"IF($E28062=DataInput!$B28061,DataInput!I28061,NA())","v":{"$error":"#N/A"}},{"$f":"IF($E28062=DataInput!$B28061,DataInput!J28061,NA())","v":{"$error":"#N/A"}},{"$f":"IF($E28062=DataInput!$B28061,DataInput!K28061,NA())","v":{"$error":"#N/A"}},null,null,"  ",null,null,null,null,false,null,null,{"$error":"#N/A"},{"$error":"#N/A"},{"$error":"#N/A"},{"$error":"#N/A"},{"$error":"#N/A"},{"$error":"#N/A"},{"$error":"#N/A"},{"$error":"#N/A"},{"$error":"#N/A"},{"$error":"#N/A"}]
[null,{"$f":"IF(DataInput!B28092=$B$8,IF($B$9=$B$10,TRUE,IF(DataInput!E28092=$B$9,TRUE,FALSE)))","v":false},null,null,{"$f":"IF(B28093=TRUE,DataInput!B28092,NA())","v":{"$error":"#N/A"}},{"$f":"IF($E28093=DataInput!$B28092,DataInput!C28092,NA())","v":{"$error":"#N/A"}},{"$f":"IF($E28093=DataInput!$B28092,DataInput!D28092,NA())","v":{"$error":"#N/A"}},{"$f":"IF($E28093=DataInput!$B28092,DataInput!E28092,NA())","v":{"$error":"#N/A"}},{"$f":"IF($E28093=DataInput!$B28092,DataInput!F28092,NA())","v":{"$error":"#N/A"}},{"$f":"IF($E28093=DataInput!$B28092,DataInput!G28092,NA())","v":{"$error":"#N/A"}},{"$f":"IF($E28093=DataInput!$B28092,DataInput!H28092,NA())","v":{"$error":"#N/A"}},{"$f":"IF($E28093=DataInput!$B28092,DataInput!I28092,NA())","v":{"$error":"#N/A"}},{"$f":"IF($E28093=DataInput!$B28092,DataInput!J28092,NA())","v":{"$error":"#N/A"}},{"$f":"IF($E28093=DataInput!$B28092,DataInput!K28092,NA())","v":{"$error":"#N/A"}},null,null,"  ",null,null,null,null,false,null,null,{"$error":"#N/A"},{"$error":"#N/A"},{"$error":"#N/A"},{"$error":"#N/A"},{"$error":"#N/A"},{"$error":"#N/A"},{"$error":"#N/A"},{"$error":"#N/A"},{"$error":"#N/A"},{"$error":"#N/A"}]
[null,{"$f":"IF(DataInput!B28117=$B$8,IF($B$9=$B$10,TRUE,IF(DataInput!E28117=$B$9,TRUE,FALSE)))","v":false},null,null,{"$f":"IF(B28118=TRUE,DataInput!B28117,NA())","v":{"$error":"#N/A"}},{"$f":"IF($E28118=DataInput!$B28117,DataInput!C28117,NA())","v":{"$error":"#N/A"}},{"$f":"IF($E28118=DataInput!$B28117,DataInput!D28117,NA())","v":{"$error":"#N/A"}},{"$f":"IF($E28118=DataInput!$B28117,DataInput!E28117,NA())","v":{"$error":"#N/A"}},{"$f":"IF($E28118=DataInput!$B28117,DataInput!F28117,NA())","v":{"$error":"#N/A"}},{"$f":"IF($E28118=DataInput!$B28117,DataInput!G28117,NA())","v":{"$error":"#N/A"}},{"$f":"IF($E28118=DataInput!$B28117,DataInput!H28117,NA())","v":{"$error":"#N/A"}},{"$f":"IF($E28118=DataInput!$B28117,DataInput!I28117,NA())","v":{"$error":"#N/A"}},{"$f":"IF($E28118=DataInput!$B28117,DataInput!J28117,NA())","v":{"$error":"#N/A"}},{"$f":"IF($E28118=DataInput!$B28117,DataInput!K28117,NA())","v":{"$error":"#N/A"}},null,null,"  ",null,null,null,null,false,null,null,{"$error":"#N/A"},{"$error":"#N/A"},{"$error":"#N/A"},{"$error":"#N/A"},{"$error":"#N/A"},{"$error":"#N/A"},{"$error":"#N/A"},{"$error":"#N/A"},{"$error":"#N/A"},{"$error":"#N/A"}]
[null,{"$f":"IF(DataInput!B28169=$B$8,IF($B$9=$B$10,TRUE,IF(DataInput!E28169=$B$9,TRUE,FALSE)))","v":false},null,null,{"$f":"IF(B28170=TRUE,DataInput!B28169,NA())","v":{"$error":"#N/A"}},{"$f":"IF($E28170=DataInput!$B28169,DataInput!C28169,NA())","v":{"$error":"#N/A"}},{"$f":"IF($E28170=DataInput!$B28169,DataInput!D28169,NA())","v":{"$error":"#N/A"}},{"$f":"IF($E28170=DataInput!$B28169,DataInput!E28169,NA())","v":{"$error":"#N/A"}},{"$f":"IF($E28170=DataInput!$B28169,DataInput!F28169,NA())","v":{"$error":"#N/A"}},{"$f":"IF($E28170=DataInput!$B28169,DataInput!G28169,NA())","v":{"$error":"#N/A"}},{"$f":"IF($E28170=DataInput!$B28169,DataInput!H28169,NA())","v":{"$error":"#N/A"}},{"$f":"IF($E28170=DataInput!$B28169,DataInput!I28169,NA())","v":{"$error":"#N/A"}},{"$f":"IF($E28170=DataInput!$B28169,DataInput!J28169,NA())","v":{"$error":"#N/A"}},{"$f":"IF($E28170=DataInput!$B28169,DataInput!K28169,NA())","v":{"$error":"#N/A"}},null,null,"  ",null,null,null,null,false,null,null,{"$error":"#N/A"},{"$error":"#N/A"},{"$error":"#N/A"},{"$error":"#N/A"},{"$error":"#N/A"},{"$error":"#N/A"},{"$error":"#N/A"},{"$error":"#N/A"},{"$error":"#N/A"},{"$error":"#N/A"}]
[null,{"$f":"IF(DataInput!B28171=$B$8,IF($B$9=$B$10,TRUE,IF(DataInput!E28171=$B$9,TRUE,FALSE)))","v":false},null,null,{"$f":"IF(B28172=TRUE,DataInput!B28171,NA())","v":{"$error":"#N/A"}},{"$f":"IF($E28172=DataInput!$B28171,DataInput!C28171,NA())","v":{"$error":"#N/A"}},{"$f":"IF($E28172=DataInput!$B28171,DataInput!D28171,NA())","v":{"$error":"#N/A"}},{"$f":"IF($E28172=DataInput!$B28171,DataInput!E28171,NA())","v":{"$error":"#N/A"}},{"$f":"IF($E28172=DataInput!$B28171,DataInput!F28171,NA())","v":{"$error":"#N/A"}},{"$f":"IF($E28172=DataInput!$B28171,DataInput!G28171,NA())","v":{"$error":"#N/A"}},{"$f":"IF($E28172=DataInput!$B28171,DataInput!H28171,NA())","v":{"$error":"#N/A"}},{"$f":"IF($E28172=DataInput!$B28171,DataInput!I28171,NA())","v":{"$error":"#N/A"}},{"$f":"IF($E28172=DataInput!$B28171,DataInput!J28171,NA())","v":{"$error":"#N/A"}},{"$f":"IF($E28172=DataInput!$B28171,DataInput!K28171,NA())","v":{"$error":"#N/A"}},null,null,"  ",null,null,null,null,{"$f":"IF(ISERROR(G28172),FALSE,IF($V$9=G28172,TRUE,FALSE))","v":false},null,null,{"$error":"#N/A"},{"$error":"#N/A"},{"$error":"#N/A"},{"$error":"#N/A"},{"$error":"#N/A"},{"$error":"#N/A"},{"$error":"#N/A"},{"$error":"#N/A"},{"$error":"#N/A"},{"$error":"#N/A"}]
[null,{"$f":"IF(DataInput!B28218=$B$8,IF($B$9=$B$10,TRUE,IF(DataInput!E28218=$B$9,TRUE,FALSE)))","v":false},null,null,{"$f":"IF(B28219=TRUE,DataInput!B28218,NA())","v":{"$error":"#N/A"}},{"$f":"IF($E28219=DataInput!$B28218,DataInput!C28218,NA())","v":{"$error":"#N/A"}},{"$f":"IF($E28219=DataInput!$B28218,DataInput!D28218,NA())","v":{"$error":"#N/A"}},{"$f":"IF($E28219=DataInput!$B28218,DataInput!E28218,NA())","v":{"$error":"#N/A"}},{"$f":"IF($E28219=DataInput!$B28218,DataInput!F28218,NA())","v":{"$error":"#N/A"}},{"$f":"IF($E28219=DataInput!$B28218,DataInput!G28218,NA())","v":{"$error":"#N/A"}},{"$f":"IF($E28219=DataInput!$B28218,DataInput!H28218,NA())","v":{"$error":"#N/A"}},{"$f":"IF($E28219=DataInput!$B28218,DataInput!I28218,NA())","v":{"$error":"#N/A"}},{"$f":"IF($E28219=DataInput!$B28218,DataInput!J28218,NA())","v":{"$error":"#N/A"}},{"$f":"IF($E28219=DataInput!$B28218,DataInput!K28218,NA())","v":{"$error":"#N/A"}},null,null,"  ",null,null,null,null,false,null,null,{"$error":"#N/A"},{"$error":"#N/A"},{"$error":"#N/A"},{"$error":"#N/A"},{"$error":"#N/A"},{"$error":"#N/A"},{"$error":"#N/A"},{"$error":"#N/A"},{"$error":"#N/A"},{"$error":"#N/A"}]
[null,{"$f":"IF(DataInput!B28240=$B$8,IF($B$9=$B$10,TRUE,IF(DataInput!E28240=$B$9,TRUE,FALSE)))","v":false},null,null,{"$f":"IF(B28241=TRUE,DataInput!B28240,NA())","v":{"$error":"#N/A"}},{"$f":"IF($E28241=DataInput!$B28240,DataInput!C28240,NA())","v":{"$error":"#N/A"}},{"$f":"IF($E28241=DataInput!$B28240,DataInput!D28240,NA())","v":{"$error":"#N/A"}},{"$f":"IF($E28241=DataInput!$B28240,DataInput!E28240,NA())","v":{"$error":"#N/A"}},{"$f":"IF($E28241=DataInput!$B28240,DataInput!F28240,NA())","v":{"$error":"#N/A"}},{"$f":"IF($E28241=DataInput!$B28240,DataInput!G28240,NA())","v":{"$error":"#N/A"}},{"$f":"IF($E28241=DataInput!$B28240,DataInput!H28240,NA())","v":{"$error":"#N/A"}},{"$f":"IF($E28241=DataInput!$B28240,DataInput!I28240,NA())","v":{"$error":"#N/A"}},{"$f":"IF($E28241=DataInput!$B28240,DataInput!J28240,NA())","v":{"$error":"#N/A"}},{"$f":"IF($E28241=DataInput!$B28240,DataInput!K28240,NA())","v":{"$error":"#N/A"}},null,null,"  ",null,null,null,null,false,null,null,{"$error":"#N/A"},{"$error":"#N/A"},{"$error":"#N/A"},{"$error":"#N/A"},{"$error":"#N/A"},{"$error":"#N/A"},{"$error":"#N/A"},{"$error":"#N/A"},{"$error":"#N/A"},{"$error":"#N/A"}]
[null,{"$f":"IF(DataInput!B28266=$B$8,IF($B$9=$B$10,TRUE,IF(DataInput!E28266=$B$9,TRUE,FALSE)))","v":false},null,null,{"$f":"IF(B28267=TRUE,DataInput!B28266,NA())","v":{"$error":"#N/A"}},{"$f":"IF($E28267=DataInput!$B28266,DataInput!C28266,NA())","v":{"$error":"#N/A"}},{"$f":"IF($E28267=DataInput!$B28266,DataInput!D28266,NA())","v":{"$error":"#N/A"}},{"$f":"IF($E28267=DataInput!$B28266,DataInput!E28266,NA())","v":{"$error":"#N/A"}},{"$f":"IF($E28267=DataInput!$B28266,DataInput!F28266,NA())","v":{"$error":"#N/A"}},{"$f":"IF($E28267=DataInput!$B28266,DataInput!G28266,NA())","v":{"$error":"#N/A"}},{"$f":"IF($E28267=DataInput!$B28266,DataInput!H28266,NA())","v":{"$error":"#N/A"}},{"$f":"IF($E28267=DataInput!$B28266,DataInput!I28266,NA())","v":{"$error":"#N/A"}},{"$f":"IF($E28267=DataInput!$B28266,DataInput!J28266,NA())","v":{"$error":"#N/A"}},{"$f":"IF($E28267=DataInput!$B28266,DataInput!K28266,NA())","v":{"$error":"#N/A"}},null,null,"  ",null,null,null,null,false,null,null,{"$error":"#N/A"},{"$error":"#N/A"},{"$error":"#N/A"},{"$error":"#N/A"},{"$error":"#N/A"},{"$error":"#N/A"},{"$error":"#N/A"},{"$error":"#N/A"},{"$error":"#N/A"},{"$error":"#N/A"}]
[null,{"$f":"IF(DataInput!B28297=$B$8,IF($B$9=$B$10,TRUE,IF(DataInput!E28297=$B$9,TRUE,FALSE)))","v":false},null,null,{"$f":"IF(B28298=TRUE,DataInput!B28297,NA())","v":{"$error":"#N/A"}},{"$f":"IF($E28298=DataInput!$B28297,DataInput!C28297,NA())","v":{"$error":"#N/A"}},{"$f":"IF($E28298=DataInput!$B28297,DataInput!D28297,NA())","v":{"$error":"#N/A"}},{"$f":"IF($E28298=DataInput!$B28297,DataInput!E28297,NA())","v":{"$error":"#N/A"}},{"$f":"IF($E28298=DataInput!$B28297,DataInput!F28297,NA())","v":{"$error":"#N/A"}},{"$f":"IF($E28298=DataInput!$B28297,DataInput!G28297,NA())","v":{"$error":"#N/A"}},{"$f":"IF($E28298=DataInput!$B28297,DataInput!H28297,NA())","v":{"$error":"#N/A"}},{"$f":"IF($E28298=DataInput!$B28297,DataInput!I28297,NA())","v":{"$error":"#N/A"}},{"$f":"IF($E28298=DataInput!$B28297,DataInput!J28297,NA())","v":{"$error":"#N/A"}},{"$f":"IF($E28298=DataInput!$B28297,DataInput!K28297,NA())","v":{"$error":"#N/A"}},null,null,"  ",null,null,null,null,false,null,null,{"$error":"#N/A"},{"$error":"#N/A"},{"$error":"#N/A"},{"$error":"#N/A"},{"$error":"#N/A"},{"$error":"#N/A"},{"$error":"#N/A"},{"$error":"#N/A"},{"$error":"#N/A"},{"$error":"#N/A"}]
[null,{"$f":"IF(DataInput!B28328=$B$8,IF($B$9=$B$10,TRUE,IF(DataInput!E28328=$B$9,TRUE,FALSE)))","v":false},null,null,{"$f":"IF(B28329=TRUE,DataInput!B28328,NA())","v":{"$error":"#N/A"}},{"$f":"IF($E28329=DataInput!$B28328,DataInput!C28328,NA())","v":{"$error":"#N/A"}},{"$f":"IF($E28329=DataInput!$B28328,DataInput!D28328,NA())","v":{"$error":"#N/A"}},{"$f":"IF($E28329=DataInput!$B28328,DataInput!E28328,NA())","v":{"$error":"#N/A"}},{"$f":"IF($E28329=DataInput!$B28328,DataInput!F28328,NA())","v":{"$error":"#N/A"}},{"$f":"IF($E28329=DataInput!$B28328,DataInput!G28328,NA())","v":{"$error":"#N/A"}},{"$f":"IF($E28329=DataInput!$B28328,DataInput!H28328,NA())","v":{"$error":"#N/A"}},{"$f":"IF($E28329=DataInput!$B28328,DataInput!I28328,NA())","v":{"$error":"#N/A"}},{"$f":"IF($E28329=DataInput!$B28328,DataInput!J28328,NA())","v":{"$error":"#N/A"}},{"$f":"IF($E28329=DataInput!$B28328,DataInput!K28328,NA())","v":{"$error":"#N/A"}},null,null,{"$f":"IF(OR(ISERROR(E28329),ISERROR(G28329)),\"  \",E28329&\" \"&G28329)","v":"  "},null,null,null,null,false,null,null,{"$error":"#N/A"},{"$error":"#N/A"},{"$error":"#N/A"},{"$error":"#N/A"},{"$error":"#N/A"},{"$error":"#N/A"},{"$error":"#N/A"},{"$error":"#N/A"},{"$error":"#N/A"},{"$error":"#N/A"}]
[null,{"$f":"IF(DataInput!B28367=$B$8,IF($B$9=$B$10,TRUE,IF(DataInput!E28367=$B$9,TRUE,FALSE)))","v":false},null,null,{"$f":"IF(B28368=TRUE,DataInput!B28367,NA())","v":{"$error":"#N/A"}},{"$f":"IF($E28368=DataInput!$B28367,DataInput!C28367,NA())","v":{"$error":"#N/A"}},{"$f":"IF($E28368=DataInput!$B28367,DataInput!D28367,NA())","v":{"$error":"#N/A"}},{"$f":"IF($E28368=DataInput!$B28367,DataInput!E28367,NA())","v":{"$error":"#N/A"}},{"$f":"IF($E28368=DataInput!$B28367,DataInput!F28367,NA())","v":{"$error":"#N/A"}},{"$f":"IF($E28368=DataInput!$B28367,DataInput!G28367,NA())","v":{"$error":"#N/A"}},{"$f":"IF($E28368=DataInput!$B28367,DataInput!H28367,NA())","v":{"$error":"#N/A"}},{"$f":"IF($E28368=DataInput!$B28367,DataInput!I28367,NA())","v":{"$error":"#N/A"}},{"$f":"IF($E28368=DataInput!$B28367,DataInput!J28367,NA())","v":{"$error":"#N/A"}},{"$f":"IF($E28368=DataInput!$B28367,DataInput!K28367,NA())","v":{"$error":"#N/A"}},null,null,"  ",null,null,null,null,false,null,null,{"$error":"#N/A"},{"$error":"#N/A"},{"$error":"#N/A"},{"$error":"#N/A"},{"$error":"#N/A"},{"$error":"#N/A"},{"$error":"#N/A"},{"$error":"#N/A"},{"$error":"#N/A"},{"$error":"#N/A"}]
[null,{"$f":"IF(DataInput!B28376=$B$8,IF($B$9=$B$10,TRUE,IF(DataInput!E28376=$B$9,TRUE,FALSE)))","v":false},null,null,{"$f":"IF(B28377=TRUE,DataInput!B28376,NA())","v":{"$error":"#N/A"}},{"$f":"IF($E28377=DataInput!$B28376,DataInput!C28376,NA())","v":{"$error":"#N/A"}},{"$f":"IF($E28377=DataInput!$B28376,DataInput!D28376,NA())","v":{"$error":"#N/A"}},{"$f":"IF($E28377=DataInput!$B28376,DataInput!E28376,NA())","v":{"$error":"#N/A"}},{"$f":"IF($E28377=DataInput!$B28376,DataInput!F28376,NA())","v":{"$error":"#N/A"}},{"$f":"IF($E28377=DataInput!$B28376,DataInput!G28376,NA())","v":{"$error":"#N/A"}},{"$f":"IF($E28377=DataInput!$B28376,DataInput!H28376,NA())","v":{"$error":"#N/A"}},{"$f":"IF($E28377=DataInput!$B28376,DataInput!I28376,NA())","v":{"$error":"#N/A"}},{"$f":"IF($E28377=DataInput!$B28376,DataInput!J28376,NA())","v":{"$error":"#N/A"}},{"$f":"IF($E28377=DataInput!$B28376,DataInput!K28376,NA())","v":{"$error":"#N/A"}},null,null,"  ",null,null,null,null,false,null,null,{"$error":"#N/A"},{"$error":"#N/A"},{"$error":"#N/A"},{"$error":"#N/A"},{"$error":"#N/A"},{"$error":"#N/A"},{"$error":"#N/A"},{"$error":"#N/A"},{"$error":"#N/A"},{"$error":"#N/A"}]
[null,{"$f":"IF(DataInput!B28423=$B$8,IF($B$9=$B$10,TRUE,IF(DataInput!E28423=$B$9,TRUE,FALSE)))","v":false},null,null,{"$f":"IF(B28424=TRUE,DataInput!B28423,NA())","v":{"$error":"#N/A"}},{"$f":"IF($E28424=DataInput!$B28423,DataInput!C28423,NA())","v":{"$error":"#N/A"}},{"$f":"IF($E28424=DataInput!$B28423,DataInput!D28423,NA())","v":{"$error":"#N/A"}},{"$f":"IF($E28424=DataInput!$B28423,DataInput!E28423,NA())","v":{"$error":"#N/A"}},{"$f":"IF($E28424=DataInput!$B28423,DataInput!F28423,NA())","v":{"$error":"#N/A"}},{"$f":"IF($E28424=DataInput!$B28423,DataInput!G28423,NA())","v":{"$error":"#N/A"}},{"$f":"IF($E28424=DataInput!$B28423,DataInput!H28423,NA())","v":{"$error":"#N/A"}},{"$f":"IF($E28424=DataInput!$B28423,DataInput!I28423,NA())","v":{"$error":"#N/A"}},{"$f":"IF($E28424=DataInput!$B28423,DataInput!J28423,NA())","v":{"$error":"#N/A"}},{"$f":"IF($E28424=DataInput!$B28423,DataInput!K28423,NA())","v":{"$error":"#N/A"}},null,null,"  ",null,null,null,null,false,null,null,{"$error":"#N/A"},{"$error":"#N/A"},{"$error":"#N/A"},{"$error":"#N/A"},{"$error":"#N/A"},{"$error":"#N/A"},{"$error":"#N/A"},{"$error":"#N/A"},{"$error":"#N/A"},{"$error":"#N/A"}]
[null,{"$f":"IF(DataInput!B28454=$B$8,IF($B$9=$B$10,TRUE,IF(DataInput!E28454=$B$9,TRUE,FALSE)))","v":false},null,null,{"$f":"IF(B28455=TRUE,DataInput!B28454,NA())","v":{"$error":"#N/A"}},{"$f":"IF($E28455=DataInput!$B28454,DataInput!C28454,NA())","v":{"$error":"#N/A"}},{"$f":"IF($E28455=DataInput!$B28454,DataInput!D28454,NA())","v":{"$error":"#N/A"}},{"$f":"IF($E28455=DataInput!$B28454,DataInput!E28454,NA())","v":{"$error":"#N/A"}},{"$f":"IF($E28455=DataInput!$B28454,DataInput!F28454,NA())","v":{"$error":"#N/A"}},{"$f":"IF($E28455=DataInput!$B28454,DataInput!G28454,NA())","v":{"$error":"#N/A"}},{"$f":"IF($E28455=DataInput!$B28454,DataInput!H28454,NA())","v":{"$error":"#N/A"}},{"$f":"IF($E28455=DataInput!$B28454,DataInput!I28454,NA())","v":{"$error":"#N/A"}},{"$f":"IF($E28455=DataInput!$B28454,DataInput!J28454,NA())","v":{"$error":"#N/A"}},{"$f":"IF($E28455=DataInput!$B28454,DataInput!K28454,NA())","v":{"$error":"#N/A"}},null,null,"  ",null,null,null,null,false,null,null,{"$error":"#N/A"},{"$error":"#N/A"},{"$error":"#N/A"},{"$error":"#N/A"},{"$error":"#N/A"},{"$error":"#N/A"},{"$error":"#N/A"},{"$error":"#N/A"},{"$error":"#N/A"},{"$error":"#N/A"}]
[null,{"$f":"IF(DataInput!B28462=$B$8,IF($B$9=$B$10,TRUE,IF(DataInput!E28462=$B$9,TRUE,FALSE)))","v":false},null,null,{"$f":"IF(B28463=TRUE,DataInput!B28462,NA())","v":{"$error":"#N/A"}},{"$f":"IF($E28463=DataInput!$B28462,DataInput!C28462,NA())","v":{"$error":"#N/A"}},{"$f":"IF($E28463=DataInput!$B28462,DataInput!D28462,NA())","v":{"$error":"#N/A"}},{"$f":"IF($E28463=DataInput!$B28462,DataInput!E28462,NA())","v":{"$error":"#N/A"}},{"$f":"IF($E28463=DataInput!$B28462,DataInput!F28462,NA())","v":{"$error":"#N/A"}},{"$f":"IF($E28463=DataInput!$B28462,DataInput!G28462,NA())","v":{"$error":"#N/A"}},{"$f":"IF($E28463=DataInput!$B28462,DataInput!H28462,NA())","v":{"$error":"#N/A"}},{"$f":"IF($E28463=DataInput!$B28462,DataInput!I28462,NA())","v":{"$error":"#N/A"}},{"$f":"IF($E28463=DataInput!$B28462,DataInput!J28462,NA())","v":{"$error":"#N/A"}},{"$f":"IF($E28463=DataInput!$B28462,DataInput!K28462,NA())","v":{"$error":"#N/A"}},null,null,"  ",null,null,null,null,false,null,null,{"$error":"#N/A"},{"$error":"#N/A"},{"$error":"#N/A"},{"$error":"#N/A"},{"$error":"#N/A"},{"$error":"#N/A"},{"$error":"#N/A"},{"$error":"#N/A"},{"$error":"#N/A"},{"$error":"#N/A"}]
[null,{"$f":"IF(DataInput!B28502=$B$8,IF($B$9=$B$10,TRUE,IF(DataInput!E28502=$B$9,TRUE,FALSE)))","v":false},null,null,{"$f":"IF(B28503=TRUE,DataInput!B28502,NA())","v":{"$error":"#N/A"}},{"$f":"IF($E28503=DataInput!$B28502,DataInput!C28502,NA())","v":{"$error":"#N/A"}},{"$f":"IF($E28503=DataInput!$B28502,DataInput!D28502,NA())","v":{"$error":"#N/A"}},{"$f":"IF($E28503=DataInput!$B28502,DataInput!E28502,NA())","v":{"$error":"#N/A"}},{"$f":"IF($E28503=DataInput!$B28502,DataInput!F28502,NA())","v":{"$error":"#N/A"}},{"$f":"IF($E28503=DataInput!$B28502,DataInput!G28502,NA())","v":{"$error":"#N/A"}},{"$f":"IF($E28503=DataInput!$B28502,DataInput!H28502,NA())","v":{"$error":"#N/A"}},{"$f":"IF($E28503=DataInput!$B28502,DataInput!I28502,NA())","v":{"$error":"#N/A"}},{"$f":"IF($E28503=DataInput!$B28502,DataInput!J28502,NA())","v":{"$error":"#N/A"}},{"$f":"IF($E28503=DataInput!$B28502,DataInput!K28502,NA())","v":{"$error":"#N/A"}},null,null,"  ",null,null,null,null,false,null,null,{"$error":"#N/A"},{"$error":"#N/A"},{"$error":"#N/A"},{"$error":"#N/A"},{"$error":"#N/A"},{"$error":"#N/A"},{"$error":"#N/A"},{"$error":"#N/A"},{"$error":"#N/A"},{"$error":"#N/A"}]
[null,{"$f":"IF(DataInput!B28533=$B$8,IF($B$9=$B$10,TRUE,IF(DataInput!E28533=$B$9,TRUE,FALSE)))","v":false},null,null,{"$f":"IF(B28534=TRUE,DataInput!B28533,NA())","v":{"$error":"#N/A"}},{"$f":"IF($E28534=DataInput!$B28533,DataInput!C28533,NA())","v":{"$error":"#N/A"}},{"$f":"IF($E28534=DataInput!$B28533,DataInput!D28533,NA())","v":{"$error":"#N/A"}},{"$f":"IF($E28534=DataInput!$B28533,DataInput!E28533,NA())","v":{"$error":"#N/A"}},{"$f":"IF($E28534=DataInput!$B28533,DataInput!F28533,NA())","v":{"$error":"#N/A"}},{"$f":"IF($E28534=DataInput!$B28533,DataInput!G28533,NA())","v":{"$error":"#N/A"}},{"$f":"IF($E28534=DataInput!$B28533,DataInput!H28533,NA())","v":{"$error":"#N/A"}},{"$f":"IF($E28534=DataInput!$B28533,DataInput!I28533,NA())","v":{"$error":"#N/A"}},{"$f":"IF($E28534=DataInput!$B28533,DataInput!J28533,NA())","v":{"$error":"#N/A"}},{"$f":"IF($E28534=DataInput!$B28533,DataInput!K28533,NA())","v":{"$error":"#N/A"}},null,null,"  ",null,null,null,null,false,null,null,{"$error":"#N/A"},{"$error":"#N/A"},{"$error":"#N/A"},{"$error":"#N/A"},{"$error":"#N/A"},{"$error":"#N/A"},{"$error":"#N/A"},{"$error":"#N/A"},{"$error":"#N/A"},{"$error":"#N/A"}]
[null,{"$f":"IF(DataInput!B28564=$B$8,IF($B$9=$B$10,TRUE,IF(DataInput!E28564=$B$9,TRUE,FALSE)))","v":false},null,null,{"$f":"IF(B28565=TRUE,DataInput!B28564,NA())","v":{"$error":"#N/A"}},{"$f":"IF($E28565=DataInput!$B28564,DataInput!C28564,NA())","v":{"$error":"#N/A"}},{"$f":"IF($E28565=DataInput!$B28564,DataInput!D28564,NA())","v":{"$error":"#N/A"}},{"$f":"IF($E28565=DataInput!$B28564,DataInput!E28564,NA())","v":{"$error":"#N/A"}},{"$f":"IF($E28565=DataInput!$B28564,DataInput!F28564,NA())","v":{"$error":"#N/A"}},{"$f":"IF($E28565=DataInput!$B28564,DataInput!G28564,NA())","v":{"$error":"#N/A"}},{"$f":"IF($E28565=DataInput!$B28564,DataInput!H28564,NA())","v":{"$error":"#N/A"}},{"$f":"IF($E28565=DataInput!$B28564,DataInput!I28564,NA())","v":{"$error":"#N/A"}},{"$f":"IF($E28565=DataInput!$B28564,DataInput!J28564,NA())","v":{"$error":"#N/A"}},{"$f":"IF($E28565=DataInput!$B28564,DataInput!K28564,NA())","v":{"$error":"#N/A"}},null,null,"  ",null,null,null,null,false,null,null,{"$error":"#N/A"},{"$error":"#N/A"},{"$error":"#N/A"},{"$error":"#N/A"},{"$error":"#N/A"},{"$error":"#N/A"},{"$error":"#N/A"},{"$error":"#N/A"},{"$error":"#N/A"},{"$error":"#N/A"}]
[null,{"$f":"IF(DataInput!B28589=$B$8,IF($B$9=$B$10,TRUE,IF(DataInput!E28589=$B$9,TRUE,FALSE)))","v":false},null,null,{"$f":"IF(B28590=TRUE,DataInput!B28589,NA())","v":{"$error":"#N/A"}},{"$f":"IF($E28590=DataInput!$B28589,DataInput!C28589,NA())","v":{"$error":"#N/A"}},{"$f":"IF($E28590=DataInput!$B28589,DataInput!D28589,NA())","v":{"$error":"#N/A"}},{"$f":"IF($E28590=DataInput!$B28589,DataInput!E28589,NA())","v":{"$error":"#N/A"}},{"$f":"IF($E28590=DataInput!$B28589,DataInput!F28589,NA())","v":{"$error":"#N/A"}},{"$f":"IF($E28590=DataInput!$B28589,DataInput!G28589,NA())","v":{"$error":"#N/A"}},{"$f":"IF($E28590=DataInput!$B28589,DataInput!H28589,NA())","v":{"$error":"#N/A"}},{"$f":"IF($E28590=DataInput!$B28589,DataInput!I28589,NA())","v":{"$error":"#N/A"}},{"$f":"IF($E28590=DataInput!$B28589,DataInput!J28589,NA())","v":{"$error":"#N/A"}},{"$f":"IF($E28590=DataInput!$B28589,DataInput!K28589,NA())","v":{"$error":"#N/A"}},null,null,"  ",null,null,null,null,false,null,null,{"$error":"#N/A"},{"$error":"#N/A"},{"$error":"#N/A"},{"$error":"#N/A"},{"$error":"#N/A"},{"$error":"#N/A"},{"$error":"#N/A"},{"$error":"#N/A"},{"$error":"#N/A"},{"$error":"#N/A"}]
[null,{"$f":"IF(DataInput!B28612=$B$8,IF($B$9=$B$10,TRUE,IF(DataInput!E28612=$B$9,TRUE,FALSE)))","v":false},null,null,{"$f":"IF(B28613=TRUE,DataInput!B28612,NA())","v":{"$error":"#N/A"}},{"$f":"IF($E28613=DataInput!$B28612,DataInput!C28612,NA())","v":{"$error":"#N/A"}},{"$f":"IF($E28613=DataInput!$B28612,DataInput!D28612,NA())","v":{"$error":"#N/A"}},{"$f":"IF($E28613=DataInput!$B28612,DataInput!E28612,NA())","v":{"$error":"#N/A"}},{"$f":"IF($E28613=DataInput!$B28612,DataInput!F28612,NA())","v":{"$error":"#N/A"}},{"$f":"IF($E28613=DataInput!$B28612,DataInput!G28612,NA())","v":{"$error":"#N/A"}},{"$f":"IF($E28613=DataInput!$B28612,DataInput!H28612,NA())","v":{"$error":"#N/A"}},{"$f":"IF($E28613=DataInput!$B28612,DataInput!I28612,NA())","v":{"$error":"#N/A"}},{"$f":"IF($E28613=DataInput!$B28612,DataInput!J28612,NA())","v":{"$error":"#N/A"}},{"$f":"IF($E28613=DataInput!$B28612,DataInput!K28612,NA())","v":{"$error":"#N/A"}},null,null,"  ",null,null,null,null,false,null,null,{"$error":"#N/A"},{"$error":"#N/A"},{"$error":"#N/A"},{"$error":"#N/A"},{"$error":"#N/A"},{"$error":"#N/A"},{"$error":"#N/A"},{"$error":"#N/A"},{"$error":"#N/A"},{"$error":"#N/A"}]
[null,{"$f":"IF(DataInput!B28630=$B$8,IF($B$9=$B$10,TRUE,IF(DataInput!E28630=$B$9,TRUE,FALSE)))","v":false},null,null,{"$f":"IF(B28631=TRUE,DataInput!B28630,NA())","v":{"$error":"#N/A"}},{"$f":"IF($E28631=DataInput!$B28630,DataInput!C28630,NA())","v":{"$error":"#N/A"}},{"$f":"IF($E28631=DataInput!$B28630,DataInput!D28630,NA())","v":{"$error":"#N/A"}},{"$f":"IF($E28631=DataInput!$B28630,DataInput!E28630,NA())","v":{"$error":"#N/A"}},{"$f":"IF($E28631=DataInput!$B28630,DataInput!F28630,NA())","v":{"$error":"#N/A"}},{"$f":"IF($E28631=DataInput!$B28630,DataInput!G28630,NA())","v":{"$error":"#N/A"}},{"$f":"IF($E28631=DataInput!$B28630,DataInput!H28630,NA())","v":{"$error":"#N/A"}},{"$f":"IF($E28631=DataInput!$B28630,DataInput!I28630,NA())","v":{"$error":"#N/A"}},{"$f":"IF($E28631=DataInput!$B28630,DataInput!J28630,NA())","v":{"$error":"#N/A"}},{"$f":"IF($E28631=DataInput!$B28630,DataInput!K28630,NA())","v":{"$error":"#N/A"}},null,null,"  ",null,null,null,null,false,null,null,{"$error":"#N/A"},{"$error":"#N/A"},{"$error":"#N/A"},{"$error":"#N/A"},{"$error":"#N/A"},{"$error":"#N/A"},{"$error":"#N/A"},{"$error":"#N/A"},{"$error":"#N/A"},{"$error":"#N/A"}]
[null,{"$f":"IF(DataInput!B28661=$B$8,IF($B$9=$B$10,TRUE,IF(DataInput!E28661=$B$9,TRUE,FALSE)))","v":false},null,null,{"$f":"IF(B28662=TRUE,DataInput!B28661,NA())","v":{"$error":"#N/A"}},{"$f":"IF($E28662=DataInput!$B28661,DataInput!C28661,NA())","v":{"$error":"#N/A"}},{"$f":"IF($E28662=DataInput!$B28661,DataInput!D28661,NA())","v":{"$error":"#N/A"}},{"$f":"IF($E28662=DataInput!$B28661,DataInput!E28661,NA())","v":{"$error":"#N/A"}},{"$f":"IF($E28662=DataInput!$B28661,DataInput!F28661,NA())","v":{"$error":"#N/A"}},{"$f":"IF($E28662=DataInput!$B28661,DataInput!G28661,NA())","v":{"$error":"#N/A"}},{"$f":"IF($E28662=DataInput!$B28661,DataInput!H28661,NA())","v":{"$error":"#N/A"}},{"$f":"IF($E28662=DataInput!$B28661,DataInput!I28661,NA())","v":{"$error":"#N/A"}},{"$f":"IF($E28662=DataInput!$B28661,DataInput!J28661,NA())","v":{"$error":"#N/A"}},{"$f":"IF($E28662=DataInput!$B28661,DataInput!K28661,NA())","v":{"$error":"#N/A"}},null,null,"  ",null,null,null,null,false,null,null,{"$error":"#N/A"},{"$error":"#N/A"},{"$error":"#N/A"},{"$error":"#N/A"},{"$error":"#N/A"},{"$error":"#N/A"},{"$error":"#N/A"},{"$error":"#N/A"},{"$error":"#N/A"},{"$error":"#N/A"}]
[null,{"$f":"IF(DataInput!B28712=$B$8,IF($B$9=$B$10,TRUE,IF(DataInput!E28712=$B$9,TRUE,FALSE)))","v":false},null,null,{"$f":"IF(B28713=TRUE,DataInput!B28712,NA())","v":{"$error":"#N/A"}},{"$f":"IF($E28713=DataInput!$B28712,DataInput!C28712,NA())","v":{"$error":"#N/A"}},{"$f":"IF($E28713=DataInput!$B28712,DataInput!D28712,NA())","v":{"$error":"#N/A"}},{"$f":"IF($E28713=DataInput!$B28712,DataInput!E28712,NA())","v":{"$error":"#N/A"}},{"$f":"IF($E28713=DataInput!$B28712,DataInput!F28712,NA())","v":{"$error":"#N/A"}},{"$f":"IF($E28713=DataInput!$B28712,DataInput!G28712,NA())","v":{"$error":"#N/A"}},{"$f":"IF($E28713=DataInput!$B28712,DataInput!H28712,NA())","v":{"$error":"#N/A"}},{"$f":"IF($E28713=DataInput!$B28712,DataInput!I28712,NA())","v":{"$error":"#N/A"}},{"$f":"IF($E28713=DataInput!$B28712,DataInput!J28712,NA())","v":{"$error":"#N/A"}},{"$f":"IF($E28713=DataInput!$B28712,DataInput!K28712,NA())","v":{"$error":"#N/A"}},null,null,{"$f":"IF(OR(ISERROR(E28713),ISERROR(G28713)),\"  \",E28713&\" \"&G28713)","v":"  "},null,null,null,null,false,null,null,{"$error":"#N/A"},{"$error":"#N/A"},{"$error":"#N/A"},{"$error":"#N/A"},{"$error":"#N/A"},{"$error":"#N/A"},{"$error":"#N/A"},{"$error":"#N/A"},{"$error":"#N/A"},{"$error":"#N/A"}]
[null,{"$f":"IF(DataInput!B28738=$B$8,IF($B$9=$B$10,TRUE,IF(DataInput!E28738=$B$9,TRUE,FALSE)))","v":false},null,null,{"$f":"IF(B28739=TRUE,DataInput!B28738,NA())","v":{"$error":"#N/A"}},{"$f":"IF($E28739=DataInput!$B28738,DataInput!C28738,NA())","v":{"$error":"#N/A"}},{"$f":"IF($E28739=DataInput!$B28738,DataInput!D28738,NA())","v":{"$error":"#N/A"}},{"$f":"IF($E28739=DataInput!$B28738,DataInput!E28738,NA())","v":{"$error":"#N/A"}},{"$f":"IF($E28739=DataInput!$B28738,DataInput!F28738,NA())","v":{"$error":"#N/A"}},{"$f":"IF($E28739=DataInput!$B28738,DataInput!G28738,NA())","v":{"$error":"#N/A"}},{"$f":"IF($E28739=DataInput!$B28738,DataInput!H28738,NA())","v":{"$error":"#N/A"}},{"$f":"IF($E28739=DataInput!$B28738,DataInput!I28738,NA())","v":{"$error":"#N/A"}},{"$f":"IF($E28739=DataInput!$B28738,DataInput!J28738,NA())","v":{"$error":"#N/A"}},{"$f":"IF($E28739=DataInput!$B28738,DataInput!K28738,NA())","v":{"$error":"#N/A"}},null,null,"  ",null,null,null,null,false,null,null,{"$error":"#N/A"},{"$error":"#N/A"},{"$error":"#N/A"},{"$error":"#N/A"},{"$error":"#N/A"},{"$error":"#N/A"},{"$error":"#N/A"},{"$error":"#N/A"},{"$error":"#N/A"},{"$error":"#N/A"}]
[null,{"$f":"IF(DataInput!B28769=$B$8,IF($B$9=$B$10,TRUE,IF(DataInput!E28769=$B$9,TRUE,FALSE)))","v":false},null,null,{"$f":"IF(B28770=TRUE,DataInput!B28769,NA())","v":{"$error":"#N/A"}},{"$f":"IF($E28770=DataInput!$B28769,DataInput!C28769,NA())","v":{"$error":"#N/A"}},{"$f":"IF($E28770=DataInput!$B28769,DataInput!D28769,NA())","v":{"$error":"#N/A"}},{"$f":"IF($E28770=DataInput!$B28769,DataInput!E28769,NA())","v":{"$error":"#N/A"}},{"$f":"IF($E28770=DataInput!$B28769,DataInput!F28769,NA())","v":{"$error":"#N/A"}},{"$f":"IF($E28770=DataInput!$B28769,DataInput!G28769,NA())","v":{"$error":"#N/A"}},{"$f":"IF($E28770=DataInput!$B28769,DataInput!H28769,NA())","v":{"$error":"#N/A"}},{"$f":"IF($E28770=DataInput!$B28769,DataInput!I28769,NA())","v":{"$error":"#N/A"}},{"$f":"IF($E28770=DataInput!$B28769,DataInput!J28769,NA())","v":{"$error":"#N/A"}},{"$f":"IF($E28770=DataInput!$B28769,DataInput!K28769,NA())","v":{"$error":"#N/A"}},null,null,"  ",null,null,null,null,false,null,null,{"$error":"#N/A"},{"$error":"#N/A"},{"$error":"#N/A"},{"$error":"#N/A"},{"$error":"#N/A"},{"$error":"#N/A"},{"$error":"#N/A"},{"$error":"#N/A"},{"$error":"#N/A"},{"$error":"#N/A"}]
[null,{"$f":"IF(DataInput!B28800=$B$8,IF($B$9=$B$10,TRUE,IF(DataInput!E28800=$B$9,TRUE,FALSE)))","v":false},null,null,{"$f":"IF(B28801=TRUE,DataInput!B28800,NA())","v":{"$error":"#N/A"}},{"$f":"IF($E28801=DataInput!$B28800,DataInput!C28800,NA())","v":{"$error":"#N/A"}},{"$f":"IF($E28801=DataInput!$B28800,DataInput!D28800,NA())","v":{"$error":"#N/A"}},{"$f":"IF($E28801=DataInput!$B28800,DataInput!E28800,NA())","v":{"$error":"#N/A"}},{"$f":"IF($E28801=DataInput!$B28800,DataInput!F28800,NA())","v":{"$error":"#N/A"}},{"$f":"IF($E28801=DataInput!$B28800,DataInput!G28800,NA())","v":{"$error":"#N/A"}},{"$f":"IF($E28801=DataInput!$B28800,DataInput!H28800,NA())","v":{"$error":"#N/A"}},{"$f":"IF($E28801=DataInput!$B28800,DataInput!I28800,NA())","v":{"$error":"#N/A"}},{"$f":"IF($E28801=DataInput!$B28800,DataInput!J28800,NA())","v":{"$error":"#N/A"}},{"$f":"IF($E28801=DataInput!$B28800,DataInput!K28800,NA())","v":{"$error":"#N/A"}},null,null,"  ",null,null,null,null,false,null,null,{"$error":"#N/A"},{"$error":"#N/A"},{"$error":"#N/A"},{"$error":"#N/A"},{"$error":"#N/A"},{"$error":"#N/A"},{"$error":"#N/A"},{"$error":"#N/A"},{"$error":"#N/A"},{"$error":"#N/A"}]
[null,{"$f":"IF(DataInput!B28811=$B$8,IF($B$9=$B$10,TRUE,IF(DataInput!E28811=$B$9,TRUE,FALSE)))","v":false},null,null,{"$f":"IF(B28812=TRUE,DataInput!B28811,NA())","v":{"$error":"#N/A"}},{"$f":"IF($E28812=DataInput!$B28811,DataInput!C28811,NA())","v":{"$error":"#N/A"}},{"$f":"IF($E28812=DataInput!$B28811,DataInput!D28811,NA())","v":{"$error":"#N/A"}},{"$f":"IF($E28812=DataInput!$B28811,DataInput!E28811,NA())","v":{"$error":"#N/A"}},{"$f":"IF($E28812=DataInput!$B28811,DataInput!F28811,NA())","v":{"$error":"#N/A"}},{"$f":"IF($E28812=DataInput!$B28811,DataInput!G28811,NA())","v":{"$error":"#N/A"}},{"$f":"IF($E28812=DataInput!$B28811,DataInput!H28811,NA())","v":{"$error":"#N/A"}},{"$f":"IF($E28812=DataInput!$B28811,DataInput!I28811,NA())","v":{"$error":"#N/A"}},{"$f":"IF($E28812=DataInput!$B28811,DataInput!J28811,NA())","v":{"$error":"#N/A"}},{"$f":"IF($E28812=DataInput!$B28811,DataInput!K28811,NA())","v":{"$error":"#N/A"}},null,null,"  ",null,null,null,null,{"$f":"IF(ISERROR(G28812),FALSE,IF($V$9=G28812,TRUE,FALSE))","v":false},null,null,{"$error":"#N/A"},{"$error":"#N/A"},{"$error":"#N/A"},{"$error":"#N/A"},{"$error":"#N/A"},{"$error":"#N/A"},{"$error":"#N/A"},{"$error":"#N/A"},{"$error":"#N/A"},{"$error":"#N/A"}]
[null,{"$f":"IF(DataInput!B28848=$B$8,IF($B$9=$B$10,TRUE,IF(DataInput!E28848=$B$9,TRUE,FALSE)))","v":false},null,null,{"$f":"IF(B28849=TRUE,DataInput!B28848,NA())","v":{"$error":"#N/A"}},{"$f":"IF($E28849=DataInput!$B28848,DataInput!C28848,NA())","v":{"$error":"#N/A"}},{"$f":"IF($E28849=DataInput!$B28848,DataInput!D28848,NA())","v":{"$error":"#N/A"}},{"$f":"IF($E28849=DataInput!$B28848,DataInput!E28848,NA())","v":{"$error":"#N/A"}},{"$f":"IF($E28849=DataInput!$B28848,DataInput!F28848,NA())","v":{"$error":"#N/A"}},{"$f":"IF($E28849=DataInput!$B28848,DataInput!G28848,NA())","v":{"$error":"#N/A"}},{"$f":"IF($E28849=DataInput!$B28848,DataInput!H28848,NA())","v":{"$error":"#N/A"}},{"$f":"IF($E28849=DataInput!$B28848,DataInput!I28848,NA())","v":{"$error":"#N/A"}},{"$f":"IF($E28849=DataInput!$B28848,DataInput!J28848,NA())","v":{"$error":"#N/A"}},{"$f":"IF($E28849=DataInput!$B28848,DataInput!K28848,NA())","v":{"$error":"#N/A"}},null,null,"  ",null,null,null,null,false,null,null,{"$error":"#N/A"},{"$error":"#N/A"},{"$error":"#N/A"},{"$error":"#N/A"},{"$error":"#N/A"},{"$error":"#N/A"},{"$error":"#N/A"},{"$error":"#N/A"},{"$error":"#N/A"},{"$error":"#N/A"}]
[null,{"$f":"IF(DataInput!B28866=$B$8,IF($B$9=$B$10,TRUE,IF(DataInput!E28866=$B$9,TRUE,FALSE)))","v":false},null,null,{"$f":"IF(B28867=TRUE,DataInput!B28866,NA())","v":{"$error":"#N/A"}},{"$f":"IF($E28867=DataInput!$B28866,DataInput!C28866,NA())","v":{"$error":"#N/A"}},{"$f":"IF($E28867=DataInput!$B28866,DataInput!D28866,NA())","v":{"$error":"#N/A"}},{"$f":"IF($E28867=DataInput!$B28866,DataInput!E28866,NA())","v":{"$error":"#N/A"}},{"$f":"IF($E28867=DataInput!$B28866,DataInput!F28866,NA())","v":{"$error":"#N/A"}},{"$f":"IF($E28867=DataInput!$B28866,DataInput!G28866,NA())","v":{"$error":"#N/A"}},{"$f":"IF($E28867=DataInput!$B28866,DataInput!H28866,NA())","v":{"$error":"#N/A"}},{"$f":"IF($E28867=DataInput!$B28866,DataInput!I28866,NA())","v":{"$error":"#N/A"}},{"$f":"IF($E28867=DataInput!$B28866,DataInput!J28866,NA())","v":{"$error":"#N/A"}},{"$f":"IF($E28867=DataInput!$B28866,DataInput!K28866,NA())","v":{"$error":"#N/A"}},null,null,"  ",null,null,null,null,false,null,null,{"$error":"#N/A"},{"$error":"#N/A"},{"$error":"#N/A"},{"$error":"#N/A"},{"$error":"#N/A"},{"$error":"#N/A"},{"$error":"#N/A"},{"$error":"#N/A"},{"$error":"#N/A"},{"$error":"#N/A"}]
[null,{"$f":"IF(DataInput!B28897=$B$8,IF($B$9=$B$10,TRUE,IF(DataInput!E28897=$B$9,TRUE,FALSE)))","v":false},null,null,{"$f":"IF(B28898=TRUE,DataInput!B28897,NA())","v":{"$error":"#N/A"}},{"$f":"IF($E28898=DataInput!$B28897,DataInput!C28897,NA())","v":{"$error":"#N/A"}},{"$f":"IF($E28898=DataInput!$B28897,DataInput!D28897,NA())","v":{"$error":"#N/A"}},{"$f":"IF($E28898=DataInput!$B28897,DataInput!E28897,NA())","v":{"$error":"#N/A"}},{"$f":"IF($E28898=DataInput!$B28897,DataInput!F28897,NA())","v":{"$error":"#N/A"}},{"$f":"IF($E28898=DataInput!$B28897,DataInput!G28897,NA())","v":{"$error":"#N/A"}},{"$f":"IF($E28898=DataInput!$B28897,DataInput!H28897,NA())","v":{"$error":"#N/A"}},{"$f":"IF($E28898=DataInput!$B28897,DataInput!I28897,NA())","v":{"$error":"#N/A"}},{"$f":"IF($E28898=DataInput!$B28897,DataInput!J28897,NA())","v":{"$error":"#N/A"}},{"$f":"IF($E28898=DataInput!$B28897,DataInput!K28897,NA())","v":{"$error":"#N/A"}},null,null,"  ",null,null,null,null,false,null,null,{"$error":"#N/A"},{"$error":"#N/A"},{"$error":"#N/A"},{"$error":"#N/A"},{"$error":"#N/A"},{"$error":"#N/A"},{"$error":"#N/A"},{"$error":"#N/A"},{"$error":"#N/A"},{"$error":"#N/A"}]
[null,{"$f":"IF(DataInput!B28934=$B$8,IF($B$9=$B$10,TRUE,IF(DataInput!E28934=$B$9,TRUE,FALSE)))","v":false},null,null,{"$f":"IF(B28935=TRUE,DataInput!B28934,NA())","v":{"$error":"#N/A"}},{"$f":"IF($E28935=DataInput!$B28934,DataInput!C28934,NA())","v":{"$error":"#N/A"}},{"$f":"IF($E28935=DataInput!$B28934,DataInput!D28934,NA())","v":{"$error":"#N/A"}},{"$f":"IF($E28935=DataInput!$B28934,DataInput!E28934,NA())","v":{"$error":"#N/A"}},{"$f":"IF($E28935=DataInput!$B28934,DataInput!F28934,NA())","v":{"$error":"#N/A"}},{"$f":"IF($E28935=DataInput!$B28934,DataInput!G28934,NA())","v":{"$error":"#N/A"}},{"$f":"IF($E28935=DataInput!$B28934,DataInput!H28934,NA())","v":{"$error":"#N/A"}},{"$f":"IF($E28935=DataInput!$B28934,DataInput!I28934,NA())","v":{"$error":"#N/A"}},{"$f":"IF($E28935=DataInput!$B28934,DataInput!J28934,NA())","v":{"$error":"#N/A"}},{"$f":"IF($E28935=DataInput!$B28934,DataInput!K28934,NA())","v":{"$error":"#N/A"}},null,null,"  ",null,null,null,null,false,null,null,{"$error":"#N/A"},{"$error":"#N/A"},{"$error":"#N/A"},{"$error":"#N/A"},{"$error":"#N/A"},{"$error":"#N/A"},{"$error":"#N/A"},{"$error":"#N/A"},{"$error":"#N/A"},{"$error":"#N/A"}]
[null,{"$f":"IF(DataInput!B28974=$B$8,IF($B$9=$B$10,TRUE,IF(DataInput!E28974=$B$9,TRUE,FALSE)))","v":false},null,null,{"$f":"IF(B28975=TRUE,DataInput!B28974,NA())","v":{"$error":"#N/A"}},{"$f":"IF($E28975=DataInput!$B28974,DataInput!C28974,NA())","v":{"$error":"#N/A"}},{"$f":"IF($E28975=DataInput!$B28974,DataInput!D28974,NA())","v":{"$error":"#N/A"}},{"$f":"IF($E28975=DataInput!$B28974,DataInput!E28974,NA())","v":{"$error":"#N/A"}},{"$f":"IF($E28975=DataInput!$B28974,DataInput!F28974,NA())","v":{"$error":"#N/A"}},{"$f":"IF($E28975=DataInput!$B28974,DataInput!G28974,NA())","v":{"$error":"#N/A"}},{"$f":"IF($E28975=DataInput!$B28974,DataInput!H28974,NA())","v":{"$error":"#N/A"}},{"$f":"IF($E28975=DataInput!$B28974,DataInput!I28974,NA())","v":{"$error":"#N/A"}},{"$f":"IF($E28975=DataInput!$B28974,DataInput!J28974,NA())","v":{"$error":"#N/A"}},{"$f":"IF($E28975=DataInput!$B28974,DataInput!K28974,NA())","v":{"$error":"#N/A"}},null,null,"  ",null,null,null,null,false,null,null,{"$error":"#N/A"},{"$error":"#N/A"},{"$error":"#N/A"},{"$error":"#N/A"},{"$error":"#N/A"},{"$error":"#N/A"},{"$error":"#N/A"},{"$error":"#N/A"},{"$error":"#N/A"},{"$error":"#N/A"}]
[null,{"$f":"IF(DataInput!B28976=$B$8,IF($B$9=$B$10,TRUE,IF(DataInput!E28976=$B$9,TRUE,FALSE)))","v":false},null,null,{"$f":"IF(B28977=TRUE,DataInput!B28976,NA())","v":{"$error":"#N/A"}},{"$f":"IF($E28977=DataInput!$B28976,DataInput!C28976,NA())","v":{"$error":"#N/A"}},{"$f":"IF($E28977=DataInput!$B28976,DataInput!D28976,NA())","v":{"$error":"#N/A"}},{"$f":"IF($E28977=DataInput!$B28976,DataInput!E28976,NA())","v":{"$error":"#N/A"}},{"$f":"IF($E28977=DataInput!$B28976,DataInput!F28976,NA())","v":{"$error":"#N/A"}},{"$f":"IF($E28977=DataInput!$B28976,DataInput!G28976,NA())","v":{"$error":"#N/A"}},{"$f":"IF($E28977=DataInput!$B28976,DataInput!H28976,NA())","v":{"$error":"#N/A"}},{"$f":"IF($E28977=DataInput!$B28976,DataInput!I28976,NA())","v":{"$error":"#N/A"}},{"$f":"IF($E28977=DataInput!$B28976,DataInput!J28976,NA())","v":{"$error":"#N/A"}},{"$f":"IF($E28977=DataInput!$B28976,DataInput!K28976,NA())","v":{"$error":"#N/A"}},null,null,"  ",null,null,null,null,false,null,null,{"$error":"#N/A"},{"$error":"#N/A"},{"$error":"#N/A"},{"$error":"#N/A"},{"$error":"#N/A"},{"$error":"#N/A"},{"$error":"#N/A"},{"$error":"#N/A"},{"$error":"#N/A"},{"$error":"#N/A"}]
[null,{"$f":"IF(DataInput!B29023=$B$8,IF($B$9=$B$10,TRUE,IF(DataInput!E29023=$B$9,TRUE,FALSE)))","v":false},null,null,{"$f":"IF(B29024=TRUE,DataInput!B29023,NA())","v":{"$error":"#N/A"}},{"$f":"IF($E29024=DataInput!$B29023,DataInput!C29023,NA())","v":{"$error":"#N/A"}},{"$f":"IF($E29024=DataInput!$B29023,DataInput!D29023,NA())","v":{"$error":"#N/A"}},{"$f":"IF($E29024=DataInput!$B29023,DataInput!E29023,NA())","v":{"$error":"#N/A"}},{"$f":"IF($E29024=DataInput!$B29023,DataInput!F29023,NA())","v":{"$error":"#N/A"}},{"$f":"IF($E29024=DataInput!$B29023,DataInput!G29023,NA())","v":{"$error":"#N/A"}},{"$f":"IF($E29024=DataInput!$B29023,DataInput!H29023,NA())","v":{"$error":"#N/A"}},{"$f":"IF($E29024=DataInput!$B29023,DataInput!I29023,NA())","v":{"$error":"#N/A"}},{"$f":"IF($E29024=DataInput!$B29023,DataInput!J29023,NA())","v":{"$error":"#N/A"}},{"$f":"IF($E29024=DataInput!$B29023,DataInput!K29023,NA())","v":{"$error":"#N/A"}},null,null,"  ",null,null,null,null,false,null,null,{"$error":"#N/A"},{"$error":"#N/A"},{"$error":"#N/A"},{"$error":"#N/A"},{"$error":"#N/A"},{"$error":"#N/A"},{"$error":"#N/A"},{"$error":"#N/A"},{"$error":"#N/A"},{"$error":"#N/A"}]
[null,{"$f":"IF(DataInput!B29033=$B$8,IF($B$9=$B$10,TRUE,IF(DataInput!E29033=$B$9,TRUE,FALSE)))","v":false},null,null,{"$f":"IF(B29034=TRUE,DataInput!B29033,NA())","v":{"$error":"#N/A"}},{"$f":"IF($E29034=DataInput!$B29033,DataInput!C29033,NA())","v":{"$error":"#N/A"}},{"$f":"IF($E29034=DataInput!$B29033,DataInput!D29033,NA())","v":{"$error":"#N/A"}},{"$f":"IF($E29034=DataInput!$B29033,DataInput!E29033,NA())","v":{"$error":"#N/A"}},{"$f":"IF($E29034=DataInput!$B29033,DataInput!F29033,NA())","v":{"$error":"#N/A"}},{"$f":"IF($E29034=DataInput!$B29033,DataInput!G29033,NA())","v":{"$error":"#N/A"}},{"$f":"IF($E29034=DataInput!$B29033,DataInput!H29033,NA())","v":{"$error":"#N/A"}},{"$f":"IF($E29034=DataInput!$B29033,DataInput!I29033,NA())","v":{"$error":"#N/A"}},{"$f":"IF($E29034=DataInput!$B29033,DataInput!J29033,NA())","v":{"$error":"#N/A"}},{"$f":"IF($E29034=DataInput!$B29033,DataInput!K29033,NA())","v":{"$error":"#N/A"}},null,null,"  ",null,null,null,null,false,null,null,{"$error":"#N/A"},{"$error":"#N/A"},{"$error":"#N/A"},{"$error":"#N/A"},{"$error":"#N/A"},{"$error":"#N/A"},{"$error":"#N/A"},{"$error":"#N/A"},{"$error":"#N/A"},{"$error":"#N/A"}]
[null,{"$f":"IF(DataInput!B29084=$B$8,IF($B$9=$B$10,TRUE,IF(DataInput!E29084=$B$9,TRUE,FALSE)))","v":false},null,null,{"$f":"IF(B29085=TRUE,DataInput!B29084,NA())","v":{"$error":"#N/A"}},{"$f":"IF($E29085=DataInput!$B29084,DataInput!C29084,NA())","v":{"$error":"#N/A"}},{"$f":"IF($E29085=DataInput!$B29084,DataInput!D29084,NA())","v":{"$error":"#N/A"}},{"$f":"IF($E29085=DataInput!$B29084,DataInput!E29084,NA())","v":{"$error":"#N/A"}},{"$f":"IF($E29085=DataInput!$B29084,DataInput!F29084,NA())","v":{"$error":"#N/A"}},{"$f":"IF($E29085=DataInput!$B29084,DataInput!G29084,NA())","v":{"$error":"#N/A"}},{"$f":"IF($E29085=DataInput!$B29084,DataInput!H29084,NA())","v":{"$error":"#N/A"}},{"$f":"IF($E29085=DataInput!$B29084,DataInput!I29084,NA())","v":{"$error":"#N/A"}},{"$f":"IF($E29085=DataInput!$B29084,DataInput!J29084,NA())","v":{"$error":"#N/A"}},{"$f":"IF($E29085=DataInput!$B29084,DataInput!K29084,NA())","v":{"$error":"#N/A"}},null,null,"  ",null,null,null,null,false,null,null,{"$error":"#N/A"},{"$error":"#N/A"},{"$error":"#N/A"},{"$error":"#N/A"},{"$error":"#N/A"},{"$error":"#N/A"},{"$error":"#N/A"},{"$error":"#N/A"},{"$error":"#N/A"},{"$error":"#N/A"}]
[null,{"$f":"IF(DataInput!B29102=$B$8,IF($B$9=$B$10,TRUE,IF(DataInput!E29102=$B$9,TRUE,FALSE)))","v":false},null,null,{"$f":"IF(B29103=TRUE,DataInput!B29102,NA())","v":{"$error":"#N/A"}},{"$f":"IF($E29103=DataInput!$B29102,DataInput!C29102,NA())","v":{"$error":"#N/A"}},{"$f":"IF($E29103=DataInput!$B29102,DataInput!D29102,NA())","v":{"$error":"#N/A"}},{"$f":"IF($E29103=DataInput!$B29102,DataInput!E29102,NA())","v":{"$error":"#N/A"}},{"$f":"IF($E29103=DataInput!$B29102,DataInput!F29102,NA())","v":{"$error":"#N/A"}},{"$f":"IF($E29103=DataInput!$B29102,DataInput!G29102,NA())","v":{"$error":"#N/A"}},{"$f":"IF($E29103=DataInput!$B29102,DataInput!H29102,NA())","v":{"$error":"#N/A"}},{"$f":"IF($E29103=DataInput!$B29102,DataInput!I29102,NA())","v":{"$error":"#N/A"}},{"$f":"IF($E29103=DataInput!$B29102,DataInput!J29102,NA())","v":{"$error":"#N/A"}},{"$f":"IF($E29103=DataInput!$B29102,DataInput!K29102,NA())","v":{"$error":"#N/A"}},null,null,"  ",null,null,null,null,false,null,null,{"$error":"#N/A"},{"$error":"#N/A"},{"$error":"#N/A"},{"$error":"#N/A"},{"$error":"#N/A"},{"$error":"#N/A"},{"$error":"#N/A"},{"$error":"#N/A"},{"$error":"#N/A"},{"$error":"#N/A"}]
[null,{"$f":"IF(DataInput!B29133=$B$8,IF($B$9=$B$10,TRUE,IF(DataInput!E29133=$B$9,TRUE,FALSE)))","v":false},null,null,{"$f":"IF(B29134=TRUE,DataInput!B29133,NA())","v":{"$error":"#N/A"}},{"$f":"IF($E29134=DataInput!$B29133,DataInput!C29133,NA())","v":{"$error":"#N/A"}},{"$f":"IF($E29134=DataInput!$B29133,DataInput!D29133,NA())","v":{"$error":"#N/A"}},{"$f":"IF($E29134=DataInput!$B29133,DataInput!E29133,NA())","v":{"$error":"#N/A"}},{"$f":"IF($E29134=DataInput!$B29133,DataInput!F29133,NA())","v":{"$error":"#N/A"}},{"$f":"IF($E29134=DataInput!$B29133,DataInput!G29133,NA())","v":{"$error":"#N/A"}},{"$f":"IF($E29134=DataInput!$B29133,DataInput!H29133,NA())","v":{"$error":"#N/A"}},{"$f":"IF($E29134=DataInput!$B29133,DataInput!I29133,NA())","v":{"$error":"#N/A"}},{"$f":"IF($E29134=DataInput!$B29133,DataInput!J29133,NA())","v":{"$error":"#N/A"}},{"$f":"IF($E29134=DataInput!$B29133,DataInput!K29133,NA())","v":{"$error":"#N/A"}},null,null,"  ",null,null,null,null,false,null,null,{"$error":"#N/A"},{"$error":"#N/A"},{"$error":"#N/A"},{"$error":"#N/A"},{"$error":"#N/A"},{"$error":"#N/A"},{"$error":"#N/A"},{"$error":"#N/A"},{"$error":"#N/A"},{"$error":"#N/A"}]
[null,{"$f":"IF(DataInput!B29156=$B$8,IF($B$9=$B$10,TRUE,IF(DataInput!E29156=$B$9,TRUE,FALSE)))","v":false},null,null,{"$f":"IF(B29157=TRUE,DataInput!B29156,NA())","v":{"$error":"#N/A"}},{"$f":"IF($E29157=DataInput!$B29156,DataInput!C29156,NA())","v":{"$error":"#N/A"}},{"$f":"IF($E29157=DataInput!$B29156,DataInput!D29156,NA())","v":{"$error":"#N/A"}},{"$f":"IF($E29157=DataInput!$B29156,DataInput!E29156,NA())","v":{"$error":"#N/A"}},{"$f":"IF($E29157=DataInput!$B29156,DataInput!F29156,NA())","v":{"$error":"#N/A"}},{"$f":"IF($E29157=DataInput!$B29156,DataInput!G29156,NA())","v":{"$error":"#N/A"}},{"$f":"IF($E29157=DataInput!$B29156,DataInput!H29156,NA())","v":{"$error":"#N/A"}},{"$f":"IF($E29157=DataInput!$B29156,DataInput!I29156,NA())","v":{"$error":"#N/A"}},{"$f":"IF($E29157=DataInput!$B29156,DataInput!J29156,NA())","v":{"$error":"#N/A"}},{"$f":"IF($E29157=DataInput!$B29156,DataInput!K29156,NA())","v":{"$error":"#N/A"}},null,null,"  ",null,null,null,null,false,null,null,{"$error":"#N/A"},{"$error":"#N/A"},{"$error":"#N/A"},{"$error":"#N/A"},{"$error":"#N/A"},{"$error":"#N/A"},{"$error":"#N/A"},{"$error":"#N/A"},{"$error":"#N/A"},{"$error":"#N/A"}]
[null,{"$f":"IF(DataInput!B29181=$B$8,IF($B$9=$B$10,TRUE,IF(DataInput!E29181=$B$9,TRUE,FALSE)))","v":false},null,null,{"$f":"IF(B29182=TRUE,DataInput!B29181,NA())","v":{"$error":"#N/A"}},{"$f":"IF($E29182=DataInput!$B29181,DataInput!C29181,NA())","v":{"$error":"#N/A"}},{"$f":"IF($E29182=DataInput!$B29181,DataInput!D29181,NA())","v":{"$error":"#N/A"}},{"$f":"IF($E29182=DataInput!$B29181,DataInput!E29181,NA())","v":{"$error":"#N/A"}},{"$f":"IF($E29182=DataInput!$B29181,DataInput!F29181,NA())","v":{"$error":"#N/A"}},{"$f":"IF($E29182=DataInput!$B29181,DataInput!G29181,NA())","v":{"$error":"#N/A"}},{"$f":"IF($E29182=DataInput!$B29181,DataInput!H29181,NA())","v":{"$error":"#N/A"}},{"$f":"IF($E29182=DataInput!$B29181,DataInput!I29181,NA())","v":{"$error":"#N/A"}},{"$f":"IF($E29182=DataInput!$B29181,DataInput!J29181,NA())","v":{"$error":"#N/A"}},{"$f":"IF($E29182=DataInput!$B29181,DataInput!K29181,NA())","v":{"$error":"#N/A"}},null,null,"  ",null,null,null,null,false,null,null,{"$error":"#N/A"},{"$error":"#N/A"},{"$error":"#N/A"},{"$error":"#N/A"},{"$error":"#N/A"},{"$error":"#N/A"},{"$error":"#N/A"},{"$error":"#N/A"},{"$error":"#N/A"},{"$error":"#N/A"}]
[null,{"$f":"IF(DataInput!B29212=$B$8,IF($B$9=$B$10,TRUE,IF(DataInput!E29212=$B$9,TRUE,FALSE)))","v":false},null,null,{"$f":"IF(B29213=TRUE,DataInput!B29212,NA())","v":{"$error":"#N/A"}},{"$f":"IF($E29213=DataInput!$B29212,DataInput!C29212,NA())","v":{"$error":"#N/A"}},{"$f":"IF($E29213=DataInput!$B29212,DataInput!D29212,NA())","v":{"$error":"#N/A"}},{"$f":"IF($E29213=DataInput!$B29212,DataInput!E29212,NA())","v":{"$error":"#N/A"}},{"$f":"IF($E29213=DataInput!$B29212,DataInput!F29212,NA())","v":{"$error":"#N/A"}},{"$f":"IF($E29213=DataInput!$B29212,DataInput!G29212,NA())","v":{"$error":"#N/A"}},{"$f":"IF($E29213=DataInput!$B29212,DataInput!H29212,NA())","v":{"$error":"#N/A"}},{"$f":"IF($E29213=DataInput!$B29212,DataInput!I29212,NA())","v":{"$error":"#N/A"}},{"$f":"IF($E29213=DataInput!$B29212,DataInput!J29212,NA())","v":{"$error":"#N/A"}},{"$f":"IF($E29213=DataInput!$B29212,DataInput!K29212,NA())","v":{"$error":"#N/A"}},null,null,"  ",null,null,null,null,false,null,null,{"$error":"#N/A"},{"$error":"#N/A"},{"$error":"#N/A"},{"$error":"#N/A"},{"$error":"#N/A"},{"$error":"#N/A"},{"$error":"#N/A"},{"$error":"#N/A"},{"$error":"#N/A"},{"$error":"#N/A"}]
[null,{"$f":"IF(DataInput!B29259=$B$8,IF($B$9=$B$10,TRUE,IF(DataInput!E29259=$B$9,TRUE,FALSE)))","v":false},null,null,{"$f":"IF(B29260=TRUE,DataInput!B29259,NA())","v":{"$error":"#N/A"}},{"$f":"IF($E29260=DataInput!$B29259,DataInput!C29259,NA())","v":{"$error":"#N/A"}},{"$f":"IF($E29260=DataInput!$B29259,DataInput!D29259,NA())","v":{"$error":"#N/A"}},{"$f":"IF($E29260=DataInput!$B29259,DataInput!E29259,NA())","v":{"$error":"#N/A"}},{"$f":"IF($E29260=DataInput!$B29259,DataInput!F29259,NA())","v":{"$error":"#N/A"}},{"$f":"IF($E29260=DataInput!$B29259,DataInput!G29259,NA())","v":{"$error":"#N/A"}},{"$f":"IF($E29260=DataInput!$B29259,DataInput!H29259,NA())","v":{"$error":"#N/A"}},{"$f":"IF($E29260=DataInput!$B29259,DataInput!I29259,NA())","v":{"$error":"#N/A"}},{"$f":"IF($E29260=DataInput!$B29259,DataInput!J29259,NA())","v":{"$error":"#N/A"}},{"$f":"IF($E29260=DataInput!$B29259,DataInput!K29259,NA())","v":{"$error":"#N/A"}},null,null,"  ",null,null,null,null,{"$f":"IF(ISERROR(G29260),FALSE,IF($V$9=G29260,TRUE,FALSE))","v":false},null,null,{"$error":"#N/A"},{"$error":"#N/A"},{"$error":"#N/A"},{"$error":"#N/A"},{"$error":"#N/A"},{"$error":"#N/A"},{"$error":"#N/A"},{"$error":"#N/A"},{"$error":"#N/A"},{"$error":"#N/A"}]
[null,{"$f":"IF(DataInput!B29283=$B$8,IF($B$9=$B$10,TRUE,IF(DataInput!E29283=$B$9,TRUE,FALSE)))","v":false},null,null,{"$f":"IF(B29284=TRUE,DataInput!B29283,NA())","v":{"$error":"#N/A"}},{"$f":"IF($E29284=DataInput!$B29283,DataInput!C29283,NA())","v":{"$error":"#N/A"}},{"$f":"IF($E29284=DataInput!$B29283,DataInput!D29283,NA())","v":{"$error":"#N/A"}},{"$f":"IF($E29284=DataInput!$B29283,DataInput!E29283,NA())","v":{"$error":"#N/A"}},{"$f":"IF($E29284=DataInput!$B29283,DataInput!F29283,NA())","v":{"$error":"#N/A"}},{"$f":"IF($E29284=DataInput!$B29283,DataInput!G29283,NA())","v":{"$error":"#N/A"}},{"$f":"IF($E29284=DataInput!$B29283,DataInput!H29283,NA())","v":{"$error":"#N/A"}},{"$f":"IF($E29284=DataInput!$B29283,DataInput!I29283,NA())","v":{"$error":"#N/A"}},{"$f":"IF($E29284=DataInput!$B29283,DataInput!J29283,NA())","v":{"$error":"#N/A"}},{"$f":"IF($E29284=DataInput!$B29283,DataInput!K29283,NA())","v":{"$error":"#N/A"}},null,null,"  ",null,null,null,null,false,null,null,{"$error":"#N/A"},{"$error":"#N/A"},{"$error":"#N/A"},{"$error":"#N/A"},{"$error":"#N/A"},{"$error":"#N/A"},{"$error":"#N/A"},{"$error":"#N/A"},{"$error":"#N/A"},{"$error":"#N/A"}]
[null,{"$f":"IF(DataInput!B29291=$B$8,IF($B$9=$B$10,TRUE,IF(DataInput!E29291=$B$9,TRUE,FALSE)))","v":false},null,null,{"$f":"IF(B29292=TRUE,DataInput!B29291,NA())","v":{"$error":"#N/A"}},{"$f":"IF($E29292=DataInput!$B29291,DataInput!C29291,NA())","v":{"$error":"#N/A"}},{"$f":"IF($E29292=DataInput!$B29291,DataInput!D29291,NA())","v":{"$error":"#N/A"}},{"$f":"IF($E29292=DataInput!$B29291,DataInput!E29291,NA())","v":{"$error":"#N/A"}},{"$f":"IF($E29292=DataInput!$B29291,DataInput!F29291,NA())","v":{"$error":"#N/A"}},{"$f":"IF($E29292=DataInput!$B29291,DataInput!G29291,NA())","v":{"$error":"#N/A"}},{"$f":"IF($E29292=DataInput!$B29291,DataInput!H29291,NA())","v":{"$error":"#N/A"}},{"$f":"IF($E29292=DataInput!$B29291,DataInput!I29291,NA())","v":{"$error":"#N/A"}},{"$f":"IF($E29292=DataInput!$B29291,DataInput!J29291,NA())","v":{"$error":"#N/A"}},{"$f":"IF($E29292=DataInput!$B29291,DataInput!K29291,NA())","v":{"$error":"#N/A"}},null,null,"  ",null,null,null,null,false,null,null,{"$error":"#N/A"},{"$error":"#N/A"},{"$error":"#N/A"},{"$error":"#N/A"},{"$error":"#N/A"},{"$error":"#N/A"},{"$error":"#N/A"},{"$error":"#N/A"},{"$error":"#N/A"},{"$error":"#N/A"}]
[null,{"$f":"IF(DataInput!B29338=$B$8,IF($B$9=$B$10,TRUE,IF(DataInput!E29338=$B$9,TRUE,FALSE)))","v":false},null,null,{"$f":"IF(B29339=TRUE,DataInput!B29338,NA())","v":{"$error":"#N/A"}},{"$f":"IF($E29339=DataInput!$B29338,DataInput!C29338,NA())","v":{"$error":"#N/A"}},{"$f":"IF($E29339=DataInput!$B29338,DataInput!D29338,NA())","v":{"$error":"#N/A"}},{"$f":"IF($E29339=DataInput!$B29338,DataInput!E29338,NA())","v":{"$error":"#N/A"}},{"$f":"IF($E29339=DataInput!$B29338,DataInput!F29338,NA())","v":{"$error":"#N/A"}},{"$f":"IF($E29339=DataInput!$B29338,DataInput!G29338,NA())","v":{"$error":"#N/A"}},{"$f":"IF($E29339=DataInput!$B29338,DataInput!H29338,NA())","v":{"$error":"#N/A"}},{"$f":"IF($E29339=DataInput!$B29338,DataInput!I29338,NA())","v":{"$error":"#N/A"}},{"$f":"IF($E29339=DataInput!$B29338,DataInput!J29338,NA())","v":{"$error":"#N/A"}},{"$f":"IF($E29339=DataInput!$B29338,DataInput!K29338,NA())","v":{"$error":"#N/A"}},null,null,"  ",null,null,null,null,false,null,null,{"$error":"#N/A"},{"$error":"#N/A"},{"$error":"#N/A"},{"$error":"#N/A"},{"$error":"#N/A"},{"$error":"#N/A"},{"$error":"#N/A"},{"$error":"#N/A"},{"$error":"#N/A"},{"$error":"#N/A"}]
[null,{"$f":"IF(DataInput!B29369=$B$8,IF($B$9=$B$10,TRUE,IF(DataInput!E29369=$B$9,TRUE,FALSE)))","v":false},null,null,{"$f":"IF(B29370=TRUE,DataInput!B29369,NA())","v":{"$error":"#N/A"}},{"$f":"IF($E29370=DataInput!$B29369,DataInput!C29369,NA())","v":{"$error":"#N/A"}},{"$f":"IF($E29370=DataInput!$B29369,DataInput!D29369,NA())","v":{"$error":"#N/A"}},{"$f":"IF($E29370=DataInput!$B29369,DataInput!E29369,NA())","v":{"$error":"#N/A"}},{"$f":"IF($E29370=DataInput!$B29369,DataInput!F29369,NA())","v":{"$error":"#N/A"}},{"$f":"IF($E29370=DataInput!$B29369,DataInput!G29369,NA())","v":{"$error":"#N/A"}},{"$f":"IF($E29370=DataInput!$B29369,DataInput!H29369,NA())","v":{"$error":"#N/A"}},{"$f":"IF($E29370=DataInput!$B29369,DataInput!I29369,NA())","v":{"$error":"#N/A"}},{"$f":"IF($E29370=DataInput!$B29369,DataInput!J29369,NA())","v":{"$error":"#N/A"}},{"$f":"IF($E29370=DataInput!$B29369,DataInput!K29369,NA())","v":{"$error":"#N/A"}},null,null,"  ",null,null,null,null,false,null,null,{"$error":"#N/A"},{"$error":"#N/A"},{"$error":"#N/A"},{"$error":"#N/A"},{"$error":"#N/A"},{"$error":"#N/A"},{"$error":"#N/A"},{"$error":"#N/A"},{"$error":"#N/A"},{"$error":"#N/A"}]
[null,{"$f":"IF(DataInput!B29382=$B$8,IF($B$9=$B$10,TRUE,IF(DataInput!E29382=$B$9,TRUE,FALSE)))","v":false},null,null,{"$f":"IF(B29383=TRUE,DataInput!B29382,NA())","v":{"$error":"#N/A"}},{"$f":"IF($E29383=DataInput!$B29382,DataInput!C29382,NA())","v":{"$error":"#N/A"}},{"$f":"IF($E29383=DataInput!$B29382,DataInput!D29382,NA())","v":{"$error":"#N/A"}},{"$f":"IF($E29383=DataInput!$B29382,DataInput!E29382,NA())","v":{"$error":"#N/A"}},{"$f":"IF($E29383=DataInput!$B29382,DataInput!F29382,NA())","v":{"$error":"#N/A"}},{"$f":"IF($E29383=DataInput!$B29382,DataInput!G29382,NA())","v":{"$error":"#N/A"}},{"$f":"IF($E29383=DataInput!$B29382,DataInput!H29382,NA())","v":{"$error":"#N/A"}},{"$f":"IF($E29383=DataInput!$B29382,DataInput!I29382,NA())","v":{"$error":"#N/A"}},{"$f":"IF($E29383=DataInput!$B29382,DataInput!J29382,NA())","v":{"$error":"#N/A"}},{"$f":"IF($E29383=DataInput!$B29382,DataInput!K29382,NA())","v":{"$error":"#N/A"}},null,null,"  ",null,null,null,null,false,null,null,{"$error":"#N/A"},{"$error":"#N/A"},{"$error":"#N/A"},{"$error":"#N/A"},{"$error":"#N/A"},{"$error":"#N/A"},{"$error":"#N/A"},{"$error":"#N/A"},{"$error":"#N/A"},{"$error":"#N/A"}]
[null,{"$f":"IF(DataInput!B29417=$B$8,IF($B$9=$B$10,TRUE,IF(DataInput!E29417=$B$9,TRUE,FALSE)))","v":false},null,null,{"$f":"IF(B29418=TRUE,DataInput!B29417,NA())","v":{"$error":"#N/A"}},{"$f":"IF($E29418=DataInput!$B29417,DataInput!C29417,NA())","v":{"$error":"#N/A"}},{"$f":"IF($E29418=DataInput!$B29417,DataInput!D29417,NA())","v":{"$error":"#N/A"}},{"$f":"IF($E29418=DataInput!$B29417,DataInput!E29417,NA())","v":{"$error":"#N/A"}},{"$f":"IF($E29418=DataInput!$B29417,DataInput!F29417,NA())","v":{"$error":"#N/A"}},{"$f":"IF($E29418=DataInput!$B29417,DataInput!G29417,NA())","v":{"$error":"#N/A"}},{"$f":"IF($E29418=DataInput!$B29417,DataInput!H29417,NA())","v":{"$error":"#N/A"}},{"$f":"IF($E29418=DataInput!$B29417,DataInput!I29417,NA())","v":{"$error":"#N/A"}},{"$f":"IF($E29418=DataInput!$B29417,DataInput!J29417,NA())","v":{"$error":"#N/A"}},{"$f":"IF($E29418=DataInput!$B29417,DataInput!K29417,NA())","v":{"$error":"#N/A"}},null,null,"  ",null,null,null,null,false,null,null,{"$error":"#N/A"},{"$error":"#N/A"},{"$error":"#N/A"},{"$error":"#N/A"},{"$error":"#N/A"},{"$error":"#N/A"},{"$error":"#N/A"},{"$error":"#N/A"},{"$error":"#N/A"},{"$error":"#N/A"}]
[null,{"$f":"IF(DataInput!B29448=$B$8,IF($B$9=$B$10,TRUE,IF(DataInput!E29448=$B$9,TRUE,FALSE)))","v":false},null,null,{"$f":"IF(B29449=TRUE,DataInput!B29448,NA())","v":{"$error":"#N/A"}},{"$f":"IF($E29449=DataInput!$B29448,DataInput!C29448,NA())","v":{"$error":"#N/A"}},{"$f":"IF($E29449=DataInput!$B29448,DataInput!D29448,NA())","v":{"$error":"#N/A"}},{"$f":"IF($E29449=DataInput!$B29448,DataInput!E29448,NA())","v":{"$error":"#N/A"}},{"$f":"IF($E29449=DataInput!$B29448,DataInput!F29448,NA())","v":{"$error":"#N/A"}},{"$f":"IF($E29449=DataInput!$B29448,DataInput!G29448,NA())","v":{"$error":"#N/A"}},{"$f":"IF($E29449=DataInput!$B29448,DataInput!H29448,NA())","v":{"$error":"#N/A"}},{"$f":"IF($E29449=DataInput!$B29448,DataInput!I29448,NA())","v":{"$error":"#N/A"}},{"$f":"IF($E29449=DataInput!$B29448,DataInput!J29448,NA())","v":{"$error":"#N/A"}},{"$f":"IF($E29449=DataInput!$B29448,DataInput!K29448,NA())","v":{"$error":"#N/A"}},null,null,"  ",null,null,null,null,false,null,null,{"$error":"#N/A"},{"$error":"#N/A"},{"$error":"#N/A"},{"$error":"#N/A"},{"$error":"#N/A"},{"$error":"#N/A"},{"$error":"#N/A"},{"$error":"#N/A"},{"$error":"#N/A"},{"$error":"#N/A"}]
[null,{"$f":"IF(DataInput!B29466=$B$8,IF($B$9=$B$10,TRUE,IF(DataInput!E29466=$B$9,TRUE,FALSE)))","v":false},null,null,{"$f":"IF(B29467=TRUE,DataInput!B29466,NA())","v":{"$error":"#N/A"}},{"$f":"IF($E29467=DataInput!$B29466,DataInput!C29466,NA())","v":{"$error":"#N/A"}},{"$f":"IF($E29467=DataInput!$B29466,DataInput!D29466,NA())","v":{"$error":"#N/A"}},{"$f":"IF($E29467=DataInput!$B29466,DataInput!E29466,NA())","v":{"$error":"#N/A"}},{"$f":"IF($E29467=DataInput!$B29466,DataInput!F29466,NA())","v":{"$error":"#N/A"}},{"$f":"IF($E29467=DataInput!$B29466,DataInput!G29466,NA())","v":{"$error":"#N/A"}},{"$f":"IF($E29467=DataInput!$B29466,DataInput!H29466,NA())","v":{"$error":"#N/A"}},{"$f":"IF($E29467=DataInput!$B29466,DataInput!I29466,NA())","v":{"$error":"#N/A"}},{"$f":"IF($E29467=DataInput!$B29466,DataInput!J29466,NA())","v":{"$error":"#N/A"}},{"$f":"IF($E29467=DataInput!$B29466,DataInput!K29466,NA())","v":{"$error":"#N/A"}},null,null,"  ",null,null,null,null,false,null,null,{"$error":"#N/A"},{"$error":"#N/A"},{"$error":"#N/A"},{"$error":"#N/A"},{"$error":"#N/A"},{"$error":"#N/A"},{"$error":"#N/A"},{"$error":"#N/A"},{"$error":"#N/A"},{"$error":"#N/A"}]
[null,{"$f":"IF(DataInput!B29505=$B$8,IF($B$9=$B$10,TRUE,IF(DataInput!E29505=$B$9,TRUE,FALSE)))","v":false},null,null,{"$f":"IF(B29506=TRUE,DataInput!B29505,NA())","v":{"$error":"#N/A"}},{"$f":"IF($E29506=DataInput!$B29505,DataInput!C29505,NA())","v":{"$error":"#N/A"}},{"$f":"IF($E29506=DataInput!$B29505,DataInput!D29505,NA())","v":{"$error":"#N/A"}},{"$f":"IF($E29506=DataInput!$B29505,DataInput!E29505,NA())","v":{"$error":"#N/A"}},{"$f":"IF($E29506=DataInput!$B29505,DataInput!F29505,NA())","v":{"$error":"#N/A"}},{"$f":"IF($E29506=DataInput!$B29505,DataInput!G29505,NA())","v":{"$error":"#N/A"}},{"$f":"IF($E29506=DataInput!$B29505,DataInput!H29505,NA())","v":{"$error":"#N/A"}},{"$f":"IF($E29506=DataInput!$B29505,DataInput!I29505,NA())","v":{"$error":"#N/A"}},{"$f":"IF($E29506=DataInput!$B29505,DataInput!J29505,NA())","v":{"$error":"#N/A"}},{"$f":"IF($E29506=DataInput!$B29505,DataInput!K29505,NA())","v":{"$error":"#N/A"}},null,null,"  ",null,null,null,null,false,null,null,{"$error":"#N/A"},{"$error":"#N/A"},{"$error":"#N/A"},{"$error":"#N/A"},{"$error":"#N/A"},{"$error":"#N/A"},{"$error":"#N/A"},{"$error":"#N/A"},{"$error":"#N/A"},{"$error":"#N/A"}]
[null,{"$f":"IF(DataInput!B29527=$B$8,IF($B$9=$B$10,TRUE,IF(DataInput!E29527=$B$9,TRUE,FALSE)))","v":false},null,null,{"$f":"IF(B29528=TRUE,DataInput!B29527,NA())","v":{"$error":"#N/A"}},{"$f":"IF($E29528=DataInput!$B29527,DataInput!C29527,NA())","v":{"$error":"#N/A"}},{"$f":"IF($E29528=DataInput!$B29527,DataInput!D29527,NA())","v":{"$error":"#N/A"}},{"$f":"IF($E29528=DataInput!$B29527,DataInput!E29527,NA())","v":{"$error":"#N/A"}},{"$f":"IF($E29528=DataInput!$B29527,DataInput!F29527,NA())","v":{"$error":"#N/A"}},{"$f":"IF($E29528=DataInput!$B29527,DataInput!G29527,NA())","v":{"$error":"#N/A"}},{"$f":"IF($E29528=DataInput!$B29527,DataInput!H29527,NA())","v":{"$error":"#N/A"}},{"$f":"IF($E29528=DataInput!$B29527,DataInput!I29527,NA())","v":{"$error":"#N/A"}},{"$f":"IF($E29528=DataInput!$B29527,DataInput!J29527,NA())","v":{"$error":"#N/A"}},{"$f":"IF($E29528=DataInput!$B29527,DataInput!K29527,NA())","v":{"$error":"#N/A"}},null,null,"  ",null,null,null,null,false,null,null,{"$error":"#N/A"},{"$error":"#N/A"},{"$error":"#N/A"},{"$error":"#N/A"},{"$error":"#N/A"},{"$error":"#N/A"},{"$error":"#N/A"},{"$error":"#N/A"},{"$error":"#N/A"},{"$error":"#N/A"}]
[null,{"$f":"IF(DataInput!B29574=$B$8,IF($B$9=$B$10,TRUE,IF(DataInput!E29574=$B$9,TRUE,FALSE)))","v":false},null,null,{"$f":"IF(B29575=TRUE,DataInput!B29574,NA())","v":{"$error":"#N/A"}},{"$f":"IF($E29575=DataInput!$B29574,DataInput!C29574,NA())","v":{"$error":"#N/A"}},{"$f":"IF($E29575=DataInput!$B29574,DataInput!D29574,NA())","v":{"$error":"#N/A"}},{"$f":"IF($E29575=DataInput!$B29574,DataInput!E29574,NA())","v":{"$error":"#N/A"}},{"$f":"IF($E29575=DataInput!$B29574,DataInput!F29574,NA())","v":{"$error":"#N/A"}},{"$f":"IF($E29575=DataInput!$B29574,DataInput!G29574,NA())","v":{"$error":"#N/A"}},{"$f":"IF($E29575=DataInput!$B29574,DataInput!H29574,NA())","v":{"$error":"#N/A"}},{"$f":"IF($E29575=DataInput!$B29574,DataInput!I29574,NA())","v":{"$error":"#N/A"}},{"$f":"IF($E29575=DataInput!$B29574,DataInput!J29574,NA())","v":{"$error":"#N/A"}},{"$f":"IF($E29575=DataInput!$B29574,DataInput!K29574,NA())","v":{"$error":"#N/A"}},null,null,"  ",null,null,null,null,false,null,null,{"$error":"#N/A"},{"$error":"#N/A"},{"$error":"#N/A"},{"$error":"#N/A"},{"$error":"#N/A"},{"$error":"#N/A"},{"$error":"#N/A"},{"$error":"#N/A"},{"$error":"#N/A"},{"$error":"#N/A"}]
[null,{"$f":"IF(DataInput!B29605=$B$8,IF($B$9=$B$10,TRUE,IF(DataInput!E29605=$B$9,TRUE,FALSE)))","v":false},null,null,{"$f":"IF(B29606=TRUE,DataInput!B29605,NA())","v":{"$error":"#N/A"}},{"$f":"IF($E29606=DataInput!$B29605,DataInput!C29605,NA())","v":{"$error":"#N/A"}},{"$f":"IF($E29606=DataInput!$B29605,DataInput!D29605,NA())","v":{"$error":"#N/A"}},{"$f":"IF($E29606=DataInput!$B29605,DataInput!E29605,NA())","v":{"$error":"#N/A"}},{"$f":"IF($E29606=DataInput!$B29605,DataInput!F29605,NA())","v":{"$error":"#N/A"}},{"$f":"IF($E29606=DataInput!$B29605,DataInput!G29605,NA())","v":{"$error":"#N/A"}},{"$f":"IF($E29606=DataInput!$B29605,DataInput!H29605,NA())","v":{"$error":"#N/A"}},{"$f":"IF($E29606=DataInput!$B29605,DataInput!I29605,NA())","v":{"$error":"#N/A"}},{"$f":"IF($E29606=DataInput!$B29605,DataInput!J29605,NA())","v":{"$error":"#N/A"}},{"$f":"IF($E29606=DataInput!$B29605,DataInput!K29605,NA())","v":{"$error":"#N/A"}},null,null,"  ",null,null,null,null,false,null,null,{"$error":"#N/A"},{"$error":"#N/A"},{"$error":"#N/A"},{"$error":"#N/A"},{"$error":"#N/A"},{"$error":"#N/A"},{"$error":"#N/A"},{"$error":"#N/A"},{"$error":"#N/A"},{"$error":"#N/A"}]
[null,{"$f":"IF(DataInput!B29632=$B$8,IF($B$9=$B$10,TRUE,IF(DataInput!E29632=$B$9,TRUE,FALSE)))","v":false},null,null,{"$f":"IF(B29633=TRUE,DataInput!B29632,NA())","v":{"$error":"#N/A"}},{"$f":"IF($E29633=DataInput!$B29632,DataInput!C29632,NA())","v":{"$error":"#N/A"}},{"$f":"IF($E29633=DataInput!$B29632,DataInput!D29632,NA())","v":{"$error":"#N/A"}},{"$f":"IF($E29633=DataInput!$B29632,DataInput!E29632,NA())","v":{"$error":"#N/A"}},{"$f":"IF($E29633=DataInput!$B29632,DataInput!F29632,NA())","v":{"$error":"#N/A"}},{"$f":"IF($E29633=DataInput!$B29632,DataInput!G29632,NA())","v":{"$error":"#N/A"}},{"$f":"IF($E29633=DataInput!$B29632,DataInput!H29632,NA())","v":{"$error":"#N/A"}},{"$f":"IF($E29633=DataInput!$B29632,DataInput!I29632,NA())","v":{"$error":"#N/A"}},{"$f":"IF($E29633=DataInput!$B29632,DataInput!J29632,NA())","v":{"$error":"#N/A"}},{"$f":"IF($E29633=DataInput!$B29632,DataInput!K29632,NA())","v":{"$error":"#N/A"}},null,null,"  ",null,null,null,null,false,null,null,{"$error":"#N/A"},{"$error":"#N/A"},{"$error":"#N/A"},{"$error":"#N/A"},{"$error":"#N/A"},{"$error":"#N/A"},{"$error":"#N/A"},{"$error":"#N/A"},{"$error":"#N/A"},{"$error":"#N/A"}]
[null,{"$f":"IF(DataInput!B29653=$B$8,IF($B$9=$B$10,TRUE,IF(DataInput!E29653=$B$9,TRUE,FALSE)))","v":false},null,null,{"$f":"IF(B29654=TRUE,DataInput!B29653,NA())","v":{"$error":"#N/A"}},{"$f":"IF($E29654=DataInput!$B29653,DataInput!C29653,NA())","v":{"$error":"#N/A"}},{"$f":"IF($E29654=DataInput!$B29653,DataInput!D29653,NA())","v":{"$error":"#N/A"}},{"$f":"IF($E29654=DataInput!$B29653,DataInput!E29653,NA())","v":{"$error":"#N/A"}},{"$f":"IF($E29654=DataInput!$B29653,DataInput!F29653,NA())","v":{"$error":"#N/A"}},{"$f":"IF($E29654=DataInput!$B29653,DataInput!G29653,NA())","v":{"$error":"#N/A"}},{"$f":"IF($E29654=DataInput!$B29653,DataInput!H29653,NA())","v":{"$error":"#N/A"}},{"$f":"IF($E29654=DataInput!$B29653,DataInput!I29653,NA())","v":{"$error":"#N/A"}},{"$f":"IF($E29654=DataInput!$B29653,DataInput!J29653,NA())","v":{"$error":"#N/A"}},{"$f":"IF($E29654=DataInput!$B29653,DataInput!K29653,NA())","v":{"$error":"#N/A"}},null,null,"  ",null,null,null,null,false,null,null,{"$error":"#N/A"},{"$error":"#N/A"},{"$error":"#N/A"},{"$error":"#N/A"},{"$error":"#N/A"},{"$error":"#N/A"},{"$error":"#N/A"},{"$error":"#N/A"},{"$error":"#N/A"},{"$error":"#N/A"}]
[null,{"$f":"IF(DataInput!B29684=$B$8,IF($B$9=$B$10,TRUE,IF(DataInput!E29684=$B$9,TRUE,FALSE)))","v":false},null,null,{"$f":"IF(B29685=TRUE,DataInput!B29684,NA())","v":{"$error":"#N/A"}},{"$f":"IF($E29685=DataInput!$B29684,DataInput!C29684,NA())","v":{"$error":"#N/A"}},{"$f":"IF($E29685=DataInput!$B29684,DataInput!D29684,NA())","v":{"$error":"#N/A"}},{"$f":"IF($E29685=DataInput!$B29684,DataInput!E29684,NA())","v":{"$error":"#N/A"}},{"$f":"IF($E29685=DataInput!$B29684,DataInput!F29684,NA())","v":{"$error":"#N/A"}},{"$f":"IF($E29685=DataInput!$B29684,DataInput!G29684,NA())","v":{"$error":"#N/A"}},{"$f":"IF($E29685=DataInput!$B29684,DataInput!H29684,NA())","v":{"$error":"#N/A"}},{"$f":"IF($E29685=DataInput!$B29684,DataInput!I29684,NA())","v":{"$error":"#N/A"}},{"$f":"IF($E29685=DataInput!$B29684,DataInput!J29684,NA())","v":{"$error":"#N/A"}},{"$f":"IF($E29685=DataInput!$B29684,DataInput!K29684,NA())","v":{"$error":"#N/A"}},null,null,"  ",null,null,null,null,false,null,null,{"$f":"IF($V29685=TRUE,E29685,NA())","v":{"$error":"#N/A"}},{"$f":"IF($V29685=TRUE,F29685,NA())","v":{"$error":"#N/A"}},{"$f":"IF($V29685=TRUE,G29685,NA())","v":{"$error":"#N/A"}},{"$f":"IF($V29685=TRUE,H29685,NA())","v":{"$error":"#N/A"}},{"$f":"IF($V29685=TRUE,I29685,NA())","v":{"$error":"#N/A"}},{"$f":"IF($V29685=TRUE,J29685,NA())","v":{"$error":"#N/A"}},{"$f":"IF($V29685=TRUE,K29685,NA())","v":{"$error":"#N/A"}},{"$f":"IF($V29685=TRUE,L29685,NA())","v":{"$error":"#N/A"}},{"$f":"IF($V29685=TRUE,M29685,NA())","v":{"$error":"#N/A"}},{"$f":"IF($V29685=TRUE,N29685,NA())","v":{"$error":"#N/A"}}]
[null,{"$f":"IF(DataInput!B29702=$B$8,IF($B$9=$B$10,TRUE,IF(DataInput!E29702=$B$9,TRUE,FALSE)))","v":false},null,null,{"$f":"IF(B29703=TRUE,DataInput!B29702,NA())","v":{"$error":"#N/A"}},{"$f":"IF($E29703=DataInput!$B29702,DataInput!C29702,NA())","v":{"$error":"#N/A"}},{"$f":"IF($E29703=DataInput!$B29702,DataInput!D29702,NA())","v":{"$error":"#N/A"}},{"$f":"IF($E29703=DataInput!$B29702,DataInput!E29702,NA())","v":{"$error":"#N/A"}},{"$f":"IF($E29703=DataInput!$B29702,DataInput!F29702,NA())","v":{"$error":"#N/A"}},{"$f":"IF($E29703=DataInput!$B29702,DataInput!G29702,NA())","v":{"$error":"#N/A"}},{"$f":"IF($E29703=DataInput!$B29702,DataInput!H29702,NA())","v":{"$error":"#N/A"}},{"$f":"IF($E29703=DataInput!$B29702,DataInput!I29702,NA())","v":{"$error":"#N/A"}},{"$f":"IF($E29703=DataInput!$B29702,DataInput!J29702,NA())","v":{"$error":"#N/A"}},{"$f":"IF($E29703=DataInput!$B29702,DataInput!K29702,NA())","v":{"$error":"#N/A"}},null,null,"  ",null,null,null,null,false,null,null,{"$error":"#N/A"},{"$error":"#N/A"},{"$error":"#N/A"},{"$error":"#N/A"},{"$error":"#N/A"},{"$error":"#N/A"},{"$error":"#N/A"},{"$error":"#N/A"},{"$error":"#N/A"},{"$error":"#N/A"}]
[null,{"$f":"IF(DataInput!B29733=$B$8,IF($B$9=$B$10,TRUE,IF(DataInput!E29733=$B$9,TRUE,FALSE)))","v":false},null,null,{"$f":"IF(B29734=TRUE,DataInput!B29733,NA())","v":{"$error":"#N/A"}},{"$f":"IF($E29734=DataInput!$B29733,DataInput!C29733,NA())","v":{"$error":"#N/A"}},{"$f":"IF($E29734=DataInput!$B29733,DataInput!D29733,NA())","v":{"$error":"#N/A"}},{"$f":"IF($E29734=DataInput!$B29733,DataInput!E29733,NA())","v":{"$error":"#N/A"}},{"$f":"IF($E29734=DataInput!$B29733,DataInput!F29733,NA())","v":{"$error":"#N/A"}},{"$f":"IF($E29734=DataInput!$B29733,DataInput!G29733,NA())","v":{"$error":"#N/A"}},{"$f":"IF($E29734=DataInput!$B29733,DataInput!H29733,NA())","v":{"$error":"#N/A"}},{"$f":"IF($E29734=DataInput!$B29733,DataInput!I29733,NA())","v":{"$error":"#N/A"}},{"$f":"IF($E29734=DataInput!$B29733,DataInput!J29733,NA())","v":{"$error":"#N/A"}},{"$f":"IF($E29734=DataInput!$B29733,DataInput!K29733,NA())","v":{"$error":"#N/A"}},null,null,"  ",null,null,null,null,false,null,null,{"$error":"#N/A"},{"$error":"#N/A"},{"$error":"#N/A"},{"$error":"#N/A"},{"$error":"#N/A"},{"$error":"#N/A"},{"$error":"#N/A"},{"$error":"#N/A"},{"$error":"#N/A"},{"$error":"#N/A"}]
[null,{"$f":"IF(DataInput!B29752=$B$8,IF($B$9=$B$10,TRUE,IF(DataInput!E29752=$B$9,TRUE,FALSE)))","v":false},null,null,{"$f":"IF(B29753=TRUE,DataInput!B29752,NA())","v":{"$error":"#N/A"}},{"$f":"IF($E29753=DataInput!$B29752,DataInput!C29752,NA())","v":{"$error":"#N/A"}},{"$f":"IF($E29753=DataInput!$B29752,DataInput!D29752,NA())","v":{"$error":"#N/A"}},{"$f":"IF($E29753=DataInput!$B29752,DataInput!E29752,NA())","v":{"$error":"#N/A"}},{"$f":"IF($E29753=DataInput!$B29752,DataInput!F29752,NA())","v":{"$error":"#N/A"}},{"$f":"IF($E29753=DataInput!$B29752,DataInput!G29752,NA())","v":{"$error":"#N/A"}},{"$f":"IF($E29753=DataInput!$B29752,DataInput!H29752,NA())","v":{"$error":"#N/A"}},{"$f":"IF($E29753=DataInput!$B29752,DataInput!I29752,NA())","v":{"$error":"#N/A"}},{"$f":"IF($E29753=DataInput!$B29752,DataInput!J29752,NA())","v":{"$error":"#N/A"}},{"$f":"IF($E29753=DataInput!$B29752,DataInput!K29752,NA())","v":{"$error":"#N/A"}},null,null,"  ",null,null,null,null,false,null,null,{"$error":"#N/A"},{"$error":"#N/A"},{"$error":"#N/A"},{"$error":"#N/A"},{"$error":"#N/A"},{"$error":"#N/A"},{"$error":"#N/A"},{"$error":"#N/A"},{"$error":"#N/A"},{"$error":"#N/A"}]
[null,{"$f":"IF(DataInput!B29753=$B$8,IF($B$9=$B$10,TRUE,IF(DataInput!E29753=$B$9,TRUE,FALSE)))","v":false},null,null,{"$f":"IF(B29754=TRUE,DataInput!B29753,NA())","v":{"$error":"#N/A"}},{"$f":"IF($E29754=DataInput!$B29753,DataInput!C29753,NA())","v":{"$error":"#N/A"}},{"$f":"IF($E29754=DataInput!$B29753,DataInput!D29753,NA())","v":{"$error":"#N/A"}},{"$f":"IF($E29754=DataInput!$B29753,DataInput!E29753,NA())","v":{"$error":"#N/A"}},{"$f":"IF($E29754=DataInput!$B29753,DataInput!F29753,NA())","v":{"$error":"#N/A"}},{"$f":"IF($E29754=DataInput!$B29753,DataInput!G29753,NA())","v":{"$error":"#N/A"}},{"$f":"IF($E29754=DataInput!$B29753,DataInput!H29753,NA())","v":{"$error":"#N/A"}},{"$f":"IF($E29754=DataInput!$B29753,DataInput!I29753,NA())","v":{"$error":"#N/A"}},{"$f":"IF($E29754=DataInput!$B29753,DataInput!J29753,NA())","v":{"$error":"#N/A"}},{"$f":"IF($E29754=DataInput!$B29753,DataInput!K29753,NA())","v":{"$error":"#N/A"}},null,null,"  ",null,null,null,null,false,null,null,{"$error":"#N/A"},{"$error":"#N/A"},{"$error":"#N/A"},{"$error":"#N/A"},{"$error":"#N/A"},{"$error":"#N/A"},{"$error":"#N/A"},{"$error":"#N/A"},{"$error":"#N/A"},{"$error":"#N/A"}]
[null,{"$f":"IF(DataInput!B29754=$B$8,IF($B$9=$B$10,TRUE,IF(DataInput!E29754=$B$9,TRUE,FALSE)))","v":false},null,null,{"$f":"IF(B29755=TRUE,DataInput!B29754,NA())","v":{"$error":"#N/A"}},{"$f":"IF($E29755=DataInput!$B29754,DataInput!C29754,NA())","v":{"$error":"#N/A"}},{"$f":"IF($E29755=DataInput!$B29754,DataInput!D29754,NA())","v":{"$error":"#N/A"}},{"$f":"IF($E29755=DataInput!$B29754,DataInput!E29754,NA())","v":{"$error":"#N/A"}},{"$f":"IF($E29755=DataInput!$B29754,DataInput!F29754,NA())","v":{"$error":"#N/A"}},{"$f":"IF($E29755=DataInput!$B29754,DataInput!G29754,NA())","v":{"$error":"#N/A"}},{"$f":"IF($E29755=DataInput!$B29754,DataInput!H29754,NA())","v":{"$error":"#N/A"}},{"$f":"IF($E29755=DataInput!$B29754,DataInput!I29754,NA())","v":{"$error":"#N/A"}},{"$f":"IF($E29755=DataInput!$B29754,DataInput!J29754,NA())","v":{"$error":"#N/A"}},{"$f":"IF($E29755=DataInput!$B29754,DataInput!K29754,NA())","v":{"$error":"#N/A"}},null,null,"  ",null,null,null,null,false,null,null,{"$error":"#N/A"},{"$error":"#N/A"},{"$error":"#N/A"},{"$error":"#N/A"},{"$error":"#N/A"},{"$error":"#N/A"},{"$error":"#N/A"},{"$error":"#N/A"},{"$error":"#N/A"},{"$error":"#N/A"}]
[null,{"$f":"IF(DataInput!B29755=$B$8,IF($B$9=$B$10,TRUE,IF(DataInput!E29755=$B$9,TRUE,FALSE)))","v":false},null,null,{"$f":"IF(B29756=TRUE,DataInput!B29755,NA())","v":{"$error":"#N/A"}},{"$f":"IF($E29756=DataInput!$B29755,DataInput!C29755,NA())","v":{"$error":"#N/A"}},{"$f":"IF($E29756=DataInput!$B29755,DataInput!D29755,NA())","v":{"$error":"#N/A"}},{"$f":"IF($E29756=DataInput!$B29755,DataInput!E29755,NA())","v":{"$error":"#N/A"}},{"$f":"IF($E29756=DataInput!$B29755,DataInput!F29755,NA())","v":{"$error":"#N/A"}},{"$f":"IF($E29756=DataInput!$B29755,DataInput!G29755,NA())","v":{"$error":"#N/A"}},{"$f":"IF($E29756=DataInput!$B29755,DataInput!H29755,NA())","v":{"$error":"#N/A"}},{"$f":"IF($E29756=DataInput!$B29755,DataInput!I29755,NA())","v":{"$error":"#N/A"}},{"$f":"IF($E29756=DataInput!$B29755,DataInput!J29755,NA())","v":{"$error":"#N/A"}},{"$f":"IF($E29756=DataInput!$B29755,DataInput!K29755,NA())","v":{"$error":"#N/A"}},null,null,"  ",null,null,null,null,false,null,null,{"$error":"#N/A"},{"$error":"#N/A"},{"$error":"#N/A"},{"$error":"#N/A"},{"$error":"#N/A"},{"$error":"#N/A"},{"$error":"#N/A"},{"$error":"#N/A"},{"$error":"#N/A"},{"$error":"#N/A"}]
[null,{"$f":"IF(DataInput!B29756=$B$8,IF($B$9=$B$10,TRUE,IF(DataInput!E29756=$B$9,TRUE,FALSE)))","v":false},null,null,{"$f":"IF(B29757=TRUE,DataInput!B29756,NA())","v":{"$error":"#N/A"}},{"$f":"IF($E29757=DataInput!$B29756,DataInput!C29756,NA())","v":{"$error":"#N/A"}},{"$f":"IF($E29757=DataInput!$B29756,DataInput!D29756,NA())","v":{"$error":"#N/A"}},{"$f":"IF($E29757=DataInput!$B29756,DataInput!E29756,NA())","v":{"$error":"#N/A"}},{"$f":"IF($E29757=DataInput!$B29756,DataInput!F29756,NA())","v":{"$error":"#N/A"}},{"$f":"IF($E29757=DataInput!$B29756,DataInput!G29756,NA())","v":{"$error":"#N/A"}},{"$f":"IF($E29757=DataInput!$B29756,DataInput!H29756,NA())","v":{"$error":"#N/A"}},{"$f":"IF($E29757=DataInput!$B29756,DataInput!I29756,NA())","v":{"$error":"#N/A"}},{"$f":"IF($E29757=DataInput!$B29756,DataInput!J29756,NA())","v":{"$error":"#N/A"}},{"$f":"IF($E29757=DataInput!$B29756,DataInput!K29756,NA())","v":{"$error":"#N/A"}},null,null,"  ",null,null,null,null,false,null,null,{"$error":"#N/A"},{"$error":"#N/A"},{"$error":"#N/A"},{"$error":"#N/A"},{"$error":"#N/A"},{"$error":"#N/A"},{"$error":"#N/A"},{"$error":"#N/A"},{"$error":"#N/A"},{"$error":"#N/A"}]
[null,{"$f":"IF(DataInput!B29757=$B$8,IF($B$9=$B$10,TRUE,IF(DataInput!E29757=$B$9,TRUE,FALSE)))","v":false},null,null,{"$f":"IF(B29758=TRUE,DataInput!B29757,NA())","v":{"$error":"#N/A"}},{"$f":"IF($E29758=DataInput!$B29757,DataInput!C29757,NA())","v":{"$error":"#N/A"}},{"$f":"IF($E29758=DataInput!$B29757,DataInput!D29757,NA())","v":{"$error":"#N/A"}},{"$f":"IF($E29758=DataInput!$B29757,DataInput!E29757,NA())","v":{"$error":"#N/A"}},{"$f":"IF($E29758=DataInput!$B29757,DataInput!F29757,NA())","v":{"$error":"#N/A"}},{"$f":"IF($E29758=DataInput!$B29757,DataInput!G29757,NA())","v":{"$error":"#N/A"}},{"$f":"IF($E29758=DataInput!$B29757,DataInput!H29757,NA())","v":{"$error":"#N/A"}},{"$f":"IF($E29758=DataInput!$B29757,DataInput!I29757,NA())","v":{"$error":"#N/A"}},{"$f":"IF($E29758=DataInput!$B29757,DataInput!J29757,NA())","v":{"$error":"#N/A"}},{"$f":"IF($E29758=DataInput!$B29757,DataInput!K29757,NA())","v":{"$error":"#N/A"}},null,null,"  ",null,null,null,null,false,null,null,{"$error":"#N/A"},{"$error":"#N/A"},{"$error":"#N/A"},{"$error":"#N/A"},{"$error":"#N/A"},{"$error":"#N/A"},{"$error":"#N/A"},{"$error":"#N/A"},{"$error":"#N/A"},{"$error":"#N/A"}]
[null,{"$f":"IF(DataInput!B29758=$B$8,IF($B$9=$B$10,TRUE,IF(DataInput!E29758=$B$9,TRUE,FALSE)))","v":false},null,null,{"$f":"IF(B29759=TRUE,DataInput!B29758,NA())","v":{"$error":"#N/A"}},{"$f":"IF($E29759=DataInput!$B29758,DataInput!C29758,NA())","v":{"$error":"#N/A"}},{"$f":"IF($E29759=DataInput!$B29758,DataInput!D29758,NA())","v":{"$error":"#N/A"}},{"$f":"IF($E29759=DataInput!$B29758,DataInput!E29758,NA())","v":{"$error":"#N/A"}},{"$f":"IF($E29759=DataInput!$B29758,DataInput!F29758,NA())","v":{"$error":"#N/A"}},{"$f":"IF($E29759=DataInput!$B29758,DataInput!G29758,NA())","v":{"$error":"#N/A"}},{"$f":"IF($E29759=DataInput!$B29758,DataInput!H29758,NA())","v":{"$error":"#N/A"}},{"$f":"IF($E29759=DataInput!$B29758,DataInput!I29758,NA())","v":{"$error":"#N/A"}},{"$f":"IF($E29759=DataInput!$B29758,DataInput!J29758,NA())","v":{"$error":"#N/A"}},{"$f":"IF($E29759=DataInput!$B29758,DataInput!K29758,NA())","v":{"$error":"#N/A"}},null,null,"  ",null,null,null,null,false,null,null,{"$error":"#N/A"},{"$error":"#N/A"},{"$error":"#N/A"},{"$error":"#N/A"},{"$error":"#N/A"},{"$error":"#N/A"},{"$error":"#N/A"},{"$error":"#N/A"},{"$error":"#N/A"},{"$error":"#N/A"}]
[null,{"$f":"IF(DataInput!B29759=$B$8,IF($B$9=$B$10,TRUE,IF(DataInput!E29759=$B$9,TRUE,FALSE)))","v":false},null,null,{"$f":"IF(B29760=TRUE,DataInput!B29759,NA())","v":{"$error":"#N/A"}},{"$f":"IF($E29760=DataInput!$B29759,DataInput!C29759,NA())","v":{"$error":"#N/A"}},{"$f":"IF($E29760=DataInput!$B29759,DataInput!D29759,NA())","v":{"$error":"#N/A"}},{"$f":"IF($E29760=DataInput!$B29759,DataInput!E29759,NA())","v":{"$error":"#N/A"}},{"$f":"IF($E29760=DataInput!$B29759,DataInput!F29759,NA())","v":{"$error":"#N/A"}},{"$f":"IF($E29760=DataInput!$B29759,DataInput!G29759,NA())","v":{"$error":"#N/A"}},{"$f":"IF($E29760=DataInput!$B29759,DataInput!H29759,NA())","v":{"$error":"#N/A"}},{"$f":"IF($E29760=DataInput!$B29759,DataInput!I29759,NA())","v":{"$error":"#N/A"}},{"$f":"IF($E29760=DataInput!$B29759,DataInput!J29759,NA())","v":{"$error":"#N/A"}},{"$f":"IF($E29760=DataInput!$B29759,DataInput!K29759,NA())","v":{"$error":"#N/A"}},null,null,"  ",null,null,null,null,false,null,null,{"$error":"#N/A"},{"$error":"#N/A"},{"$error":"#N/A"},{"$error":"#N/A"},{"$error":"#N/A"},{"$error":"#N/A"},{"$error":"#N/A"},{"$error":"#N/A"},{"$error":"#N/A"},{"$error":"#N/A"}]
[null,{"$f":"IF(DataInput!B29760=$B$8,IF($B$9=$B$10,TRUE,IF(DataInput!E29760=$B$9,TRUE,FALSE)))","v":false},null,null,{"$f":"IF(B29761=TRUE,DataInput!B29760,NA())","v":{"$error":"#N/A"}},{"$f":"IF($E29761=DataInput!$B29760,DataInput!C29760,NA())","v":{"$error":"#N/A"}},{"$f":"IF($E29761=DataInput!$B29760,DataInput!D29760,NA())","v":{"$error":"#N/A"}},{"$f":"IF($E29761=DataInput!$B29760,DataInput!E29760,NA())","v":{"$error":"#N/A"}},{"$f":"IF($E29761=DataInput!$B29760,DataInput!F29760,NA())","v":{"$error":"#N/A"}},{"$f":"IF($E29761=DataInput!$B29760,DataInput!G29760,NA())","v":{"$error":"#N/A"}},{"$f":"IF($E29761=DataInput!$B29760,DataInput!H29760,NA())","v":{"$error":"#N/A"}},{"$f":"IF($E29761=DataInput!$B29760,DataInput!I29760,NA())","v":{"$error":"#N/A"}},{"$f":"IF($E29761=DataInput!$B29760,DataInput!J29760,NA())","v":{"$error":"#N/A"}},{"$f":"IF($E29761=DataInput!$B29760,DataInput!K29760,NA())","v":{"$error":"#N/A"}},null,null,"  ",null,null,null,null,false,null,null,{"$error":"#N/A"},{"$error":"#N/A"},{"$error":"#N/A"},{"$error":"#N/A"},{"$error":"#N/A"},{"$error":"#N/A"},{"$error":"#N/A"},{"$error":"#N/A"},{"$error":"#N/A"},{"$error":"#N/A"}]
[null,{"$f":"IF(DataInput!B29761=$B$8,IF($B$9=$B$10,TRUE,IF(DataInput!E29761=$B$9,TRUE,FALSE)))","v":false},null,null,{"$f":"IF(B29762=TRUE,DataInput!B29761,NA())","v":{"$error":"#N/A"}},{"$f":"IF($E29762=DataInput!$B29761,DataInput!C29761,NA())","v":{"$error":"#N/A"}},{"$f":"IF($E29762=DataInput!$B29761,DataInput!D29761,NA())","v":{"$error":"#N/A"}},{"$f":"IF($E29762=DataInput!$B29761,DataInput!E29761,NA())","v":{"$error":"#N/A"}},{"$f":"IF($E29762=DataInput!$B29761,DataInput!F29761,NA())","v":{"$error":"#N/A"}},{"$f":"IF($E29762=DataInput!$B29761,DataInput!G29761,NA())","v":{"$error":"#N/A"}},{"$f":"IF($E29762=DataInput!$B29761,DataInput!H29761,NA())","v":{"$error":"#N/A"}},{"$f":"IF($E29762=DataInput!$B29761,DataInput!I29761,NA())","v":{"$error":"#N/A"}},{"$f":"IF($E29762=DataInput!$B29761,DataInput!J29761,NA())","v":{"$error":"#N/A"}},{"$f":"IF($E29762=DataInput!$B29761,DataInput!K29761,NA())","v":{"$error":"#N/A"}},null,null,"  ",null,null,null,null,false,null,null,{"$error":"#N/A"},{"$error":"#N/A"},{"$error":"#N/A"},{"$error":"#N/A"},{"$error":"#N/A"},{"$error":"#N/A"},{"$error":"#N/A"},{"$error":"#N/A"},{"$error":"#N/A"},{"$error":"#N/A"}]
[null,{"$f":"IF(DataInput!B29762=$B$8,IF($B$9=$B$10,TRUE,IF(DataInput!E29762=$B$9,TRUE,FALSE)))","v":false},null,null,{"$f":"IF(B29763=TRUE,DataInput!B29762,NA())","v":{"$error":"#N/A"}},{"$f":"IF($E29763=DataInput!$B29762,DataInput!C29762,NA())","v":{"$error":"#N/A"}},{"$f":"IF($E29763=DataInput!$B29762,DataInput!D29762,NA())","v":{"$error":"#N/A"}},{"$f":"IF($E29763=DataInput!$B29762,DataInput!E29762,NA())","v":{"$error":"#N/A"}},{"$f":"IF($E29763=DataInput!$B29762,DataInput!F29762,NA())","v":{"$error":"#N/A"}},{"$f":"IF($E29763=DataInput!$B29762,DataInput!G29762,NA())","v":{"$error":"#N/A"}},{"$f":"IF($E29763=DataInput!$B29762,DataInput!H29762,NA())","v":{"$error":"#N/A"}},{"$f":"IF($E29763=DataInput!$B29762,DataInput!I29762,NA())","v":{"$error":"#N/A"}},{"$f":"IF($E29763=DataInput!$B29762,DataInput!J29762,NA())","v":{"$error":"#N/A"}},{"$f":"IF($E29763=DataInput!$B29762,DataInput!K29762,NA())","v":{"$error":"#N/A"}},null,null,"  ",null,null,null,null,false,null,null,{"$error":"#N/A"},{"$error":"#N/A"},{"$error":"#N/A"},{"$error":"#N/A"},{"$error":"#N/A"},{"$error":"#N/A"},{"$error":"#N/A"},{"$error":"#N/A"},{"$error":"#N/A"},{"$error":"#N/A"}]
[null,{"$f":"IF(DataInput!B29763=$B$8,IF($B$9=$B$10,TRUE,IF(DataInput!E29763=$B$9,TRUE,FALSE)))","v":false},null,null,{"$f":"IF(B29764=TRUE,DataInput!B29763,NA())","v":{"$error":"#N/A"}},{"$f":"IF($E29764=DataInput!$B29763,DataInput!C29763,NA())","v":{"$error":"#N/A"}},{"$f":"IF($E29764=DataInput!$B29763,DataInput!D29763,NA())","v":{"$error":"#N/A"}},{"$f":"IF($E29764=DataInput!$B29763,DataInput!E29763,NA())","v":{"$error":"#N/A"}},{"$f":"IF($E29764=DataInput!$B29763,DataInput!F29763,NA())","v":{"$error":"#N/A"}},{"$f":"IF($E29764=DataInput!$B29763,DataInput!G29763,NA())","v":{"$error":"#N/A"}},{"$f":"IF($E29764=DataInput!$B29763,DataInput!H29763,NA())","v":{"$error":"#N/A"}},{"$f":"IF($E29764=DataInput!$B29763,DataInput!I29763,NA())","v":{"$error":"#N/A"}},{"$f":"IF($E29764=DataInput!$B29763,DataInput!J29763,NA())","v":{"$error":"#N/A"}},{"$f":"IF($E29764=DataInput!$B29763,DataInput!K29763,NA())","v":{"$error":"#N/A"}},null,null,"  ",null,null,null,null,false,null,null,{"$error":"#N/A"},{"$error":"#N/A"},{"$error":"#N/A"},{"$error":"#N/A"},{"$error":"#N/A"},{"$error":"#N/A"},{"$error":"#N/A"},{"$error":"#N/A"},{"$error":"#N/A"},{"$error":"#N/A"}]
[null,{"$f":"IF(DataInput!B29764=$B$8,IF($B$9=$B$10,TRUE,IF(DataInput!E29764=$B$9,TRUE,FALSE)))","v":false},null,null,{"$f":"IF(B29765=TRUE,DataInput!B29764,NA())","v":{"$error":"#N/A"}},{"$f":"IF($E29765=DataInput!$B29764,DataInput!C29764,NA())","v":{"$error":"#N/A"}},{"$f":"IF($E29765=DataInput!$B29764,DataInput!D29764,NA())","v":{"$error":"#N/A"}},{"$f":"IF($E29765=DataInput!$B29764,DataInput!E29764,NA())","v":{"$error":"#N/A"}},{"$f":"IF($E29765=DataInput!$B29764,DataInput!F29764,NA())","v":{"$error":"#N/A"}},{"$f":"IF($E29765=DataInput!$B29764,DataInput!G29764,NA())","v":{"$error":"#N/A"}},{"$f":"IF($E29765=DataInput!$B29764,DataInput!H29764,NA())","v":{"$error":"#N/A"}},{"$f":"IF($E29765=DataInput!$B29764,DataInput!I29764,NA())","v":{"$error":"#N/A"}},{"$f":"IF($E29765=DataInput!$B29764,DataInput!J29764,NA())","v":{"$error":"#N/A"}},{"$f":"IF($E29765=DataInput!$B29764,DataInput!K29764,NA())","v":{"$error":"#N/A"}},null,null,"  ",null,null,null,null,false,null,null,{"$error":"#N/A"},{"$error":"#N/A"},{"$error":"#N/A"},{"$error":"#N/A"},{"$error":"#N/A"},{"$error":"#N/A"},{"$error":"#N/A"},{"$error":"#N/A"},{"$error":"#N/A"},{"$error":"#N/A"}]
[null,{"$f":"IF(DataInput!B29765=$B$8,IF($B$9=$B$10,TRUE,IF(DataInput!E29765=$B$9,TRUE,FALSE)))","v":false},null,null,{"$f":"IF(B29766=TRUE,DataInput!B29765,NA())","v":{"$error":"#N/A"}},{"$f":"IF($E29766=DataInput!$B29765,DataInput!C29765,NA())","v":{"$error":"#N/A"}},{"$f":"IF($E29766=DataInput!$B29765,DataInput!D29765,NA())","v":{"$error":"#N/A"}},{"$f":"IF($E29766=DataInput!$B29765,DataInput!E29765,NA())","v":{"$error":"#N/A"}},{"$f":"IF($E29766=DataInput!$B29765,DataInput!F29765,NA())","v":{"$error":"#N/A"}},{"$f":"IF($E29766=DataInput!$B29765,DataInput!G29765,NA())","v":{"$error":"#N/A"}},{"$f":"IF($E29766=DataInput!$B29765,DataInput!H29765,NA())","v":{"$error":"#N/A"}},{"$f":"IF($E29766=DataInput!$B29765,DataInput!I29765,NA())","v":{"$error":"#N/A"}},{"$f":"IF($E29766=DataInput!$B29765,DataInput!J29765,NA())","v":{"$error":"#N/A"}},{"$f":"IF($E29766=DataInput!$B29765,DataInput!K29765,NA())","v":{"$error":"#N/A"}},null,null,"  ",null,null,null,null,false,null,null,{"$error":"#N/A"},{"$error":"#N/A"},{"$error":"#N/A"},{"$error":"#N/A"},{"$error":"#N/A"},{"$error":"#N/A"},{"$error":"#N/A"},{"$error":"#N/A"},{"$error":"#N/A"},{"$error":"#N/A"}]
[null,{"$f":"IF(DataInput!B29766=$B$8,IF($B$9=$B$10,TRUE,IF(DataInput!E29766=$B$9,TRUE,FALSE)))","v":false},null,null,{"$f":"IF(B29767=TRUE,DataInput!B29766,NA())","v":{"$error":"#N/A"}},{"$f":"IF($E29767=DataInput!$B29766,DataInput!C29766,NA())","v":{"$error":"#N/A"}},{"$f":"IF($E29767=DataInput!$B29766,DataInput!D29766,NA())","v":{"$error":"#N/A"}},{"$f":"IF($E29767=DataInput!$B29766,DataInput!E29766,NA())","v":{"$error":"#N/A"}},{"$f":"IF($E29767=DataInput!$B29766,DataInput!F29766,NA())","v":{"$error":"#N/A"}},{"$f":"IF($E29767=DataInput!$B29766,DataInput!G29766,NA())","v":{"$error":"#N/A"}},{"$f":"IF($E29767=DataInput!$B29766,DataInput!H29766,NA())","v":{"$error":"#N/A"}},{"$f":"IF($E29767=DataInput!$B29766,DataInput!I29766,NA())","v":{"$error":"#N/A"}},{"$f":"IF($E29767=DataInput!$B29766,DataInput!J29766,NA())","v":{"$error":"#N/A"}},{"$f":"IF($E29767=DataInput!$B29766,DataInput!K29766,NA())","v":{"$error":"#N/A"}},null,null,"  ",null,null,null,null,false,null,null,{"$error":"#N/A"},{"$error":"#N/A"},{"$error":"#N/A"},{"$error":"#N/A"},{"$error":"#N/A"},{"$error":"#N/A"},{"$error":"#N/A"},{"$error":"#N/A"},{"$error":"#N/A"},{"$error":"#N/A"}]
[null,{"$f":"IF(DataInput!B29767=$B$8,IF($B$9=$B$10,TRUE,IF(DataInput!E29767=$B$9,TRUE,FALSE)))","v":false},null,null,{"$f":"IF(B29768=TRUE,DataInput!B29767,NA())","v":{"$error":"#N/A"}},{"$f":"IF($E29768=DataInput!$B29767,DataInput!C29767,NA())","v":{"$error":"#N/A"}},{"$f":"IF($E29768=DataInput!$B29767,DataInput!D29767,NA())","v":{"$error":"#N/A"}},{"$f":"IF($E29768=DataInput!$B29767,DataInput!E29767,NA())","v":{"$error":"#N/A"}},{"$f":"IF($E29768=DataInput!$B29767,DataInput!F29767,NA())","v":{"$error":"#N/A"}},{"$f":"IF($E29768=DataInput!$B29767,DataInput!G29767,NA())","v":{"$error":"#N/A"}},{"$f":"IF($E29768=DataInput!$B29767,DataInput!H29767,NA())","v":{"$error":"#N/A"}},{"$f":"IF($E29768=DataInput!$B29767,DataInput!I29767,NA())","v":{"$error":"#N/A"}},{"$f":"IF($E29768=DataInput!$B29767,DataInput!J29767,NA())","v":{"$error":"#N/A"}},{"$f":"IF($E29768=DataInput!$B29767,DataInput!K29767,NA())","v":{"$error":"#N/A"}},null,null,"  ",null,null,null,null,false,null,null,{"$error":"#N/A"},{"$error":"#N/A"},{"$error":"#N/A"},{"$error":"#N/A"},{"$error":"#N/A"},{"$error":"#N/A"},{"$error":"#N/A"},{"$error":"#N/A"},{"$error":"#N/A"},{"$error":"#N/A"}]
[null,{"$f":"IF(DataInput!B29768=$B$8,IF($B$9=$B$10,TRUE,IF(DataInput!E29768=$B$9,TRUE,FALSE)))","v":false},null,null,{"$f":"IF(B29769=TRUE,DataInput!B29768,NA())","v":{"$error":"#N/A"}},{"$f":"IF($E29769=DataInput!$B29768,DataInput!C29768,NA())","v":{"$error":"#N/A"}},{"$f":"IF($E29769=DataInput!$B29768,DataInput!D29768,NA())","v":{"$error":"#N/A"}},{"$f":"IF($E29769=DataInput!$B29768,DataInput!E29768,NA())","v":{"$error":"#N/A"}},{"$f":"IF($E29769=DataInput!$B29768,DataInput!F29768,NA())","v":{"$error":"#N/A"}},{"$f":"IF($E29769=DataInput!$B29768,DataInput!G29768,NA())","v":{"$error":"#N/A"}},{"$f":"IF($E29769=DataInput!$B29768,DataInput!H29768,NA())","v":{"$error":"#N/A"}},{"$f":"IF($E29769=DataInput!$B29768,DataInput!I29768,NA())","v":{"$error":"#N/A"}},{"$f":"IF($E29769=DataInput!$B29768,DataInput!J29768,NA())","v":{"$error":"#N/A"}},{"$f":"IF($E29769=DataInput!$B29768,DataInput!K29768,NA())","v":{"$error":"#N/A"}},null,null,"  ",null,null,null,null,false,null,null,{"$error":"#N/A"},{"$error":"#N/A"},{"$error":"#N/A"},{"$error":"#N/A"},{"$error":"#N/A"},{"$error":"#N/A"},{"$error":"#N/A"},{"$error":"#N/A"},{"$error":"#N/A"},{"$error":"#N/A"}]
[null,{"$f":"IF(DataInput!B29769=$B$8,IF($B$9=$B$10,TRUE,IF(DataInput!E29769=$B$9,TRUE,FALSE)))","v":false},null,null,{"$f":"IF(B29770=TRUE,DataInput!B29769,NA())","v":{"$error":"#N/A"}},{"$f":"IF($E29770=DataInput!$B29769,DataInput!C29769,NA())","v":{"$error":"#N/A"}},{"$f":"IF($E29770=DataInput!$B29769,DataInput!D29769,NA())","v":{"$error":"#N/A"}},{"$f":"IF($E29770=DataInput!$B29769,DataInput!E29769,NA())","v":{"$error":"#N/A"}},{"$f":"IF($E29770=DataInput!$B29769,DataInput!F29769,NA())","v":{"$error":"#N/A"}},{"$f":"IF($E29770=DataInput!$B29769,DataInput!G29769,NA())","v":{"$error":"#N/A"}},{"$f":"IF($E29770=DataInput!$B29769,DataInput!H29769,NA())","v":{"$error":"#N/A"}},{"$f":"IF($E29770=DataInput!$B29769,DataInput!I29769,NA())","v":{"$error":"#N/A"}},{"$f":"IF($E29770=DataInput!$B29769,DataInput!J29769,NA())","v":{"$error":"#N/A"}},{"$f":"IF($E29770=DataInput!$B29769,DataInput!K29769,NA())","v":{"$error":"#N/A"}},null,null,"  ",null,null,null,null,false,null,null,{"$error":"#N/A"},{"$error":"#N/A"},{"$error":"#N/A"},{"$error":"#N/A"},{"$error":"#N/A"},{"$error":"#N/A"},{"$error":"#N/A"},{"$error":"#N/A"},{"$error":"#N/A"},{"$error":"#N/A"}]
[null,{"$f":"IF(DataInput!B29770=$B$8,IF($B$9=$B$10,TRUE,IF(DataInput!E29770=$B$9,TRUE,FALSE)))","v":false},null,null,{"$f":"IF(B29771=TRUE,DataInput!B29770,NA())","v":{"$error":"#N/A"}},{"$f":"IF($E29771=DataInput!$B29770,DataInput!C29770,NA())","v":{"$error":"#N/A"}},{"$f":"IF($E29771=DataInput!$B29770,DataInput!D29770,NA())","v":{"$error":"#N/A"}},{"$f":"IF($E29771=DataInput!$B29770,DataInput!E29770,NA())","v":{"$error":"#N/A"}},{"$f":"IF($E29771=DataInput!$B29770,DataInput!F29770,NA())","v":{"$error":"#N/A"}},{"$f":"IF($E29771=DataInput!$B29770,DataInput!G29770,NA())","v":{"$error":"#N/A"}},{"$f":"IF($E29771=DataInput!$B29770,DataInput!H29770,NA())","v":{"$error":"#N/A"}},{"$f":"IF($E29771=DataInput!$B29770,DataInput!I29770,NA())","v":{"$error":"#N/A"}},{"$f":"IF($E29771=DataInput!$B29770,DataInput!J29770,NA())","v":{"$error":"#N/A"}},{"$f":"IF($E29771=DataInput!$B29770,DataInput!K29770,NA())","v":{"$error":"#N/A"}},null,null,"  ",null,null,null,null,false,null,null,{"$error":"#N/A"},{"$error":"#N/A"},{"$error":"#N/A"},{"$error":"#N/A"},{"$error":"#N/A"},{"$error":"#N/A"},{"$error":"#N/A"},{"$error":"#N/A"},{"$error":"#N/A"},{"$error":"#N/A"}]
[null,{"$f":"IF(DataInput!B29771=$B$8,IF($B$9=$B$10,TRUE,IF(DataInput!E29771=$B$9,TRUE,FALSE)))","v":false},null,null,{"$f":"IF(B29772=TRUE,DataInput!B29771,NA())","v":{"$error":"#N/A"}},{"$f":"IF($E29772=DataInput!$B29771,DataInput!C29771,NA())","v":{"$error":"#N/A"}},{"$f":"IF($E29772=DataInput!$B29771,DataInput!D29771,NA())","v":{"$error":"#N/A"}},{"$f":"IF($E29772=DataInput!$B29771,DataInput!E29771,NA())","v":{"$error":"#N/A"}},{"$f":"IF($E29772=DataInput!$B29771,DataInput!F29771,NA())","v":{"$error":"#N/A"}},{"$f":"IF($E29772=DataInput!$B29771,DataInput!G29771,NA())","v":{"$error":"#N/A"}},{"$f":"IF($E29772=DataInput!$B29771,DataInput!H29771,NA())","v":{"$error":"#N/A"}},{"$f":"IF($E29772=DataInput!$B29771,DataInput!I29771,NA())","v":{"$error":"#N/A"}},{"$f":"IF($E29772=DataInput!$B29771,DataInput!J29771,NA())","v":{"$error":"#N/A"}},{"$f":"IF($E29772=DataInput!$B29771,DataInput!K29771,NA())","v":{"$error":"#N/A"}},null,null,"  ",null,null,null,null,{"$f":"IF(ISERROR(G29772),FALSE,IF($V$9=G29772,TRUE,FALSE))","v":false},null,null,{"$error":"#N/A"},{"$error":"#N/A"},{"$error":"#N/A"},{"$error":"#N/A"},{"$error":"#N/A"},{"$error":"#N/A"},{"$error":"#N/A"},{"$error":"#N/A"},{"$error":"#N/A"},{"$error":"#N/A"}]
[null,{"$f":"IF(DataInput!B29772=$B$8,IF($B$9=$B$10,TRUE,IF(DataInput!E29772=$B$9,TRUE,FALSE)))","v":false},null,null,{"$f":"IF(B29773=TRUE,DataInput!B29772,NA())","v":{"$error":"#N/A"}},{"$f":"IF($E29773=DataInput!$B29772,DataInput!C29772,NA())","v":{"$error":"#N/A"}},{"$f":"IF($E29773=DataInput!$B29772,DataInput!D29772,NA())","v":{"$error":"#N/A"}},{"$f":"IF($E29773=DataInput!$B29772,DataInput!E29772,NA())","v":{"$error":"#N/A"}},{"$f":"IF($E29773=DataInput!$B29772,DataInput!F29772,NA())","v":{"$error":"#N/A"}},{"$f":"IF($E29773=DataInput!$B29772,DataInput!G29772,NA())","v":{"$error":"#N/A"}},{"$f":"IF($E29773=DataInput!$B29772,DataInput!H29772,NA())","v":{"$error":"#N/A"}},{"$f":"IF($E29773=DataInput!$B29772,DataInput!I29772,NA())","v":{"$error":"#N/A"}},{"$f":"IF($E29773=DataInput!$B29772,DataInput!J29772,NA())","v":{"$error":"#N/A"}},{"$f":"IF($E29773=DataInput!$B29772,DataInput!K29772,NA())","v":{"$error":"#N/A"}},null,null,"  ",null,null,null,null,false,null,null,{"$error":"#N/A"},{"$error":"#N/A"},{"$error":"#N/A"},{"$error":"#N/A"},{"$error":"#N/A"},{"$error":"#N/A"},{"$error":"#N/A"},{"$error":"#N/A"},{"$error":"#N/A"},{"$error":"#N/A"}]
[null,{"$f":"IF(DataInput!B29773=$B$8,IF($B$9=$B$10,TRUE,IF(DataInput!E29773=$B$9,TRUE,FALSE)))","v":false},null,null,{"$f":"IF(B29774=TRUE,DataInput!B29773,NA())","v":{"$error":"#N/A"}},{"$f":"IF($E29774=DataInput!$B29773,DataInput!C29773,NA())","v":{"$error":"#N/A"}},{"$f":"IF($E29774=DataInput!$B29773,DataInput!D29773,NA())","v":{"$error":"#N/A"}},{"$f":"IF($E29774=DataInput!$B29773,DataInput!E29773,NA())","v":{"$error":"#N/A"}},{"$f":"IF($E29774=DataInput!$B29773,DataInput!F29773,NA())","v":{"$error":"#N/A"}},{"$f":"IF($E29774=DataInput!$B29773,DataInput!G29773,NA())","v":{"$error":"#N/A"}},{"$f":"IF($E29774=DataInput!$B29773,DataInput!H29773,NA())","v":{"$error":"#N/A"}},{"$f":"IF($E29774=DataInput!$B29773,DataInput!I29773,NA())","v":{"$error":"#N/A"}},{"$f":"IF($E29774=DataInput!$B29773,DataInput!J29773,NA())","v":{"$error":"#N/A"}},{"$f":"IF($E29774=DataInput!$B29773,DataInput!K29773,NA())","v":{"$error":"#N/A"}},null,null,"  ",null,null,null,null,false,null,null,{"$error":"#N/A"},{"$error":"#N/A"},{"$error":"#N/A"},{"$error":"#N/A"},{"$error":"#N/A"},{"$error":"#N/A"},{"$error":"#N/A"},{"$error":"#N/A"},{"$error":"#N/A"},{"$error":"#N/A"}]
[null,{"$f":"IF(DataInput!B29774=$B$8,IF($B$9=$B$10,TRUE,IF(DataInput!E29774=$B$9,TRUE,FALSE)))","v":false},null,null,{"$f":"IF(B29775=TRUE,DataInput!B29774,NA())","v":{"$error":"#N/A"}},{"$f":"IF($E29775=DataInput!$B29774,DataInput!C29774,NA())","v":{"$error":"#N/A"}},{"$f":"IF($E29775=DataInput!$B29774,DataInput!D29774,NA())","v":{"$error":"#N/A"}},{"$f":"IF($E29775=DataInput!$B29774,DataInput!E29774,NA())","v":{"$error":"#N/A"}},{"$f":"IF($E29775=DataInput!$B29774,DataInput!F29774,NA())","v":{"$error":"#N/A"}},{"$f":"IF($E29775=DataInput!$B29774,DataInput!G29774,NA())","v":{"$error":"#N/A"}},{"$f":"IF($E29775=DataInput!$B29774,DataInput!H29774,NA())","v":{"$error":"#N/A"}},{"$f":"IF($E29775=DataInput!$B29774,DataInput!I29774,NA())","v":{"$error":"#N/A"}},{"$f":"IF($E29775=DataInput!$B29774,DataInput!J29774,NA())","v":{"$error":"#N/A"}},{"$f":"IF($E29775=DataInput!$B29774,DataInput!K29774,NA())","v":{"$error":"#N/A"}},null,null,"  ",null,null,null,null,false,null,null,{"$error":"#N/A"},{"$error":"#N/A"},{"$error":"#N/A"},{"$error":"#N/A"},{"$error":"#N/A"},{"$error":"#N/A"},{"$error":"#N/A"},{"$error":"#N/A"},{"$error":"#N/A"},{"$error":"#N/A"}]
[null,{"$f":"IF(DataInput!B29775=$B$8,IF($B$9=$B$10,TRUE,IF(DataInput!E29775=$B$9,TRUE,FALSE)))","v":false},null,null,{"$f":"IF(B29776=TRUE,DataInput!B29775,NA())","v":{"$error":"#N/A"}},{"$f":"IF($E29776=DataInput!$B29775,DataInput!C29775,NA())","v":{"$error":"#N/A"}},{"$f":"IF($E29776=DataInput!$B29775,DataInput!D29775,NA())","v":{"$error":"#N/A"}},{"$f":"IF($E29776=DataInput!$B29775,DataInput!E29775,NA())","v":{"$error":"#N/A"}},{"$f":"IF($E29776=DataInput!$B29775,DataInput!F29775,NA())","v":{"$error":"#N/A"}},{"$f":"IF($E29776=DataInput!$B29775,DataInput!G29775,NA())","v":{"$error":"#N/A"}},{"$f":"IF($E29776=DataInput!$B29775,DataInput!H29775,NA())","v":{"$error":"#N/A"}},{"$f":"IF($E29776=DataInput!$B29775,DataInput!I29775,NA())","v":{"$error":"#N/A"}},{"$f":"IF($E29776=DataInput!$B29775,DataInput!J29775,NA())","v":{"$error":"#N/A"}},{"$f":"IF($E29776=DataInput!$B29775,DataInput!K29775,NA())","v":{"$error":"#N/A"}},null,null,"  ",null,null,null,null,false,null,null,{"$error":"#N/A"},{"$error":"#N/A"},{"$error":"#N/A"},{"$error":"#N/A"},{"$error":"#N/A"},{"$error":"#N/A"},{"$error":"#N/A"},{"$error":"#N/A"},{"$error":"#N/A"},{"$error":"#N/A"}]
[null,{"$f":"IF(DataInput!B29776=$B$8,IF($B$9=$B$10,TRUE,IF(DataInput!E29776=$B$9,TRUE,FALSE)))","v":false},null,null,{"$f":"IF(B29777=TRUE,DataInput!B29776,NA())","v":{"$error":"#N/A"}},{"$f":"IF($E29777=DataInput!$B29776,DataInput!C29776,NA())","v":{"$error":"#N/A"}},{"$f":"IF($E29777=DataInput!$B29776,DataInput!D29776,NA())","v":{"$error":"#N/A"}},{"$f":"IF($E29777=DataInput!$B29776,DataInput!E29776,NA())","v":{"$error":"#N/A"}},{"$f":"IF($E29777=DataInput!$B29776,DataInput!F29776,NA())","v":{"$error":"#N/A"}},{"$f":"IF($E29777=DataInput!$B29776,DataInput!G29776,NA())","v":{"$error":"#N/A"}},{"$f":"IF($E29777=DataInput!$B29776,DataInput!H29776,NA())","v":{"$error":"#N/A"}},{"$f":"IF($E29777=DataInput!$B29776,DataInput!I29776,NA())","v":{"$error":"#N/A"}},{"$f":"IF($E29777=DataInput!$B29776,DataInput!J29776,NA())","v":{"$error":"#N/A"}},{"$f":"IF($E29777=DataInput!$B29776,DataInput!K29776,NA())","v":{"$error":"#N/A"}},null,null,"  ",null,null,null,null,false,null,null,{"$error":"#N/A"},{"$error":"#N/A"},{"$error":"#N/A"},{"$error":"#N/A"},{"$error":"#N/A"},{"$error":"#N/A"},{"$error":"#N/A"},{"$error":"#N/A"},{"$error":"#N/A"},{"$error":"#N/A"}]
[null,{"$f":"IF(DataInput!B29777=$B$8,IF($B$9=$B$10,TRUE,IF(DataInput!E29777=$B$9,TRUE,FALSE)))","v":false},null,null,{"$f":"IF(B29778=TRUE,DataInput!B29777,NA())","v":{"$error":"#N/A"}},{"$f":"IF($E29778=DataInput!$B29777,DataInput!C29777,NA())","v":{"$error":"#N/A"}},{"$f":"IF($E29778=DataInput!$B29777,DataInput!D29777,NA())","v":{"$error":"#N/A"}},{"$f":"IF($E29778=DataInput!$B29777,DataInput!E29777,NA())","v":{"$error":"#N/A"}},{"$f":"IF($E29778=DataInput!$B29777,DataInput!F29777,NA())","v":{"$error":"#N/A"}},{"$f":"IF($E29778=DataInput!$B29777,DataInput!G29777,NA())","v":{"$error":"#N/A"}},{"$f":"IF($E29778=DataInput!$B29777,DataInput!H29777,NA())","v":{"$error":"#N/A"}},{"$f":"IF($E29778=DataInput!$B29777,DataInput!I29777,NA())","v":{"$error":"#N/A"}},{"$f":"IF($E29778=DataInput!$B29777,DataInput!J29777,NA())","v":{"$error":"#N/A"}},{"$f":"IF($E29778=DataInput!$B29777,DataInput!K29777,NA())","v":{"$error":"#N/A"}},null,null,"  ",null,null,null,null,false,null,null,{"$error":"#N/A"},{"$error":"#N/A"},{"$error":"#N/A"},{"$error":"#N/A"},{"$error":"#N/A"},{"$error":"#N/A"},{"$error":"#N/A"},{"$error":"#N/A"},{"$error":"#N/A"},{"$error":"#N/A"}]
[null,{"$f":"IF(DataInput!B29778=$B$8,IF($B$9=$B$10,TRUE,IF(DataInput!E29778=$B$9,TRUE,FALSE)))","v":false},null,null,{"$f":"IF(B29779=TRUE,DataInput!B29778,NA())","v":{"$error":"#N/A"}},{"$f":"IF($E29779=DataInput!$B29778,DataInput!C29778,NA())","v":{"$error":"#N/A"}},{"$f":"IF($E29779=DataInput!$B29778,DataInput!D29778,NA())","v":{"$error":"#N/A"}},{"$f":"IF($E29779=DataInput!$B29778,DataInput!E29778,NA())","v":{"$error":"#N/A"}},{"$f":"IF($E29779=DataInput!$B29778,DataInput!F29778,NA())","v":{"$error":"#N/A"}},{"$f":"IF($E29779=DataInput!$B29778,DataInput!G29778,NA())","v":{"$error":"#N/A"}},{"$f":"IF($E29779=DataInput!$B29778,DataInput!H29778,NA())","v":{"$error":"#N/A"}},{"$f":"IF($E29779=DataInput!$B29778,DataInput!I29778,NA())","v":{"$error":"#N/A"}},{"$f":"IF($E29779=DataInput!$B29778,DataInput!J29778,NA())","v":{"$error":"#N/A"}},{"$f":"IF($E29779=DataInput!$B29778,DataInput!K29778,NA())","v":{"$error":"#N/A"}},null,null,"  ",null,null,null,null,false,null,null,{"$error":"#N/A"},{"$error":"#N/A"},{"$error":"#N/A"},{"$error":"#N/A"},{"$error":"#N/A"},{"$error":"#N/A"},{"$error":"#N/A"},{"$error":"#N/A"},{"$error":"#N/A"},{"$error":"#N/A"}]
[null,{"$f":"IF(DataInput!B29779=$B$8,IF($B$9=$B$10,TRUE,IF(DataInput!E29779=$B$9,TRUE,FALSE)))","v":false},null,null,{"$f":"IF(B29780=TRUE,DataInput!B29779,NA())","v":{"$error":"#N/A"}},{"$f":"IF($E29780=DataInput!$B29779,DataInput!C29779,NA())","v":{"$error":"#N/A"}},{"$f":"IF($E29780=DataInput!$B29779,DataInput!D29779,NA())","v":{"$error":"#N/A"}},{"$f":"IF($E29780=DataInput!$B29779,DataInput!E29779,NA())","v":{"$error":"#N/A"}},{"$f":"IF($E29780=DataInput!$B29779,DataInput!F29779,NA())","v":{"$error":"#N/A"}},{"$f":"IF($E29780=DataInput!$B29779,DataInput!G29779,NA())","v":{"$error":"#N/A"}},{"$f":"IF($E29780=DataInput!$B29779,DataInput!H29779,NA())","v":{"$error":"#N/A"}},{"$f":"IF($E29780=DataInput!$B29779,DataInput!I29779,NA())","v":{"$error":"#N/A"}},{"$f":"IF($E29780=DataInput!$B29779,DataInput!J29779,NA())","v":{"$error":"#N/A"}},{"$f":"IF($E29780=DataInput!$B29779,DataInput!K29779,NA())","v":{"$error":"#N/A"}},null,null,"  ",null,null,null,null,false,null,null,{"$error":"#N/A"},{"$error":"#N/A"},{"$error":"#N/A"},{"$error":"#N/A"},{"$error":"#N/A"},{"$error":"#N/A"},{"$error":"#N/A"},{"$error":"#N/A"},{"$error":"#N/A"},{"$error":"#N/A"}]
[null,{"$f":"IF(DataInput!B29780=$B$8,IF($B$9=$B$10,TRUE,IF(DataInput!E29780=$B$9,TRUE,FALSE)))","v":false},null,null,{"$f":"IF(B29781=TRUE,DataInput!B29780,NA())","v":{"$error":"#N/A"}},{"$f":"IF($E29781=DataInput!$B29780,DataInput!C29780,NA())","v":{"$error":"#N/A"}},{"$f":"IF($E29781=DataInput!$B29780,DataInput!D29780,NA())","v":{"$error":"#N/A"}},{"$f":"IF($E29781=DataInput!$B29780,DataInput!E29780,NA())","v":{"$error":"#N/A"}},{"$f":"IF($E29781=DataInput!$B29780,DataInput!F29780,NA())","v":{"$error":"#N/A"}},{"$f":"IF($E29781=DataInput!$B29780,DataInput!G29780,NA())","v":{"$error":"#N/A"}},{"$f":"IF($E29781=DataInput!$B29780,DataInput!H29780,NA())","v":{"$error":"#N/A"}},{"$f":"IF($E29781=DataInput!$B29780,DataInput!I29780,NA())","v":{"$error":"#N/A"}},{"$f":"IF($E29781=DataInput!$B29780,DataInput!J29780,NA())","v":{"$error":"#N/A"}},{"$f":"IF($E29781=DataInput!$B29780,DataInput!K29780,NA())","v":{"$error":"#N/A"}},null,null,"  ",null,null,null,null,false,null,null,{"$error":"#N/A"},{"$error":"#N/A"},{"$error":"#N/A"},{"$error":"#N/A"},{"$error":"#N/A"},{"$error":"#N/A"},{"$error":"#N/A"},{"$error":"#N/A"},{"$error":"#N/A"},{"$error":"#N/A"}]
[null,{"$f":"IF(DataInput!B29781=$B$8,IF($B$9=$B$10,TRUE,IF(DataInput!E29781=$B$9,TRUE,FALSE)))","v":false},null,null,{"$f":"IF(B29782=TRUE,DataInput!B29781,NA())","v":{"$error":"#N/A"}},{"$f":"IF($E29782=DataInput!$B29781,DataInput!C29781,NA())","v":{"$error":"#N/A"}},{"$f":"IF($E29782=DataInput!$B29781,DataInput!D29781,NA())","v":{"$error":"#N/A"}},{"$f":"IF($E29782=DataInput!$B29781,DataInput!E29781,NA())","v":{"$error":"#N/A"}},{"$f":"IF($E29782=DataInput!$B29781,DataInput!F29781,NA())","v":{"$error":"#N/A"}},{"$f":"IF($E29782=DataInput!$B29781,DataInput!G29781,NA())","v":{"$error":"#N/A"}},{"$f":"IF($E29782=DataInput!$B29781,DataInput!H29781,NA())","v":{"$error":"#N/A"}},{"$f":"IF($E29782=DataInput!$B29781,DataInput!I29781,NA())","v":{"$error":"#N/A"}},{"$f":"IF($E29782=DataInput!$B29781,DataInput!J29781,NA())","v":{"$error":"#N/A"}},{"$f":"IF($E29782=DataInput!$B29781,DataInput!K29781,NA())","v":{"$error":"#N/A"}},null,null,"  ",null,null,null,null,false,null,null,{"$error":"#N/A"},{"$error":"#N/A"},{"$error":"#N/A"},{"$error":"#N/A"},{"$error":"#N/A"},{"$error":"#N/A"},{"$error":"#N/A"},{"$error":"#N/A"},{"$error":"#N/A"},{"$error":"#N/A"}]
[null,{"$f":"IF(DataInput!B29782=$B$8,IF($B$9=$B$10,TRUE,IF(DataInput!E29782=$B$9,TRUE,FALSE)))","v":false},null,null,{"$f":"IF(B29783=TRUE,DataInput!B29782,NA())","v":{"$error":"#N/A"}},{"$f":"IF($E29783=DataInput!$B29782,DataInput!C29782,NA())","v":{"$error":"#N/A"}},{"$f":"IF($E29783=DataInput!$B29782,DataInput!D29782,NA())","v":{"$error":"#N/A"}},{"$f":"IF($E29783=DataInput!$B29782,DataInput!E29782,NA())","v":{"$error":"#N/A"}},{"$f":"IF($E29783=DataInput!$B29782,DataInput!F29782,NA())","v":{"$error":"#N/A"}},{"$f":"IF($E29783=DataInput!$B29782,DataInput!G29782,NA())","v":{"$error":"#N/A"}},{"$f":"IF($E29783=DataInput!$B29782,DataInput!H29782,NA())","v":{"$error":"#N/A"}},{"$f":"IF($E29783=DataInput!$B29782,DataInput!I29782,NA())","v":{"$error":"#N/A"}},{"$f":"IF($E29783=DataInput!$B29782,DataInput!J29782,NA())","v":{"$error":"#N/A"}},{"$f":"IF($E29783=DataInput!$B29782,DataInput!K29782,NA())","v":{"$error":"#N/A"}},null,null,"  ",null,null,null,null,false,null,null,{"$error":"#N/A"},{"$error":"#N/A"},{"$error":"#N/A"},{"$error":"#N/A"},{"$error":"#N/A"},{"$error":"#N/A"},{"$error":"#N/A"},{"$error":"#N/A"},{"$error":"#N/A"},{"$error":"#N/A"}]
[null,{"$f":"IF(DataInput!B29783=$B$8,IF($B$9=$B$10,TRUE,IF(DataInput!E29783=$B$9,TRUE,FALSE)))","v":false},null,null,{"$f":"IF(B29784=TRUE,DataInput!B29783,NA())","v":{"$error":"#N/A"}},{"$f":"IF($E29784=DataInput!$B29783,DataInput!C29783,NA())","v":{"$error":"#N/A"}},{"$f":"IF($E29784=DataInput!$B29783,DataInput!D29783,NA())","v":{"$error":"#N/A"}},{"$f":"IF($E29784=DataInput!$B29783,DataInput!E29783,NA())","v":{"$error":"#N/A"}},{"$f":"IF($E29784=DataInput!$B29783,DataInput!F29783,NA())","v":{"$error":"#N/A"}},{"$f":"IF($E29784=DataInput!$B29783,DataInput!G29783,NA())","v":{"$error":"#N/A"}},{"$f":"IF($E29784=DataInput!$B29783,DataInput!H29783,NA())","v":{"$error":"#N/A"}},{"$f":"IF($E29784=DataInput!$B29783,DataInput!I29783,NA())","v":{"$error":"#N/A"}},{"$f":"IF($E29784=DataInput!$B29783,DataInput!J29783,NA())","v":{"$error":"#N/A"}},{"$f":"IF($E29784=DataInput!$B29783,DataInput!K29783,NA())","v":{"$error":"#N/A"}},null,null,"  ",null,null,null,null,false,null,null,{"$error":"#N/A"},{"$error":"#N/A"},{"$error":"#N/A"},{"$error":"#N/A"},{"$error":"#N/A"},{"$error":"#N/A"},{"$error":"#N/A"},{"$error":"#N/A"},{"$error":"#N/A"},{"$error":"#N/A"}]
[null,{"$f":"IF(DataInput!B29784=$B$8,IF($B$9=$B$10,TRUE,IF(DataInput!E29784=$B$9,TRUE,FALSE)))","v":false},null,null,{"$f":"IF(B29785=TRUE,DataInput!B29784,NA())","v":{"$error":"#N/A"}},{"$f":"IF($E29785=DataInput!$B29784,DataInput!C29784,NA())","v":{"$error":"#N/A"}},{"$f":"IF($E29785=DataInput!$B29784,DataInput!D29784,NA())","v":{"$error":"#N/A"}},{"$f":"IF($E29785=DataInput!$B29784,DataInput!E29784,NA())","v":{"$error":"#N/A"}},{"$f":"IF($E29785=DataInput!$B29784,DataInput!F29784,NA())","v":{"$error":"#N/A"}},{"$f":"IF($E29785=DataInput!$B29784,DataInput!G29784,NA())","v":{"$error":"#N/A"}},{"$f":"IF($E29785=DataInput!$B29784,DataInput!H29784,NA())","v":{"$error":"#N/A"}},{"$f":"IF($E29785=DataInput!$B29784,DataInput!I29784,NA())","v":{"$error":"#N/A"}},{"$f":"IF($E29785=DataInput!$B29784,DataInput!J29784,NA())","v":{"$error":"#N/A"}},{"$f":"IF($E29785=DataInput!$B29784,DataInput!K29784,NA())","v":{"$error":"#N/A"}},null,null,"  ",null,null,null,null,false,null,null,{"$error":"#N/A"},{"$error":"#N/A"},{"$error":"#N/A"},{"$error":"#N/A"},{"$error":"#N/A"},{"$error":"#N/A"},{"$error":"#N/A"},{"$error":"#N/A"},{"$error":"#N/A"},{"$error":"#N/A"}]
[null,{"$f":"IF(DataInput!B29785=$B$8,IF($B$9=$B$10,TRUE,IF(DataInput!E29785=$B$9,TRUE,FALSE)))","v":false},null,null,{"$f":"IF(B29786=TRUE,DataInput!B29785,NA())","v":{"$error":"#N/A"}},{"$f":"IF($E29786=DataInput!$B29785,DataInput!C29785,NA())","v":{"$error":"#N/A"}},{"$f":"IF($E29786=DataInput!$B29785,DataInput!D29785,NA())","v":{"$error":"#N/A"}},{"$f":"IF($E29786=DataInput!$B29785,DataInput!E29785,NA())","v":{"$error":"#N/A"}},{"$f":"IF($E29786=DataInput!$B29785,DataInput!F29785,NA())","v":{"$error":"#N/A"}},{"$f":"IF($E29786=DataInput!$B29785,DataInput!G29785,NA())","v":{"$error":"#N/A"}},{"$f":"IF($E29786=DataInput!$B29785,DataInput!H29785,NA())","v":{"$error":"#N/A"}},{"$f":"IF($E29786=DataInput!$B29785,DataInput!I29785,NA())","v":{"$error":"#N/A"}},{"$f":"IF($E29786=DataInput!$B29785,DataInput!J29785,NA())","v":{"$error":"#N/A"}},{"$f":"IF($E29786=DataInput!$B29785,DataInput!K29785,NA())","v":{"$error":"#N/A"}},null,null,"  ",null,null,null,null,false,null,null,{"$error":"#N/A"},{"$error":"#N/A"},{"$error":"#N/A"},{"$error":"#N/A"},{"$error":"#N/A"},{"$error":"#N/A"},{"$error":"#N/A"},{"$error":"#N/A"},{"$error":"#N/A"},{"$error":"#N/A"}]
[null,{"$f":"IF(DataInput!B29786=$B$8,IF($B$9=$B$10,TRUE,IF(DataInput!E29786=$B$9,TRUE,FALSE)))","v":false},null,null,{"$f":"IF(B29787=TRUE,DataInput!B29786,NA())","v":{"$error":"#N/A"}},{"$f":"IF($E29787=DataInput!$B29786,DataInput!C29786,NA())","v":{"$error":"#N/A"}},{"$f":"IF($E29787=DataInput!$B29786,DataInput!D29786,NA())","v":{"$error":"#N/A"}},{"$f":"IF($E29787=DataInput!$B29786,DataInput!E29786,NA())","v":{"$error":"#N/A"}},{"$f":"IF($E29787=DataInput!$B29786,DataInput!F29786,NA())","v":{"$error":"#N/A"}},{"$f":"IF($E29787=DataInput!$B29786,DataInput!G29786,NA())","v":{"$error":"#N/A"}},{"$f":"IF($E29787=DataInput!$B29786,DataInput!H29786,NA())","v":{"$error":"#N/A"}},{"$f":"IF($E29787=DataInput!$B29786,DataInput!I29786,NA())","v":{"$error":"#N/A"}},{"$f":"IF($E29787=DataInput!$B29786,DataInput!J29786,NA())","v":{"$error":"#N/A"}},{"$f":"IF($E29787=DataInput!$B29786,DataInput!K29786,NA())","v":{"$error":"#N/A"}},null,null,"  ",null,null,null,null,false,null,null,{"$error":"#N/A"},{"$error":"#N/A"},{"$error":"#N/A"},{"$error":"#N/A"},{"$error":"#N/A"},{"$error":"#N/A"},{"$error":"#N/A"},{"$error":"#N/A"},{"$error":"#N/A"},{"$error":"#N/A"}]
[null,{"$f":"IF(DataInput!B29787=$B$8,IF($B$9=$B$10,TRUE,IF(DataInput!E29787=$B$9,TRUE,FALSE)))","v":false},null,null,{"$f":"IF(B29788=TRUE,DataInput!B29787,NA())","v":{"$error":"#N/A"}},{"$f":"IF($E29788=DataInput!$B29787,DataInput!C29787,NA())","v":{"$error":"#N/A"}},{"$f":"IF($E29788=DataInput!$B29787,DataInput!D29787,NA())","v":{"$error":"#N/A"}},{"$f":"IF($E29788=DataInput!$B29787,DataInput!E29787,NA())","v":{"$error":"#N/A"}},{"$f":"IF($E29788=DataInput!$B29787,DataInput!F29787,NA())","v":{"$error":"#N/A"}},{"$f":"IF($E29788=DataInput!$B29787,DataInput!G29787,NA())","v":{"$error":"#N/A"}},{"$f":"IF($E29788=DataInput!$B29787,DataInput!H29787,NA())","v":{"$error":"#N/A"}},{"$f":"IF($E29788=DataInput!$B29787,DataInput!I29787,NA())","v":{"$error":"#N/A"}},{"$f":"IF($E29788=DataInput!$B29787,DataInput!J29787,NA())","v":{"$error":"#N/A"}},{"$f":"IF($E29788=DataInput!$B29787,DataInput!K29787,NA())","v":{"$error":"#N/A"}},null,null,"  ",null,null,null,null,false,null,null,{"$error":"#N/A"},{"$error":"#N/A"},{"$error":"#N/A"},{"$error":"#N/A"},{"$error":"#N/A"},{"$error":"#N/A"},{"$error":"#N/A"},{"$error":"#N/A"},{"$error":"#N/A"},{"$error":"#N/A"}]
[null,{"$f":"IF(DataInput!B29788=$B$8,IF($B$9=$B$10,TRUE,IF(DataInput!E29788=$B$9,TRUE,FALSE)))","v":false},null,null,{"$f":"IF(B29789=TRUE,DataInput!B29788,NA())","v":{"$error":"#N/A"}},{"$f":"IF($E29789=DataInput!$B29788,DataInput!C29788,NA())","v":{"$error":"#N/A"}},{"$f":"IF($E29789=DataInput!$B29788,DataInput!D29788,NA())","v":{"$error":"#N/A"}},{"$f":"IF($E29789=DataInput!$B29788,DataInput!E29788,NA())","v":{"$error":"#N/A"}},{"$f":"IF($E29789=DataInput!$B29788,DataInput!F29788,NA())","v":{"$error":"#N/A"}},{"$f":"IF($E29789=DataInput!$B29788,DataInput!G29788,NA())","v":{"$error":"#N/A"}},{"$f":"IF($E29789=DataInput!$B29788,DataInput!H29788,NA())","v":{"$error":"#N/A"}},{"$f":"IF($E29789=DataInput!$B29788,DataInput!I29788,NA())","v":{"$error":"#N/A"}},{"$f":"IF($E29789=DataInput!$B29788,DataInput!J29788,NA())","v":{"$error":"#N/A"}},{"$f":"IF($E29789=DataInput!$B29788,DataInput!K29788,NA())","v":{"$error":"#N/A"}},null,null,"  ",null,null,null,null,false,null,null,{"$error":"#N/A"},{"$error":"#N/A"},{"$error":"#N/A"},{"$error":"#N/A"},{"$error":"#N/A"},{"$error":"#N/A"},{"$error":"#N/A"},{"$error":"#N/A"},{"$error":"#N/A"},{"$error":"#N/A"}]
[null,{"$f":"IF(DataInput!B29789=$B$8,IF($B$9=$B$10,TRUE,IF(DataInput!E29789=$B$9,TRUE,FALSE)))","v":false},null,null,{"$f":"IF(B29790=TRUE,DataInput!B29789,NA())","v":{"$error":"#N/A"}},{"$f":"IF($E29790=DataInput!$B29789,DataInput!C29789,NA())","v":{"$error":"#N/A"}},{"$f":"IF($E29790=DataInput!$B29789,DataInput!D29789,NA())","v":{"$error":"#N/A"}},{"$f":"IF($E29790=DataInput!$B29789,DataInput!E29789,NA())","v":{"$error":"#N/A"}},{"$f":"IF($E29790=DataInput!$B29789,DataInput!F29789,NA())","v":{"$error":"#N/A"}},{"$f":"IF($E29790=DataInput!$B29789,DataInput!G29789,NA())","v":{"$error":"#N/A"}},{"$f":"IF($E29790=DataInput!$B29789,DataInput!H29789,NA())","v":{"$error":"#N/A"}},{"$f":"IF($E29790=DataInput!$B29789,DataInput!I29789,NA())","v":{"$error":"#N/A"}},{"$f":"IF($E29790=DataInput!$B29789,DataInput!J29789,NA())","v":{"$error":"#N/A"}},{"$f":"IF($E29790=DataInput!$B29789,DataInput!K29789,NA())","v":{"$error":"#N/A"}},null,null,"  ",null,null,null,null,false,null,null,{"$error":"#N/A"},{"$error":"#N/A"},{"$error":"#N/A"},{"$error":"#N/A"},{"$error":"#N/A"},{"$error":"#N/A"},{"$error":"#N/A"},{"$error":"#N/A"},{"$error":"#N/A"},{"$error":"#N/A"}]
[null,{"$f":"IF(DataInput!B29790=$B$8,IF($B$9=$B$10,TRUE,IF(DataInput!E29790=$B$9,TRUE,FALSE)))","v":false},null,null,{"$f":"IF(B29791=TRUE,DataInput!B29790,NA())","v":{"$error":"#N/A"}},{"$f":"IF($E29791=DataInput!$B29790,DataInput!C29790,NA())","v":{"$error":"#N/A"}},{"$f":"IF($E29791=DataInput!$B29790,DataInput!D29790,NA())","v":{"$error":"#N/A"}},{"$f":"IF($E29791=DataInput!$B29790,DataInput!E29790,NA())","v":{"$error":"#N/A"}},{"$f":"IF($E29791=DataInput!$B29790,DataInput!F29790,NA())","v":{"$error":"#N/A"}},{"$f":"IF($E29791=DataInput!$B29790,DataInput!G29790,NA())","v":{"$error":"#N/A"}},{"$f":"IF($E29791=DataInput!$B29790,DataInput!H29790,NA())","v":{"$error":"#N/A"}},{"$f":"IF($E29791=DataInput!$B29790,DataInput!I29790,NA())","v":{"$error":"#N/A"}},{"$f":"IF($E29791=DataInput!$B29790,DataInput!J29790,NA())","v":{"$error":"#N/A"}},{"$f":"IF($E29791=DataInput!$B29790,DataInput!K29790,NA())","v":{"$error":"#N/A"}},null,null,"  ",null,null,null,null,false,null,null,{"$error":"#N/A"},{"$error":"#N/A"},{"$error":"#N/A"},{"$error":"#N/A"},{"$error":"#N/A"},{"$error":"#N/A"},{"$error":"#N/A"},{"$error":"#N/A"},{"$error":"#N/A"},{"$error":"#N/A"}]
[null,{"$f":"IF(DataInput!B29791=$B$8,IF($B$9=$B$10,TRUE,IF(DataInput!E29791=$B$9,TRUE,FALSE)))","v":false},null,null,{"$f":"IF(B29792=TRUE,DataInput!B29791,NA())","v":{"$error":"#N/A"}},{"$f":"IF($E29792=DataInput!$B29791,DataInput!C29791,NA())","v":{"$error":"#N/A"}},{"$f":"IF($E29792=DataInput!$B29791,DataInput!D29791,NA())","v":{"$error":"#N/A"}},{"$f":"IF($E29792=DataInput!$B29791,DataInput!E29791,NA())","v":{"$error":"#N/A"}},{"$f":"IF($E29792=DataInput!$B29791,DataInput!F29791,NA())","v":{"$error":"#N/A"}},{"$f":"IF($E29792=DataInput!$B29791,DataInput!G29791,NA())","v":{"$error":"#N/A"}},{"$f":"IF($E29792=DataInput!$B29791,DataInput!H29791,NA())","v":{"$error":"#N/A"}},{"$f":"IF($E29792=DataInput!$B29791,DataInput!I29791,NA())","v":{"$error":"#N/A"}},{"$f":"IF($E29792=DataInput!$B29791,DataInput!J29791,NA())","v":{"$error":"#N/A"}},{"$f":"IF($E29792=DataInput!$B29791,DataInput!K29791,NA())","v":{"$error":"#N/A"}},null,null,"  ",null,null,null,null,false,null,null,{"$error":"#N/A"},{"$error":"#N/A"},{"$error":"#N/A"},{"$error":"#N/A"},{"$error":"#N/A"},{"$error":"#N/A"},{"$error":"#N/A"},{"$error":"#N/A"},{"$error":"#N/A"},{"$error":"#N/A"}]
[null,{"$f":"IF(DataInput!B29792=$B$8,IF($B$9=$B$10,TRUE,IF(DataInput!E29792=$B$9,TRUE,FALSE)))","v":false},null,null,{"$f":"IF(B29793=TRUE,DataInput!B29792,NA())","v":{"$error":"#N/A"}},{"$f":"IF($E29793=DataInput!$B29792,DataInput!C29792,NA())","v":{"$error":"#N/A"}},{"$f":"IF($E29793=DataInput!$B29792,DataInput!D29792,NA())","v":{"$error":"#N/A"}},{"$f":"IF($E29793=DataInput!$B29792,DataInput!E29792,NA())","v":{"$error":"#N/A"}},{"$f":"IF($E29793=DataInput!$B29792,DataInput!F29792,NA())","v":{"$error":"#N/A"}},{"$f":"IF($E29793=DataInput!$B29792,DataInput!G29792,NA())","v":{"$error":"#N/A"}},{"$f":"IF($E29793=DataInput!$B29792,DataInput!H29792,NA())","v":{"$error":"#N/A"}},{"$f":"IF($E29793=DataInput!$B29792,DataInput!I29792,NA())","v":{"$error":"#N/A"}},{"$f":"IF($E29793=DataInput!$B29792,DataInput!J29792,NA())","v":{"$error":"#N/A"}},{"$f":"IF($E29793=DataInput!$B29792,DataInput!K29792,NA())","v":{"$error":"#N/A"}},null,null,"  ",null,null,null,null,false,null,null,{"$error":"#N/A"},{"$error":"#N/A"},{"$error":"#N/A"},{"$error":"#N/A"},{"$error":"#N/A"},{"$error":"#N/A"},{"$error":"#N/A"},{"$error":"#N/A"},{"$error":"#N/A"},{"$error":"#N/A"}]
[null,{"$f":"IF(DataInput!B29793=$B$8,IF($B$9=$B$10,TRUE,IF(DataInput!E29793=$B$9,TRUE,FALSE)))","v":false},null,null,{"$f":"IF(B29794=TRUE,DataInput!B29793,NA())","v":{"$error":"#N/A"}},{"$f":"IF($E29794=DataInput!$B29793,DataInput!C29793,NA())","v":{"$error":"#N/A"}},{"$f":"IF($E29794=DataInput!$B29793,DataInput!D29793,NA())","v":{"$error":"#N/A"}},{"$f":"IF($E29794=DataInput!$B29793,DataInput!E29793,NA())","v":{"$error":"#N/A"}},{"$f":"IF($E29794=DataInput!$B29793,DataInput!F29793,NA())","v":{"$error":"#N/A"}},{"$f":"IF($E29794=DataInput!$B29793,DataInput!G29793,NA())","v":{"$error":"#N/A"}},{"$f":"IF($E29794=DataInput!$B29793,DataInput!H29793,NA())","v":{"$error":"#N/A"}},{"$f":"IF($E29794=DataInput!$B29793,DataInput!I29793,NA())","v":{"$error":"#N/A"}},{"$f":"IF($E29794=DataInput!$B29793,DataInput!J29793,NA())","v":{"$error":"#N/A"}},{"$f":"IF($E29794=DataInput!$B29793,DataInput!K29793,NA())","v":{"$error":"#N/A"}},null,null,"  ",null,null,null,null,false,null,null,{"$error":"#N/A"},{"$error":"#N/A"},{"$error":"#N/A"},{"$error":"#N/A"},{"$error":"#N/A"},{"$error":"#N/A"},{"$error":"#N/A"},{"$error":"#N/A"},{"$error":"#N/A"},{"$error":"#N/A"}]
[null,{"$f":"IF(DataInput!B29794=$B$8,IF($B$9=$B$10,TRUE,IF(DataInput!E29794=$B$9,TRUE,FALSE)))","v":false},null,null,{"$f":"IF(B29795=TRUE,DataInput!B29794,NA())","v":{"$error":"#N/A"}},{"$f":"IF($E29795=DataInput!$B29794,DataInput!C29794,NA())","v":{"$error":"#N/A"}},{"$f":"IF($E29795=DataInput!$B29794,DataInput!D29794,NA())","v":{"$error":"#N/A"}},{"$f":"IF($E29795=DataInput!$B29794,DataInput!E29794,NA())","v":{"$error":"#N/A"}},{"$f":"IF($E29795=DataInput!$B29794,DataInput!F29794,NA())","v":{"$error":"#N/A"}},{"$f":"IF($E29795=DataInput!$B29794,DataInput!G29794,NA())","v":{"$error":"#N/A"}},{"$f":"IF($E29795=DataInput!$B29794,DataInput!H29794,NA())","v":{"$error":"#N/A"}},{"$f":"IF($E29795=DataInput!$B29794,DataInput!I29794,NA())","v":{"$error":"#N/A"}},{"$f":"IF($E29795=DataInput!$B29794,DataInput!J29794,NA())","v":{"$error":"#N/A"}},{"$f":"IF($E29795=DataInput!$B29794,DataInput!K29794,NA())","v":{"$error":"#N/A"}},null,null,"  ",null,null,null,null,false,null,null,{"$error":"#N/A"},{"$error":"#N/A"},{"$error":"#N/A"},{"$error":"#N/A"},{"$error":"#N/A"},{"$error":"#N/A"},{"$error":"#N/A"},{"$error":"#N/A"},{"$error":"#N/A"},{"$error":"#N/A"}]
[null,{"$f":"IF(DataInput!B29795=$B$8,IF($B$9=$B$10,TRUE,IF(DataInput!E29795=$B$9,TRUE,FALSE)))","v":false},null,null,{"$f":"IF(B29796=TRUE,DataInput!B29795,NA())","v":{"$error":"#N/A"}},{"$f":"IF($E29796=DataInput!$B29795,DataInput!C29795,NA())","v":{"$error":"#N/A"}},{"$f":"IF($E29796=DataInput!$B29795,DataInput!D29795,NA())","v":{"$error":"#N/A"}},{"$f":"IF($E29796=DataInput!$B29795,DataInput!E29795,NA())","v":{"$error":"#N/A"}},{"$f":"IF($E29796=DataInput!$B29795,DataInput!F29795,NA())","v":{"$error":"#N/A"}},{"$f":"IF($E29796=DataInput!$B29795,DataInput!G29795,NA())","v":{"$error":"#N/A"}},{"$f":"IF($E29796=DataInput!$B29795,DataInput!H29795,NA())","v":{"$error":"#N/A"}},{"$f":"IF($E29796=DataInput!$B29795,DataInput!I29795,NA())","v":{"$error":"#N/A"}},{"$f":"IF($E29796=DataInput!$B29795,DataInput!J29795,NA())","v":{"$error":"#N/A"}},{"$f":"IF($E29796=DataInput!$B29795,DataInput!K29795,NA())","v":{"$error":"#N/A"}},null,null,"  ",null,null,null,null,false,null,null,{"$error":"#N/A"},{"$error":"#N/A"},{"$error":"#N/A"},{"$error":"#N/A"},{"$error":"#N/A"},{"$error":"#N/A"},{"$error":"#N/A"},{"$error":"#N/A"},{"$error":"#N/A"},{"$error":"#N/A"}]
[null,{"$f":"IF(DataInput!B29796=$B$8,IF($B$9=$B$10,TRUE,IF(DataInput!E29796=$B$9,TRUE,FALSE)))","v":false},null,null,{"$f":"IF(B29797=TRUE,DataInput!B29796,NA())","v":{"$error":"#N/A"}},{"$f":"IF($E29797=DataInput!$B29796,DataInput!C29796,NA())","v":{"$error":"#N/A"}},{"$f":"IF($E29797=DataInput!$B29796,DataInput!D29796,NA())","v":{"$error":"#N/A"}},{"$f":"IF($E29797=DataInput!$B29796,DataInput!E29796,NA())","v":{"$error":"#N/A"}},{"$f":"IF($E29797=DataInput!$B29796,DataInput!F29796,NA())","v":{"$error":"#N/A"}},{"$f":"IF($E29797=DataInput!$B29796,DataInput!G29796,NA())","v":{"$error":"#N/A"}},{"$f":"IF($E29797=DataInput!$B29796,DataInput!H29796,NA())","v":{"$error":"#N/A"}},{"$f":"IF($E29797=DataInput!$B29796,DataInput!I29796,NA())","v":{"$error":"#N/A"}},{"$f":"IF($E29797=DataInput!$B29796,DataInput!J29796,NA())","v":{"$error":"#N/A"}},{"$f":"IF($E29797=DataInput!$B29796,DataInput!K29796,NA())","v":{"$error":"#N/A"}},null,null,"  ",null,null,null,null,false,null,null,{"$error":"#N/A"},{"$error":"#N/A"},{"$error":"#N/A"},{"$error":"#N/A"},{"$error":"#N/A"},{"$error":"#N/A"},{"$error":"#N/A"},{"$error":"#N/A"},{"$error":"#N/A"},{"$error":"#N/A"}]
[null,{"$f":"IF(DataInput!B29797=$B$8,IF($B$9=$B$10,TRUE,IF(DataInput!E29797=$B$9,TRUE,FALSE)))","v":false},null,null,{"$f":"IF(B29798=TRUE,DataInput!B29797,NA())","v":{"$error":"#N/A"}},{"$f":"IF($E29798=DataInput!$B29797,DataInput!C29797,NA())","v":{"$error":"#N/A"}},{"$f":"IF($E29798=DataInput!$B29797,DataInput!D29797,NA())","v":{"$error":"#N/A"}},{"$f":"IF($E29798=DataInput!$B29797,DataInput!E29797,NA())","v":{"$error":"#N/A"}},{"$f":"IF($E29798=DataInput!$B29797,DataInput!F29797,NA())","v":{"$error":"#N/A"}},{"$f":"IF($E29798=DataInput!$B29797,DataInput!G29797,NA())","v":{"$error":"#N/A"}},{"$f":"IF($E29798=DataInput!$B29797,DataInput!H29797,NA())","v":{"$error":"#N/A"}},{"$f":"IF($E29798=DataInput!$B29797,DataInput!I29797,NA())","v":{"$error":"#N/A"}},{"$f":"IF($E29798=DataInput!$B29797,DataInput!J29797,NA())","v":{"$error":"#N/A"}},{"$f":"IF($E29798=DataInput!$B29797,DataInput!K29797,NA())","v":{"$error":"#N/A"}},null,null,"  ",null,null,null,null,false,null,null,{"$error":"#N/A"},{"$error":"#N/A"},{"$error":"#N/A"},{"$error":"#N/A"},{"$error":"#N/A"},{"$error":"#N/A"},{"$error":"#N/A"},{"$error":"#N/A"},{"$error":"#N/A"},{"$error":"#N/A"}]
[null,{"$f":"IF(DataInput!B29798=$B$8,IF($B$9=$B$10,TRUE,IF(DataInput!E29798=$B$9,TRUE,FALSE)))","v":false},null,null,{"$f":"IF(B29799=TRUE,DataInput!B29798,NA())","v":{"$error":"#N/A"}},{"$f":"IF($E29799=DataInput!$B29798,DataInput!C29798,NA())","v":{"$error":"#N/A"}},{"$f":"IF($E29799=DataInput!$B29798,DataInput!D29798,NA())","v":{"$error":"#N/A"}},{"$f":"IF($E29799=DataInput!$B29798,DataInput!E29798,NA())","v":{"$error":"#N/A"}},{"$f":"IF($E29799=DataInput!$B29798,DataInput!F29798,NA())","v":{"$error":"#N/A"}},{"$f":"IF($E29799=DataInput!$B29798,DataInput!G29798,NA())","v":{"$error":"#N/A"}},{"$f":"IF($E29799=DataInput!$B29798,DataInput!H29798,NA())","v":{"$error":"#N/A"}},{"$f":"IF($E29799=DataInput!$B29798,DataInput!I29798,NA())","v":{"$error":"#N/A"}},{"$f":"IF($E29799=DataInput!$B29798,DataInput!J29798,NA())","v":{"$error":"#N/A"}},{"$f":"IF($E29799=DataInput!$B29798,DataInput!K29798,NA())","v":{"$error":"#N/A"}},null,null,"  ",null,null,null,null,false,null,null,{"$error":"#N/A"},{"$error":"#N/A"},{"$error":"#N/A"},{"$error":"#N/A"},{"$error":"#N/A"},{"$error":"#N/A"},{"$error":"#N/A"},{"$error":"#N/A"},{"$error":"#N/A"},{"$error":"#N/A"}]
[null,{"$f":"IF(DataInput!B29799=$B$8,IF($B$9=$B$10,TRUE,IF(DataInput!E29799=$B$9,TRUE,FALSE)))","v":false},null,null,{"$f":"IF(B29800=TRUE,DataInput!B29799,NA())","v":{"$error":"#N/A"}},{"$f":"IF($E29800=DataInput!$B29799,DataInput!C29799,NA())","v":{"$error":"#N/A"}},{"$f":"IF($E29800=DataInput!$B29799,DataInput!D29799,NA())","v":{"$error":"#N/A"}},{"$f":"IF($E29800=DataInput!$B29799,DataInput!E29799,NA())","v":{"$error":"#N/A"}},{"$f":"IF($E29800=DataInput!$B29799,DataInput!F29799,NA())","v":{"$error":"#N/A"}},{"$f":"IF($E29800=DataInput!$B29799,DataInput!G29799,NA())","v":{"$error":"#N/A"}},{"$f":"IF($E29800=DataInput!$B29799,DataInput!H29799,NA())","v":{"$error":"#N/A"}},{"$f":"IF($E29800=DataInput!$B29799,DataInput!I29799,NA())","v":{"$error":"#N/A"}},{"$f":"IF($E29800=DataInput!$B29799,DataInput!J29799,NA())","v":{"$error":"#N/A"}},{"$f":"IF($E29800=DataInput!$B29799,DataInput!K29799,NA())","v":{"$error":"#N/A"}},null,null,"  ",null,null,null,null,false,null,null,{"$error":"#N/A"},{"$error":"#N/A"},{"$error":"#N/A"},{"$error":"#N/A"},{"$error":"#N/A"},{"$error":"#N/A"},{"$error":"#N/A"},{"$error":"#N/A"},{"$error":"#N/A"},{"$error":"#N/A"}]
[null,{"$f":"IF(DataInput!B29800=$B$8,IF($B$9=$B$10,TRUE,IF(DataInput!E29800=$B$9,TRUE,FALSE)))","v":false},null,null,{"$f":"IF(B29801=TRUE,DataInput!B29800,NA())","v":{"$error":"#N/A"}},{"$f":"IF($E29801=DataInput!$B29800,DataInput!C29800,NA())","v":{"$error":"#N/A"}},{"$f":"IF($E29801=DataInput!$B29800,DataInput!D29800,NA())","v":{"$error":"#N/A"}},{"$f":"IF($E29801=DataInput!$B29800,DataInput!E29800,NA())","v":{"$error":"#N/A"}},{"$f":"IF($E29801=DataInput!$B29800,DataInput!F29800,NA())","v":{"$error":"#N/A"}},{"$f":"IF($E29801=DataInput!$B29800,DataInput!G29800,NA())","v":{"$error":"#N/A"}},{"$f":"IF($E29801=DataInput!$B29800,DataInput!H29800,NA())","v":{"$error":"#N/A"}},{"$f":"IF($E29801=DataInput!$B29800,DataInput!I29800,NA())","v":{"$error":"#N/A"}},{"$f":"IF($E29801=DataInput!$B29800,DataInput!J29800,NA())","v":{"$error":"#N/A"}},{"$f":"IF($E29801=DataInput!$B29800,DataInput!K29800,NA())","v":{"$error":"#N/A"}},null,null,{"$f":"IF(OR(ISERROR(E29801),ISERROR(G29801)),\"  \",E29801&\" \"&G29801)","v":"  "},null,null,null,null,false,null,null,{"$error":"#N/A"},{"$error":"#N/A"},{"$error":"#N/A"},{"$error":"#N/A"},{"$error":"#N/A"},{"$error":"#N/A"},{"$error":"#N/A"},{"$error":"#N/A"},{"$error":"#N/A"},{"$error":"#N/A"}]
[null,{"$f":"IF(DataInput!B29801=$B$8,IF($B$9=$B$10,TRUE,IF(DataInput!E29801=$B$9,TRUE,FALSE)))","v":false},null,null,{"$f":"IF(B29802=TRUE,DataInput!B29801,NA())","v":{"$error":"#N/A"}},{"$f":"IF($E29802=DataInput!$B29801,DataInput!C29801,NA())","v":{"$error":"#N/A"}},{"$f":"IF($E29802=DataInput!$B29801,DataInput!D29801,NA())","v":{"$error":"#N/A"}},{"$f":"IF($E29802=DataInput!$B29801,DataInput!E29801,NA())","v":{"$error":"#N/A"}},{"$f":"IF($E29802=DataInput!$B29801,DataInput!F29801,NA())","v":{"$error":"#N/A"}},{"$f":"IF($E29802=DataInput!$B29801,DataInput!G29801,NA())","v":{"$error":"#N/A"}},{"$f":"IF($E29802=DataInput!$B29801,DataInput!H29801,NA())","v":{"$error":"#N/A"}},{"$f":"IF($E29802=DataInput!$B29801,DataInput!I29801,NA())","v":{"$error":"#N/A"}},{"$f":"IF($E29802=DataInput!$B29801,DataInput!J29801,NA())","v":{"$error":"#N/A"}},{"$f":"IF($E29802=DataInput!$B29801,DataInput!K29801,NA())","v":{"$error":"#N/A"}},null,null,"  ",null,null,null,null,false,null,null,{"$error":"#N/A"},{"$error":"#N/A"},{"$error":"#N/A"},{"$error":"#N/A"},{"$error":"#N/A"},{"$error":"#N/A"},{"$error":"#N/A"},{"$error":"#N/A"},{"$error":"#N/A"},{"$error":"#N/A"}]
[null,{"$f":"IF(DataInput!B29802=$B$8,IF($B$9=$B$10,TRUE,IF(DataInput!E29802=$B$9,TRUE,FALSE)))","v":false},null,null,{"$f":"IF(B29803=TRUE,DataInput!B29802,NA())","v":{"$error":"#N/A"}},{"$f":"IF($E29803=DataInput!$B29802,DataInput!C29802,NA())","v":{"$error":"#N/A"}},{"$f":"IF($E29803=DataInput!$B29802,DataInput!D29802,NA())","v":{"$error":"#N/A"}},{"$f":"IF($E29803=DataInput!$B29802,DataInput!E29802,NA())","v":{"$error":"#N/A"}},{"$f":"IF($E29803=DataInput!$B29802,DataInput!F29802,NA())","v":{"$error":"#N/A"}},{"$f":"IF($E29803=DataInput!$B29802,DataInput!G29802,NA())","v":{"$error":"#N/A"}},{"$f":"IF($E29803=DataInput!$B29802,DataInput!H29802,NA())","v":{"$error":"#N/A"}},{"$f":"IF($E29803=DataInput!$B29802,DataInput!I29802,NA())","v":{"$error":"#N/A"}},{"$f":"IF($E29803=DataInput!$B29802,DataInput!J29802,NA())","v":{"$error":"#N/A"}},{"$f":"IF($E29803=DataInput!$B29802,DataInput!K29802,NA())","v":{"$error":"#N/A"}},null,null,"  ",null,null,null,null,false,null,null,{"$error":"#N/A"},{"$error":"#N/A"},{"$error":"#N/A"},{"$error":"#N/A"},{"$error":"#N/A"},{"$error":"#N/A"},{"$error":"#N/A"},{"$error":"#N/A"},{"$error":"#N/A"},{"$error":"#N/A"}]
[null,{"$f":"IF(DataInput!B29803=$B$8,IF($B$9=$B$10,TRUE,IF(DataInput!E29803=$B$9,TRUE,FALSE)))","v":false},null,null,{"$f":"IF(B29804=TRUE,DataInput!B29803,NA())","v":{"$error":"#N/A"}},{"$f":"IF($E29804=DataInput!$B29803,DataInput!C29803,NA())","v":{"$error":"#N/A"}},{"$f":"IF($E29804=DataInput!$B29803,DataInput!D29803,NA())","v":{"$error":"#N/A"}},{"$f":"IF($E29804=DataInput!$B29803,DataInput!E29803,NA())","v":{"$error":"#N/A"}},{"$f":"IF($E29804=DataInput!$B29803,DataInput!F29803,NA())","v":{"$error":"#N/A"}},{"$f":"IF($E29804=DataInput!$B29803,DataInput!G29803,NA())","v":{"$error":"#N/A"}},{"$f":"IF($E29804=DataInput!$B29803,DataInput!H29803,NA())","v":{"$error":"#N/A"}},{"$f":"IF($E29804=DataInput!$B29803,DataInput!I29803,NA())","v":{"$error":"#N/A"}},{"$f":"IF($E29804=DataInput!$B29803,DataInput!J29803,NA())","v":{"$error":"#N/A"}},{"$f":"IF($E29804=DataInput!$B29803,DataInput!K29803,NA())","v":{"$error":"#N/A"}},null,null,"  ",null,null,null,null,false,null,null,{"$error":"#N/A"},{"$error":"#N/A"},{"$error":"#N/A"},{"$error":"#N/A"},{"$error":"#N/A"},{"$error":"#N/A"},{"$error":"#N/A"},{"$error":"#N/A"},{"$error":"#N/A"},{"$error":"#N/A"}]
[null,{"$f":"IF(DataInput!B29804=$B$8,IF($B$9=$B$10,TRUE,IF(DataInput!E29804=$B$9,TRUE,FALSE)))","v":false},null,null,{"$f":"IF(B29805=TRUE,DataInput!B29804,NA())","v":{"$error":"#N/A"}},{"$f":"IF($E29805=DataInput!$B29804,DataInput!C29804,NA())","v":{"$error":"#N/A"}},{"$f":"IF($E29805=DataInput!$B29804,DataInput!D29804,NA())","v":{"$error":"#N/A"}},{"$f":"IF($E29805=DataInput!$B29804,DataInput!E29804,NA())","v":{"$error":"#N/A"}},{"$f":"IF($E29805=DataInput!$B29804,DataInput!F29804,NA())","v":{"$error":"#N/A"}},{"$f":"IF($E29805=DataInput!$B29804,DataInput!G29804,NA())","v":{"$error":"#N/A"}},{"$f":"IF($E29805=DataInput!$B29804,DataInput!H29804,NA())","v":{"$error":"#N/A"}},{"$f":"IF($E29805=DataInput!$B29804,DataInput!I29804,NA())","v":{"$error":"#N/A"}},{"$f":"IF($E29805=DataInput!$B29804,DataInput!J29804,NA())","v":{"$error":"#N/A"}},{"$f":"IF($E29805=DataInput!$B29804,DataInput!K29804,NA())","v":{"$error":"#N/A"}},null,null,"  ",null,null,null,null,false,null,null,{"$error":"#N/A"},{"$error":"#N/A"},{"$error":"#N/A"},{"$error":"#N/A"},{"$error":"#N/A"},{"$error":"#N/A"},{"$error":"#N/A"},{"$error":"#N/A"},{"$error":"#N/A"},{"$error":"#N/A"}]
[null,{"$f":"IF(DataInput!B29805=$B$8,IF($B$9=$B$10,TRUE,IF(DataInput!E29805=$B$9,TRUE,FALSE)))","v":false},null,null,{"$f":"IF(B29806=TRUE,DataInput!B29805,NA())","v":{"$error":"#N/A"}},{"$f":"IF($E29806=DataInput!$B29805,DataInput!C29805,NA())","v":{"$error":"#N/A"}},{"$f":"IF($E29806=DataInput!$B29805,DataInput!D29805,NA())","v":{"$error":"#N/A"}},{"$f":"IF($E29806=DataInput!$B29805,DataInput!E29805,NA())","v":{"$error":"#N/A"}},{"$f":"IF($E29806=DataInput!$B29805,DataInput!F29805,NA())","v":{"$error":"#N/A"}},{"$f":"IF($E29806=DataInput!$B29805,DataInput!G29805,NA())","v":{"$error":"#N/A"}},{"$f":"IF($E29806=DataInput!$B29805,DataInput!H29805,NA())","v":{"$error":"#N/A"}},{"$f":"IF($E29806=DataInput!$B29805,DataInput!I29805,NA())","v":{"$error":"#N/A"}},{"$f":"IF($E29806=DataInput!$B29805,DataInput!J29805,NA())","v":{"$error":"#N/A"}},{"$f":"IF($E29806=DataInput!$B29805,DataInput!K29805,NA())","v":{"$error":"#N/A"}},null,null,"  ",null,null,null,null,false,null,null,{"$error":"#N/A"},{"$error":"#N/A"},{"$error":"#N/A"},{"$error":"#N/A"},{"$error":"#N/A"},{"$error":"#N/A"},{"$error":"#N/A"},{"$error":"#N/A"},{"$error":"#N/A"},{"$error":"#N/A"}]
[null,{"$f":"IF(DataInput!B29806=$B$8,IF($B$9=$B$10,TRUE,IF(DataInput!E29806=$B$9,TRUE,FALSE)))","v":false},null,null,{"$f":"IF(B29807=TRUE,DataInput!B29806,NA())","v":{"$error":"#N/A"}},{"$f":"IF($E29807=DataInput!$B29806,DataInput!C29806,NA())","v":{"$error":"#N/A"}},{"$f":"IF($E29807=DataInput!$B29806,DataInput!D29806,NA())","v":{"$error":"#N/A"}},{"$f":"IF($E29807=DataInput!$B29806,DataInput!E29806,NA())","v":{"$error":"#N/A"}},{"$f":"IF($E29807=DataInput!$B29806,DataInput!F29806,NA())","v":{"$error":"#N/A"}},{"$f":"IF($E29807=DataInput!$B29806,DataInput!G29806,NA())","v":{"$error":"#N/A"}},{"$f":"IF($E29807=DataInput!$B29806,DataInput!H29806,NA())","v":{"$error":"#N/A"}},{"$f":"IF($E29807=DataInput!$B29806,DataInput!I29806,NA())","v":{"$error":"#N/A"}},{"$f":"IF($E29807=DataInput!$B29806,DataInput!J29806,NA())","v":{"$error":"#N/A"}},{"$f":"IF($E29807=DataInput!$B29806,DataInput!K29806,NA())","v":{"$error":"#N/A"}},null,null,"  ",null,null,null,null,false,null,null,{"$error":"#N/A"},{"$error":"#N/A"},{"$error":"#N/A"},{"$error":"#N/A"},{"$error":"#N/A"},{"$error":"#N/A"},{"$error":"#N/A"},{"$error":"#N/A"},{"$error":"#N/A"},{"$error":"#N/A"}]
[null,{"$f":"IF(DataInput!B29807=$B$8,IF($B$9=$B$10,TRUE,IF(DataInput!E29807=$B$9,TRUE,FALSE)))","v":false},null,null,{"$f":"IF(B29808=TRUE,DataInput!B29807,NA())","v":{"$error":"#N/A"}},{"$f":"IF($E29808=DataInput!$B29807,DataInput!C29807,NA())","v":{"$error":"#N/A"}},{"$f":"IF($E29808=DataInput!$B29807,DataInput!D29807,NA())","v":{"$error":"#N/A"}},{"$f":"IF($E29808=DataInput!$B29807,DataInput!E29807,NA())","v":{"$error":"#N/A"}},{"$f":"IF($E29808=DataInput!$B29807,DataInput!F29807,NA())","v":{"$error":"#N/A"}},{"$f":"IF($E29808=DataInput!$B29807,DataInput!G29807,NA())","v":{"$error":"#N/A"}},{"$f":"IF($E29808=DataInput!$B29807,DataInput!H29807,NA())","v":{"$error":"#N/A"}},{"$f":"IF($E29808=DataInput!$B29807,DataInput!I29807,NA())","v":{"$error":"#N/A"}},{"$f":"IF($E29808=DataInput!$B29807,DataInput!J29807,NA())","v":{"$error":"#N/A"}},{"$f":"IF($E29808=DataInput!$B29807,DataInput!K29807,NA())","v":{"$error":"#N/A"}},null,null,"  ",null,null,null,null,false,null,null,{"$error":"#N/A"},{"$error":"#N/A"},{"$error":"#N/A"},{"$error":"#N/A"},{"$error":"#N/A"},{"$error":"#N/A"},{"$error":"#N/A"},{"$error":"#N/A"},{"$error":"#N/A"},{"$error":"#N/A"}]
[null,{"$f":"IF(DataInput!B29808=$B$8,IF($B$9=$B$10,TRUE,IF(DataInput!E29808=$B$9,TRUE,FALSE)))","v":false},null,null,{"$f":"IF(B29809=TRUE,DataInput!B29808,NA())","v":{"$error":"#N/A"}},{"$f":"IF($E29809=DataInput!$B29808,DataInput!C29808,NA())","v":{"$error":"#N/A"}},{"$f":"IF($E29809=DataInput!$B29808,DataInput!D29808,NA())","v":{"$error":"#N/A"}},{"$f":"IF($E29809=DataInput!$B29808,DataInput!E29808,NA())","v":{"$error":"#N/A"}},{"$f":"IF($E29809=DataInput!$B29808,DataInput!F29808,NA())","v":{"$error":"#N/A"}},{"$f":"IF($E29809=DataInput!$B29808,DataInput!G29808,NA())","v":{"$error":"#N/A"}},{"$f":"IF($E29809=DataInput!$B29808,DataInput!H29808,NA())","v":{"$error":"#N/A"}},{"$f":"IF($E29809=DataInput!$B29808,DataInput!I29808,NA())","v":{"$error":"#N/A"}},{"$f":"IF($E29809=DataInput!$B29808,DataInput!J29808,NA())","v":{"$error":"#N/A"}},{"$f":"IF($E29809=DataInput!$B29808,DataInput!K29808,NA())","v":{"$error":"#N/A"}},null,null,"  ",null,null,null,null,false,null,null,{"$error":"#N/A"},{"$error":"#N/A"},{"$error":"#N/A"},{"$error":"#N/A"},{"$error":"#N/A"},{"$error":"#N/A"},{"$error":"#N/A"},{"$error":"#N/A"},{"$error":"#N/A"},{"$error":"#N/A"}]
[null,{"$f":"IF(DataInput!B29809=$B$8,IF($B$9=$B$10,TRUE,IF(DataInput!E29809=$B$9,TRUE,FALSE)))","v":false},null,null,{"$f":"IF(B29810=TRUE,DataInput!B29809,NA())","v":{"$error":"#N/A"}},{"$f":"IF($E29810=DataInput!$B29809,DataInput!C29809,NA())","v":{"$error":"#N/A"}},{"$f":"IF($E29810=DataInput!$B29809,DataInput!D29809,NA())","v":{"$error":"#N/A"}},{"$f":"IF($E29810=DataInput!$B29809,DataInput!E29809,NA())","v":{"$error":"#N/A"}},{"$f":"IF($E29810=DataInput!$B29809,DataInput!F29809,NA())","v":{"$error":"#N/A"}},{"$f":"IF($E29810=DataInput!$B29809,DataInput!G29809,NA())","v":{"$error":"#N/A"}},{"$f":"IF($E29810=DataInput!$B29809,DataInput!H29809,NA())","v":{"$error":"#N/A"}},{"$f":"IF($E29810=DataInput!$B29809,DataInput!I29809,NA())","v":{"$error":"#N/A"}},{"$f":"IF($E29810=DataInput!$B29809,DataInput!J29809,NA())","v":{"$error":"#N/A"}},{"$f":"IF($E29810=DataInput!$B29809,DataInput!K29809,NA())","v":{"$error":"#N/A"}},null,null,"  ",null,null,null,null,false,null,null,{"$error":"#N/A"},{"$error":"#N/A"},{"$error":"#N/A"},{"$error":"#N/A"},{"$error":"#N/A"},{"$error":"#N/A"},{"$error":"#N/A"},{"$error":"#N/A"},{"$error":"#N/A"},{"$error":"#N/A"}]
[null,{"$f":"IF(DataInput!B29810=$B$8,IF($B$9=$B$10,TRUE,IF(DataInput!E29810=$B$9,TRUE,FALSE)))","v":false},null,null,{"$f":"IF(B29811=TRUE,DataInput!B29810,NA())","v":{"$error":"#N/A"}},{"$f":"IF($E29811=DataInput!$B29810,DataInput!C29810,NA())","v":{"$error":"#N/A"}},{"$f":"IF($E29811=DataInput!$B29810,DataInput!D29810,NA())","v":{"$error":"#N/A"}},{"$f":"IF($E29811=DataInput!$B29810,DataInput!E29810,NA())","v":{"$error":"#N/A"}},{"$f":"IF($E29811=DataInput!$B29810,DataInput!F29810,NA())","v":{"$error":"#N/A"}},{"$f":"IF($E29811=DataInput!$B29810,DataInput!G29810,NA())","v":{"$error":"#N/A"}},{"$f":"IF($E29811=DataInput!$B29810,DataInput!H29810,NA())","v":{"$error":"#N/A"}},{"$f":"IF($E29811=DataInput!$B29810,DataInput!I29810,NA())","v":{"$error":"#N/A"}},{"$f":"IF($E29811=DataInput!$B29810,DataInput!J29810,NA())","v":{"$error":"#N/A"}},{"$f":"IF($E29811=DataInput!$B29810,DataInput!K29810,NA())","v":{"$error":"#N/A"}},null,null,"  ",null,null,null,null,false,null,null,{"$error":"#N/A"},{"$error":"#N/A"},{"$error":"#N/A"},{"$error":"#N/A"},{"$error":"#N/A"},{"$error":"#N/A"},{"$error":"#N/A"},{"$error":"#N/A"},{"$error":"#N/A"},{"$error":"#N/A"}]
[null,{"$f":"IF(DataInput!B29811=$B$8,IF($B$9=$B$10,TRUE,IF(DataInput!E29811=$B$9,TRUE,FALSE)))","v":false},null,null,{"$f":"IF(B29812=TRUE,DataInput!B29811,NA())","v":{"$error":"#N/A"}},{"$f":"IF($E29812=DataInput!$B29811,DataInput!C29811,NA())","v":{"$error":"#N/A"}},{"$f":"IF($E29812=DataInput!$B29811,DataInput!D29811,NA())","v":{"$error":"#N/A"}},{"$f":"IF($E29812=DataInput!$B29811,DataInput!E29811,NA())","v":{"$error":"#N/A"}},{"$f":"IF($E29812=DataInput!$B29811,DataInput!F29811,NA())","v":{"$error":"#N/A"}},{"$f":"IF($E29812=DataInput!$B29811,DataInput!G29811,NA())","v":{"$error":"#N/A"}},{"$f":"IF($E29812=DataInput!$B29811,DataInput!H29811,NA())","v":{"$error":"#N/A"}},{"$f":"IF($E29812=DataInput!$B29811,DataInput!I29811,NA())","v":{"$error":"#N/A"}},{"$f":"IF($E29812=DataInput!$B29811,DataInput!J29811,NA())","v":{"$error":"#N/A"}},{"$f":"IF($E29812=DataInput!$B29811,DataInput!K29811,NA())","v":{"$error":"#N/A"}},null,null,"  ",null,null,null,null,false,null,null,{"$error":"#N/A"},{"$error":"#N/A"},{"$error":"#N/A"},{"$error":"#N/A"},{"$error":"#N/A"},{"$error":"#N/A"},{"$error":"#N/A"},{"$error":"#N/A"},{"$error":"#N/A"},{"$error":"#N/A"}]
[null,{"$f":"IF(DataInput!B29812=$B$8,IF($B$9=$B$10,TRUE,IF(DataInput!E29812=$B$9,TRUE,FALSE)))","v":false},null,null,{"$f":"IF(B29813=TRUE,DataInput!B29812,NA())","v":{"$error":"#N/A"}},{"$f":"IF($E29813=DataInput!$B29812,DataInput!C29812,NA())","v":{"$error":"#N/A"}},{"$f":"IF($E29813=DataInput!$B29812,DataInput!D29812,NA())","v":{"$error":"#N/A"}},{"$f":"IF($E29813=DataInput!$B29812,DataInput!E29812,NA())","v":{"$error":"#N/A"}},{"$f":"IF($E29813=DataInput!$B29812,DataInput!F29812,NA())","v":{"$error":"#N/A"}},{"$f":"IF($E29813=DataInput!$B29812,DataInput!G29812,NA())","v":{"$error":"#N/A"}},{"$f":"IF($E29813=DataInput!$B29812,DataInput!H29812,NA())","v":{"$error":"#N/A"}},{"$f":"IF($E29813=DataInput!$B29812,DataInput!I29812,NA())","v":{"$error":"#N/A"}},{"$f":"IF($E29813=DataInput!$B29812,DataInput!J29812,NA())","v":{"$error":"#N/A"}},{"$f":"IF($E29813=DataInput!$B29812,DataInput!K29812,NA())","v":{"$error":"#N/A"}},null,null,"  ",null,null,null,null,false,null,null,{"$f":"IF($V29813=TRUE,E29813,NA())","v":{"$error":"#N/A"}},{"$f":"IF($V29813=TRUE,F29813,NA())","v":{"$error":"#N/A"}},{"$f":"IF($V29813=TRUE,G29813,NA())","v":{"$error":"#N/A"}},{"$f":"IF($V29813=TRUE,H29813,NA())","v":{"$error":"#N/A"}},{"$f":"IF($V29813=TRUE,I29813,NA())","v":{"$error":"#N/A"}},{"$f":"IF($V29813=TRUE,J29813,NA())","v":{"$error":"#N/A"}},{"$f":"IF($V29813=TRUE,K29813,NA())","v":{"$error":"#N/A"}},{"$f":"IF($V29813=TRUE,L29813,NA())","v":{"$error":"#N/A"}},{"$f":"IF($V29813=TRUE,M29813,NA())","v":{"$error":"#N/A"}},{"$f":"IF($V29813=TRUE,N29813,NA())","v":{"$error":"#N/A"}}]
[null,{"$f":"IF(DataInput!B29813=$B$8,IF($B$9=$B$10,TRUE,IF(DataInput!E29813=$B$9,TRUE,FALSE)))","v":false},null,null,{"$f":"IF(B29814=TRUE,DataInput!B29813,NA())","v":{"$error":"#N/A"}},{"$f":"IF($E29814=DataInput!$B29813,DataInput!C29813,NA())","v":{"$error":"#N/A"}},{"$f":"IF($E29814=DataInput!$B29813,DataInput!D29813,NA())","v":{"$error":"#N/A"}},{"$f":"IF($E29814=DataInput!$B29813,DataInput!E29813,NA())","v":{"$error":"#N/A"}},{"$f":"IF($E29814=DataInput!$B29813,DataInput!F29813,NA())","v":{"$error":"#N/A"}},{"$f":"IF($E29814=DataInput!$B29813,DataInput!G29813,NA())","v":{"$error":"#N/A"}},{"$f":"IF($E29814=DataInput!$B29813,DataInput!H29813,NA())","v":{"$error":"#N/A"}},{"$f":"IF($E29814=DataInput!$B29813,DataInput!I29813,NA())","v":{"$error":"#N/A"}},{"$f":"IF($E29814=DataInput!$B29813,DataInput!J29813,NA())","v":{"$error":"#N/A"}},{"$f":"IF($E29814=DataInput!$B29813,DataInput!K29813,NA())","v":{"$error":"#N/A"}},null,null,"  ",null,null,null,null,false,null,null,{"$error":"#N/A"},{"$error":"#N/A"},{"$error":"#N/A"},{"$error":"#N/A"},{"$error":"#N/A"},{"$error":"#N/A"},{"$error":"#N/A"},{"$error":"#N/A"},{"$error":"#N/A"},{"$error":"#N/A"}]
[null,{"$f":"IF(DataInput!B29814=$B$8,IF($B$9=$B$10,TRUE,IF(DataInput!E29814=$B$9,TRUE,FALSE)))","v":false},null,null,{"$f":"IF(B29815=TRUE,DataInput!B29814,NA())","v":{"$error":"#N/A"}},{"$f":"IF($E29815=DataInput!$B29814,DataInput!C29814,NA())","v":{"$error":"#N/A"}},{"$f":"IF($E29815=DataInput!$B29814,DataInput!D29814,NA())","v":{"$error":"#N/A"}},{"$f":"IF($E29815=DataInput!$B29814,DataInput!E29814,NA())","v":{"$error":"#N/A"}},{"$f":"IF($E29815=DataInput!$B29814,DataInput!F29814,NA())","v":{"$error":"#N/A"}},{"$f":"IF($E29815=DataInput!$B29814,DataInput!G29814,NA())","v":{"$error":"#N/A"}},{"$f":"IF($E29815=DataInput!$B29814,DataInput!H29814,NA())","v":{"$error":"#N/A"}},{"$f":"IF($E29815=DataInput!$B29814,DataInput!I29814,NA())","v":{"$error":"#N/A"}},{"$f":"IF($E29815=DataInput!$B29814,DataInput!J29814,NA())","v":{"$error":"#N/A"}},{"$f":"IF($E29815=DataInput!$B29814,DataInput!K29814,NA())","v":{"$error":"#N/A"}},null,null,"  ",null,null,null,null,false,null,null,{"$error":"#N/A"},{"$error":"#N/A"},{"$error":"#N/A"},{"$error":"#N/A"},{"$error":"#N/A"},{"$error":"#N/A"},{"$error":"#N/A"},{"$error":"#N/A"},{"$error":"#N/A"},{"$error":"#N/A"}]
[null,{"$f":"IF(DataInput!B29815=$B$8,IF($B$9=$B$10,TRUE,IF(DataInput!E29815=$B$9,TRUE,FALSE)))","v":false},null,null,{"$f":"IF(B29816=TRUE,DataInput!B29815,NA())","v":{"$error":"#N/A"}},{"$f":"IF($E29816=DataInput!$B29815,DataInput!C29815,NA())","v":{"$error":"#N/A"}},{"$f":"IF($E29816=DataInput!$B29815,DataInput!D29815,NA())","v":{"$error":"#N/A"}},{"$f":"IF($E29816=DataInput!$B29815,DataInput!E29815,NA())","v":{"$error":"#N/A"}},{"$f":"IF($E29816=DataInput!$B29815,DataInput!F29815,NA())","v":{"$error":"#N/A"}},{"$f":"IF($E29816=DataInput!$B29815,DataInput!G29815,NA())","v":{"$error":"#N/A"}},{"$f":"IF($E29816=DataInput!$B29815,DataInput!H29815,NA())","v":{"$error":"#N/A"}},{"$f":"IF($E29816=DataInput!$B29815,DataInput!I29815,NA())","v":{"$error":"#N/A"}},{"$f":"IF($E29816=DataInput!$B29815,DataInput!J29815,NA())","v":{"$error":"#N/A"}},{"$f":"IF($E29816=DataInput!$B29815,DataInput!K29815,NA())","v":{"$error":"#N/A"}},null,null,"  ",null,null,null,null,false,null,null,{"$error":"#N/A"},{"$error":"#N/A"},{"$error":"#N/A"},{"$error":"#N/A"},{"$error":"#N/A"},{"$error":"#N/A"},{"$error":"#N/A"},{"$error":"#N/A"},{"$error":"#N/A"},{"$error":"#N/A"}]
[null,{"$f":"IF(DataInput!B29816=$B$8,IF($B$9=$B$10,TRUE,IF(DataInput!E29816=$B$9,TRUE,FALSE)))","v":false},null,null,{"$f":"IF(B29817=TRUE,DataInput!B29816,NA())","v":{"$error":"#N/A"}},{"$f":"IF($E29817=DataInput!$B29816,DataInput!C29816,NA())","v":{"$error":"#N/A"}},{"$f":"IF($E29817=DataInput!$B29816,DataInput!D29816,NA())","v":{"$error":"#N/A"}},{"$f":"IF($E29817=DataInput!$B29816,DataInput!E29816,NA())","v":{"$error":"#N/A"}},{"$f":"IF($E29817=DataInput!$B29816,DataInput!F29816,NA())","v":{"$error":"#N/A"}},{"$f":"IF($E29817=DataInput!$B29816,DataInput!G29816,NA())","v":{"$error":"#N/A"}},{"$f":"IF($E29817=DataInput!$B29816,DataInput!H29816,NA())","v":{"$error":"#N/A"}},{"$f":"IF($E29817=DataInput!$B29816,DataInput!I29816,NA())","v":{"$error":"#N/A"}},{"$f":"IF($E29817=DataInput!$B29816,DataInput!J29816,NA())","v":{"$error":"#N/A"}},{"$f":"IF($E29817=DataInput!$B29816,DataInput!K29816,NA())","v":{"$error":"#N/A"}},null,null,"  ",null,null,null,null,false,null,null,{"$error":"#N/A"},{"$error":"#N/A"},{"$error":"#N/A"},{"$error":"#N/A"},{"$error":"#N/A"},{"$error":"#N/A"},{"$error":"#N/A"},{"$error":"#N/A"},{"$error":"#N/A"},{"$error":"#N/A"}]
[null,{"$f":"IF(DataInput!B29817=$B$8,IF($B$9=$B$10,TRUE,IF(DataInput!E29817=$B$9,TRUE,FALSE)))","v":false},null,null,{"$f":"IF(B29818=TRUE,DataInput!B29817,NA())","v":{"$error":"#N/A"}},{"$f":"IF($E29818=DataInput!$B29817,DataInput!C29817,NA())","v":{"$error":"#N/A"}},{"$f":"IF($E29818=DataInput!$B29817,DataInput!D29817,NA())","v":{"$error":"#N/A"}},{"$f":"IF($E29818=DataInput!$B29817,DataInput!E29817,NA())","v":{"$error":"#N/A"}},{"$f":"IF($E29818=DataInput!$B29817,DataInput!F29817,NA())","v":{"$error":"#N/A"}},{"$f":"IF($E29818=DataInput!$B29817,DataInput!G29817,NA())","v":{"$error":"#N/A"}},{"$f":"IF($E29818=DataInput!$B29817,DataInput!H29817,NA())","v":{"$error":"#N/A"}},{"$f":"IF($E29818=DataInput!$B29817,DataInput!I29817,NA())","v":{"$error":"#N/A"}},{"$f":"IF($E29818=DataInput!$B29817,DataInput!J29817,NA())","v":{"$error":"#N/A"}},{"$f":"IF($E29818=DataInput!$B29817,DataInput!K29817,NA())","v":{"$error":"#N/A"}},null,null,"  ",null,null,null,null,false,null,null,{"$error":"#N/A"},{"$error":"#N/A"},{"$error":"#N/A"},{"$error":"#N/A"},{"$error":"#N/A"},{"$error":"#N/A"},{"$error":"#N/A"},{"$error":"#N/A"},{"$error":"#N/A"},{"$error":"#N/A"}]
[null,{"$f":"IF(DataInput!B29818=$B$8,IF($B$9=$B$10,TRUE,IF(DataInput!E29818=$B$9,TRUE,FALSE)))","v":false},null,null,{"$f":"IF(B29819=TRUE,DataInput!B29818,NA())","v":{"$error":"#N/A"}},{"$f":"IF($E29819=DataInput!$B29818,DataInput!C29818,NA())","v":{"$error":"#N/A"}},{"$f":"IF($E29819=DataInput!$B29818,DataInput!D29818,NA())","v":{"$error":"#N/A"}},{"$f":"IF($E29819=DataInput!$B29818,DataInput!E29818,NA())","v":{"$error":"#N/A"}},{"$f":"IF($E29819=DataInput!$B29818,DataInput!F29818,NA())","v":{"$error":"#N/A"}},{"$f":"IF($E29819=DataInput!$B29818,DataInput!G29818,NA())","v":{"$error":"#N/A"}},{"$f":"IF($E29819=DataInput!$B29818,DataInput!H29818,NA())","v":{"$error":"#N/A"}},{"$f":"IF($E29819=DataInput!$B29818,DataInput!I29818,NA())","v":{"$error":"#N/A"}},{"$f":"IF($E29819=DataInput!$B29818,DataInput!J29818,NA())","v":{"$error":"#N/A"}},{"$f":"IF($E29819=DataInput!$B29818,DataInput!K29818,NA())","v":{"$error":"#N/A"}},null,null,"  ",null,null,null,null,false,null,null,{"$error":"#N/A"},{"$error":"#N/A"},{"$error":"#N/A"},{"$error":"#N/A"},{"$error":"#N/A"},{"$error":"#N/A"},{"$error":"#N/A"},{"$error":"#N/A"},{"$error":"#N/A"},{"$error":"#N/A"}]
[null,{"$f":"IF(DataInput!B29819=$B$8,IF($B$9=$B$10,TRUE,IF(DataInput!E29819=$B$9,TRUE,FALSE)))","v":false},null,null,{"$f":"IF(B29820=TRUE,DataInput!B29819,NA())","v":{"$error":"#N/A"}},{"$f":"IF($E29820=DataInput!$B29819,DataInput!C29819,NA())","v":{"$error":"#N/A"}},{"$f":"IF($E29820=DataInput!$B29819,DataInput!D29819,NA())","v":{"$error":"#N/A"}},{"$f":"IF($E29820=DataInput!$B29819,DataInput!E29819,NA())","v":{"$error":"#N/A"}},{"$f":"IF($E29820=DataInput!$B29819,DataInput!F29819,NA())","v":{"$error":"#N/A"}},{"$f":"IF($E29820=DataInput!$B29819,DataInput!G29819,NA())","v":{"$error":"#N/A"}},{"$f":"IF($E29820=DataInput!$B29819,DataInput!H29819,NA())","v":{"$error":"#N/A"}},{"$f":"IF($E29820=DataInput!$B29819,DataInput!I29819,NA())","v":{"$error":"#N/A"}},{"$f":"IF($E29820=DataInput!$B29819,DataInput!J29819,NA())","v":{"$error":"#N/A"}},{"$f":"IF($E29820=DataInput!$B29819,DataInput!K29819,NA())","v":{"$error":"#N/A"}},null,null,"  ",null,null,null,null,false,null,null,{"$error":"#N/A"},{"$error":"#N/A"},{"$error":"#N/A"},{"$error":"#N/A"},{"$error":"#N/A"},{"$error":"#N/A"},{"$error":"#N/A"},{"$error":"#N/A"},{"$error":"#N/A"},{"$error":"#N/A"}]
[null,{"$f":"IF(DataInput!B29820=$B$8,IF($B$9=$B$10,TRUE,IF(DataInput!E29820=$B$9,TRUE,FALSE)))","v":false},null,null,{"$f":"IF(B29821=TRUE,DataInput!B29820,NA())","v":{"$error":"#N/A"}},{"$f":"IF($E29821=DataInput!$B29820,DataInput!C29820,NA())","v":{"$error":"#N/A"}},{"$f":"IF($E29821=DataInput!$B29820,DataInput!D29820,NA())","v":{"$error":"#N/A"}},{"$f":"IF($E29821=DataInput!$B29820,DataInput!E29820,NA())","v":{"$error":"#N/A"}},{"$f":"IF($E29821=DataInput!$B29820,DataInput!F29820,NA())","v":{"$error":"#N/A"}},{"$f":"IF($E29821=DataInput!$B29820,DataInput!G29820,NA())","v":{"$error":"#N/A"}},{"$f":"IF($E29821=DataInput!$B29820,DataInput!H29820,NA())","v":{"$error":"#N/A"}},{"$f":"IF($E29821=DataInput!$B29820,DataInput!I29820,NA())","v":{"$error":"#N/A"}},{"$f":"IF($E29821=DataInput!$B29820,DataInput!J29820,NA())","v":{"$error":"#N/A"}},{"$f":"IF($E29821=DataInput!$B29820,DataInput!K29820,NA())","v":{"$error":"#N/A"}},null,null,"  ",null,null,null,null,false,null,null,{"$error":"#N/A"},{"$error":"#N/A"},{"$error":"#N/A"},{"$error":"#N/A"},{"$error":"#N/A"},{"$error":"#N/A"},{"$error":"#N/A"},{"$error":"#N/A"},{"$error":"#N/A"},{"$error":"#N/A"}]
[null,{"$f":"IF(DataInput!B29821=$B$8,IF($B$9=$B$10,TRUE,IF(DataInput!E29821=$B$9,TRUE,FALSE)))","v":false},null,null,{"$f":"IF(B29822=TRUE,DataInput!B29821,NA())","v":{"$error":"#N/A"}},{"$f":"IF($E29822=DataInput!$B29821,DataInput!C29821,NA())","v":{"$error":"#N/A"}},{"$f":"IF($E29822=DataInput!$B29821,DataInput!D29821,NA())","v":{"$error":"#N/A"}},{"$f":"IF($E29822=DataInput!$B29821,DataInput!E29821,NA())","v":{"$error":"#N/A"}},{"$f":"IF($E29822=DataInput!$B29821,DataInput!F29821,NA())","v":{"$error":"#N/A"}},{"$f":"IF($E29822=DataInput!$B29821,DataInput!G29821,NA())","v":{"$error":"#N/A"}},{"$f":"IF($E29822=DataInput!$B29821,DataInput!H29821,NA())","v":{"$error":"#N/A"}},{"$f":"IF($E29822=DataInput!$B29821,DataInput!I29821,NA())","v":{"$error":"#N/A"}},{"$f":"IF($E29822=DataInput!$B29821,DataInput!J29821,NA())","v":{"$error":"#N/A"}},{"$f":"IF($E29822=DataInput!$B29821,DataInput!K29821,NA())","v":{"$error":"#N/A"}},null,null,"  ",null,null,null,null,false,null,null,{"$error":"#N/A"},{"$error":"#N/A"},{"$error":"#N/A"},{"$error":"#N/A"},{"$error":"#N/A"},{"$error":"#N/A"},{"$error":"#N/A"},{"$error":"#N/A"},{"$error":"#N/A"},{"$error":"#N/A"}]
[null,{"$f":"IF(DataInput!B29822=$B$8,IF($B$9=$B$10,TRUE,IF(DataInput!E29822=$B$9,TRUE,FALSE)))","v":false},null,null,{"$f":"IF(B29823=TRUE,DataInput!B29822,NA())","v":{"$error":"#N/A"}},{"$f":"IF($E29823=DataInput!$B29822,DataInput!C29822,NA())","v":{"$error":"#N/A"}},{"$f":"IF($E29823=DataInput!$B29822,DataInput!D29822,NA())","v":{"$error":"#N/A"}},{"$f":"IF($E29823=DataInput!$B29822,DataInput!E29822,NA())","v":{"$error":"#N/A"}},{"$f":"IF($E29823=DataInput!$B29822,DataInput!F29822,NA())","v":{"$error":"#N/A"}},{"$f":"IF($E29823=DataInput!$B29822,DataInput!G29822,NA())","v":{"$error":"#N/A"}},{"$f":"IF($E29823=DataInput!$B29822,DataInput!H29822,NA())","v":{"$error":"#N/A"}},{"$f":"IF($E29823=DataInput!$B29822,DataInput!I29822,NA())","v":{"$error":"#N/A"}},{"$f":"IF($E29823=DataInput!$B29822,DataInput!J29822,NA())","v":{"$error":"#N/A"}},{"$f":"IF($E29823=DataInput!$B29822,DataInput!K29822,NA())","v":{"$error":"#N/A"}},null,null,"  ",null,null,null,null,false,null,null,{"$error":"#N/A"},{"$error":"#N/A"},{"$error":"#N/A"},{"$error":"#N/A"},{"$error":"#N/A"},{"$error":"#N/A"},{"$error":"#N/A"},{"$error":"#N/A"},{"$error":"#N/A"},{"$error":"#N/A"}]
[null,{"$f":"IF(DataInput!B29823=$B$8,IF($B$9=$B$10,TRUE,IF(DataInput!E29823=$B$9,TRUE,FALSE)))","v":false},null,null,{"$f":"IF(B29824=TRUE,DataInput!B29823,NA())","v":{"$error":"#N/A"}},{"$f":"IF($E29824=DataInput!$B29823,DataInput!C29823,NA())","v":{"$error":"#N/A"}},{"$f":"IF($E29824=DataInput!$B29823,DataInput!D29823,NA())","v":{"$error":"#N/A"}},{"$f":"IF($E29824=DataInput!$B29823,DataInput!E29823,NA())","v":{"$error":"#N/A"}},{"$f":"IF($E29824=DataInput!$B29823,DataInput!F29823,NA())","v":{"$error":"#N/A"}},{"$f":"IF($E29824=DataInput!$B29823,DataInput!G29823,NA())","v":{"$error":"#N/A"}},{"$f":"IF($E29824=DataInput!$B29823,DataInput!H29823,NA())","v":{"$error":"#N/A"}},{"$f":"IF($E29824=DataInput!$B29823,DataInput!I29823,NA())","v":{"$error":"#N/A"}},{"$f":"IF($E29824=DataInput!$B29823,DataInput!J29823,NA())","v":{"$error":"#N/A"}},{"$f":"IF($E29824=DataInput!$B29823,DataInput!K29823,NA())","v":{"$error":"#N/A"}},null,null,"  ",null,null,null,null,false,null,null,{"$error":"#N/A"},{"$error":"#N/A"},{"$error":"#N/A"},{"$error":"#N/A"},{"$error":"#N/A"},{"$error":"#N/A"},{"$error":"#N/A"},{"$error":"#N/A"},{"$error":"#N/A"},{"$error":"#N/A"}]
[null,{"$f":"IF(DataInput!B29824=$B$8,IF($B$9=$B$10,TRUE,IF(DataInput!E29824=$B$9,TRUE,FALSE)))","v":false},null,null,{"$f":"IF(B29825=TRUE,DataInput!B29824,NA())","v":{"$error":"#N/A"}},{"$f":"IF($E29825=DataInput!$B29824,DataInput!C29824,NA())","v":{"$error":"#N/A"}},{"$f":"IF($E29825=DataInput!$B29824,DataInput!D29824,NA())","v":{"$error":"#N/A"}},{"$f":"IF($E29825=DataInput!$B29824,DataInput!E29824,NA())","v":{"$error":"#N/A"}},{"$f":"IF($E29825=DataInput!$B29824,DataInput!F29824,NA())","v":{"$error":"#N/A"}},{"$f":"IF($E29825=DataInput!$B29824,DataInput!G29824,NA())","v":{"$error":"#N/A"}},{"$f":"IF($E29825=DataInput!$B29824,DataInput!H29824,NA())","v":{"$error":"#N/A"}},{"$f":"IF($E29825=DataInput!$B29824,DataInput!I29824,NA())","v":{"$error":"#N/A"}},{"$f":"IF($E29825=DataInput!$B29824,DataInput!J29824,NA())","v":{"$error":"#N/A"}},{"$f":"IF($E29825=DataInput!$B29824,DataInput!K29824,NA())","v":{"$error":"#N/A"}},null,null,"  ",null,null,null,null,false,null,null,{"$error":"#N/A"},{"$error":"#N/A"},{"$error":"#N/A"},{"$error":"#N/A"},{"$error":"#N/A"},{"$error":"#N/A"},{"$error":"#N/A"},{"$error":"#N/A"},{"$error":"#N/A"},{"$error":"#N/A"}]
[null,{"$f":"IF(DataInput!B29825=$B$8,IF($B$9=$B$10,TRUE,IF(DataInput!E29825=$B$9,TRUE,FALSE)))","v":false},null,null,{"$f":"IF(B29826=TRUE,DataInput!B29825,NA())","v":{"$error":"#N/A"}},{"$f":"IF($E29826=DataInput!$B29825,DataInput!C29825,NA())","v":{"$error":"#N/A"}},{"$f":"IF($E29826=DataInput!$B29825,DataInput!D29825,NA())","v":{"$error":"#N/A"}},{"$f":"IF($E29826=DataInput!$B29825,DataInput!E29825,NA())","v":{"$error":"#N/A"}},{"$f":"IF($E29826=DataInput!$B29825,DataInput!F29825,NA())","v":{"$error":"#N/A"}},{"$f":"IF($E29826=DataInput!$B29825,DataInput!G29825,NA())","v":{"$error":"#N/A"}},{"$f":"IF($E29826=DataInput!$B29825,DataInput!H29825,NA())","v":{"$error":"#N/A"}},{"$f":"IF($E29826=DataInput!$B29825,DataInput!I29825,NA())","v":{"$error":"#N/A"}},{"$f":"IF($E29826=DataInput!$B29825,DataInput!J29825,NA())","v":{"$error":"#N/A"}},{"$f":"IF($E29826=DataInput!$B29825,DataInput!K29825,NA())","v":{"$error":"#N/A"}},null,null,"  ",null,null,null,null,false,null,null,{"$error":"#N/A"},{"$error":"#N/A"},{"$error":"#N/A"},{"$error":"#N/A"},{"$error":"#N/A"},{"$error":"#N/A"},{"$error":"#N/A"},{"$error":"#N/A"},{"$error":"#N/A"},{"$error":"#N/A"}]
[null,{"$f":"IF(DataInput!B29826=$B$8,IF($B$9=$B$10,TRUE,IF(DataInput!E29826=$B$9,TRUE,FALSE)))","v":false},null,null,{"$f":"IF(B29827=TRUE,DataInput!B29826,NA())","v":{"$error":"#N/A"}},{"$f":"IF($E29827=DataInput!$B29826,DataInput!C29826,NA())","v":{"$error":"#N/A"}},{"$f":"IF($E29827=DataInput!$B29826,DataInput!D29826,NA())","v":{"$error":"#N/A"}},{"$f":"IF($E29827=DataInput!$B29826,DataInput!E29826,NA())","v":{"$error":"#N/A"}},{"$f":"IF($E29827=DataInput!$B29826,DataInput!F29826,NA())","v":{"$error":"#N/A"}},{"$f":"IF($E29827=DataInput!$B29826,DataInput!G29826,NA())","v":{"$error":"#N/A"}},{"$f":"IF($E29827=DataInput!$B29826,DataInput!H29826,NA())","v":{"$error":"#N/A"}},{"$f":"IF($E29827=DataInput!$B29826,DataInput!I29826,NA())","v":{"$error":"#N/A"}},{"$f":"IF($E29827=DataInput!$B29826,DataInput!J29826,NA())","v":{"$error":"#N/A"}},{"$f":"IF($E29827=DataInput!$B29826,DataInput!K29826,NA())","v":{"$error":"#N/A"}},null,null,"  ",null,null,null,null,false,null,null,{"$error":"#N/A"},{"$error":"#N/A"},{"$error":"#N/A"},{"$error":"#N/A"},{"$error":"#N/A"},{"$error":"#N/A"},{"$error":"#N/A"},{"$error":"#N/A"},{"$error":"#N/A"},{"$error":"#N/A"}]
[null,{"$f":"IF(DataInput!B29827=$B$8,IF($B$9=$B$10,TRUE,IF(DataInput!E29827=$B$9,TRUE,FALSE)))","v":false},null,null,{"$f":"IF(B29828=TRUE,DataInput!B29827,NA())","v":{"$error":"#N/A"}},{"$f":"IF($E29828=DataInput!$B29827,DataInput!C29827,NA())","v":{"$error":"#N/A"}},{"$f":"IF($E29828=DataInput!$B29827,DataInput!D29827,NA())","v":{"$error":"#N/A"}},{"$f":"IF($E29828=DataInput!$B29827,DataInput!E29827,NA())","v":{"$error":"#N/A"}},{"$f":"IF($E29828=DataInput!$B29827,DataInput!F29827,NA())","v":{"$error":"#N/A"}},{"$f":"IF($E29828=DataInput!$B29827,DataInput!G29827,NA())","v":{"$error":"#N/A"}},{"$f":"IF($E29828=DataInput!$B29827,DataInput!H29827,NA())","v":{"$error":"#N/A"}},{"$f":"IF($E29828=DataInput!$B29827,DataInput!I29827,NA())","v":{"$error":"#N/A"}},{"$f":"IF($E29828=DataInput!$B29827,DataInput!J29827,NA())","v":{"$error":"#N/A"}},{"$f":"IF($E29828=DataInput!$B29827,DataInput!K29827,NA())","v":{"$error":"#N/A"}},null,null,"  ",null,null,null,null,false,null,null,{"$error":"#N/A"},{"$error":"#N/A"},{"$error":"#N/A"},{"$error":"#N/A"},{"$error":"#N/A"},{"$error":"#N/A"},{"$error":"#N/A"},{"$error":"#N/A"},{"$error":"#N/A"},{"$error":"#N/A"}]
[null,{"$f":"IF(DataInput!B29828=$B$8,IF($B$9=$B$10,TRUE,IF(DataInput!E29828=$B$9,TRUE,FALSE)))","v":false},null,null,{"$f":"IF(B29829=TRUE,DataInput!B29828,NA())","v":{"$error":"#N/A"}},{"$f":"IF($E29829=DataInput!$B29828,DataInput!C29828,NA())","v":{"$error":"#N/A"}},{"$f":"IF($E29829=DataInput!$B29828,DataInput!D29828,NA())","v":{"$error":"#N/A"}},{"$f":"IF($E29829=DataInput!$B29828,DataInput!E29828,NA())","v":{"$error":"#N/A"}},{"$f":"IF($E29829=DataInput!$B29828,DataInput!F29828,NA())","v":{"$error":"#N/A"}},{"$f":"IF($E29829=DataInput!$B29828,DataInput!G29828,NA())","v":{"$error":"#N/A"}},{"$f":"IF($E29829=DataInput!$B29828,DataInput!H29828,NA())","v":{"$error":"#N/A"}},{"$f":"IF($E29829=DataInput!$B29828,DataInput!I29828,NA())","v":{"$error":"#N/A"}},{"$f":"IF($E29829=DataInput!$B29828,DataInput!J29828,NA())","v":{"$error":"#N/A"}},{"$f":"IF($E29829=DataInput!$B29828,DataInput!K29828,NA())","v":{"$error":"#N/A"}},null,null,"  ",null,null,null,null,false,null,null,{"$error":"#N/A"},{"$error":"#N/A"},{"$error":"#N/A"},{"$error":"#N/A"},{"$error":"#N/A"},{"$error":"#N/A"},{"$error":"#N/A"},{"$error":"#N/A"},{"$error":"#N/A"},{"$error":"#N/A"}]
[null,{"$f":"IF(DataInput!B29829=$B$8,IF($B$9=$B$10,TRUE,IF(DataInput!E29829=$B$9,TRUE,FALSE)))","v":false},null,null,{"$f":"IF(B29830=TRUE,DataInput!B29829,NA())","v":{"$error":"#N/A"}},{"$f":"IF($E29830=DataInput!$B29829,DataInput!C29829,NA())","v":{"$error":"#N/A"}},{"$f":"IF($E29830=DataInput!$B29829,DataInput!D29829,NA())","v":{"$error":"#N/A"}},{"$f":"IF($E29830=DataInput!$B29829,DataInput!E29829,NA())","v":{"$error":"#N/A"}},{"$f":"IF($E29830=DataInput!$B29829,DataInput!F29829,NA())","v":{"$error":"#N/A"}},{"$f":"IF($E29830=DataInput!$B29829,DataInput!G29829,NA())","v":{"$error":"#N/A"}},{"$f":"IF($E29830=DataInput!$B29829,DataInput!H29829,NA())","v":{"$error":"#N/A"}},{"$f":"IF($E29830=DataInput!$B29829,DataInput!I29829,NA())","v":{"$error":"#N/A"}},{"$f":"IF($E29830=DataInput!$B29829,DataInput!J29829,NA())","v":{"$error":"#N/A"}},{"$f":"IF($E29830=DataInput!$B29829,DataInput!K29829,NA())","v":{"$error":"#N/A"}},null,null,"  ",null,null,null,null,false,null,null,{"$error":"#N/A"},{"$error":"#N/A"},{"$error":"#N/A"},{"$error":"#N/A"},{"$error":"#N/A"},{"$error":"#N/A"},{"$error":"#N/A"},{"$error":"#N/A"},{"$error":"#N/A"},{"$error":"#N/A"}]
[null,{"$f":"IF(DataInput!B29830=$B$8,IF($B$9=$B$10,TRUE,IF(DataInput!E29830=$B$9,TRUE,FALSE)))","v":false},null,null,{"$f":"IF(B29831=TRUE,DataInput!B29830,NA())","v":{"$error":"#N/A"}},{"$f":"IF($E29831=DataInput!$B29830,DataInput!C29830,NA())","v":{"$error":"#N/A"}},{"$f":"IF($E29831=DataInput!$B29830,DataInput!D29830,NA())","v":{"$error":"#N/A"}},{"$f":"IF($E29831=DataInput!$B29830,DataInput!E29830,NA())","v":{"$error":"#N/A"}},{"$f":"IF($E29831=DataInput!$B29830,DataInput!F29830,NA())","v":{"$error":"#N/A"}},{"$f":"IF($E29831=DataInput!$B29830,DataInput!G29830,NA())","v":{"$error":"#N/A"}},{"$f":"IF($E29831=DataInput!$B29830,DataInput!H29830,NA())","v":{"$error":"#N/A"}},{"$f":"IF($E29831=DataInput!$B29830,DataInput!I29830,NA())","v":{"$error":"#N/A"}},{"$f":"IF($E29831=DataInput!$B29830,DataInput!J29830,NA())","v":{"$error":"#N/A"}},{"$f":"IF($E29831=DataInput!$B29830,DataInput!K29830,NA())","v":{"$error":"#N/A"}},null,null,"  ",null,null,null,null,false,null,null,{"$error":"#N/A"},{"$error":"#N/A"},{"$error":"#N/A"},{"$error":"#N/A"},{"$error":"#N/A"},{"$error":"#N/A"},{"$error":"#N/A"},{"$error":"#N/A"},{"$error":"#N/A"},{"$error":"#N/A"}]
[null,{"$f":"IF(DataInput!B29831=$B$8,IF($B$9=$B$10,TRUE,IF(DataInput!E29831=$B$9,TRUE,FALSE)))","v":false},null,null,{"$f":"IF(B29832=TRUE,DataInput!B29831,NA())","v":{"$error":"#N/A"}},{"$f":"IF($E29832=DataInput!$B29831,DataInput!C29831,NA())","v":{"$error":"#N/A"}},{"$f":"IF($E29832=DataInput!$B29831,DataInput!D29831,NA())","v":{"$error":"#N/A"}},{"$f":"IF($E29832=DataInput!$B29831,DataInput!E29831,NA())","v":{"$error":"#N/A"}},{"$f":"IF($E29832=DataInput!$B29831,DataInput!F29831,NA())","v":{"$error":"#N/A"}},{"$f":"IF($E29832=DataInput!$B29831,DataInput!G29831,NA())","v":{"$error":"#N/A"}},{"$f":"IF($E29832=DataInput!$B29831,DataInput!H29831,NA())","v":{"$error":"#N/A"}},{"$f":"IF($E29832=DataInput!$B29831,DataInput!I29831,NA())","v":{"$error":"#N/A"}},{"$f":"IF($E29832=DataInput!$B29831,DataInput!J29831,NA())","v":{"$error":"#N/A"}},{"$f":"IF($E29832=DataInput!$B29831,DataInput!K29831,NA())","v":{"$error":"#N/A"}},null,null,"  ",null,null,null,null,false,null,null,{"$error":"#N/A"},{"$error":"#N/A"},{"$error":"#N/A"},{"$error":"#N/A"},{"$error":"#N/A"},{"$error":"#N/A"},{"$error":"#N/A"},{"$error":"#N/A"},{"$error":"#N/A"},{"$error":"#N/A"}]
[null,{"$f":"IF(DataInput!B29832=$B$8,IF($B$9=$B$10,TRUE,IF(DataInput!E29832=$B$9,TRUE,FALSE)))","v":false},null,null,{"$f":"IF(B29833=TRUE,DataInput!B29832,NA())","v":{"$error":"#N/A"}},{"$f":"IF($E29833=DataInput!$B29832,DataInput!C29832,NA())","v":{"$error":"#N/A"}},{"$f":"IF($E29833=DataInput!$B29832,DataInput!D29832,NA())","v":{"$error":"#N/A"}},{"$f":"IF($E29833=DataInput!$B29832,DataInput!E29832,NA())","v":{"$error":"#N/A"}},{"$f":"IF($E29833=DataInput!$B29832,DataInput!F29832,NA())","v":{"$error":"#N/A"}},{"$f":"IF($E29833=DataInput!$B29832,DataInput!G29832,NA())","v":{"$error":"#N/A"}},{"$f":"IF($E29833=DataInput!$B29832,DataInput!H29832,NA())","v":{"$error":"#N/A"}},{"$f":"IF($E29833=DataInput!$B29832,DataInput!I29832,NA())","v":{"$error":"#N/A"}},{"$f":"IF($E29833=DataInput!$B29832,DataInput!J29832,NA())","v":{"$error":"#N/A"}},{"$f":"IF($E29833=DataInput!$B29832,DataInput!K29832,NA())","v":{"$error":"#N/A"}},null,null,"  ",null,null,null,null,false,null,null,{"$error":"#N/A"},{"$error":"#N/A"},{"$error":"#N/A"},{"$error":"#N/A"},{"$error":"#N/A"},{"$error":"#N/A"},{"$error":"#N/A"},{"$error":"#N/A"},{"$error":"#N/A"},{"$error":"#N/A"}]
[null,{"$f":"IF(DataInput!B29833=$B$8,IF($B$9=$B$10,TRUE,IF(DataInput!E29833=$B$9,TRUE,FALSE)))","v":false},null,null,{"$f":"IF(B29834=TRUE,DataInput!B29833,NA())","v":{"$error":"#N/A"}},{"$f":"IF($E29834=DataInput!$B29833,DataInput!C29833,NA())","v":{"$error":"#N/A"}},{"$f":"IF($E29834=DataInput!$B29833,DataInput!D29833,NA())","v":{"$error":"#N/A"}},{"$f":"IF($E29834=DataInput!$B29833,DataInput!E29833,NA())","v":{"$error":"#N/A"}},{"$f":"IF($E29834=DataInput!$B29833,DataInput!F29833,NA())","v":{"$error":"#N/A"}},{"$f":"IF($E29834=DataInput!$B29833,DataInput!G29833,NA())","v":{"$error":"#N/A"}},{"$f":"IF($E29834=DataInput!$B29833,DataInput!H29833,NA())","v":{"$error":"#N/A"}},{"$f":"IF($E29834=DataInput!$B29833,DataInput!I29833,NA())","v":{"$error":"#N/A"}},{"$f":"IF($E29834=DataInput!$B29833,DataInput!J29833,NA())","v":{"$error":"#N/A"}},{"$f":"IF($E29834=DataInput!$B29833,DataInput!K29833,NA())","v":{"$error":"#N/A"}},null,null,"  ",null,null,null,null,false,null,null,{"$error":"#N/A"},{"$error":"#N/A"},{"$error":"#N/A"},{"$error":"#N/A"},{"$error":"#N/A"},{"$error":"#N/A"},{"$error":"#N/A"},{"$error":"#N/A"},{"$error":"#N/A"},{"$error":"#N/A"}]
[null,{"$f":"IF(DataInput!B29834=$B$8,IF($B$9=$B$10,TRUE,IF(DataInput!E29834=$B$9,TRUE,FALSE)))","v":false},null,null,{"$f":"IF(B29835=TRUE,DataInput!B29834,NA())","v":{"$error":"#N/A"}},{"$f":"IF($E29835=DataInput!$B29834,DataInput!C29834,NA())","v":{"$error":"#N/A"}},{"$f":"IF($E29835=DataInput!$B29834,DataInput!D29834,NA())","v":{"$error":"#N/A"}},{"$f":"IF($E29835=DataInput!$B29834,DataInput!E29834,NA())","v":{"$error":"#N/A"}},{"$f":"IF($E29835=DataInput!$B29834,DataInput!F29834,NA())","v":{"$error":"#N/A"}},{"$f":"IF($E29835=DataInput!$B29834,DataInput!G29834,NA())","v":{"$error":"#N/A"}},{"$f":"IF($E29835=DataInput!$B29834,DataInput!H29834,NA())","v":{"$error":"#N/A"}},{"$f":"IF($E29835=DataInput!$B29834,DataInput!I29834,NA())","v":{"$error":"#N/A"}},{"$f":"IF($E29835=DataInput!$B29834,DataInput!J29834,NA())","v":{"$error":"#N/A"}},{"$f":"IF($E29835=DataInput!$B29834,DataInput!K29834,NA())","v":{"$error":"#N/A"}},null,null,"  ",null,null,null,null,false,null,null,{"$error":"#N/A"},{"$error":"#N/A"},{"$error":"#N/A"},{"$error":"#N/A"},{"$error":"#N/A"},{"$error":"#N/A"},{"$error":"#N/A"},{"$error":"#N/A"},{"$error":"#N/A"},{"$error":"#N/A"}]
[null,{"$f":"IF(DataInput!B29835=$B$8,IF($B$9=$B$10,TRUE,IF(DataInput!E29835=$B$9,TRUE,FALSE)))","v":false},null,null,{"$f":"IF(B29836=TRUE,DataInput!B29835,NA())","v":{"$error":"#N/A"}},{"$f":"IF($E29836=DataInput!$B29835,DataInput!C29835,NA())","v":{"$error":"#N/A"}},{"$f":"IF($E29836=DataInput!$B29835,DataInput!D29835,NA())","v":{"$error":"#N/A"}},{"$f":"IF($E29836=DataInput!$B29835,DataInput!E29835,NA())","v":{"$error":"#N/A"}},{"$f":"IF($E29836=DataInput!$B29835,DataInput!F29835,NA())","v":{"$error":"#N/A"}},{"$f":"IF($E29836=DataInput!$B29835,DataInput!G29835,NA())","v":{"$error":"#N/A"}},{"$f":"IF($E29836=DataInput!$B29835,DataInput!H29835,NA())","v":{"$error":"#N/A"}},{"$f":"IF($E29836=DataInput!$B29835,DataInput!I29835,NA())","v":{"$error":"#N/A"}},{"$f":"IF($E29836=DataInput!$B29835,DataInput!J29835,NA())","v":{"$error":"#N/A"}},{"$f":"IF($E29836=DataInput!$B29835,DataInput!K29835,NA())","v":{"$error":"#N/A"}},null,null,"  ",null,null,null,null,{"$f":"IF(ISERROR(G29836),FALSE,IF($V$9=G29836,TRUE,FALSE))","v":false},null,null,{"$error":"#N/A"},{"$error":"#N/A"},{"$error":"#N/A"},{"$error":"#N/A"},{"$error":"#N/A"},{"$error":"#N/A"},{"$error":"#N/A"},{"$error":"#N/A"},{"$error":"#N/A"},{"$error":"#N/A"}]
[null,{"$f":"IF(DataInput!B29836=$B$8,IF($B$9=$B$10,TRUE,IF(DataInput!E29836=$B$9,TRUE,FALSE)))","v":false},null,null,{"$f":"IF(B29837=TRUE,DataInput!B29836,NA())","v":{"$error":"#N/A"}},{"$f":"IF($E29837=DataInput!$B29836,DataInput!C29836,NA())","v":{"$error":"#N/A"}},{"$f":"IF($E29837=DataInput!$B29836,DataInput!D29836,NA())","v":{"$error":"#N/A"}},{"$f":"IF($E29837=DataInput!$B29836,DataInput!E29836,NA())","v":{"$error":"#N/A"}},{"$f":"IF($E29837=DataInput!$B29836,DataInput!F29836,NA())","v":{"$error":"#N/A"}},{"$f":"IF($E29837=DataInput!$B29836,DataInput!G29836,NA())","v":{"$error":"#N/A"}},{"$f":"IF($E29837=DataInput!$B29836,DataInput!H29836,NA())","v":{"$error":"#N/A"}},{"$f":"IF($E29837=DataInput!$B29836,DataInput!I29836,NA())","v":{"$error":"#N/A"}},{"$f":"IF($E29837=DataInput!$B29836,DataInput!J29836,NA())","v":{"$error":"#N/A"}},{"$f":"IF($E29837=DataInput!$B29836,DataInput!K29836,NA())","v":{"$error":"#N/A"}},null,null,"  ",null,null,null,null,false,null,null,{"$error":"#N/A"},{"$error":"#N/A"},{"$error":"#N/A"},{"$error":"#N/A"},{"$error":"#N/A"},{"$error":"#N/A"},{"$error":"#N/A"},{"$error":"#N/A"},{"$error":"#N/A"},{"$error":"#N/A"}]
[null,{"$f":"IF(DataInput!B29837=$B$8,IF($B$9=$B$10,TRUE,IF(DataInput!E29837=$B$9,TRUE,FALSE)))","v":false},null,null,{"$f":"IF(B29838=TRUE,DataInput!B29837,NA())","v":{"$error":"#N/A"}},{"$f":"IF($E29838=DataInput!$B29837,DataInput!C29837,NA())","v":{"$error":"#N/A"}},{"$f":"IF($E29838=DataInput!$B29837,DataInput!D29837,NA())","v":{"$error":"#N/A"}},{"$f":"IF($E29838=DataInput!$B29837,DataInput!E29837,NA())","v":{"$error":"#N/A"}},{"$f":"IF($E29838=DataInput!$B29837,DataInput!F29837,NA())","v":{"$error":"#N/A"}},{"$f":"IF($E29838=DataInput!$B29837,DataInput!G29837,NA())","v":{"$error":"#N/A"}},{"$f":"IF($E29838=DataInput!$B29837,DataInput!H29837,NA())","v":{"$error":"#N/A"}},{"$f":"IF($E29838=DataInput!$B29837,DataInput!I29837,NA())","v":{"$error":"#N/A"}},{"$f":"IF($E29838=DataInput!$B29837,DataInput!J29837,NA())","v":{"$error":"#N/A"}},{"$f":"IF($E29838=DataInput!$B29837,DataInput!K29837,NA())","v":{"$error":"#N/A"}},null,null,"  ",null,null,null,null,false,null,null,{"$error":"#N/A"},{"$error":"#N/A"},{"$error":"#N/A"},{"$error":"#N/A"},{"$error":"#N/A"},{"$error":"#N/A"},{"$error":"#N/A"},{"$error":"#N/A"},{"$error":"#N/A"},{"$error":"#N/A"}]
[null,{"$f":"IF(DataInput!B29838=$B$8,IF($B$9=$B$10,TRUE,IF(DataInput!E29838=$B$9,TRUE,FALSE)))","v":false},null,null,{"$f":"IF(B29839=TRUE,DataInput!B29838,NA())","v":{"$error":"#N/A"}},{"$f":"IF($E29839=DataInput!$B29838,DataInput!C29838,NA())","v":{"$error":"#N/A"}},{"$f":"IF($E29839=DataInput!$B29838,DataInput!D29838,NA())","v":{"$error":"#N/A"}},{"$f":"IF($E29839=DataInput!$B29838,DataInput!E29838,NA())","v":{"$error":"#N/A"}},{"$f":"IF($E29839=DataInput!$B29838,DataInput!F29838,NA())","v":{"$error":"#N/A"}},{"$f":"IF($E29839=DataInput!$B29838,DataInput!G29838,NA())","v":{"$error":"#N/A"}},{"$f":"IF($E29839=DataInput!$B29838,DataInput!H29838,NA())","v":{"$error":"#N/A"}},{"$f":"IF($E29839=DataInput!$B29838,DataInput!I29838,NA())","v":{"$error":"#N/A"}},{"$f":"IF($E29839=DataInput!$B29838,DataInput!J29838,NA())","v":{"$error":"#N/A"}},{"$f":"IF($E29839=DataInput!$B29838,DataInput!K29838,NA())","v":{"$error":"#N/A"}},null,null,"  ",null,null,null,null,false,null,null,{"$error":"#N/A"},{"$error":"#N/A"},{"$error":"#N/A"},{"$error":"#N/A"},{"$error":"#N/A"},{"$error":"#N/A"},{"$error":"#N/A"},{"$error":"#N/A"},{"$error":"#N/A"},{"$error":"#N/A"}]
[null,{"$f":"IF(DataInput!B29839=$B$8,IF($B$9=$B$10,TRUE,IF(DataInput!E29839=$B$9,TRUE,FALSE)))","v":false},null,null,{"$f":"IF(B29840=TRUE,DataInput!B29839,NA())","v":{"$error":"#N/A"}},{"$f":"IF($E29840=DataInput!$B29839,DataInput!C29839,NA())","v":{"$error":"#N/A"}},{"$f":"IF($E29840=DataInput!$B29839,DataInput!D29839,NA())","v":{"$error":"#N/A"}},{"$f":"IF($E29840=DataInput!$B29839,DataInput!E29839,NA())","v":{"$error":"#N/A"}},{"$f":"IF($E29840=DataInput!$B29839,DataInput!F29839,NA())","v":{"$error":"#N/A"}},{"$f":"IF($E29840=DataInput!$B29839,DataInput!G29839,NA())","v":{"$error":"#N/A"}},{"$f":"IF($E29840=DataInput!$B29839,DataInput!H29839,NA())","v":{"$error":"#N/A"}},{"$f":"IF($E29840=DataInput!$B29839,DataInput!I29839,NA())","v":{"$error":"#N/A"}},{"$f":"IF($E29840=DataInput!$B29839,DataInput!J29839,NA())","v":{"$error":"#N/A"}},{"$f":"IF($E29840=DataInput!$B29839,DataInput!K29839,NA())","v":{"$error":"#N/A"}},null,null,"  ",null,null,null,null,false,null,null,{"$error":"#N/A"},{"$error":"#N/A"},{"$error":"#N/A"},{"$error":"#N/A"},{"$error":"#N/A"},{"$error":"#N/A"},{"$error":"#N/A"},{"$error":"#N/A"},{"$error":"#N/A"},{"$error":"#N/A"}]
[null,{"$f":"IF(DataInput!B29840=$B$8,IF($B$9=$B$10,TRUE,IF(DataInput!E29840=$B$9,TRUE,FALSE)))","v":false},null,null,{"$f":"IF(B29841=TRUE,DataInput!B29840,NA())","v":{"$error":"#N/A"}},{"$f":"IF($E29841=DataInput!$B29840,DataInput!C29840,NA())","v":{"$error":"#N/A"}},{"$f":"IF($E29841=DataInput!$B29840,DataInput!D29840,NA())","v":{"$error":"#N/A"}},{"$f":"IF($E29841=DataInput!$B29840,DataInput!E29840,NA())","v":{"$error":"#N/A"}},{"$f":"IF($E29841=DataInput!$B29840,DataInput!F29840,NA())","v":{"$error":"#N/A"}},{"$f":"IF($E29841=DataInput!$B29840,DataInput!G29840,NA())","v":{"$error":"#N/A"}},{"$f":"IF($E29841=DataInput!$B29840,DataInput!H29840,NA())","v":{"$error":"#N/A"}},{"$f":"IF($E29841=DataInput!$B29840,DataInput!I29840,NA())","v":{"$error":"#N/A"}},{"$f":"IF($E29841=DataInput!$B29840,DataInput!J29840,NA())","v":{"$error":"#N/A"}},{"$f":"IF($E29841=DataInput!$B29840,DataInput!K29840,NA())","v":{"$error":"#N/A"}},null,null,"  ",null,null,null,null,false,null,null,{"$error":"#N/A"},{"$error":"#N/A"},{"$error":"#N/A"},{"$error":"#N/A"},{"$error":"#N/A"},{"$error":"#N/A"},{"$error":"#N/A"},{"$error":"#N/A"},{"$error":"#N/A"},{"$error":"#N/A"}]
[null,{"$f":"IF(DataInput!B29841=$B$8,IF($B$9=$B$10,TRUE,IF(DataInput!E29841=$B$9,TRUE,FALSE)))","v":false},null,null,{"$f":"IF(B29842=TRUE,DataInput!B29841,NA())","v":{"$error":"#N/A"}},{"$f":"IF($E29842=DataInput!$B29841,DataInput!C29841,NA())","v":{"$error":"#N/A"}},{"$f":"IF($E29842=DataInput!$B29841,DataInput!D29841,NA())","v":{"$error":"#N/A"}},{"$f":"IF($E29842=DataInput!$B29841,DataInput!E29841,NA())","v":{"$error":"#N/A"}},{"$f":"IF($E29842=DataInput!$B29841,DataInput!F29841,NA())","v":{"$error":"#N/A"}},{"$f":"IF($E29842=DataInput!$B29841,DataInput!G29841,NA())","v":{"$error":"#N/A"}},{"$f":"IF($E29842=DataInput!$B29841,DataInput!H29841,NA())","v":{"$error":"#N/A"}},{"$f":"IF($E29842=DataInput!$B29841,DataInput!I29841,NA())","v":{"$error":"#N/A"}},{"$f":"IF($E29842=DataInput!$B29841,DataInput!J29841,NA())","v":{"$error":"#N/A"}},{"$f":"IF($E29842=DataInput!$B29841,DataInput!K29841,NA())","v":{"$error":"#N/A"}},null,null,"  ",null,null,null,null,false,null,null,{"$error":"#N/A"},{"$error":"#N/A"},{"$error":"#N/A"},{"$error":"#N/A"},{"$error":"#N/A"},{"$error":"#N/A"},{"$error":"#N/A"},{"$error":"#N/A"},{"$error":"#N/A"},{"$error":"#N/A"}]
[null,{"$f":"IF(DataInput!B29842=$B$8,IF($B$9=$B$10,TRUE,IF(DataInput!E29842=$B$9,TRUE,FALSE)))","v":false},null,null,{"$f":"IF(B29843=TRUE,DataInput!B29842,NA())","v":{"$error":"#N/A"}},{"$f":"IF($E29843=DataInput!$B29842,DataInput!C29842,NA())","v":{"$error":"#N/A"}},{"$f":"IF($E29843=DataInput!$B29842,DataInput!D29842,NA())","v":{"$error":"#N/A"}},{"$f":"IF($E29843=DataInput!$B29842,DataInput!E29842,NA())","v":{"$error":"#N/A"}},{"$f":"IF($E29843=DataInput!$B29842,DataInput!F29842,NA())","v":{"$error":"#N/A"}},{"$f":"IF($E29843=DataInput!$B29842,DataInput!G29842,NA())","v":{"$error":"#N/A"}},{"$f":"IF($E29843=DataInput!$B29842,DataInput!H29842,NA())","v":{"$error":"#N/A"}},{"$f":"IF($E29843=DataInput!$B29842,DataInput!I29842,NA())","v":{"$error":"#N/A"}},{"$f":"IF($E29843=DataInput!$B29842,DataInput!J29842,NA())","v":{"$error":"#N/A"}},{"$f":"IF($E29843=DataInput!$B29842,DataInput!K29842,NA())","v":{"$error":"#N/A"}},null,null,"  ",null,null,null,null,false,null,null,{"$error":"#N/A"},{"$error":"#N/A"},{"$error":"#N/A"},{"$error":"#N/A"},{"$error":"#N/A"},{"$error":"#N/A"},{"$error":"#N/A"},{"$error":"#N/A"},{"$error":"#N/A"},{"$error":"#N/A"}]
[null,{"$f":"IF(DataInput!B29843=$B$8,IF($B$9=$B$10,TRUE,IF(DataInput!E29843=$B$9,TRUE,FALSE)))","v":false},null,null,{"$f":"IF(B29844=TRUE,DataInput!B29843,NA())","v":{"$error":"#N/A"}},{"$f":"IF($E29844=DataInput!$B29843,DataInput!C29843,NA())","v":{"$error":"#N/A"}},{"$f":"IF($E29844=DataInput!$B29843,DataInput!D29843,NA())","v":{"$error":"#N/A"}},{"$f":"IF($E29844=DataInput!$B29843,DataInput!E29843,NA())","v":{"$error":"#N/A"}},{"$f":"IF($E29844=DataInput!$B29843,DataInput!F29843,NA())","v":{"$error":"#N/A"}},{"$f":"IF($E29844=DataInput!$B29843,DataInput!G29843,NA())","v":{"$error":"#N/A"}},{"$f":"IF($E29844=DataInput!$B29843,DataInput!H29843,NA())","v":{"$error":"#N/A"}},{"$f":"IF($E29844=DataInput!$B29843,DataInput!I29843,NA())","v":{"$error":"#N/A"}},{"$f":"IF($E29844=DataInput!$B29843,DataInput!J29843,NA())","v":{"$error":"#N/A"}},{"$f":"IF($E29844=DataInput!$B29843,DataInput!K29843,NA())","v":{"$error":"#N/A"}},null,null,"  ",null,null,null,null,false,null,null,{"$error":"#N/A"},{"$error":"#N/A"},{"$error":"#N/A"},{"$error":"#N/A"},{"$error":"#N/A"},{"$error":"#N/A"},{"$error":"#N/A"},{"$error":"#N/A"},{"$error":"#N/A"},{"$error":"#N/A"}]
[null,{"$f":"IF(DataInput!B29844=$B$8,IF($B$9=$B$10,TRUE,IF(DataInput!E29844=$B$9,TRUE,FALSE)))","v":false},null,null,{"$f":"IF(B29845=TRUE,DataInput!B29844,NA())","v":{"$error":"#N/A"}},{"$f":"IF($E29845=DataInput!$B29844,DataInput!C29844,NA())","v":{"$error":"#N/A"}},{"$f":"IF($E29845=DataInput!$B29844,DataInput!D29844,NA())","v":{"$error":"#N/A"}},{"$f":"IF($E29845=DataInput!$B29844,DataInput!E29844,NA())","v":{"$error":"#N/A"}},{"$f":"IF($E29845=DataInput!$B29844,DataInput!F29844,NA())","v":{"$error":"#N/A"}},{"$f":"IF($E29845=DataInput!$B29844,DataInput!G29844,NA())","v":{"$error":"#N/A"}},{"$f":"IF($E29845=DataInput!$B29844,DataInput!H29844,NA())","v":{"$error":"#N/A"}},{"$f":"IF($E29845=DataInput!$B29844,DataInput!I29844,NA())","v":{"$error":"#N/A"}},{"$f":"IF($E29845=DataInput!$B29844,DataInput!J29844,NA())","v":{"$error":"#N/A"}},{"$f":"IF($E29845=DataInput!$B29844,DataInput!K29844,NA())","v":{"$error":"#N/A"}},null,null,"  ",null,null,null,null,false,null,null,{"$error":"#N/A"},{"$error":"#N/A"},{"$error":"#N/A"},{"$error":"#N/A"},{"$error":"#N/A"},{"$error":"#N/A"},{"$error":"#N/A"},{"$error":"#N/A"},{"$error":"#N/A"},{"$error":"#N/A"}]
[null,{"$f":"IF(DataInput!B29845=$B$8,IF($B$9=$B$10,TRUE,IF(DataInput!E29845=$B$9,TRUE,FALSE)))","v":false},null,null,{"$f":"IF(B29846=TRUE,DataInput!B29845,NA())","v":{"$error":"#N/A"}},{"$f":"IF($E29846=DataInput!$B29845,DataInput!C29845,NA())","v":{"$error":"#N/A"}},{"$f":"IF($E29846=DataInput!$B29845,DataInput!D29845,NA())","v":{"$error":"#N/A"}},{"$f":"IF($E29846=DataInput!$B29845,DataInput!E29845,NA())","v":{"$error":"#N/A"}},{"$f":"IF($E29846=DataInput!$B29845,DataInput!F29845,NA())","v":{"$error":"#N/A"}},{"$f":"IF($E29846=DataInput!$B29845,DataInput!G29845,NA())","v":{"$error":"#N/A"}},{"$f":"IF($E29846=DataInput!$B29845,DataInput!H29845,NA())","v":{"$error":"#N/A"}},{"$f":"IF($E29846=DataInput!$B29845,DataInput!I29845,NA())","v":{"$error":"#N/A"}},{"$f":"IF($E29846=DataInput!$B29845,DataInput!J29845,NA())","v":{"$error":"#N/A"}},{"$f":"IF($E29846=DataInput!$B29845,DataInput!K29845,NA())","v":{"$error":"#N/A"}},null,null,"  ",null,null,null,null,false,null,null,{"$error":"#N/A"},{"$error":"#N/A"},{"$error":"#N/A"},{"$error":"#N/A"},{"$error":"#N/A"},{"$error":"#N/A"},{"$error":"#N/A"},{"$error":"#N/A"},{"$error":"#N/A"},{"$error":"#N/A"}]
[null,{"$f":"IF(DataInput!B29846=$B$8,IF($B$9=$B$10,TRUE,IF(DataInput!E29846=$B$9,TRUE,FALSE)))","v":false},null,null,{"$f":"IF(B29847=TRUE,DataInput!B29846,NA())","v":{"$error":"#N/A"}},{"$f":"IF($E29847=DataInput!$B29846,DataInput!C29846,NA())","v":{"$error":"#N/A"}},{"$f":"IF($E29847=DataInput!$B29846,DataInput!D29846,NA())","v":{"$error":"#N/A"}},{"$f":"IF($E29847=DataInput!$B29846,DataInput!E29846,NA())","v":{"$error":"#N/A"}},{"$f":"IF($E29847=DataInput!$B29846,DataInput!F29846,NA())","v":{"$error":"#N/A"}},{"$f":"IF($E29847=DataInput!$B29846,DataInput!G29846,NA())","v":{"$error":"#N/A"}},{"$f":"IF($E29847=DataInput!$B29846,DataInput!H29846,NA())","v":{"$error":"#N/A"}},{"$f":"IF($E29847=DataInput!$B29846,DataInput!I29846,NA())","v":{"$error":"#N/A"}},{"$f":"IF($E29847=DataInput!$B29846,DataInput!J29846,NA())","v":{"$error":"#N/A"}},{"$f":"IF($E29847=DataInput!$B29846,DataInput!K29846,NA())","v":{"$error":"#N/A"}},null,null,"  ",null,null,null,null,false,null,null,{"$error":"#N/A"},{"$error":"#N/A"},{"$error":"#N/A"},{"$error":"#N/A"},{"$error":"#N/A"},{"$error":"#N/A"},{"$error":"#N/A"},{"$error":"#N/A"},{"$error":"#N/A"},{"$error":"#N/A"}]
[null,{"$f":"IF(DataInput!B29847=$B$8,IF($B$9=$B$10,TRUE,IF(DataInput!E29847=$B$9,TRUE,FALSE)))","v":false},null,null,{"$f":"IF(B29848=TRUE,DataInput!B29847,NA())","v":{"$error":"#N/A"}},{"$f":"IF($E29848=DataInput!$B29847,DataInput!C29847,NA())","v":{"$error":"#N/A"}},{"$f":"IF($E29848=DataInput!$B29847,DataInput!D29847,NA())","v":{"$error":"#N/A"}},{"$f":"IF($E29848=DataInput!$B29847,DataInput!E29847,NA())","v":{"$error":"#N/A"}},{"$f":"IF($E29848=DataInput!$B29847,DataInput!F29847,NA())","v":{"$error":"#N/A"}},{"$f":"IF($E29848=DataInput!$B29847,DataInput!G29847,NA())","v":{"$error":"#N/A"}},{"$f":"IF($E29848=DataInput!$B29847,DataInput!H29847,NA())","v":{"$error":"#N/A"}},{"$f":"IF($E29848=DataInput!$B29847,DataInput!I29847,NA())","v":{"$error":"#N/A"}},{"$f":"IF($E29848=DataInput!$B29847,DataInput!J29847,NA())","v":{"$error":"#N/A"}},{"$f":"IF($E29848=DataInput!$B29847,DataInput!K29847,NA())","v":{"$error":"#N/A"}},null,null,"  ",null,null,null,null,false,null,null,{"$error":"#N/A"},{"$error":"#N/A"},{"$error":"#N/A"},{"$error":"#N/A"},{"$error":"#N/A"},{"$error":"#N/A"},{"$error":"#N/A"},{"$error":"#N/A"},{"$error":"#N/A"},{"$error":"#N/A"}]
[null,{"$f":"IF(DataInput!B29848=$B$8,IF($B$9=$B$10,TRUE,IF(DataInput!E29848=$B$9,TRUE,FALSE)))","v":false},null,null,{"$f":"IF(B29849=TRUE,DataInput!B29848,NA())","v":{"$error":"#N/A"}},{"$f":"IF($E29849=DataInput!$B29848,DataInput!C29848,NA())","v":{"$error":"#N/A"}},{"$f":"IF($E29849=DataInput!$B29848,DataInput!D29848,NA())","v":{"$error":"#N/A"}},{"$f":"IF($E29849=DataInput!$B29848,DataInput!E29848,NA())","v":{"$error":"#N/A"}},{"$f":"IF($E29849=DataInput!$B29848,DataInput!F29848,NA())","v":{"$error":"#N/A"}},{"$f":"IF($E29849=DataInput!$B29848,DataInput!G29848,NA())","v":{"$error":"#N/A"}},{"$f":"IF($E29849=DataInput!$B29848,DataInput!H29848,NA())","v":{"$error":"#N/A"}},{"$f":"IF($E29849=DataInput!$B29848,DataInput!I29848,NA())","v":{"$error":"#N/A"}},{"$f":"IF($E29849=DataInput!$B29848,DataInput!J29848,NA())","v":{"$error":"#N/A"}},{"$f":"IF($E29849=DataInput!$B29848,DataInput!K29848,NA())","v":{"$error":"#N/A"}},null,null,"  ",null,null,null,null,false,null,null,{"$error":"#N/A"},{"$error":"#N/A"},{"$error":"#N/A"},{"$error":"#N/A"},{"$error":"#N/A"},{"$error":"#N/A"},{"$error":"#N/A"},{"$error":"#N/A"},{"$error":"#N/A"},{"$error":"#N/A"}]
[null,{"$f":"IF(DataInput!B29849=$B$8,IF($B$9=$B$10,TRUE,IF(DataInput!E29849=$B$9,TRUE,FALSE)))","v":false},null,null,{"$f":"IF(B29850=TRUE,DataInput!B29849,NA())","v":{"$error":"#N/A"}},{"$f":"IF($E29850=DataInput!$B29849,DataInput!C29849,NA())","v":{"$error":"#N/A"}},{"$f":"IF($E29850=DataInput!$B29849,DataInput!D29849,NA())","v":{"$error":"#N/A"}},{"$f":"IF($E29850=DataInput!$B29849,DataInput!E29849,NA())","v":{"$error":"#N/A"}},{"$f":"IF($E29850=DataInput!$B29849,DataInput!F29849,NA())","v":{"$error":"#N/A"}},{"$f":"IF($E29850=DataInput!$B29849,DataInput!G29849,NA())","v":{"$error":"#N/A"}},{"$f":"IF($E29850=DataInput!$B29849,DataInput!H29849,NA())","v":{"$error":"#N/A"}},{"$f":"IF($E29850=DataInput!$B29849,DataInput!I29849,NA())","v":{"$error":"#N/A"}},{"$f":"IF($E29850=DataInput!$B29849,DataInput!J29849,NA())","v":{"$error":"#N/A"}},{"$f":"IF($E29850=DataInput!$B29849,DataInput!K29849,NA())","v":{"$error":"#N/A"}},null,null,"  ",null,null,null,null,false,null,null,{"$error":"#N/A"},{"$error":"#N/A"},{"$error":"#N/A"},{"$error":"#N/A"},{"$error":"#N/A"},{"$error":"#N/A"},{"$error":"#N/A"},{"$error":"#N/A"},{"$error":"#N/A"},{"$error":"#N/A"}]
[null,{"$f":"IF(DataInput!B29850=$B$8,IF($B$9=$B$10,TRUE,IF(DataInput!E29850=$B$9,TRUE,FALSE)))","v":false},null,null,{"$f":"IF(B29851=TRUE,DataInput!B29850,NA())","v":{"$error":"#N/A"}},{"$f":"IF($E29851=DataInput!$B29850,DataInput!C29850,NA())","v":{"$error":"#N/A"}},{"$f":"IF($E29851=DataInput!$B29850,DataInput!D29850,NA())","v":{"$error":"#N/A"}},{"$f":"IF($E29851=DataInput!$B29850,DataInput!E29850,NA())","v":{"$error":"#N/A"}},{"$f":"IF($E29851=DataInput!$B29850,DataInput!F29850,NA())","v":{"$error":"#N/A"}},{"$f":"IF($E29851=DataInput!$B29850,DataInput!G29850,NA())","v":{"$error":"#N/A"}},{"$f":"IF($E29851=DataInput!$B29850,DataInput!H29850,NA())","v":{"$error":"#N/A"}},{"$f":"IF($E29851=DataInput!$B29850,DataInput!I29850,NA())","v":{"$error":"#N/A"}},{"$f":"IF($E29851=DataInput!$B29850,DataInput!J29850,NA())","v":{"$error":"#N/A"}},{"$f":"IF($E29851=DataInput!$B29850,DataInput!K29850,NA())","v":{"$error":"#N/A"}},null,null,"  ",null,null,null,null,false,null,null,{"$error":"#N/A"},{"$error":"#N/A"},{"$error":"#N/A"},{"$error":"#N/A"},{"$error":"#N/A"},{"$error":"#N/A"},{"$error":"#N/A"},{"$error":"#N/A"},{"$error":"#N/A"},{"$error":"#N/A"}]
[null,{"$f":"IF(DataInput!B29851=$B$8,IF($B$9=$B$10,TRUE,IF(DataInput!E29851=$B$9,TRUE,FALSE)))","v":false},null,null,{"$f":"IF(B29852=TRUE,DataInput!B29851,NA())","v":{"$error":"#N/A"}},{"$f":"IF($E29852=DataInput!$B29851,DataInput!C29851,NA())","v":{"$error":"#N/A"}},{"$f":"IF($E29852=DataInput!$B29851,DataInput!D29851,NA())","v":{"$error":"#N/A"}},{"$f":"IF($E29852=DataInput!$B29851,DataInput!E29851,NA())","v":{"$error":"#N/A"}},{"$f":"IF($E29852=DataInput!$B29851,DataInput!F29851,NA())","v":{"$error":"#N/A"}},{"$f":"IF($E29852=DataInput!$B29851,DataInput!G29851,NA())","v":{"$error":"#N/A"}},{"$f":"IF($E29852=DataInput!$B29851,DataInput!H29851,NA())","v":{"$error":"#N/A"}},{"$f":"IF($E29852=DataInput!$B29851,DataInput!I29851,NA())","v":{"$error":"#N/A"}},{"$f":"IF($E29852=DataInput!$B29851,DataInput!J29851,NA())","v":{"$error":"#N/A"}},{"$f":"IF($E29852=DataInput!$B29851,DataInput!K29851,NA())","v":{"$error":"#N/A"}},null,null,"  ",null,null,null,null,false,null,null,{"$error":"#N/A"},{"$error":"#N/A"},{"$error":"#N/A"},{"$error":"#N/A"},{"$error":"#N/A"},{"$error":"#N/A"},{"$error":"#N/A"},{"$error":"#N/A"},{"$error":"#N/A"},{"$error":"#N/A"}]
[null,{"$f":"IF(DataInput!B29852=$B$8,IF($B$9=$B$10,TRUE,IF(DataInput!E29852=$B$9,TRUE,FALSE)))","v":false},null,null,{"$f":"IF(B29853=TRUE,DataInput!B29852,NA())","v":{"$error":"#N/A"}},{"$f":"IF($E29853=DataInput!$B29852,DataInput!C29852,NA())","v":{"$error":"#N/A"}},{"$f":"IF($E29853=DataInput!$B29852,DataInput!D29852,NA())","v":{"$error":"#N/A"}},{"$f":"IF($E29853=DataInput!$B29852,DataInput!E29852,NA())","v":{"$error":"#N/A"}},{"$f":"IF($E29853=DataInput!$B29852,DataInput!F29852,NA())","v":{"$error":"#N/A"}},{"$f":"IF($E29853=DataInput!$B29852,DataInput!G29852,NA())","v":{"$error":"#N/A"}},{"$f":"IF($E29853=DataInput!$B29852,DataInput!H29852,NA())","v":{"$error":"#N/A"}},{"$f":"IF($E29853=DataInput!$B29852,DataInput!I29852,NA())","v":{"$error":"#N/A"}},{"$f":"IF($E29853=DataInput!$B29852,DataInput!J29852,NA())","v":{"$error":"#N/A"}},{"$f":"IF($E29853=DataInput!$B29852,DataInput!K29852,NA())","v":{"$error":"#N/A"}},null,null,"  ",null,null,null,null,false,null,null,{"$error":"#N/A"},{"$error":"#N/A"},{"$error":"#N/A"},{"$error":"#N/A"},{"$error":"#N/A"},{"$error":"#N/A"},{"$error":"#N/A"},{"$error":"#N/A"},{"$error":"#N/A"},{"$error":"#N/A"}]
[null,{"$f":"IF(DataInput!B29853=$B$8,IF($B$9=$B$10,TRUE,IF(DataInput!E29853=$B$9,TRUE,FALSE)))","v":false},null,null,{"$f":"IF(B29854=TRUE,DataInput!B29853,NA())","v":{"$error":"#N/A"}},{"$f":"IF($E29854=DataInput!$B29853,DataInput!C29853,NA())","v":{"$error":"#N/A"}},{"$f":"IF($E29854=DataInput!$B29853,DataInput!D29853,NA())","v":{"$error":"#N/A"}},{"$f":"IF($E29854=DataInput!$B29853,DataInput!E29853,NA())","v":{"$error":"#N/A"}},{"$f":"IF($E29854=DataInput!$B29853,DataInput!F29853,NA())","v":{"$error":"#N/A"}},{"$f":"IF($E29854=DataInput!$B29853,DataInput!G29853,NA())","v":{"$error":"#N/A"}},{"$f":"IF($E29854=DataInput!$B29853,DataInput!H29853,NA())","v":{"$error":"#N/A"}},{"$f":"IF($E29854=DataInput!$B29853,DataInput!I29853,NA())","v":{"$error":"#N/A"}},{"$f":"IF($E29854=DataInput!$B29853,DataInput!J29853,NA())","v":{"$error":"#N/A"}},{"$f":"IF($E29854=DataInput!$B29853,DataInput!K29853,NA())","v":{"$error":"#N/A"}},null,null,"  ",null,null,null,null,false,null,null,{"$error":"#N/A"},{"$error":"#N/A"},{"$error":"#N/A"},{"$error":"#N/A"},{"$error":"#N/A"},{"$error":"#N/A"},{"$error":"#N/A"},{"$error":"#N/A"},{"$error":"#N/A"},{"$error":"#N/A"}]
[null,{"$f":"IF(DataInput!B29854=$B$8,IF($B$9=$B$10,TRUE,IF(DataInput!E29854=$B$9,TRUE,FALSE)))","v":false},null,null,{"$f":"IF(B29855=TRUE,DataInput!B29854,NA())","v":{"$error":"#N/A"}},{"$f":"IF($E29855=DataInput!$B29854,DataInput!C29854,NA())","v":{"$error":"#N/A"}},{"$f":"IF($E29855=DataInput!$B29854,DataInput!D29854,NA())","v":{"$error":"#N/A"}},{"$f":"IF($E29855=DataInput!$B29854,DataInput!E29854,NA())","v":{"$error":"#N/A"}},{"$f":"IF($E29855=DataInput!$B29854,DataInput!F29854,NA())","v":{"$error":"#N/A"}},{"$f":"IF($E29855=DataInput!$B29854,DataInput!G29854,NA())","v":{"$error":"#N/A"}},{"$f":"IF($E29855=DataInput!$B29854,DataInput!H29854,NA())","v":{"$error":"#N/A"}},{"$f":"IF($E29855=DataInput!$B29854,DataInput!I29854,NA())","v":{"$error":"#N/A"}},{"$f":"IF($E29855=DataInput!$B29854,DataInput!J29854,NA())","v":{"$error":"#N/A"}},{"$f":"IF($E29855=DataInput!$B29854,DataInput!K29854,NA())","v":{"$error":"#N/A"}},null,null,"  ",null,null,null,null,false,null,null,{"$error":"#N/A"},{"$error":"#N/A"},{"$error":"#N/A"},{"$error":"#N/A"},{"$error":"#N/A"},{"$error":"#N/A"},{"$error":"#N/A"},{"$error":"#N/A"},{"$error":"#N/A"},{"$error":"#N/A"}]
[null,{"$f":"IF(DataInput!B29855=$B$8,IF($B$9=$B$10,TRUE,IF(DataInput!E29855=$B$9,TRUE,FALSE)))","v":false},null,null,{"$f":"IF(B29856=TRUE,DataInput!B29855,NA())","v":{"$error":"#N/A"}},{"$f":"IF($E29856=DataInput!$B29855,DataInput!C29855,NA())","v":{"$error":"#N/A"}},{"$f":"IF($E29856=DataInput!$B29855,DataInput!D29855,NA())","v":{"$error":"#N/A"}},{"$f":"IF($E29856=DataInput!$B29855,DataInput!E29855,NA())","v":{"$error":"#N/A"}},{"$f":"IF($E29856=DataInput!$B29855,DataInput!F29855,NA())","v":{"$error":"#N/A"}},{"$f":"IF($E29856=DataInput!$B29855,DataInput!G29855,NA())","v":{"$error":"#N/A"}},{"$f":"IF($E29856=DataInput!$B29855,DataInput!H29855,NA())","v":{"$error":"#N/A"}},{"$f":"IF($E29856=DataInput!$B29855,DataInput!I29855,NA())","v":{"$error":"#N/A"}},{"$f":"IF($E29856=DataInput!$B29855,DataInput!J29855,NA())","v":{"$error":"#N/A"}},{"$f":"IF($E29856=DataInput!$B29855,DataInput!K29855,NA())","v":{"$error":"#N/A"}},null,null,"  ",null,null,null,null,false,null,null,{"$error":"#N/A"},{"$error":"#N/A"},{"$error":"#N/A"},{"$error":"#N/A"},{"$error":"#N/A"},{"$error":"#N/A"},{"$error":"#N/A"},{"$error":"#N/A"},{"$error":"#N/A"},{"$error":"#N/A"}]
[null,{"$f":"IF(DataInput!B29856=$B$8,IF($B$9=$B$10,TRUE,IF(DataInput!E29856=$B$9,TRUE,FALSE)))","v":false},null,null,{"$f":"IF(B29857=TRUE,DataInput!B29856,NA())","v":{"$error":"#N/A"}},{"$f":"IF($E29857=DataInput!$B29856,DataInput!C29856,NA())","v":{"$error":"#N/A"}},{"$f":"IF($E29857=DataInput!$B29856,DataInput!D29856,NA())","v":{"$error":"#N/A"}},{"$f":"IF($E29857=DataInput!$B29856,DataInput!E29856,NA())","v":{"$error":"#N/A"}},{"$f":"IF($E29857=DataInput!$B29856,DataInput!F29856,NA())","v":{"$error":"#N/A"}},{"$f":"IF($E29857=DataInput!$B29856,DataInput!G29856,NA())","v":{"$error":"#N/A"}},{"$f":"IF($E29857=DataInput!$B29856,DataInput!H29856,NA())","v":{"$error":"#N/A"}},{"$f":"IF($E29857=DataInput!$B29856,DataInput!I29856,NA())","v":{"$error":"#N/A"}},{"$f":"IF($E29857=DataInput!$B29856,DataInput!J29856,NA())","v":{"$error":"#N/A"}},{"$f":"IF($E29857=DataInput!$B29856,DataInput!K29856,NA())","v":{"$error":"#N/A"}},null,null,"  ",null,null,null,null,false,null,null,{"$error":"#N/A"},{"$error":"#N/A"},{"$error":"#N/A"},{"$error":"#N/A"},{"$error":"#N/A"},{"$error":"#N/A"},{"$error":"#N/A"},{"$error":"#N/A"},{"$error":"#N/A"},{"$error":"#N/A"}]
[null,{"$f":"IF(DataInput!B29857=$B$8,IF($B$9=$B$10,TRUE,IF(DataInput!E29857=$B$9,TRUE,FALSE)))","v":false},null,null,{"$f":"IF(B29858=TRUE,DataInput!B29857,NA())","v":{"$error":"#N/A"}},{"$f":"IF($E29858=DataInput!$B29857,DataInput!C29857,NA())","v":{"$error":"#N/A"}},{"$f":"IF($E29858=DataInput!$B29857,DataInput!D29857,NA())","v":{"$error":"#N/A"}},{"$f":"IF($E29858=DataInput!$B29857,DataInput!E29857,NA())","v":{"$error":"#N/A"}},{"$f":"IF($E29858=DataInput!$B29857,DataInput!F29857,NA())","v":{"$error":"#N/A"}},{"$f":"IF($E29858=DataInput!$B29857,DataInput!G29857,NA())","v":{"$error":"#N/A"}},{"$f":"IF($E29858=DataInput!$B29857,DataInput!H29857,NA())","v":{"$error":"#N/A"}},{"$f":"IF($E29858=DataInput!$B29857,DataInput!I29857,NA())","v":{"$error":"#N/A"}},{"$f":"IF($E29858=DataInput!$B29857,DataInput!J29857,NA())","v":{"$error":"#N/A"}},{"$f":"IF($E29858=DataInput!$B29857,DataInput!K29857,NA())","v":{"$error":"#N/A"}},null,null,"  ",null,null,null,null,false,null,null,{"$error":"#N/A"},{"$error":"#N/A"},{"$error":"#N/A"},{"$error":"#N/A"},{"$error":"#N/A"},{"$error":"#N/A"},{"$error":"#N/A"},{"$error":"#N/A"},{"$error":"#N/A"},{"$error":"#N/A"}]
[null,{"$f":"IF(DataInput!B29858=$B$8,IF($B$9=$B$10,TRUE,IF(DataInput!E29858=$B$9,TRUE,FALSE)))","v":false},null,null,{"$f":"IF(B29859=TRUE,DataInput!B29858,NA())","v":{"$error":"#N/A"}},{"$f":"IF($E29859=DataInput!$B29858,DataInput!C29858,NA())","v":{"$error":"#N/A"}},{"$f":"IF($E29859=DataInput!$B29858,DataInput!D29858,NA())","v":{"$error":"#N/A"}},{"$f":"IF($E29859=DataInput!$B29858,DataInput!E29858,NA())","v":{"$error":"#N/A"}},{"$f":"IF($E29859=DataInput!$B29858,DataInput!F29858,NA())","v":{"$error":"#N/A"}},{"$f":"IF($E29859=DataInput!$B29858,DataInput!G29858,NA())","v":{"$error":"#N/A"}},{"$f":"IF($E29859=DataInput!$B29858,DataInput!H29858,NA())","v":{"$error":"#N/A"}},{"$f":"IF($E29859=DataInput!$B29858,DataInput!I29858,NA())","v":{"$error":"#N/A"}},{"$f":"IF($E29859=DataInput!$B29858,DataInput!J29858,NA())","v":{"$error":"#N/A"}},{"$f":"IF($E29859=DataInput!$B29858,DataInput!K29858,NA())","v":{"$error":"#N/A"}},null,null,"  ",null,null,null,null,false,null,null,{"$error":"#N/A"},{"$error":"#N/A"},{"$error":"#N/A"},{"$error":"#N/A"},{"$error":"#N/A"},{"$error":"#N/A"},{"$error":"#N/A"},{"$error":"#N/A"},{"$error":"#N/A"},{"$error":"#N/A"}]
[null,{"$f":"IF(DataInput!B29859=$B$8,IF($B$9=$B$10,TRUE,IF(DataInput!E29859=$B$9,TRUE,FALSE)))","v":false},null,null,{"$f":"IF(B29860=TRUE,DataInput!B29859,NA())","v":{"$error":"#N/A"}},{"$f":"IF($E29860=DataInput!$B29859,DataInput!C29859,NA())","v":{"$error":"#N/A"}},{"$f":"IF($E29860=DataInput!$B29859,DataInput!D29859,NA())","v":{"$error":"#N/A"}},{"$f":"IF($E29860=DataInput!$B29859,DataInput!E29859,NA())","v":{"$error":"#N/A"}},{"$f":"IF($E29860=DataInput!$B29859,DataInput!F29859,NA())","v":{"$error":"#N/A"}},{"$f":"IF($E29860=DataInput!$B29859,DataInput!G29859,NA())","v":{"$error":"#N/A"}},{"$f":"IF($E29860=DataInput!$B29859,DataInput!H29859,NA())","v":{"$error":"#N/A"}},{"$f":"IF($E29860=DataInput!$B29859,DataInput!I29859,NA())","v":{"$error":"#N/A"}},{"$f":"IF($E29860=DataInput!$B29859,DataInput!J29859,NA())","v":{"$error":"#N/A"}},{"$f":"IF($E29860=DataInput!$B29859,DataInput!K29859,NA())","v":{"$error":"#N/A"}},null,null,"  ",null,null,null,null,false,null,null,{"$error":"#N/A"},{"$error":"#N/A"},{"$error":"#N/A"},{"$error":"#N/A"},{"$error":"#N/A"},{"$error":"#N/A"},{"$error":"#N/A"},{"$error":"#N/A"},{"$error":"#N/A"},{"$error":"#N/A"}]
[null,{"$f":"IF(DataInput!B29860=$B$8,IF($B$9=$B$10,TRUE,IF(DataInput!E29860=$B$9,TRUE,FALSE)))","v":false},null,null,{"$f":"IF(B29861=TRUE,DataInput!B29860,NA())","v":{"$error":"#N/A"}},{"$f":"IF($E29861=DataInput!$B29860,DataInput!C29860,NA())","v":{"$error":"#N/A"}},{"$f":"IF($E29861=DataInput!$B29860,DataInput!D29860,NA())","v":{"$error":"#N/A"}},{"$f":"IF($E29861=DataInput!$B29860,DataInput!E29860,NA())","v":{"$error":"#N/A"}},{"$f":"IF($E29861=DataInput!$B29860,DataInput!F29860,NA())","v":{"$error":"#N/A"}},{"$f":"IF($E29861=DataInput!$B29860,DataInput!G29860,NA())","v":{"$error":"#N/A"}},{"$f":"IF($E29861=DataInput!$B29860,DataInput!H29860,NA())","v":{"$error":"#N/A"}},{"$f":"IF($E29861=DataInput!$B29860,DataInput!I29860,NA())","v":{"$error":"#N/A"}},{"$f":"IF($E29861=DataInput!$B29860,DataInput!J29860,NA())","v":{"$error":"#N/A"}},{"$f":"IF($E29861=DataInput!$B29860,DataInput!K29860,NA())","v":{"$error":"#N/A"}},null,null,"  ",null,null,null,null,false,null,null,{"$error":"#N/A"},{"$error":"#N/A"},{"$error":"#N/A"},{"$error":"#N/A"},{"$error":"#N/A"},{"$error":"#N/A"},{"$error":"#N/A"},{"$error":"#N/A"},{"$error":"#N/A"},{"$error":"#N/A"}]
[null,{"$f":"IF(DataInput!B29861=$B$8,IF($B$9=$B$10,TRUE,IF(DataInput!E29861=$B$9,TRUE,FALSE)))","v":false},null,null,{"$f":"IF(B29862=TRUE,DataInput!B29861,NA())","v":{"$error":"#N/A"}},{"$f":"IF($E29862=DataInput!$B29861,DataInput!C29861,NA())","v":{"$error":"#N/A"}},{"$f":"IF($E29862=DataInput!$B29861,DataInput!D29861,NA())","v":{"$error":"#N/A"}},{"$f":"IF($E29862=DataInput!$B29861,DataInput!E29861,NA())","v":{"$error":"#N/A"}},{"$f":"IF($E29862=DataInput!$B29861,DataInput!F29861,NA())","v":{"$error":"#N/A"}},{"$f":"IF($E29862=DataInput!$B29861,DataInput!G29861,NA())","v":{"$error":"#N/A"}},{"$f":"IF($E29862=DataInput!$B29861,DataInput!H29861,NA())","v":{"$error":"#N/A"}},{"$f":"IF($E29862=DataInput!$B29861,DataInput!I29861,NA())","v":{"$error":"#N/A"}},{"$f":"IF($E29862=DataInput!$B29861,DataInput!J29861,NA())","v":{"$error":"#N/A"}},{"$f":"IF($E29862=DataInput!$B29861,DataInput!K29861,NA())","v":{"$error":"#N/A"}},null,null,"  ",null,null,null,null,false,null,null,{"$error":"#N/A"},{"$error":"#N/A"},{"$error":"#N/A"},{"$error":"#N/A"},{"$error":"#N/A"},{"$error":"#N/A"},{"$error":"#N/A"},{"$error":"#N/A"},{"$error":"#N/A"},{"$error":"#N/A"}]
[null,{"$f":"IF(DataInput!B29862=$B$8,IF($B$9=$B$10,TRUE,IF(DataInput!E29862=$B$9,TRUE,FALSE)))","v":false},null,null,{"$f":"IF(B29863=TRUE,DataInput!B29862,NA())","v":{"$error":"#N/A"}},{"$f":"IF($E29863=DataInput!$B29862,DataInput!C29862,NA())","v":{"$error":"#N/A"}},{"$f":"IF($E29863=DataInput!$B29862,DataInput!D29862,NA())","v":{"$error":"#N/A"}},{"$f":"IF($E29863=DataInput!$B29862,DataInput!E29862,NA())","v":{"$error":"#N/A"}},{"$f":"IF($E29863=DataInput!$B29862,DataInput!F29862,NA())","v":{"$error":"#N/A"}},{"$f":"IF($E29863=DataInput!$B29862,DataInput!G29862,NA())","v":{"$error":"#N/A"}},{"$f":"IF($E29863=DataInput!$B29862,DataInput!H29862,NA())","v":{"$error":"#N/A"}},{"$f":"IF($E29863=DataInput!$B29862,DataInput!I29862,NA())","v":{"$error":"#N/A"}},{"$f":"IF($E29863=DataInput!$B29862,DataInput!J29862,NA())","v":{"$error":"#N/A"}},{"$f":"IF($E29863=DataInput!$B29862,DataInput!K29862,NA())","v":{"$error":"#N/A"}},null,null,"  ",null,null,null,null,false,null,null,{"$error":"#N/A"},{"$error":"#N/A"},{"$error":"#N/A"},{"$error":"#N/A"},{"$error":"#N/A"},{"$error":"#N/A"},{"$error":"#N/A"},{"$error":"#N/A"},{"$error":"#N/A"},{"$error":"#N/A"}]
[null,{"$f":"IF(DataInput!B29863=$B$8,IF($B$9=$B$10,TRUE,IF(DataInput!E29863=$B$9,TRUE,FALSE)))","v":false},null,null,{"$f":"IF(B29864=TRUE,DataInput!B29863,NA())","v":{"$error":"#N/A"}},{"$f":"IF($E29864=DataInput!$B29863,DataInput!C29863,NA())","v":{"$error":"#N/A"}},{"$f":"IF($E29864=DataInput!$B29863,DataInput!D29863,NA())","v":{"$error":"#N/A"}},{"$f":"IF($E29864=DataInput!$B29863,DataInput!E29863,NA())","v":{"$error":"#N/A"}},{"$f":"IF($E29864=DataInput!$B29863,DataInput!F29863,NA())","v":{"$error":"#N/A"}},{"$f":"IF($E29864=DataInput!$B29863,DataInput!G29863,NA())","v":{"$error":"#N/A"}},{"$f":"IF($E29864=DataInput!$B29863,DataInput!H29863,NA())","v":{"$error":"#N/A"}},{"$f":"IF($E29864=DataInput!$B29863,DataInput!I29863,NA())","v":{"$error":"#N/A"}},{"$f":"IF($E29864=DataInput!$B29863,DataInput!J29863,NA())","v":{"$error":"#N/A"}},{"$f":"IF($E29864=DataInput!$B29863,DataInput!K29863,NA())","v":{"$error":"#N/A"}},null,null,"  ",null,null,null,null,false,null,null,{"$error":"#N/A"},{"$error":"#N/A"},{"$error":"#N/A"},{"$error":"#N/A"},{"$error":"#N/A"},{"$error":"#N/A"},{"$error":"#N/A"},{"$error":"#N/A"},{"$error":"#N/A"},{"$error":"#N/A"}]
[null,{"$f":"IF(DataInput!B29864=$B$8,IF($B$9=$B$10,TRUE,IF(DataInput!E29864=$B$9,TRUE,FALSE)))","v":false},null,null,{"$f":"IF(B29865=TRUE,DataInput!B29864,NA())","v":{"$error":"#N/A"}},{"$f":"IF($E29865=DataInput!$B29864,DataInput!C29864,NA())","v":{"$error":"#N/A"}},{"$f":"IF($E29865=DataInput!$B29864,DataInput!D29864,NA())","v":{"$error":"#N/A"}},{"$f":"IF($E29865=DataInput!$B29864,DataInput!E29864,NA())","v":{"$error":"#N/A"}},{"$f":"IF($E29865=DataInput!$B29864,DataInput!F29864,NA())","v":{"$error":"#N/A"}},{"$f":"IF($E29865=DataInput!$B29864,DataInput!G29864,NA())","v":{"$error":"#N/A"}},{"$f":"IF($E29865=DataInput!$B29864,DataInput!H29864,NA())","v":{"$error":"#N/A"}},{"$f":"IF($E29865=DataInput!$B29864,DataInput!I29864,NA())","v":{"$error":"#N/A"}},{"$f":"IF($E29865=DataInput!$B29864,DataInput!J29864,NA())","v":{"$error":"#N/A"}},{"$f":"IF($E29865=DataInput!$B29864,DataInput!K29864,NA())","v":{"$error":"#N/A"}},null,null,{"$f":"IF(OR(ISERROR(E29865),ISERROR(G29865)),\"  \",E29865&\" \"&G29865)","v":"  "},null,null,null,null,false,null,null,{"$error":"#N/A"},{"$error":"#N/A"},{"$error":"#N/A"},{"$error":"#N/A"},{"$error":"#N/A"},{"$error":"#N/A"},{"$error":"#N/A"},{"$error":"#N/A"},{"$error":"#N/A"},{"$error":"#N/A"}]
[null,{"$f":"IF(DataInput!B29865=$B$8,IF($B$9=$B$10,TRUE,IF(DataInput!E29865=$B$9,TRUE,FALSE)))","v":false},null,null,{"$f":"IF(B29866=TRUE,DataInput!B29865,NA())","v":{"$error":"#N/A"}},{"$f":"IF($E29866=DataInput!$B29865,DataInput!C29865,NA())","v":{"$error":"#N/A"}},{"$f":"IF($E29866=DataInput!$B29865,DataInput!D29865,NA())","v":{"$error":"#N/A"}},{"$f":"IF($E29866=DataInput!$B29865,DataInput!E29865,NA())","v":{"$error":"#N/A"}},{"$f":"IF($E29866=DataInput!$B29865,DataInput!F29865,NA())","v":{"$error":"#N/A"}},{"$f":"IF($E29866=DataInput!$B29865,DataInput!G29865,NA())","v":{"$error":"#N/A"}},{"$f":"IF($E29866=DataInput!$B29865,DataInput!H29865,NA())","v":{"$error":"#N/A"}},{"$f":"IF($E29866=DataInput!$B29865,DataInput!I29865,NA())","v":{"$error":"#N/A"}},{"$f":"IF($E29866=DataInput!$B29865,DataInput!J29865,NA())","v":{"$error":"#N/A"}},{"$f":"IF($E29866=DataInput!$B29865,DataInput!K29865,NA())","v":{"$error":"#N/A"}},null,null,"  ",null,null,null,null,false,null,null,{"$error":"#N/A"},{"$error":"#N/A"},{"$error":"#N/A"},{"$error":"#N/A"},{"$error":"#N/A"},{"$error":"#N/A"},{"$error":"#N/A"},{"$error":"#N/A"},{"$error":"#N/A"},{"$error":"#N/A"}]
[null,{"$f":"IF(DataInput!B29866=$B$8,IF($B$9=$B$10,TRUE,IF(DataInput!E29866=$B$9,TRUE,FALSE)))","v":false},null,null,{"$f":"IF(B29867=TRUE,DataInput!B29866,NA())","v":{"$error":"#N/A"}},{"$f":"IF($E29867=DataInput!$B29866,DataInput!C29866,NA())","v":{"$error":"#N/A"}},{"$f":"IF($E29867=DataInput!$B29866,DataInput!D29866,NA())","v":{"$error":"#N/A"}},{"$f":"IF($E29867=DataInput!$B29866,DataInput!E29866,NA())","v":{"$error":"#N/A"}},{"$f":"IF($E29867=DataInput!$B29866,DataInput!F29866,NA())","v":{"$error":"#N/A"}},{"$f":"IF($E29867=DataInput!$B29866,DataInput!G29866,NA())","v":{"$error":"#N/A"}},{"$f":"IF($E29867=DataInput!$B29866,DataInput!H29866,NA())","v":{"$error":"#N/A"}},{"$f":"IF($E29867=DataInput!$B29866,DataInput!I29866,NA())","v":{"$error":"#N/A"}},{"$f":"IF($E29867=DataInput!$B29866,DataInput!J29866,NA())","v":{"$error":"#N/A"}},{"$f":"IF($E29867=DataInput!$B29866,DataInput!K29866,NA())","v":{"$error":"#N/A"}},null,null,"  ",null,null,null,null,false,null,null,{"$error":"#N/A"},{"$error":"#N/A"},{"$error":"#N/A"},{"$error":"#N/A"},{"$error":"#N/A"},{"$error":"#N/A"},{"$error":"#N/A"},{"$error":"#N/A"},{"$error":"#N/A"},{"$error":"#N/A"}]
[null,{"$f":"IF(DataInput!B29867=$B$8,IF($B$9=$B$10,TRUE,IF(DataInput!E29867=$B$9,TRUE,FALSE)))","v":false},null,null,{"$f":"IF(B29868=TRUE,DataInput!B29867,NA())","v":{"$error":"#N/A"}},{"$f":"IF($E29868=DataInput!$B29867,DataInput!C29867,NA())","v":{"$error":"#N/A"}},{"$f":"IF($E29868=DataInput!$B29867,DataInput!D29867,NA())","v":{"$error":"#N/A"}},{"$f":"IF($E29868=DataInput!$B29867,DataInput!E29867,NA())","v":{"$error":"#N/A"}},{"$f":"IF($E29868=DataInput!$B29867,DataInput!F29867,NA())","v":{"$error":"#N/A"}},{"$f":"IF($E29868=DataInput!$B29867,DataInput!G29867,NA())","v":{"$error":"#N/A"}},{"$f":"IF($E29868=DataInput!$B29867,DataInput!H29867,NA())","v":{"$error":"#N/A"}},{"$f":"IF($E29868=DataInput!$B29867,DataInput!I29867,NA())","v":{"$error":"#N/A"}},{"$f":"IF($E29868=DataInput!$B29867,DataInput!J29867,NA())","v":{"$error":"#N/A"}},{"$f":"IF($E29868=DataInput!$B29867,DataInput!K29867,NA())","v":{"$error":"#N/A"}},null,null,"  ",null,null,null,null,false,null,null,{"$error":"#N/A"},{"$error":"#N/A"},{"$error":"#N/A"},{"$error":"#N/A"},{"$error":"#N/A"},{"$error":"#N/A"},{"$error":"#N/A"},{"$error":"#N/A"},{"$error":"#N/A"},{"$error":"#N/A"}]
[null,{"$f":"IF(DataInput!B29868=$B$8,IF($B$9=$B$10,TRUE,IF(DataInput!E29868=$B$9,TRUE,FALSE)))","v":false},null,null,{"$f":"IF(B29869=TRUE,DataInput!B29868,NA())","v":{"$error":"#N/A"}},{"$f":"IF($E29869=DataInput!$B29868,DataInput!C29868,NA())","v":{"$error":"#N/A"}},{"$f":"IF($E29869=DataInput!$B29868,DataInput!D29868,NA())","v":{"$error":"#N/A"}},{"$f":"IF($E29869=DataInput!$B29868,DataInput!E29868,NA())","v":{"$error":"#N/A"}},{"$f":"IF($E29869=DataInput!$B29868,DataInput!F29868,NA())","v":{"$error":"#N/A"}},{"$f":"IF($E29869=DataInput!$B29868,DataInput!G29868,NA())","v":{"$error":"#N/A"}},{"$f":"IF($E29869=DataInput!$B29868,DataInput!H29868,NA())","v":{"$error":"#N/A"}},{"$f":"IF($E29869=DataInput!$B29868,DataInput!I29868,NA())","v":{"$error":"#N/A"}},{"$f":"IF($E29869=DataInput!$B29868,DataInput!J29868,NA())","v":{"$error":"#N/A"}},{"$f":"IF($E29869=DataInput!$B29868,DataInput!K29868,NA())","v":{"$error":"#N/A"}},null,null,"  ",null,null,null,null,false,null,null,{"$error":"#N/A"},{"$error":"#N/A"},{"$error":"#N/A"},{"$error":"#N/A"},{"$error":"#N/A"},{"$error":"#N/A"},{"$error":"#N/A"},{"$error":"#N/A"},{"$error":"#N/A"},{"$error":"#N/A"}]
[null,{"$f":"IF(DataInput!B29869=$B$8,IF($B$9=$B$10,TRUE,IF(DataInput!E29869=$B$9,TRUE,FALSE)))","v":false},null,null,{"$f":"IF(B29870=TRUE,DataInput!B29869,NA())","v":{"$error":"#N/A"}},{"$f":"IF($E29870=DataInput!$B29869,DataInput!C29869,NA())","v":{"$error":"#N/A"}},{"$f":"IF($E29870=DataInput!$B29869,DataInput!D29869,NA())","v":{"$error":"#N/A"}},{"$f":"IF($E29870=DataInput!$B29869,DataInput!E29869,NA())","v":{"$error":"#N/A"}},{"$f":"IF($E29870=DataInput!$B29869,DataInput!F29869,NA())","v":{"$error":"#N/A"}},{"$f":"IF($E29870=DataInput!$B29869,DataInput!G29869,NA())","v":{"$error":"#N/A"}},{"$f":"IF($E29870=DataInput!$B29869,DataInput!H29869,NA())","v":{"$error":"#N/A"}},{"$f":"IF($E29870=DataInput!$B29869,DataInput!I29869,NA())","v":{"$error":"#N/A"}},{"$f":"IF($E29870=DataInput!$B29869,DataInput!J29869,NA())","v":{"$error":"#N/A"}},{"$f":"IF($E29870=DataInput!$B29869,DataInput!K29869,NA())","v":{"$error":"#N/A"}},null,null,"  ",null,null,null,null,false,null,null,{"$error":"#N/A"},{"$error":"#N/A"},{"$error":"#N/A"},{"$error":"#N/A"},{"$error":"#N/A"},{"$error":"#N/A"},{"$error":"#N/A"},{"$error":"#N/A"},{"$error":"#N/A"},{"$error":"#N/A"}]
[null,{"$f":"IF(DataInput!B29870=$B$8,IF($B$9=$B$10,TRUE,IF(DataInput!E29870=$B$9,TRUE,FALSE)))","v":false},null,null,{"$f":"IF(B29871=TRUE,DataInput!B29870,NA())","v":{"$error":"#N/A"}},{"$f":"IF($E29871=DataInput!$B29870,DataInput!C29870,NA())","v":{"$error":"#N/A"}},{"$f":"IF($E29871=DataInput!$B29870,DataInput!D29870,NA())","v":{"$error":"#N/A"}},{"$f":"IF($E29871=DataInput!$B29870,DataInput!E29870,NA())","v":{"$error":"#N/A"}},{"$f":"IF($E29871=DataInput!$B29870,DataInput!F29870,NA())","v":{"$error":"#N/A"}},{"$f":"IF($E29871=DataInput!$B29870,DataInput!G29870,NA())","v":{"$error":"#N/A"}},{"$f":"IF($E29871=DataInput!$B29870,DataInput!H29870,NA())","v":{"$error":"#N/A"}},{"$f":"IF($E29871=DataInput!$B29870,DataInput!I29870,NA())","v":{"$error":"#N/A"}},{"$f":"IF($E29871=DataInput!$B29870,DataInput!J29870,NA())","v":{"$error":"#N/A"}},{"$f":"IF($E29871=DataInput!$B29870,DataInput!K29870,NA())","v":{"$error":"#N/A"}},null,null,"  ",null,null,null,null,false,null,null,{"$error":"#N/A"},{"$error":"#N/A"},{"$error":"#N/A"},{"$error":"#N/A"},{"$error":"#N/A"},{"$error":"#N/A"},{"$error":"#N/A"},{"$error":"#N/A"},{"$error":"#N/A"},{"$error":"#N/A"}]
[null,{"$f":"IF(DataInput!B29871=$B$8,IF($B$9=$B$10,TRUE,IF(DataInput!E29871=$B$9,TRUE,FALSE)))","v":false},null,null,{"$f":"IF(B29872=TRUE,DataInput!B29871,NA())","v":{"$error":"#N/A"}},{"$f":"IF($E29872=DataInput!$B29871,DataInput!C29871,NA())","v":{"$error":"#N/A"}},{"$f":"IF($E29872=DataInput!$B29871,DataInput!D29871,NA())","v":{"$error":"#N/A"}},{"$f":"IF($E29872=DataInput!$B29871,DataInput!E29871,NA())","v":{"$error":"#N/A"}},{"$f":"IF($E29872=DataInput!$B29871,DataInput!F29871,NA())","v":{"$error":"#N/A"}},{"$f":"IF($E29872=DataInput!$B29871,DataInput!G29871,NA())","v":{"$error":"#N/A"}},{"$f":"IF($E29872=DataInput!$B29871,DataInput!H29871,NA())","v":{"$error":"#N/A"}},{"$f":"IF($E29872=DataInput!$B29871,DataInput!I29871,NA())","v":{"$error":"#N/A"}},{"$f":"IF($E29872=DataInput!$B29871,DataInput!J29871,NA())","v":{"$error":"#N/A"}},{"$f":"IF($E29872=DataInput!$B29871,DataInput!K29871,NA())","v":{"$error":"#N/A"}},null,null,"  ",null,null,null,null,false,null,null,{"$error":"#N/A"},{"$error":"#N/A"},{"$error":"#N/A"},{"$error":"#N/A"},{"$error":"#N/A"},{"$error":"#N/A"},{"$error":"#N/A"},{"$error":"#N/A"},{"$error":"#N/A"},{"$error":"#N/A"}]
[null,{"$f":"IF(DataInput!B29872=$B$8,IF($B$9=$B$10,TRUE,IF(DataInput!E29872=$B$9,TRUE,FALSE)))","v":false},null,null,{"$f":"IF(B29873=TRUE,DataInput!B29872,NA())","v":{"$error":"#N/A"}},{"$f":"IF($E29873=DataInput!$B29872,DataInput!C29872,NA())","v":{"$error":"#N/A"}},{"$f":"IF($E29873=DataInput!$B29872,DataInput!D29872,NA())","v":{"$error":"#N/A"}},{"$f":"IF($E29873=DataInput!$B29872,DataInput!E29872,NA())","v":{"$error":"#N/A"}},{"$f":"IF($E29873=DataInput!$B29872,DataInput!F29872,NA())","v":{"$error":"#N/A"}},{"$f":"IF($E29873=DataInput!$B29872,DataInput!G29872,NA())","v":{"$error":"#N/A"}},{"$f":"IF($E29873=DataInput!$B29872,DataInput!H29872,NA())","v":{"$error":"#N/A"}},{"$f":"IF($E29873=DataInput!$B29872,DataInput!I29872,NA())","v":{"$error":"#N/A"}},{"$f":"IF($E29873=DataInput!$B29872,DataInput!J29872,NA())","v":{"$error":"#N/A"}},{"$f":"IF($E29873=DataInput!$B29872,DataInput!K29872,NA())","v":{"$error":"#N/A"}},null,null,"  ",null,null,null,null,false,null,null,{"$error":"#N/A"},{"$error":"#N/A"},{"$error":"#N/A"},{"$error":"#N/A"},{"$error":"#N/A"},{"$error":"#N/A"},{"$error":"#N/A"},{"$error":"#N/A"},{"$error":"#N/A"},{"$error":"#N/A"}]
[null,{"$f":"IF(DataInput!B29873=$B$8,IF($B$9=$B$10,TRUE,IF(DataInput!E29873=$B$9,TRUE,FALSE)))","v":false},null,null,{"$f":"IF(B29874=TRUE,DataInput!B29873,NA())","v":{"$error":"#N/A"}},{"$f":"IF($E29874=DataInput!$B29873,DataInput!C29873,NA())","v":{"$error":"#N/A"}},{"$f":"IF($E29874=DataInput!$B29873,DataInput!D29873,NA())","v":{"$error":"#N/A"}},{"$f":"IF($E29874=DataInput!$B29873,DataInput!E29873,NA())","v":{"$error":"#N/A"}},{"$f":"IF($E29874=DataInput!$B29873,DataInput!F29873,NA())","v":{"$error":"#N/A"}},{"$f":"IF($E29874=DataInput!$B29873,DataInput!G29873,NA())","v":{"$error":"#N/A"}},{"$f":"IF($E29874=DataInput!$B29873,DataInput!H29873,NA())","v":{"$error":"#N/A"}},{"$f":"IF($E29874=DataInput!$B29873,DataInput!I29873,NA())","v":{"$error":"#N/A"}},{"$f":"IF($E29874=DataInput!$B29873,DataInput!J29873,NA())","v":{"$error":"#N/A"}},{"$f":"IF($E29874=DataInput!$B29873,DataInput!K29873,NA())","v":{"$error":"#N/A"}},null,null,"  ",null,null,null,null,false,null,null,{"$error":"#N/A"},{"$error":"#N/A"},{"$error":"#N/A"},{"$error":"#N/A"},{"$error":"#N/A"},{"$error":"#N/A"},{"$error":"#N/A"},{"$error":"#N/A"},{"$error":"#N/A"},{"$error":"#N/A"}]
[null,{"$f":"IF(DataInput!B29874=$B$8,IF($B$9=$B$10,TRUE,IF(DataInput!E29874=$B$9,TRUE,FALSE)))","v":false},null,null,{"$f":"IF(B29875=TRUE,DataInput!B29874,NA())","v":{"$error":"#N/A"}},{"$f":"IF($E29875=DataInput!$B29874,DataInput!C29874,NA())","v":{"$error":"#N/A"}},{"$f":"IF($E29875=DataInput!$B29874,DataInput!D29874,NA())","v":{"$error":"#N/A"}},{"$f":"IF($E29875=DataInput!$B29874,DataInput!E29874,NA())","v":{"$error":"#N/A"}},{"$f":"IF($E29875=DataInput!$B29874,DataInput!F29874,NA())","v":{"$error":"#N/A"}},{"$f":"IF($E29875=DataInput!$B29874,DataInput!G29874,NA())","v":{"$error":"#N/A"}},{"$f":"IF($E29875=DataInput!$B29874,DataInput!H29874,NA())","v":{"$error":"#N/A"}},{"$f":"IF($E29875=DataInput!$B29874,DataInput!I29874,NA())","v":{"$error":"#N/A"}},{"$f":"IF($E29875=DataInput!$B29874,DataInput!J29874,NA())","v":{"$error":"#N/A"}},{"$f":"IF($E29875=DataInput!$B29874,DataInput!K29874,NA())","v":{"$error":"#N/A"}},null,null,"  ",null,null,null,null,false,null,null,{"$error":"#N/A"},{"$error":"#N/A"},{"$error":"#N/A"},{"$error":"#N/A"},{"$error":"#N/A"},{"$error":"#N/A"},{"$error":"#N/A"},{"$error":"#N/A"},{"$error":"#N/A"},{"$error":"#N/A"}]
[null,{"$f":"IF(DataInput!B29875=$B$8,IF($B$9=$B$10,TRUE,IF(DataInput!E29875=$B$9,TRUE,FALSE)))","v":false},null,null,{"$f":"IF(B29876=TRUE,DataInput!B29875,NA())","v":{"$error":"#N/A"}},{"$f":"IF($E29876=DataInput!$B29875,DataInput!C29875,NA())","v":{"$error":"#N/A"}},{"$f":"IF($E29876=DataInput!$B29875,DataInput!D29875,NA())","v":{"$error":"#N/A"}},{"$f":"IF($E29876=DataInput!$B29875,DataInput!E29875,NA())","v":{"$error":"#N/A"}},{"$f":"IF($E29876=DataInput!$B29875,DataInput!F29875,NA())","v":{"$error":"#N/A"}},{"$f":"IF($E29876=DataInput!$B29875,DataInput!G29875,NA())","v":{"$error":"#N/A"}},{"$f":"IF($E29876=DataInput!$B29875,DataInput!H29875,NA())","v":{"$error":"#N/A"}},{"$f":"IF($E29876=DataInput!$B29875,DataInput!I29875,NA())","v":{"$error":"#N/A"}},{"$f":"IF($E29876=DataInput!$B29875,DataInput!J29875,NA())","v":{"$error":"#N/A"}},{"$f":"IF($E29876=DataInput!$B29875,DataInput!K29875,NA())","v":{"$error":"#N/A"}},null,null,"  ",null,null,null,null,false,null,null,{"$error":"#N/A"},{"$error":"#N/A"},{"$error":"#N/A"},{"$error":"#N/A"},{"$error":"#N/A"},{"$error":"#N/A"},{"$error":"#N/A"},{"$error":"#N/A"},{"$error":"#N/A"},{"$error":"#N/A"}]
[null,{"$f":"IF(DataInput!B29876=$B$8,IF($B$9=$B$10,TRUE,IF(DataInput!E29876=$B$9,TRUE,FALSE)))","v":false},null,null,{"$f":"IF(B29877=TRUE,DataInput!B29876,NA())","v":{"$error":"#N/A"}},{"$f":"IF($E29877=DataInput!$B29876,DataInput!C29876,NA())","v":{"$error":"#N/A"}},{"$f":"IF($E29877=DataInput!$B29876,DataInput!D29876,NA())","v":{"$error":"#N/A"}},{"$f":"IF($E29877=DataInput!$B29876,DataInput!E29876,NA())","v":{"$error":"#N/A"}},{"$f":"IF($E29877=DataInput!$B29876,DataInput!F29876,NA())","v":{"$error":"#N/A"}},{"$f":"IF($E29877=DataInput!$B29876,DataInput!G29876,NA())","v":{"$error":"#N/A"}},{"$f":"IF($E29877=DataInput!$B29876,DataInput!H29876,NA())","v":{"$error":"#N/A"}},{"$f":"IF($E29877=DataInput!$B29876,DataInput!I29876,NA())","v":{"$error":"#N/A"}},{"$f":"IF($E29877=DataInput!$B29876,DataInput!J29876,NA())","v":{"$error":"#N/A"}},{"$f":"IF($E29877=DataInput!$B29876,DataInput!K29876,NA())","v":{"$error":"#N/A"}},null,null,"  ",null,null,null,null,false,null,null,{"$f":"IF($V29877=TRUE,E29877,NA())","v":{"$error":"#N/A"}},{"$f":"IF($V29877=TRUE,F29877,NA())","v":{"$error":"#N/A"}},{"$f":"IF($V29877=TRUE,G29877,NA())","v":{"$error":"#N/A"}},{"$f":"IF($V29877=TRUE,H29877,NA())","v":{"$error":"#N/A"}},{"$f":"IF($V29877=TRUE,I29877,NA())","v":{"$error":"#N/A"}},{"$f":"IF($V29877=TRUE,J29877,NA())","v":{"$error":"#N/A"}},{"$f":"IF($V29877=TRUE,K29877,NA())","v":{"$error":"#N/A"}},{"$f":"IF($V29877=TRUE,L29877,NA())","v":{"$error":"#N/A"}},{"$f":"IF($V29877=TRUE,M29877,NA())","v":{"$error":"#N/A"}},{"$f":"IF($V29877=TRUE,N29877,NA())","v":{"$error":"#N/A"}}]
[null,{"$f":"IF(DataInput!B29877=$B$8,IF($B$9=$B$10,TRUE,IF(DataInput!E29877=$B$9,TRUE,FALSE)))","v":false},null,null,{"$f":"IF(B29878=TRUE,DataInput!B29877,NA())","v":{"$error":"#N/A"}},{"$f":"IF($E29878=DataInput!$B29877,DataInput!C29877,NA())","v":{"$error":"#N/A"}},{"$f":"IF($E29878=DataInput!$B29877,DataInput!D29877,NA())","v":{"$error":"#N/A"}},{"$f":"IF($E29878=DataInput!$B29877,DataInput!E29877,NA())","v":{"$error":"#N/A"}},{"$f":"IF($E29878=DataInput!$B29877,DataInput!F29877,NA())","v":{"$error":"#N/A"}},{"$f":"IF($E29878=DataInput!$B29877,DataInput!G29877,NA())","v":{"$error":"#N/A"}},{"$f":"IF($E29878=DataInput!$B29877,DataInput!H29877,NA())","v":{"$error":"#N/A"}},{"$f":"IF($E29878=DataInput!$B29877,DataInput!I29877,NA())","v":{"$error":"#N/A"}},{"$f":"IF($E29878=DataInput!$B29877,DataInput!J29877,NA())","v":{"$error":"#N/A"}},{"$f":"IF($E29878=DataInput!$B29877,DataInput!K29877,NA())","v":{"$error":"#N/A"}},null,null,"  ",null,null,null,null,false,null,null,{"$error":"#N/A"},{"$error":"#N/A"},{"$error":"#N/A"},{"$error":"#N/A"},{"$error":"#N/A"},{"$error":"#N/A"},{"$error":"#N/A"},{"$error":"#N/A"},{"$error":"#N/A"},{"$error":"#N/A"}]
[null,{"$f":"IF(DataInput!B29878=$B$8,IF($B$9=$B$10,TRUE,IF(DataInput!E29878=$B$9,TRUE,FALSE)))","v":false},null,null,{"$f":"IF(B29879=TRUE,DataInput!B29878,NA())","v":{"$error":"#N/A"}},{"$f":"IF($E29879=DataInput!$B29878,DataInput!C29878,NA())","v":{"$error":"#N/A"}},{"$f":"IF($E29879=DataInput!$B29878,DataInput!D29878,NA())","v":{"$error":"#N/A"}},{"$f":"IF($E29879=DataInput!$B29878,DataInput!E29878,NA())","v":{"$error":"#N/A"}},{"$f":"IF($E29879=DataInput!$B29878,DataInput!F29878,NA())","v":{"$error":"#N/A"}},{"$f":"IF($E29879=DataInput!$B29878,DataInput!G29878,NA())","v":{"$error":"#N/A"}},{"$f":"IF($E29879=DataInput!$B29878,DataInput!H29878,NA())","v":{"$error":"#N/A"}},{"$f":"IF($E29879=DataInput!$B29878,DataInput!I29878,NA())","v":{"$error":"#N/A"}},{"$f":"IF($E29879=DataInput!$B29878,DataInput!J29878,NA())","v":{"$error":"#N/A"}},{"$f":"IF($E29879=DataInput!$B29878,DataInput!K29878,NA())","v":{"$error":"#N/A"}},null,null,"  ",null,null,null,null,false,null,null,{"$error":"#N/A"},{"$error":"#N/A"},{"$error":"#N/A"},{"$error":"#N/A"},{"$error":"#N/A"},{"$error":"#N/A"},{"$error":"#N/A"},{"$error":"#N/A"},{"$error":"#N/A"},{"$error":"#N/A"}]
[null,{"$f":"IF(DataInput!B29879=$B$8,IF($B$9=$B$10,TRUE,IF(DataInput!E29879=$B$9,TRUE,FALSE)))","v":false},null,null,{"$f":"IF(B29880=TRUE,DataInput!B29879,NA())","v":{"$error":"#N/A"}},{"$f":"IF($E29880=DataInput!$B29879,DataInput!C29879,NA())","v":{"$error":"#N/A"}},{"$f":"IF($E29880=DataInput!$B29879,DataInput!D29879,NA())","v":{"$error":"#N/A"}},{"$f":"IF($E29880=DataInput!$B29879,DataInput!E29879,NA())","v":{"$error":"#N/A"}},{"$f":"IF($E29880=DataInput!$B29879,DataInput!F29879,NA())","v":{"$error":"#N/A"}},{"$f":"IF($E29880=DataInput!$B29879,DataInput!G29879,NA())","v":{"$error":"#N/A"}},{"$f":"IF($E29880=DataInput!$B29879,DataInput!H29879,NA())","v":{"$error":"#N/A"}},{"$f":"IF($E29880=DataInput!$B29879,DataInput!I29879,NA())","v":{"$error":"#N/A"}},{"$f":"IF($E29880=DataInput!$B29879,DataInput!J29879,NA())","v":{"$error":"#N/A"}},{"$f":"IF($E29880=DataInput!$B29879,DataInput!K29879,NA())","v":{"$error":"#N/A"}},null,null,"  ",null,null,null,null,false,null,null,{"$error":"#N/A"},{"$error":"#N/A"},{"$error":"#N/A"},{"$error":"#N/A"},{"$error":"#N/A"},{"$error":"#N/A"},{"$error":"#N/A"},{"$error":"#N/A"},{"$error":"#N/A"},{"$error":"#N/A"}]
[null,{"$f":"IF(DataInput!B29880=$B$8,IF($B$9=$B$10,TRUE,IF(DataInput!E29880=$B$9,TRUE,FALSE)))","v":false},null,null,{"$f":"IF(B29881=TRUE,DataInput!B29880,NA())","v":{"$error":"#N/A"}},{"$f":"IF($E29881=DataInput!$B29880,DataInput!C29880,NA())","v":{"$error":"#N/A"}},{"$f":"IF($E29881=DataInput!$B29880,DataInput!D29880,NA())","v":{"$error":"#N/A"}},{"$f":"IF($E29881=DataInput!$B29880,DataInput!E29880,NA())","v":{"$error":"#N/A"}},{"$f":"IF($E29881=DataInput!$B29880,DataInput!F29880,NA())","v":{"$error":"#N/A"}},{"$f":"IF($E29881=DataInput!$B29880,DataInput!G29880,NA())","v":{"$error":"#N/A"}},{"$f":"IF($E29881=DataInput!$B29880,DataInput!H29880,NA())","v":{"$error":"#N/A"}},{"$f":"IF($E29881=DataInput!$B29880,DataInput!I29880,NA())","v":{"$error":"#N/A"}},{"$f":"IF($E29881=DataInput!$B29880,DataInput!J29880,NA())","v":{"$error":"#N/A"}},{"$f":"IF($E29881=DataInput!$B29880,DataInput!K29880,NA())","v":{"$error":"#N/A"}},null,null,"  ",null,null,null,null,false,null,null,{"$error":"#N/A"},{"$error":"#N/A"},{"$error":"#N/A"},{"$error":"#N/A"},{"$error":"#N/A"},{"$error":"#N/A"},{"$error":"#N/A"},{"$error":"#N/A"},{"$error":"#N/A"},{"$error":"#N/A"}]
[null,{"$f":"IF(DataInput!B29881=$B$8,IF($B$9=$B$10,TRUE,IF(DataInput!E29881=$B$9,TRUE,FALSE)))","v":false},null,null,{"$f":"IF(B29882=TRUE,DataInput!B29881,NA())","v":{"$error":"#N/A"}},{"$f":"IF($E29882=DataInput!$B29881,DataInput!C29881,NA())","v":{"$error":"#N/A"}},{"$f":"IF($E29882=DataInput!$B29881,DataInput!D29881,NA())","v":{"$error":"#N/A"}},{"$f":"IF($E29882=DataInput!$B29881,DataInput!E29881,NA())","v":{"$error":"#N/A"}},{"$f":"IF($E29882=DataInput!$B29881,DataInput!F29881,NA())","v":{"$error":"#N/A"}},{"$f":"IF($E29882=DataInput!$B29881,DataInput!G29881,NA())","v":{"$error":"#N/A"}},{"$f":"IF($E29882=DataInput!$B29881,DataInput!H29881,NA())","v":{"$error":"#N/A"}},{"$f":"IF($E29882=DataInput!$B29881,DataInput!I29881,NA())","v":{"$error":"#N/A"}},{"$f":"IF($E29882=DataInput!$B29881,DataInput!J29881,NA())","v":{"$error":"#N/A"}},{"$f":"IF($E29882=DataInput!$B29881,DataInput!K29881,NA())","v":{"$error":"#N/A"}},null,null,"  ",null,null,null,null,false,null,null,{"$error":"#N/A"},{"$error":"#N/A"},{"$error":"#N/A"},{"$error":"#N/A"},{"$error":"#N/A"},{"$error":"#N/A"},{"$error":"#N/A"},{"$error":"#N/A"},{"$error":"#N/A"},{"$error":"#N/A"}]
[null,{"$f":"IF(DataInput!B29882=$B$8,IF($B$9=$B$10,TRUE,IF(DataInput!E29882=$B$9,TRUE,FALSE)))","v":false},null,null,{"$f":"IF(B29883=TRUE,DataInput!B29882,NA())","v":{"$error":"#N/A"}},{"$f":"IF($E29883=DataInput!$B29882,DataInput!C29882,NA())","v":{"$error":"#N/A"}},{"$f":"IF($E29883=DataInput!$B29882,DataInput!D29882,NA())","v":{"$error":"#N/A"}},{"$f":"IF($E29883=DataInput!$B29882,DataInput!E29882,NA())","v":{"$error":"#N/A"}},{"$f":"IF($E29883=DataInput!$B29882,DataInput!F29882,NA())","v":{"$error":"#N/A"}},{"$f":"IF($E29883=DataInput!$B29882,DataInput!G29882,NA())","v":{"$error":"#N/A"}},{"$f":"IF($E29883=DataInput!$B29882,DataInput!H29882,NA())","v":{"$error":"#N/A"}},{"$f":"IF($E29883=DataInput!$B29882,DataInput!I29882,NA())","v":{"$error":"#N/A"}},{"$f":"IF($E29883=DataInput!$B29882,DataInput!J29882,NA())","v":{"$error":"#N/A"}},{"$f":"IF($E29883=DataInput!$B29882,DataInput!K29882,NA())","v":{"$error":"#N/A"}},null,null,"  ",null,null,null,null,false,null,null,{"$error":"#N/A"},{"$error":"#N/A"},{"$error":"#N/A"},{"$error":"#N/A"},{"$error":"#N/A"},{"$error":"#N/A"},{"$error":"#N/A"},{"$error":"#N/A"},{"$error":"#N/A"},{"$error":"#N/A"}]
[null,{"$f":"IF(DataInput!B29883=$B$8,IF($B$9=$B$10,TRUE,IF(DataInput!E29883=$B$9,TRUE,FALSE)))","v":false},null,null,{"$f":"IF(B29884=TRUE,DataInput!B29883,NA())","v":{"$error":"#N/A"}},{"$f":"IF($E29884=DataInput!$B29883,DataInput!C29883,NA())","v":{"$error":"#N/A"}},{"$f":"IF($E29884=DataInput!$B29883,DataInput!D29883,NA())","v":{"$error":"#N/A"}},{"$f":"IF($E29884=DataInput!$B29883,DataInput!E29883,NA())","v":{"$error":"#N/A"}},{"$f":"IF($E29884=DataInput!$B29883,DataInput!F29883,NA())","v":{"$error":"#N/A"}},{"$f":"IF($E29884=DataInput!$B29883,DataInput!G29883,NA())","v":{"$error":"#N/A"}},{"$f":"IF($E29884=DataInput!$B29883,DataInput!H29883,NA())","v":{"$error":"#N/A"}},{"$f":"IF($E29884=DataInput!$B29883,DataInput!I29883,NA())","v":{"$error":"#N/A"}},{"$f":"IF($E29884=DataInput!$B29883,DataInput!J29883,NA())","v":{"$error":"#N/A"}},{"$f":"IF($E29884=DataInput!$B29883,DataInput!K29883,NA())","v":{"$error":"#N/A"}},null,null,"  ",null,null,null,null,false,null,null,{"$error":"#N/A"},{"$error":"#N/A"},{"$error":"#N/A"},{"$error":"#N/A"},{"$error":"#N/A"},{"$error":"#N/A"},{"$error":"#N/A"},{"$error":"#N/A"},{"$error":"#N/A"},{"$error":"#N/A"}]
[null,{"$f":"IF(DataInput!B29884=$B$8,IF($B$9=$B$10,TRUE,IF(DataInput!E29884=$B$9,TRUE,FALSE)))","v":false},null,null,{"$f":"IF(B29885=TRUE,DataInput!B29884,NA())","v":{"$error":"#N/A"}},{"$f":"IF($E29885=DataInput!$B29884,DataInput!C29884,NA())","v":{"$error":"#N/A"}},{"$f":"IF($E29885=DataInput!$B29884,DataInput!D29884,NA())","v":{"$error":"#N/A"}},{"$f":"IF($E29885=DataInput!$B29884,DataInput!E29884,NA())","v":{"$error":"#N/A"}},{"$f":"IF($E29885=DataInput!$B29884,DataInput!F29884,NA())","v":{"$error":"#N/A"}},{"$f":"IF($E29885=DataInput!$B29884,DataInput!G29884,NA())","v":{"$error":"#N/A"}},{"$f":"IF($E29885=DataInput!$B29884,DataInput!H29884,NA())","v":{"$error":"#N/A"}},{"$f":"IF($E29885=DataInput!$B29884,DataInput!I29884,NA())","v":{"$error":"#N/A"}},{"$f":"IF($E29885=DataInput!$B29884,DataInput!J29884,NA())","v":{"$error":"#N/A"}},{"$f":"IF($E29885=DataInput!$B29884,DataInput!K29884,NA())","v":{"$error":"#N/A"}},null,null,"  ",null,null,null,null,false,null,null,{"$error":"#N/A"},{"$error":"#N/A"},{"$error":"#N/A"},{"$error":"#N/A"},{"$error":"#N/A"},{"$error":"#N/A"},{"$error":"#N/A"},{"$error":"#N/A"},{"$error":"#N/A"},{"$error":"#N/A"}]
[null,{"$f":"IF(DataInput!B29885=$B$8,IF($B$9=$B$10,TRUE,IF(DataInput!E29885=$B$9,TRUE,FALSE)))","v":false},null,null,{"$f":"IF(B29886=TRUE,DataInput!B29885,NA())","v":{"$error":"#N/A"}},{"$f":"IF($E29886=DataInput!$B29885,DataInput!C29885,NA())","v":{"$error":"#N/A"}},{"$f":"IF($E29886=DataInput!$B29885,DataInput!D29885,NA())","v":{"$error":"#N/A"}},{"$f":"IF($E29886=DataInput!$B29885,DataInput!E29885,NA())","v":{"$error":"#N/A"}},{"$f":"IF($E29886=DataInput!$B29885,DataInput!F29885,NA())","v":{"$error":"#N/A"}},{"$f":"IF($E29886=DataInput!$B29885,DataInput!G29885,NA())","v":{"$error":"#N/A"}},{"$f":"IF($E29886=DataInput!$B29885,DataInput!H29885,NA())","v":{"$error":"#N/A"}},{"$f":"IF($E29886=DataInput!$B29885,DataInput!I29885,NA())","v":{"$error":"#N/A"}},{"$f":"IF($E29886=DataInput!$B29885,DataInput!J29885,NA())","v":{"$error":"#N/A"}},{"$f":"IF($E29886=DataInput!$B29885,DataInput!K29885,NA())","v":{"$error":"#N/A"}},null,null,"  ",null,null,null,null,false,null,null,{"$error":"#N/A"},{"$error":"#N/A"},{"$error":"#N/A"},{"$error":"#N/A"},{"$error":"#N/A"},{"$error":"#N/A"},{"$error":"#N/A"},{"$error":"#N/A"},{"$error":"#N/A"},{"$error":"#N/A"}]
[null,{"$f":"IF(DataInput!B29886=$B$8,IF($B$9=$B$10,TRUE,IF(DataInput!E29886=$B$9,TRUE,FALSE)))","v":false},null,null,{"$f":"IF(B29887=TRUE,DataInput!B29886,NA())","v":{"$error":"#N/A"}},{"$f":"IF($E29887=DataInput!$B29886,DataInput!C29886,NA())","v":{"$error":"#N/A"}},{"$f":"IF($E29887=DataInput!$B29886,DataInput!D29886,NA())","v":{"$error":"#N/A"}},{"$f":"IF($E29887=DataInput!$B29886,DataInput!E29886,NA())","v":{"$error":"#N/A"}},{"$f":"IF($E29887=DataInput!$B29886,DataInput!F29886,NA())","v":{"$error":"#N/A"}},{"$f":"IF($E29887=DataInput!$B29886,DataInput!G29886,NA())","v":{"$error":"#N/A"}},{"$f":"IF($E29887=DataInput!$B29886,DataInput!H29886,NA())","v":{"$error":"#N/A"}},{"$f":"IF($E29887=DataInput!$B29886,DataInput!I29886,NA())","v":{"$error":"#N/A"}},{"$f":"IF($E29887=DataInput!$B29886,DataInput!J29886,NA())","v":{"$error":"#N/A"}},{"$f":"IF($E29887=DataInput!$B29886,DataInput!K29886,NA())","v":{"$error":"#N/A"}},null,null,"  ",null,null,null,null,false,null,null,{"$error":"#N/A"},{"$error":"#N/A"},{"$error":"#N/A"},{"$error":"#N/A"},{"$error":"#N/A"},{"$error":"#N/A"},{"$error":"#N/A"},{"$error":"#N/A"},{"$error":"#N/A"},{"$error":"#N/A"}]
[null,{"$f":"IF(DataInput!B29887=$B$8,IF($B$9=$B$10,TRUE,IF(DataInput!E29887=$B$9,TRUE,FALSE)))","v":false},null,null,{"$f":"IF(B29888=TRUE,DataInput!B29887,NA())","v":{"$error":"#N/A"}},{"$f":"IF($E29888=DataInput!$B29887,DataInput!C29887,NA())","v":{"$error":"#N/A"}},{"$f":"IF($E29888=DataInput!$B29887,DataInput!D29887,NA())","v":{"$error":"#N/A"}},{"$f":"IF($E29888=DataInput!$B29887,DataInput!E29887,NA())","v":{"$error":"#N/A"}},{"$f":"IF($E29888=DataInput!$B29887,DataInput!F29887,NA())","v":{"$error":"#N/A"}},{"$f":"IF($E29888=DataInput!$B29887,DataInput!G29887,NA())","v":{"$error":"#N/A"}},{"$f":"IF($E29888=DataInput!$B29887,DataInput!H29887,NA())","v":{"$error":"#N/A"}},{"$f":"IF($E29888=DataInput!$B29887,DataInput!I29887,NA())","v":{"$error":"#N/A"}},{"$f":"IF($E29888=DataInput!$B29887,DataInput!J29887,NA())","v":{"$error":"#N/A"}},{"$f":"IF($E29888=DataInput!$B29887,DataInput!K29887,NA())","v":{"$error":"#N/A"}},null,null,"  ",null,null,null,null,false,null,null,{"$error":"#N/A"},{"$error":"#N/A"},{"$error":"#N/A"},{"$error":"#N/A"},{"$error":"#N/A"},{"$error":"#N/A"},{"$error":"#N/A"},{"$error":"#N/A"},{"$error":"#N/A"},{"$error":"#N/A"}]
[null,{"$f":"IF(DataInput!B29888=$B$8,IF($B$9=$B$10,TRUE,IF(DataInput!E29888=$B$9,TRUE,FALSE)))","v":false},null,null,{"$f":"IF(B29889=TRUE,DataInput!B29888,NA())","v":{"$error":"#N/A"}},{"$f":"IF($E29889=DataInput!$B29888,DataInput!C29888,NA())","v":{"$error":"#N/A"}},{"$f":"IF($E29889=DataInput!$B29888,DataInput!D29888,NA())","v":{"$error":"#N/A"}},{"$f":"IF($E29889=DataInput!$B29888,DataInput!E29888,NA())","v":{"$error":"#N/A"}},{"$f":"IF($E29889=DataInput!$B29888,DataInput!F29888,NA())","v":{"$error":"#N/A"}},{"$f":"IF($E29889=DataInput!$B29888,DataInput!G29888,NA())","v":{"$error":"#N/A"}},{"$f":"IF($E29889=DataInput!$B29888,DataInput!H29888,NA())","v":{"$error":"#N/A"}},{"$f":"IF($E29889=DataInput!$B29888,DataInput!I29888,NA())","v":{"$error":"#N/A"}},{"$f":"IF($E29889=DataInput!$B29888,DataInput!J29888,NA())","v":{"$error":"#N/A"}},{"$f":"IF($E29889=DataInput!$B29888,DataInput!K29888,NA())","v":{"$error":"#N/A"}},null,null,"  ",null,null,null,null,false,null,null,{"$error":"#N/A"},{"$error":"#N/A"},{"$error":"#N/A"},{"$error":"#N/A"},{"$error":"#N/A"},{"$error":"#N/A"},{"$error":"#N/A"},{"$error":"#N/A"},{"$error":"#N/A"},{"$error":"#N/A"}]
[null,{"$f":"IF(DataInput!B29889=$B$8,IF($B$9=$B$10,TRUE,IF(DataInput!E29889=$B$9,TRUE,FALSE)))","v":false},null,null,{"$f":"IF(B29890=TRUE,DataInput!B29889,NA())","v":{"$error":"#N/A"}},{"$f":"IF($E29890=DataInput!$B29889,DataInput!C29889,NA())","v":{"$error":"#N/A"}},{"$f":"IF($E29890=DataInput!$B29889,DataInput!D29889,NA())","v":{"$error":"#N/A"}},{"$f":"IF($E29890=DataInput!$B29889,DataInput!E29889,NA())","v":{"$error":"#N/A"}},{"$f":"IF($E29890=DataInput!$B29889,DataInput!F29889,NA())","v":{"$error":"#N/A"}},{"$f":"IF($E29890=DataInput!$B29889,DataInput!G29889,NA())","v":{"$error":"#N/A"}},{"$f":"IF($E29890=DataInput!$B29889,DataInput!H29889,NA())","v":{"$error":"#N/A"}},{"$f":"IF($E29890=DataInput!$B29889,DataInput!I29889,NA())","v":{"$error":"#N/A"}},{"$f":"IF($E29890=DataInput!$B29889,DataInput!J29889,NA())","v":{"$error":"#N/A"}},{"$f":"IF($E29890=DataInput!$B29889,DataInput!K29889,NA())","v":{"$error":"#N/A"}},null,null,"  ",null,null,null,null,false,null,null,{"$error":"#N/A"},{"$error":"#N/A"},{"$error":"#N/A"},{"$error":"#N/A"},{"$error":"#N/A"},{"$error":"#N/A"},{"$error":"#N/A"},{"$error":"#N/A"},{"$error":"#N/A"},{"$error":"#N/A"}]
[null,{"$f":"IF(DataInput!B29890=$B$8,IF($B$9=$B$10,TRUE,IF(DataInput!E29890=$B$9,TRUE,FALSE)))","v":false},null,null,{"$f":"IF(B29891=TRUE,DataInput!B29890,NA())","v":{"$error":"#N/A"}},{"$f":"IF($E29891=DataInput!$B29890,DataInput!C29890,NA())","v":{"$error":"#N/A"}},{"$f":"IF($E29891=DataInput!$B29890,DataInput!D29890,NA())","v":{"$error":"#N/A"}},{"$f":"IF($E29891=DataInput!$B29890,DataInput!E29890,NA())","v":{"$error":"#N/A"}},{"$f":"IF($E29891=DataInput!$B29890,DataInput!F29890,NA())","v":{"$error":"#N/A"}},{"$f":"IF($E29891=DataInput!$B29890,DataInput!G29890,NA())","v":{"$error":"#N/A"}},{"$f":"IF($E29891=DataInput!$B29890,DataInput!H29890,NA())","v":{"$error":"#N/A"}},{"$f":"IF($E29891=DataInput!$B29890,DataInput!I29890,NA())","v":{"$error":"#N/A"}},{"$f":"IF($E29891=DataInput!$B29890,DataInput!J29890,NA())","v":{"$error":"#N/A"}},{"$f":"IF($E29891=DataInput!$B29890,DataInput!K29890,NA())","v":{"$error":"#N/A"}},null,null,"  ",null,null,null,null,false,null,null,{"$error":"#N/A"},{"$error":"#N/A"},{"$error":"#N/A"},{"$error":"#N/A"},{"$error":"#N/A"},{"$error":"#N/A"},{"$error":"#N/A"},{"$error":"#N/A"},{"$error":"#N/A"},{"$error":"#N/A"}]
[null,{"$f":"IF(DataInput!B29891=$B$8,IF($B$9=$B$10,TRUE,IF(DataInput!E29891=$B$9,TRUE,FALSE)))","v":false},null,null,{"$f":"IF(B29892=TRUE,DataInput!B29891,NA())","v":{"$error":"#N/A"}},{"$f":"IF($E29892=DataInput!$B29891,DataInput!C29891,NA())","v":{"$error":"#N/A"}},{"$f":"IF($E29892=DataInput!$B29891,DataInput!D29891,NA())","v":{"$error":"#N/A"}},{"$f":"IF($E29892=DataInput!$B29891,DataInput!E29891,NA())","v":{"$error":"#N/A"}},{"$f":"IF($E29892=DataInput!$B29891,DataInput!F29891,NA())","v":{"$error":"#N/A"}},{"$f":"IF($E29892=DataInput!$B29891,DataInput!G29891,NA())","v":{"$error":"#N/A"}},{"$f":"IF($E29892=DataInput!$B29891,DataInput!H29891,NA())","v":{"$error":"#N/A"}},{"$f":"IF($E29892=DataInput!$B29891,DataInput!I29891,NA())","v":{"$error":"#N/A"}},{"$f":"IF($E29892=DataInput!$B29891,DataInput!J29891,NA())","v":{"$error":"#N/A"}},{"$f":"IF($E29892=DataInput!$B29891,DataInput!K29891,NA())","v":{"$error":"#N/A"}},null,null,"  ",null,null,null,null,false,null,null,{"$error":"#N/A"},{"$error":"#N/A"},{"$error":"#N/A"},{"$error":"#N/A"},{"$error":"#N/A"},{"$error":"#N/A"},{"$error":"#N/A"},{"$error":"#N/A"},{"$error":"#N/A"},{"$error":"#N/A"}]
[null,{"$f":"IF(DataInput!B29892=$B$8,IF($B$9=$B$10,TRUE,IF(DataInput!E29892=$B$9,TRUE,FALSE)))","v":false},null,null,{"$f":"IF(B29893=TRUE,DataInput!B29892,NA())","v":{"$error":"#N/A"}},{"$f":"IF($E29893=DataInput!$B29892,DataInput!C29892,NA())","v":{"$error":"#N/A"}},{"$f":"IF($E29893=DataInput!$B29892,DataInput!D29892,NA())","v":{"$error":"#N/A"}},{"$f":"IF($E29893=DataInput!$B29892,DataInput!E29892,NA())","v":{"$error":"#N/A"}},{"$f":"IF($E29893=DataInput!$B29892,DataInput!F29892,NA())","v":{"$error":"#N/A"}},{"$f":"IF($E29893=DataInput!$B29892,DataInput!G29892,NA())","v":{"$error":"#N/A"}},{"$f":"IF($E29893=DataInput!$B29892,DataInput!H29892,NA())","v":{"$error":"#N/A"}},{"$f":"IF($E29893=DataInput!$B29892,DataInput!I29892,NA())","v":{"$error":"#N/A"}},{"$f":"IF($E29893=DataInput!$B29892,DataInput!J29892,NA())","v":{"$error":"#N/A"}},{"$f":"IF($E29893=DataInput!$B29892,DataInput!K29892,NA())","v":{"$error":"#N/A"}},null,null,"  ",null,null,null,null,false,null,null,{"$error":"#N/A"},{"$error":"#N/A"},{"$error":"#N/A"},{"$error":"#N/A"},{"$error":"#N/A"},{"$error":"#N/A"},{"$error":"#N/A"},{"$error":"#N/A"},{"$error":"#N/A"},{"$error":"#N/A"}]
[null,{"$f":"IF(DataInput!B29893=$B$8,IF($B$9=$B$10,TRUE,IF(DataInput!E29893=$B$9,TRUE,FALSE)))","v":false},null,null,{"$f":"IF(B29894=TRUE,DataInput!B29893,NA())","v":{"$error":"#N/A"}},{"$f":"IF($E29894=DataInput!$B29893,DataInput!C29893,NA())","v":{"$error":"#N/A"}},{"$f":"IF($E29894=DataInput!$B29893,DataInput!D29893,NA())","v":{"$error":"#N/A"}},{"$f":"IF($E29894=DataInput!$B29893,DataInput!E29893,NA())","v":{"$error":"#N/A"}},{"$f":"IF($E29894=DataInput!$B29893,DataInput!F29893,NA())","v":{"$error":"#N/A"}},{"$f":"IF($E29894=DataInput!$B29893,DataInput!G29893,NA())","v":{"$error":"#N/A"}},{"$f":"IF($E29894=DataInput!$B29893,DataInput!H29893,NA())","v":{"$error":"#N/A"}},{"$f":"IF($E29894=DataInput!$B29893,DataInput!I29893,NA())","v":{"$error":"#N/A"}},{"$f":"IF($E29894=DataInput!$B29893,DataInput!J29893,NA())","v":{"$error":"#N/A"}},{"$f":"IF($E29894=DataInput!$B29893,DataInput!K29893,NA())","v":{"$error":"#N/A"}},null,null,"  ",null,null,null,null,false,null,null,{"$error":"#N/A"},{"$error":"#N/A"},{"$error":"#N/A"},{"$error":"#N/A"},{"$error":"#N/A"},{"$error":"#N/A"},{"$error":"#N/A"},{"$error":"#N/A"},{"$error":"#N/A"},{"$error":"#N/A"}]
[null,{"$f":"IF(DataInput!B29894=$B$8,IF($B$9=$B$10,TRUE,IF(DataInput!E29894=$B$9,TRUE,FALSE)))","v":false},null,null,{"$f":"IF(B29895=TRUE,DataInput!B29894,NA())","v":{"$error":"#N/A"}},{"$f":"IF($E29895=DataInput!$B29894,DataInput!C29894,NA())","v":{"$error":"#N/A"}},{"$f":"IF($E29895=DataInput!$B29894,DataInput!D29894,NA())","v":{"$error":"#N/A"}},{"$f":"IF($E29895=DataInput!$B29894,DataInput!E29894,NA())","v":{"$error":"#N/A"}},{"$f":"IF($E29895=DataInput!$B29894,DataInput!F29894,NA())","v":{"$error":"#N/A"}},{"$f":"IF($E29895=DataInput!$B29894,DataInput!G29894,NA())","v":{"$error":"#N/A"}},{"$f":"IF($E29895=DataInput!$B29894,DataInput!H29894,NA())","v":{"$error":"#N/A"}},{"$f":"IF($E29895=DataInput!$B29894,DataInput!I29894,NA())","v":{"$error":"#N/A"}},{"$f":"IF($E29895=DataInput!$B29894,DataInput!J29894,NA())","v":{"$error":"#N/A"}},{"$f":"IF($E29895=DataInput!$B29894,DataInput!K29894,NA())","v":{"$error":"#N/A"}},null,null,"  ",null,null,null,null,false,null,null,{"$error":"#N/A"},{"$error":"#N/A"},{"$error":"#N/A"},{"$error":"#N/A"},{"$error":"#N/A"},{"$error":"#N/A"},{"$error":"#N/A"},{"$error":"#N/A"},{"$error":"#N/A"},{"$error":"#N/A"}]
[null,{"$f":"IF(DataInput!B29895=$B$8,IF($B$9=$B$10,TRUE,IF(DataInput!E29895=$B$9,TRUE,FALSE)))","v":false},null,null,{"$f":"IF(B29896=TRUE,DataInput!B29895,NA())","v":{"$error":"#N/A"}},{"$f":"IF($E29896=DataInput!$B29895,DataInput!C29895,NA())","v":{"$error":"#N/A"}},{"$f":"IF($E29896=DataInput!$B29895,DataInput!D29895,NA())","v":{"$error":"#N/A"}},{"$f":"IF($E29896=DataInput!$B29895,DataInput!E29895,NA())","v":{"$error":"#N/A"}},{"$f":"IF($E29896=DataInput!$B29895,DataInput!F29895,NA())","v":{"$error":"#N/A"}},{"$f":"IF($E29896=DataInput!$B29895,DataInput!G29895,NA())","v":{"$error":"#N/A"}},{"$f":"IF($E29896=DataInput!$B29895,DataInput!H29895,NA())","v":{"$error":"#N/A"}},{"$f":"IF($E29896=DataInput!$B29895,DataInput!I29895,NA())","v":{"$error":"#N/A"}},{"$f":"IF($E29896=DataInput!$B29895,DataInput!J29895,NA())","v":{"$error":"#N/A"}},{"$f":"IF($E29896=DataInput!$B29895,DataInput!K29895,NA())","v":{"$error":"#N/A"}},null,null,"  ",null,null,null,null,false,null,null,{"$error":"#N/A"},{"$error":"#N/A"},{"$error":"#N/A"},{"$error":"#N/A"},{"$error":"#N/A"},{"$error":"#N/A"},{"$error":"#N/A"},{"$error":"#N/A"},{"$error":"#N/A"},{"$error":"#N/A"}]
[null,{"$f":"IF(DataInput!B29896=$B$8,IF($B$9=$B$10,TRUE,IF(DataInput!E29896=$B$9,TRUE,FALSE)))","v":false},null,null,{"$f":"IF(B29897=TRUE,DataInput!B29896,NA())","v":{"$error":"#N/A"}},{"$f":"IF($E29897=DataInput!$B29896,DataInput!C29896,NA())","v":{"$error":"#N/A"}},{"$f":"IF($E29897=DataInput!$B29896,DataInput!D29896,NA())","v":{"$error":"#N/A"}},{"$f":"IF($E29897=DataInput!$B29896,DataInput!E29896,NA())","v":{"$error":"#N/A"}},{"$f":"IF($E29897=DataInput!$B29896,DataInput!F29896,NA())","v":{"$error":"#N/A"}},{"$f":"IF($E29897=DataInput!$B29896,DataInput!G29896,NA())","v":{"$error":"#N/A"}},{"$f":"IF($E29897=DataInput!$B29896,DataInput!H29896,NA())","v":{"$error":"#N/A"}},{"$f":"IF($E29897=DataInput!$B29896,DataInput!I29896,NA())","v":{"$error":"#N/A"}},{"$f":"IF($E29897=DataInput!$B29896,DataInput!J29896,NA())","v":{"$error":"#N/A"}},{"$f":"IF($E29897=DataInput!$B29896,DataInput!K29896,NA())","v":{"$error":"#N/A"}},null,null,"  ",null,null,null,null,false,null,null,{"$error":"#N/A"},{"$error":"#N/A"},{"$error":"#N/A"},{"$error":"#N/A"},{"$error":"#N/A"},{"$error":"#N/A"},{"$error":"#N/A"},{"$error":"#N/A"},{"$error":"#N/A"},{"$error":"#N/A"}]
[null,{"$f":"IF(DataInput!B29897=$B$8,IF($B$9=$B$10,TRUE,IF(DataInput!E29897=$B$9,TRUE,FALSE)))","v":false},null,null,{"$f":"IF(B29898=TRUE,DataInput!B29897,NA())","v":{"$error":"#N/A"}},{"$f":"IF($E29898=DataInput!$B29897,DataInput!C29897,NA())","v":{"$error":"#N/A"}},{"$f":"IF($E29898=DataInput!$B29897,DataInput!D29897,NA())","v":{"$error":"#N/A"}},{"$f":"IF($E29898=DataInput!$B29897,DataInput!E29897,NA())","v":{"$error":"#N/A"}},{"$f":"IF($E29898=DataInput!$B29897,DataInput!F29897,NA())","v":{"$error":"#N/A"}},{"$f":"IF($E29898=DataInput!$B29897,DataInput!G29897,NA())","v":{"$error":"#N/A"}},{"$f":"IF($E29898=DataInput!$B29897,DataInput!H29897,NA())","v":{"$error":"#N/A"}},{"$f":"IF($E29898=DataInput!$B29897,DataInput!I29897,NA())","v":{"$error":"#N/A"}},{"$f":"IF($E29898=DataInput!$B29897,DataInput!J29897,NA())","v":{"$error":"#N/A"}},{"$f":"IF($E29898=DataInput!$B29897,DataInput!K29897,NA())","v":{"$error":"#N/A"}},null,null,"  ",null,null,null,null,false,null,null,{"$error":"#N/A"},{"$error":"#N/A"},{"$error":"#N/A"},{"$error":"#N/A"},{"$error":"#N/A"},{"$error":"#N/A"},{"$error":"#N/A"},{"$error":"#N/A"},{"$error":"#N/A"},{"$error":"#N/A"}]
[null,{"$f":"IF(DataInput!B29898=$B$8,IF($B$9=$B$10,TRUE,IF(DataInput!E29898=$B$9,TRUE,FALSE)))","v":false},null,null,{"$f":"IF(B29899=TRUE,DataInput!B29898,NA())","v":{"$error":"#N/A"}},{"$f":"IF($E29899=DataInput!$B29898,DataInput!C29898,NA())","v":{"$error":"#N/A"}},{"$f":"IF($E29899=DataInput!$B29898,DataInput!D29898,NA())","v":{"$error":"#N/A"}},{"$f":"IF($E29899=DataInput!$B29898,DataInput!E29898,NA())","v":{"$error":"#N/A"}},{"$f":"IF($E29899=DataInput!$B29898,DataInput!F29898,NA())","v":{"$error":"#N/A"}},{"$f":"IF($E29899=DataInput!$B29898,DataInput!G29898,NA())","v":{"$error":"#N/A"}},{"$f":"IF($E29899=DataInput!$B29898,DataInput!H29898,NA())","v":{"$error":"#N/A"}},{"$f":"IF($E29899=DataInput!$B29898,DataInput!I29898,NA())","v":{"$error":"#N/A"}},{"$f":"IF($E29899=DataInput!$B29898,DataInput!J29898,NA())","v":{"$error":"#N/A"}},{"$f":"IF($E29899=DataInput!$B29898,DataInput!K29898,NA())","v":{"$error":"#N/A"}},null,null,"  ",null,null,null,null,false,null,null,{"$error":"#N/A"},{"$error":"#N/A"},{"$error":"#N/A"},{"$error":"#N/A"},{"$error":"#N/A"},{"$error":"#N/A"},{"$error":"#N/A"},{"$error":"#N/A"},{"$error":"#N/A"},{"$error":"#N/A"}]
[null,{"$f":"IF(DataInput!B29899=$B$8,IF($B$9=$B$10,TRUE,IF(DataInput!E29899=$B$9,TRUE,FALSE)))","v":false},null,null,{"$f":"IF(B29900=TRUE,DataInput!B29899,NA())","v":{"$error":"#N/A"}},{"$f":"IF($E29900=DataInput!$B29899,DataInput!C29899,NA())","v":{"$error":"#N/A"}},{"$f":"IF($E29900=DataInput!$B29899,DataInput!D29899,NA())","v":{"$error":"#N/A"}},{"$f":"IF($E29900=DataInput!$B29899,DataInput!E29899,NA())","v":{"$error":"#N/A"}},{"$f":"IF($E29900=DataInput!$B29899,DataInput!F29899,NA())","v":{"$error":"#N/A"}},{"$f":"IF($E29900=DataInput!$B29899,DataInput!G29899,NA())","v":{"$error":"#N/A"}},{"$f":"IF($E29900=DataInput!$B29899,DataInput!H29899,NA())","v":{"$error":"#N/A"}},{"$f":"IF($E29900=DataInput!$B29899,DataInput!I29899,NA())","v":{"$error":"#N/A"}},{"$f":"IF($E29900=DataInput!$B29899,DataInput!J29899,NA())","v":{"$error":"#N/A"}},{"$f":"IF($E29900=DataInput!$B29899,DataInput!K29899,NA())","v":{"$error":"#N/A"}},null,null,"  ",null,null,null,null,{"$f":"IF(ISERROR(G29900),FALSE,IF($V$9=G29900,TRUE,FALSE))","v":false},null,null,{"$error":"#N/A"},{"$error":"#N/A"},{"$error":"#N/A"},{"$error":"#N/A"},{"$error":"#N/A"},{"$error":"#N/A"},{"$error":"#N/A"},{"$error":"#N/A"},{"$error":"#N/A"},{"$error":"#N/A"}]
[null,{"$f":"IF(DataInput!B29900=$B$8,IF($B$9=$B$10,TRUE,IF(DataInput!E29900=$B$9,TRUE,FALSE)))","v":false},null,null,{"$f":"IF(B29901=TRUE,DataInput!B29900,NA())","v":{"$error":"#N/A"}},{"$f":"IF($E29901=DataInput!$B29900,DataInput!C29900,NA())","v":{"$error":"#N/A"}},{"$f":"IF($E29901=DataInput!$B29900,DataInput!D29900,NA())","v":{"$error":"#N/A"}},{"$f":"IF($E29901=DataInput!$B29900,DataInput!E29900,NA())","v":{"$error":"#N/A"}},{"$f":"IF($E29901=DataInput!$B29900,DataInput!F29900,NA())","v":{"$error":"#N/A"}},{"$f":"IF($E29901=DataInput!$B29900,DataInput!G29900,NA())","v":{"$error":"#N/A"}},{"$f":"IF($E29901=DataInput!$B29900,DataInput!H29900,NA())","v":{"$error":"#N/A"}},{"$f":"IF($E29901=DataInput!$B29900,DataInput!I29900,NA())","v":{"$error":"#N/A"}},{"$f":"IF($E29901=DataInput!$B29900,DataInput!J29900,NA())","v":{"$error":"#N/A"}},{"$f":"IF($E29901=DataInput!$B29900,DataInput!K29900,NA())","v":{"$error":"#N/A"}},null,null,"  ",null,null,null,null,false,null,null,{"$error":"#N/A"},{"$error":"#N/A"},{"$error":"#N/A"},{"$error":"#N/A"},{"$error":"#N/A"},{"$error":"#N/A"},{"$error":"#N/A"},{"$error":"#N/A"},{"$error":"#N/A"},{"$error":"#N/A"}]
[null,{"$f":"IF(DataInput!B29901=$B$8,IF($B$9=$B$10,TRUE,IF(DataInput!E29901=$B$9,TRUE,FALSE)))","v":false},null,null,{"$f":"IF(B29902=TRUE,DataInput!B29901,NA())","v":{"$error":"#N/A"}},{"$f":"IF($E29902=DataInput!$B29901,DataInput!C29901,NA())","v":{"$error":"#N/A"}},{"$f":"IF($E29902=DataInput!$B29901,DataInput!D29901,NA())","v":{"$error":"#N/A"}},{"$f":"IF($E29902=DataInput!$B29901,DataInput!E29901,NA())","v":{"$error":"#N/A"}},{"$f":"IF($E29902=DataInput!$B29901,DataInput!F29901,NA())","v":{"$error":"#N/A"}},{"$f":"IF($E29902=DataInput!$B29901,DataInput!G29901,NA())","v":{"$error":"#N/A"}},{"$f":"IF($E29902=DataInput!$B29901,DataInput!H29901,NA())","v":{"$error":"#N/A"}},{"$f":"IF($E29902=DataInput!$B29901,DataInput!I29901,NA())","v":{"$error":"#N/A"}},{"$f":"IF($E29902=DataInput!$B29901,DataInput!J29901,NA())","v":{"$error":"#N/A"}},{"$f":"IF($E29902=DataInput!$B29901,DataInput!K29901,NA())","v":{"$error":"#N/A"}},null,null,"  ",null,null,null,null,false,null,null,{"$error":"#N/A"},{"$error":"#N/A"},{"$error":"#N/A"},{"$error":"#N/A"},{"$error":"#N/A"},{"$error":"#N/A"},{"$error":"#N/A"},{"$error":"#N/A"},{"$error":"#N/A"},{"$error":"#N/A"}]
[null,{"$f":"IF(DataInput!B29902=$B$8,IF($B$9=$B$10,TRUE,IF(DataInput!E29902=$B$9,TRUE,FALSE)))","v":false},null,null,{"$f":"IF(B29903=TRUE,DataInput!B29902,NA())","v":{"$error":"#N/A"}},{"$f":"IF($E29903=DataInput!$B29902,DataInput!C29902,NA())","v":{"$error":"#N/A"}},{"$f":"IF($E29903=DataInput!$B29902,DataInput!D29902,NA())","v":{"$error":"#N/A"}},{"$f":"IF($E29903=DataInput!$B29902,DataInput!E29902,NA())","v":{"$error":"#N/A"}},{"$f":"IF($E29903=DataInput!$B29902,DataInput!F29902,NA())","v":{"$error":"#N/A"}},{"$f":"IF($E29903=DataInput!$B29902,DataInput!G29902,NA())","v":{"$error":"#N/A"}},{"$f":"IF($E29903=DataInput!$B29902,DataInput!H29902,NA())","v":{"$error":"#N/A"}},{"$f":"IF($E29903=DataInput!$B29902,DataInput!I29902,NA())","v":{"$error":"#N/A"}},{"$f":"IF($E29903=DataInput!$B29902,DataInput!J29902,NA())","v":{"$error":"#N/A"}},{"$f":"IF($E29903=DataInput!$B29902,DataInput!K29902,NA())","v":{"$error":"#N/A"}},null,null,"  ",null,null,null,null,false,null,null,{"$error":"#N/A"},{"$error":"#N/A"},{"$error":"#N/A"},{"$error":"#N/A"},{"$error":"#N/A"},{"$error":"#N/A"},{"$error":"#N/A"},{"$error":"#N/A"},{"$error":"#N/A"},{"$error":"#N/A"}]
[null,{"$f":"IF(DataInput!B29903=$B$8,IF($B$9=$B$10,TRUE,IF(DataInput!E29903=$B$9,TRUE,FALSE)))","v":false},null,null,{"$f":"IF(B29904=TRUE,DataInput!B29903,NA())","v":{"$error":"#N/A"}},{"$f":"IF($E29904=DataInput!$B29903,DataInput!C29903,NA())","v":{"$error":"#N/A"}},{"$f":"IF($E29904=DataInput!$B29903,DataInput!D29903,NA())","v":{"$error":"#N/A"}},{"$f":"IF($E29904=DataInput!$B29903,DataInput!E29903,NA())","v":{"$error":"#N/A"}},{"$f":"IF($E29904=DataInput!$B29903,DataInput!F29903,NA())","v":{"$error":"#N/A"}},{"$f":"IF($E29904=DataInput!$B29903,DataInput!G29903,NA())","v":{"$error":"#N/A"}},{"$f":"IF($E29904=DataInput!$B29903,DataInput!H29903,NA())","v":{"$error":"#N/A"}},{"$f":"IF($E29904=DataInput!$B29903,DataInput!I29903,NA())","v":{"$error":"#N/A"}},{"$f":"IF($E29904=DataInput!$B29903,DataInput!J29903,NA())","v":{"$error":"#N/A"}},{"$f":"IF($E29904=DataInput!$B29903,DataInput!K29903,NA())","v":{"$error":"#N/A"}},null,null,"  ",null,null,null,null,false,null,null,{"$error":"#N/A"},{"$error":"#N/A"},{"$error":"#N/A"},{"$error":"#N/A"},{"$error":"#N/A"},{"$error":"#N/A"},{"$error":"#N/A"},{"$error":"#N/A"},{"$error":"#N/A"},{"$error":"#N/A"}]
[null,{"$f":"IF(DataInput!B29904=$B$8,IF($B$9=$B$10,TRUE,IF(DataInput!E29904=$B$9,TRUE,FALSE)))","v":false},null,null,{"$f":"IF(B29905=TRUE,DataInput!B29904,NA())","v":{"$error":"#N/A"}},{"$f":"IF($E29905=DataInput!$B29904,DataInput!C29904,NA())","v":{"$error":"#N/A"}},{"$f":"IF($E29905=DataInput!$B29904,DataInput!D29904,NA())","v":{"$error":"#N/A"}},{"$f":"IF($E29905=DataInput!$B29904,DataInput!E29904,NA())","v":{"$error":"#N/A"}},{"$f":"IF($E29905=DataInput!$B29904,DataInput!F29904,NA())","v":{"$error":"#N/A"}},{"$f":"IF($E29905=DataInput!$B29904,DataInput!G29904,NA())","v":{"$error":"#N/A"}},{"$f":"IF($E29905=DataInput!$B29904,DataInput!H29904,NA())","v":{"$error":"#N/A"}},{"$f":"IF($E29905=DataInput!$B29904,DataInput!I29904,NA())","v":{"$error":"#N/A"}},{"$f":"IF($E29905=DataInput!$B29904,DataInput!J29904,NA())","v":{"$error":"#N/A"}},{"$f":"IF($E29905=DataInput!$B29904,DataInput!K29904,NA())","v":{"$error":"#N/A"}},null,null,"  ",null,null,null,null,false,null,null,{"$error":"#N/A"},{"$error":"#N/A"},{"$error":"#N/A"},{"$error":"#N/A"},{"$error":"#N/A"},{"$error":"#N/A"},{"$error":"#N/A"},{"$error":"#N/A"},{"$error":"#N/A"},{"$error":"#N/A"}]
[null,{"$f":"IF(DataInput!B29905=$B$8,IF($B$9=$B$10,TRUE,IF(DataInput!E29905=$B$9,TRUE,FALSE)))","v":false},null,null,{"$f":"IF(B29906=TRUE,DataInput!B29905,NA())","v":{"$error":"#N/A"}},{"$f":"IF($E29906=DataInput!$B29905,DataInput!C29905,NA())","v":{"$error":"#N/A"}},{"$f":"IF($E29906=DataInput!$B29905,DataInput!D29905,NA())","v":{"$error":"#N/A"}},{"$f":"IF($E29906=DataInput!$B29905,DataInput!E29905,NA())","v":{"$error":"#N/A"}},{"$f":"IF($E29906=DataInput!$B29905,DataInput!F29905,NA())","v":{"$error":"#N/A"}},{"$f":"IF($E29906=DataInput!$B29905,DataInput!G29905,NA())","v":{"$error":"#N/A"}},{"$f":"IF($E29906=DataInput!$B29905,DataInput!H29905,NA())","v":{"$error":"#N/A"}},{"$f":"IF($E29906=DataInput!$B29905,DataInput!I29905,NA())","v":{"$error":"#N/A"}},{"$f":"IF($E29906=DataInput!$B29905,DataInput!J29905,NA())","v":{"$error":"#N/A"}},{"$f":"IF($E29906=DataInput!$B29905,DataInput!K29905,NA())","v":{"$error":"#N/A"}},null,null,"  ",null,null,null,null,false,null,null,{"$error":"#N/A"},{"$error":"#N/A"},{"$error":"#N/A"},{"$error":"#N/A"},{"$error":"#N/A"},{"$error":"#N/A"},{"$error":"#N/A"},{"$error":"#N/A"},{"$error":"#N/A"},{"$error":"#N/A"}]
[null,{"$f":"IF(DataInput!B29906=$B$8,IF($B$9=$B$10,TRUE,IF(DataInput!E29906=$B$9,TRUE,FALSE)))","v":false},null,null,{"$f":"IF(B29907=TRUE,DataInput!B29906,NA())","v":{"$error":"#N/A"}},{"$f":"IF($E29907=DataInput!$B29906,DataInput!C29906,NA())","v":{"$error":"#N/A"}},{"$f":"IF($E29907=DataInput!$B29906,DataInput!D29906,NA())","v":{"$error":"#N/A"}},{"$f":"IF($E29907=DataInput!$B29906,DataInput!E29906,NA())","v":{"$error":"#N/A"}},{"$f":"IF($E29907=DataInput!$B29906,DataInput!F29906,NA())","v":{"$error":"#N/A"}},{"$f":"IF($E29907=DataInput!$B29906,DataInput!G29906,NA())","v":{"$error":"#N/A"}},{"$f":"IF($E29907=DataInput!$B29906,DataInput!H29906,NA())","v":{"$error":"#N/A"}},{"$f":"IF($E29907=DataInput!$B29906,DataInput!I29906,NA())","v":{"$error":"#N/A"}},{"$f":"IF($E29907=DataInput!$B29906,DataInput!J29906,NA())","v":{"$error":"#N/A"}},{"$f":"IF($E29907=DataInput!$B29906,DataInput!K29906,NA())","v":{"$error":"#N/A"}},null,null,"  ",null,null,null,null,false,null,null,{"$error":"#N/A"},{"$error":"#N/A"},{"$error":"#N/A"},{"$error":"#N/A"},{"$error":"#N/A"},{"$error":"#N/A"},{"$error":"#N/A"},{"$error":"#N/A"},{"$error":"#N/A"},{"$error":"#N/A"}]
[null,{"$f":"IF(DataInput!B29907=$B$8,IF($B$9=$B$10,TRUE,IF(DataInput!E29907=$B$9,TRUE,FALSE)))","v":false},null,null,{"$f":"IF(B29908=TRUE,DataInput!B29907,NA())","v":{"$error":"#N/A"}},{"$f":"IF($E29908=DataInput!$B29907,DataInput!C29907,NA())","v":{"$error":"#N/A"}},{"$f":"IF($E29908=DataInput!$B29907,DataInput!D29907,NA())","v":{"$error":"#N/A"}},{"$f":"IF($E29908=DataInput!$B29907,DataInput!E29907,NA())","v":{"$error":"#N/A"}},{"$f":"IF($E29908=DataInput!$B29907,DataInput!F29907,NA())","v":{"$error":"#N/A"}},{"$f":"IF($E29908=DataInput!$B29907,DataInput!G29907,NA())","v":{"$error":"#N/A"}},{"$f":"IF($E29908=DataInput!$B29907,DataInput!H29907,NA())","v":{"$error":"#N/A"}},{"$f":"IF($E29908=DataInput!$B29907,DataInput!I29907,NA())","v":{"$error":"#N/A"}},{"$f":"IF($E29908=DataInput!$B29907,DataInput!J29907,NA())","v":{"$error":"#N/A"}},{"$f":"IF($E29908=DataInput!$B29907,DataInput!K29907,NA())","v":{"$error":"#N/A"}},null,null,"  ",null,null,null,null,false,null,null,{"$error":"#N/A"},{"$error":"#N/A"},{"$error":"#N/A"},{"$error":"#N/A"},{"$error":"#N/A"},{"$error":"#N/A"},{"$error":"#N/A"},{"$error":"#N/A"},{"$error":"#N/A"},{"$error":"#N/A"}]
[null,{"$f":"IF(DataInput!B29908=$B$8,IF($B$9=$B$10,TRUE,IF(DataInput!E29908=$B$9,TRUE,FALSE)))","v":false},null,null,{"$f":"IF(B29909=TRUE,DataInput!B29908,NA())","v":{"$error":"#N/A"}},{"$f":"IF($E29909=DataInput!$B29908,DataInput!C29908,NA())","v":{"$error":"#N/A"}},{"$f":"IF($E29909=DataInput!$B29908,DataInput!D29908,NA())","v":{"$error":"#N/A"}},{"$f":"IF($E29909=DataInput!$B29908,DataInput!E29908,NA())","v":{"$error":"#N/A"}},{"$f":"IF($E29909=DataInput!$B29908,DataInput!F29908,NA())","v":{"$error":"#N/A"}},{"$f":"IF($E29909=DataInput!$B29908,DataInput!G29908,NA())","v":{"$error":"#N/A"}},{"$f":"IF($E29909=DataInput!$B29908,DataInput!H29908,NA())","v":{"$error":"#N/A"}},{"$f":"IF($E29909=DataInput!$B29908,DataInput!I29908,NA())","v":{"$error":"#N/A"}},{"$f":"IF($E29909=DataInput!$B29908,DataInput!J29908,NA())","v":{"$error":"#N/A"}},{"$f":"IF($E29909=DataInput!$B29908,DataInput!K29908,NA())","v":{"$error":"#N/A"}},null,null,"  ",null,null,null,null,false,null,null,{"$error":"#N/A"},{"$error":"#N/A"},{"$error":"#N/A"},{"$error":"#N/A"},{"$error":"#N/A"},{"$error":"#N/A"},{"$error":"#N/A"},{"$error":"#N/A"},{"$error":"#N/A"},{"$error":"#N/A"}]
[null,{"$f":"IF(DataInput!B29909=$B$8,IF($B$9=$B$10,TRUE,IF(DataInput!E29909=$B$9,TRUE,FALSE)))","v":false},null,null,{"$f":"IF(B29910=TRUE,DataInput!B29909,NA())","v":{"$error":"#N/A"}},{"$f":"IF($E29910=DataInput!$B29909,DataInput!C29909,NA())","v":{"$error":"#N/A"}},{"$f":"IF($E29910=DataInput!$B29909,DataInput!D29909,NA())","v":{"$error":"#N/A"}},{"$f":"IF($E29910=DataInput!$B29909,DataInput!E29909,NA())","v":{"$error":"#N/A"}},{"$f":"IF($E29910=DataInput!$B29909,DataInput!F29909,NA())","v":{"$error":"#N/A"}},{"$f":"IF($E29910=DataInput!$B29909,DataInput!G29909,NA())","v":{"$error":"#N/A"}},{"$f":"IF($E29910=DataInput!$B29909,DataInput!H29909,NA())","v":{"$error":"#N/A"}},{"$f":"IF($E29910=DataInput!$B29909,DataInput!I29909,NA())","v":{"$error":"#N/A"}},{"$f":"IF($E29910=DataInput!$B29909,DataInput!J29909,NA())","v":{"$error":"#N/A"}},{"$f":"IF($E29910=DataInput!$B29909,DataInput!K29909,NA())","v":{"$error":"#N/A"}},null,null,"  ",null,null,null,null,false,null,null,{"$error":"#N/A"},{"$error":"#N/A"},{"$error":"#N/A"},{"$error":"#N/A"},{"$error":"#N/A"},{"$error":"#N/A"},{"$error":"#N/A"},{"$error":"#N/A"},{"$error":"#N/A"},{"$error":"#N/A"}]
[null,{"$f":"IF(DataInput!B29910=$B$8,IF($B$9=$B$10,TRUE,IF(DataInput!E29910=$B$9,TRUE,FALSE)))","v":false},null,null,{"$f":"IF(B29911=TRUE,DataInput!B29910,NA())","v":{"$error":"#N/A"}},{"$f":"IF($E29911=DataInput!$B29910,DataInput!C29910,NA())","v":{"$error":"#N/A"}},{"$f":"IF($E29911=DataInput!$B29910,DataInput!D29910,NA())","v":{"$error":"#N/A"}},{"$f":"IF($E29911=DataInput!$B29910,DataInput!E29910,NA())","v":{"$error":"#N/A"}},{"$f":"IF($E29911=DataInput!$B29910,DataInput!F29910,NA())","v":{"$error":"#N/A"}},{"$f":"IF($E29911=DataInput!$B29910,DataInput!G29910,NA())","v":{"$error":"#N/A"}},{"$f":"IF($E29911=DataInput!$B29910,DataInput!H29910,NA())","v":{"$error":"#N/A"}},{"$f":"IF($E29911=DataInput!$B29910,DataInput!I29910,NA())","v":{"$error":"#N/A"}},{"$f":"IF($E29911=DataInput!$B29910,DataInput!J29910,NA())","v":{"$error":"#N/A"}},{"$f":"IF($E29911=DataInput!$B29910,DataInput!K29910,NA())","v":{"$error":"#N/A"}},null,null,"  ",null,null,null,null,false,null,null,{"$error":"#N/A"},{"$error":"#N/A"},{"$error":"#N/A"},{"$error":"#N/A"},{"$error":"#N/A"},{"$error":"#N/A"},{"$error":"#N/A"},{"$error":"#N/A"},{"$error":"#N/A"},{"$error":"#N/A"}]
[null,{"$f":"IF(DataInput!B29911=$B$8,IF($B$9=$B$10,TRUE,IF(DataInput!E29911=$B$9,TRUE,FALSE)))","v":false},null,null,{"$f":"IF(B29912=TRUE,DataInput!B29911,NA())","v":{"$error":"#N/A"}},{"$f":"IF($E29912=DataInput!$B29911,DataInput!C29911,NA())","v":{"$error":"#N/A"}},{"$f":"IF($E29912=DataInput!$B29911,DataInput!D29911,NA())","v":{"$error":"#N/A"}},{"$f":"IF($E29912=DataInput!$B29911,DataInput!E29911,NA())","v":{"$error":"#N/A"}},{"$f":"IF($E29912=DataInput!$B29911,DataInput!F29911,NA())","v":{"$error":"#N/A"}},{"$f":"IF($E29912=DataInput!$B29911,DataInput!G29911,NA())","v":{"$error":"#N/A"}},{"$f":"IF($E29912=DataInput!$B29911,DataInput!H29911,NA())","v":{"$error":"#N/A"}},{"$f":"IF($E29912=DataInput!$B29911,DataInput!I29911,NA())","v":{"$error":"#N/A"}},{"$f":"IF($E29912=DataInput!$B29911,DataInput!J29911,NA())","v":{"$error":"#N/A"}},{"$f":"IF($E29912=DataInput!$B29911,DataInput!K29911,NA())","v":{"$error":"#N/A"}},null,null,"  ",null,null,null,null,false,null,null,{"$error":"#N/A"},{"$error":"#N/A"},{"$error":"#N/A"},{"$error":"#N/A"},{"$error":"#N/A"},{"$error":"#N/A"},{"$error":"#N/A"},{"$error":"#N/A"},{"$error":"#N/A"},{"$error":"#N/A"}]
[null,{"$f":"IF(DataInput!B29912=$B$8,IF($B$9=$B$10,TRUE,IF(DataInput!E29912=$B$9,TRUE,FALSE)))","v":false},null,null,{"$f":"IF(B29913=TRUE,DataInput!B29912,NA())","v":{"$error":"#N/A"}},{"$f":"IF($E29913=DataInput!$B29912,DataInput!C29912,NA())","v":{"$error":"#N/A"}},{"$f":"IF($E29913=DataInput!$B29912,DataInput!D29912,NA())","v":{"$error":"#N/A"}},{"$f":"IF($E29913=DataInput!$B29912,DataInput!E29912,NA())","v":{"$error":"#N/A"}},{"$f":"IF($E29913=DataInput!$B29912,DataInput!F29912,NA())","v":{"$error":"#N/A"}},{"$f":"IF($E29913=DataInput!$B29912,DataInput!G29912,NA())","v":{"$error":"#N/A"}},{"$f":"IF($E29913=DataInput!$B29912,DataInput!H29912,NA())","v":{"$error":"#N/A"}},{"$f":"IF($E29913=DataInput!$B29912,DataInput!I29912,NA())","v":{"$error":"#N/A"}},{"$f":"IF($E29913=DataInput!$B29912,DataInput!J29912,NA())","v":{"$error":"#N/A"}},{"$f":"IF($E29913=DataInput!$B29912,DataInput!K29912,NA())","v":{"$error":"#N/A"}},null,null,"  ",null,null,null,null,false,null,null,{"$error":"#N/A"},{"$error":"#N/A"},{"$error":"#N/A"},{"$error":"#N/A"},{"$error":"#N/A"},{"$error":"#N/A"},{"$error":"#N/A"},{"$error":"#N/A"},{"$error":"#N/A"},{"$error":"#N/A"}]
[null,{"$f":"IF(DataInput!B29913=$B$8,IF($B$9=$B$10,TRUE,IF(DataInput!E29913=$B$9,TRUE,FALSE)))","v":false},null,null,{"$f":"IF(B29914=TRUE,DataInput!B29913,NA())","v":{"$error":"#N/A"}},{"$f":"IF($E29914=DataInput!$B29913,DataInput!C29913,NA())","v":{"$error":"#N/A"}},{"$f":"IF($E29914=DataInput!$B29913,DataInput!D29913,NA())","v":{"$error":"#N/A"}},{"$f":"IF($E29914=DataInput!$B29913,DataInput!E29913,NA())","v":{"$error":"#N/A"}},{"$f":"IF($E29914=DataInput!$B29913,DataInput!F29913,NA())","v":{"$error":"#N/A"}},{"$f":"IF($E29914=DataInput!$B29913,DataInput!G29913,NA())","v":{"$error":"#N/A"}},{"$f":"IF($E29914=DataInput!$B29913,DataInput!H29913,NA())","v":{"$error":"#N/A"}},{"$f":"IF($E29914=DataInput!$B29913,DataInput!I29913,NA())","v":{"$error":"#N/A"}},{"$f":"IF($E29914=DataInput!$B29913,DataInput!J29913,NA())","v":{"$error":"#N/A"}},{"$f":"IF($E29914=DataInput!$B29913,DataInput!K29913,NA())","v":{"$error":"#N/A"}},null,null,"  ",null,null,null,null,false,null,null,{"$error":"#N/A"},{"$error":"#N/A"},{"$error":"#N/A"},{"$error":"#N/A"},{"$error":"#N/A"},{"$error":"#N/A"},{"$error":"#N/A"},{"$error":"#N/A"},{"$error":"#N/A"},{"$error":"#N/A"}]
[null,{"$f":"IF(DataInput!B29914=$B$8,IF($B$9=$B$10,TRUE,IF(DataInput!E29914=$B$9,TRUE,FALSE)))","v":false},null,null,{"$f":"IF(B29915=TRUE,DataInput!B29914,NA())","v":{"$error":"#N/A"}},{"$f":"IF($E29915=DataInput!$B29914,DataInput!C29914,NA())","v":{"$error":"#N/A"}},{"$f":"IF($E29915=DataInput!$B29914,DataInput!D29914,NA())","v":{"$error":"#N/A"}},{"$f":"IF($E29915=DataInput!$B29914,DataInput!E29914,NA())","v":{"$error":"#N/A"}},{"$f":"IF($E29915=DataInput!$B29914,DataInput!F29914,NA())","v":{"$error":"#N/A"}},{"$f":"IF($E29915=DataInput!$B29914,DataInput!G29914,NA())","v":{"$error":"#N/A"}},{"$f":"IF($E29915=DataInput!$B29914,DataInput!H29914,NA())","v":{"$error":"#N/A"}},{"$f":"IF($E29915=DataInput!$B29914,DataInput!I29914,NA())","v":{"$error":"#N/A"}},{"$f":"IF($E29915=DataInput!$B29914,DataInput!J29914,NA())","v":{"$error":"#N/A"}},{"$f":"IF($E29915=DataInput!$B29914,DataInput!K29914,NA())","v":{"$error":"#N/A"}},null,null,"  ",null,null,null,null,false,null,null,{"$error":"#N/A"},{"$error":"#N/A"},{"$error":"#N/A"},{"$error":"#N/A"},{"$error":"#N/A"},{"$error":"#N/A"},{"$error":"#N/A"},{"$error":"#N/A"},{"$error":"#N/A"},{"$error":"#N/A"}]
[null,{"$f":"IF(DataInput!B29915=$B$8,IF($B$9=$B$10,TRUE,IF(DataInput!E29915=$B$9,TRUE,FALSE)))","v":false},null,null,{"$f":"IF(B29916=TRUE,DataInput!B29915,NA())","v":{"$error":"#N/A"}},{"$f":"IF($E29916=DataInput!$B29915,DataInput!C29915,NA())","v":{"$error":"#N/A"}},{"$f":"IF($E29916=DataInput!$B29915,DataInput!D29915,NA())","v":{"$error":"#N/A"}},{"$f":"IF($E29916=DataInput!$B29915,DataInput!E29915,NA())","v":{"$error":"#N/A"}},{"$f":"IF($E29916=DataInput!$B29915,DataInput!F29915,NA())","v":{"$error":"#N/A"}},{"$f":"IF($E29916=DataInput!$B29915,DataInput!G29915,NA())","v":{"$error":"#N/A"}},{"$f":"IF($E29916=DataInput!$B29915,DataInput!H29915,NA())","v":{"$error":"#N/A"}},{"$f":"IF($E29916=DataInput!$B29915,DataInput!I29915,NA())","v":{"$error":"#N/A"}},{"$f":"IF($E29916=DataInput!$B29915,DataInput!J29915,NA())","v":{"$error":"#N/A"}},{"$f":"IF($E29916=DataInput!$B29915,DataInput!K29915,NA())","v":{"$error":"#N/A"}},null,null,"  ",null,null,null,null,false,null,null,{"$error":"#N/A"},{"$error":"#N/A"},{"$error":"#N/A"},{"$error":"#N/A"},{"$error":"#N/A"},{"$error":"#N/A"},{"$error":"#N/A"},{"$error":"#N/A"},{"$error":"#N/A"},{"$error":"#N/A"}]
[null,{"$f":"IF(DataInput!B29916=$B$8,IF($B$9=$B$10,TRUE,IF(DataInput!E29916=$B$9,TRUE,FALSE)))","v":false},null,null,{"$f":"IF(B29917=TRUE,DataInput!B29916,NA())","v":{"$error":"#N/A"}},{"$f":"IF($E29917=DataInput!$B29916,DataInput!C29916,NA())","v":{"$error":"#N/A"}},{"$f":"IF($E29917=DataInput!$B29916,DataInput!D29916,NA())","v":{"$error":"#N/A"}},{"$f":"IF($E29917=DataInput!$B29916,DataInput!E29916,NA())","v":{"$error":"#N/A"}},{"$f":"IF($E29917=DataInput!$B29916,DataInput!F29916,NA())","v":{"$error":"#N/A"}},{"$f":"IF($E29917=DataInput!$B29916,DataInput!G29916,NA())","v":{"$error":"#N/A"}},{"$f":"IF($E29917=DataInput!$B29916,DataInput!H29916,NA())","v":{"$error":"#N/A"}},{"$f":"IF($E29917=DataInput!$B29916,DataInput!I29916,NA())","v":{"$error":"#N/A"}},{"$f":"IF($E29917=DataInput!$B29916,DataInput!J29916,NA())","v":{"$error":"#N/A"}},{"$f":"IF($E29917=DataInput!$B29916,DataInput!K29916,NA())","v":{"$error":"#N/A"}},null,null,"  ",null,null,null,null,false,null,null,{"$error":"#N/A"},{"$error":"#N/A"},{"$error":"#N/A"},{"$error":"#N/A"},{"$error":"#N/A"},{"$error":"#N/A"},{"$error":"#N/A"},{"$error":"#N/A"},{"$error":"#N/A"},{"$error":"#N/A"}]
[null,{"$f":"IF(DataInput!B29917=$B$8,IF($B$9=$B$10,TRUE,IF(DataInput!E29917=$B$9,TRUE,FALSE)))","v":false},null,null,{"$f":"IF(B29918=TRUE,DataInput!B29917,NA())","v":{"$error":"#N/A"}},{"$f":"IF($E29918=DataInput!$B29917,DataInput!C29917,NA())","v":{"$error":"#N/A"}},{"$f":"IF($E29918=DataInput!$B29917,DataInput!D29917,NA())","v":{"$error":"#N/A"}},{"$f":"IF($E29918=DataInput!$B29917,DataInput!E29917,NA())","v":{"$error":"#N/A"}},{"$f":"IF($E29918=DataInput!$B29917,DataInput!F29917,NA())","v":{"$error":"#N/A"}},{"$f":"IF($E29918=DataInput!$B29917,DataInput!G29917,NA())","v":{"$error":"#N/A"}},{"$f":"IF($E29918=DataInput!$B29917,DataInput!H29917,NA())","v":{"$error":"#N/A"}},{"$f":"IF($E29918=DataInput!$B29917,DataInput!I29917,NA())","v":{"$error":"#N/A"}},{"$f":"IF($E29918=DataInput!$B29917,DataInput!J29917,NA())","v":{"$error":"#N/A"}},{"$f":"IF($E29918=DataInput!$B29917,DataInput!K29917,NA())","v":{"$error":"#N/A"}},null,null,"  ",null,null,null,null,false,null,null,{"$error":"#N/A"},{"$error":"#N/A"},{"$error":"#N/A"},{"$error":"#N/A"},{"$error":"#N/A"},{"$error":"#N/A"},{"$error":"#N/A"},{"$error":"#N/A"},{"$error":"#N/A"},{"$error":"#N/A"}]
[null,{"$f":"IF(DataInput!B29918=$B$8,IF($B$9=$B$10,TRUE,IF(DataInput!E29918=$B$9,TRUE,FALSE)))","v":false},null,null,{"$f":"IF(B29919=TRUE,DataInput!B29918,NA())","v":{"$error":"#N/A"}},{"$f":"IF($E29919=DataInput!$B29918,DataInput!C29918,NA())","v":{"$error":"#N/A"}},{"$f":"IF($E29919=DataInput!$B29918,DataInput!D29918,NA())","v":{"$error":"#N/A"}},{"$f":"IF($E29919=DataInput!$B29918,DataInput!E29918,NA())","v":{"$error":"#N/A"}},{"$f":"IF($E29919=DataInput!$B29918,DataInput!F29918,NA())","v":{"$error":"#N/A"}},{"$f":"IF($E29919=DataInput!$B29918,DataInput!G29918,NA())","v":{"$error":"#N/A"}},{"$f":"IF($E29919=DataInput!$B29918,DataInput!H29918,NA())","v":{"$error":"#N/A"}},{"$f":"IF($E29919=DataInput!$B29918,DataInput!I29918,NA())","v":{"$error":"#N/A"}},{"$f":"IF($E29919=DataInput!$B29918,DataInput!J29918,NA())","v":{"$error":"#N/A"}},{"$f":"IF($E29919=DataInput!$B29918,DataInput!K29918,NA())","v":{"$error":"#N/A"}},null,null,"  ",null,null,null,null,false,null,null,{"$error":"#N/A"},{"$error":"#N/A"},{"$error":"#N/A"},{"$error":"#N/A"},{"$error":"#N/A"},{"$error":"#N/A"},{"$error":"#N/A"},{"$error":"#N/A"},{"$error":"#N/A"},{"$error":"#N/A"}]
[null,{"$f":"IF(DataInput!B29919=$B$8,IF($B$9=$B$10,TRUE,IF(DataInput!E29919=$B$9,TRUE,FALSE)))","v":false},null,null,{"$f":"IF(B29920=TRUE,DataInput!B29919,NA())","v":{"$error":"#N/A"}},{"$f":"IF($E29920=DataInput!$B29919,DataInput!C29919,NA())","v":{"$error":"#N/A"}},{"$f":"IF($E29920=DataInput!$B29919,DataInput!D29919,NA())","v":{"$error":"#N/A"}},{"$f":"IF($E29920=DataInput!$B29919,DataInput!E29919,NA())","v":{"$error":"#N/A"}},{"$f":"IF($E29920=DataInput!$B29919,DataInput!F29919,NA())","v":{"$error":"#N/A"}},{"$f":"IF($E29920=DataInput!$B29919,DataInput!G29919,NA())","v":{"$error":"#N/A"}},{"$f":"IF($E29920=DataInput!$B29919,DataInput!H29919,NA())","v":{"$error":"#N/A"}},{"$f":"IF($E29920=DataInput!$B29919,DataInput!I29919,NA())","v":{"$error":"#N/A"}},{"$f":"IF($E29920=DataInput!$B29919,DataInput!J29919,NA())","v":{"$error":"#N/A"}},{"$f":"IF($E29920=DataInput!$B29919,DataInput!K29919,NA())","v":{"$error":"#N/A"}},null,null,"  ",null,null,null,null,false,null,null,{"$error":"#N/A"},{"$error":"#N/A"},{"$error":"#N/A"},{"$error":"#N/A"},{"$error":"#N/A"},{"$error":"#N/A"},{"$error":"#N/A"},{"$error":"#N/A"},{"$error":"#N/A"},{"$error":"#N/A"}]
[null,{"$f":"IF(DataInput!B29920=$B$8,IF($B$9=$B$10,TRUE,IF(DataInput!E29920=$B$9,TRUE,FALSE)))","v":false},null,null,{"$f":"IF(B29921=TRUE,DataInput!B29920,NA())","v":{"$error":"#N/A"}},{"$f":"IF($E29921=DataInput!$B29920,DataInput!C29920,NA())","v":{"$error":"#N/A"}},{"$f":"IF($E29921=DataInput!$B29920,DataInput!D29920,NA())","v":{"$error":"#N/A"}},{"$f":"IF($E29921=DataInput!$B29920,DataInput!E29920,NA())","v":{"$error":"#N/A"}},{"$f":"IF($E29921=DataInput!$B29920,DataInput!F29920,NA())","v":{"$error":"#N/A"}},{"$f":"IF($E29921=DataInput!$B29920,DataInput!G29920,NA())","v":{"$error":"#N/A"}},{"$f":"IF($E29921=DataInput!$B29920,DataInput!H29920,NA())","v":{"$error":"#N/A"}},{"$f":"IF($E29921=DataInput!$B29920,DataInput!I29920,NA())","v":{"$error":"#N/A"}},{"$f":"IF($E29921=DataInput!$B29920,DataInput!J29920,NA())","v":{"$error":"#N/A"}},{"$f":"IF($E29921=DataInput!$B29920,DataInput!K29920,NA())","v":{"$error":"#N/A"}},null,null,"  ",null,null,null,null,false,null,null,{"$error":"#N/A"},{"$error":"#N/A"},{"$error":"#N/A"},{"$error":"#N/A"},{"$error":"#N/A"},{"$error":"#N/A"},{"$error":"#N/A"},{"$error":"#N/A"},{"$error":"#N/A"},{"$error":"#N/A"}]
[null,{"$f":"IF(DataInput!B29921=$B$8,IF($B$9=$B$10,TRUE,IF(DataInput!E29921=$B$9,TRUE,FALSE)))","v":false},null,null,{"$f":"IF(B29922=TRUE,DataInput!B29921,NA())","v":{"$error":"#N/A"}},{"$f":"IF($E29922=DataInput!$B29921,DataInput!C29921,NA())","v":{"$error":"#N/A"}},{"$f":"IF($E29922=DataInput!$B29921,DataInput!D29921,NA())","v":{"$error":"#N/A"}},{"$f":"IF($E29922=DataInput!$B29921,DataInput!E29921,NA())","v":{"$error":"#N/A"}},{"$f":"IF($E29922=DataInput!$B29921,DataInput!F29921,NA())","v":{"$error":"#N/A"}},{"$f":"IF($E29922=DataInput!$B29921,DataInput!G29921,NA())","v":{"$error":"#N/A"}},{"$f":"IF($E29922=DataInput!$B29921,DataInput!H29921,NA())","v":{"$error":"#N/A"}},{"$f":"IF($E29922=DataInput!$B29921,DataInput!I29921,NA())","v":{"$error":"#N/A"}},{"$f":"IF($E29922=DataInput!$B29921,DataInput!J29921,NA())","v":{"$error":"#N/A"}},{"$f":"IF($E29922=DataInput!$B29921,DataInput!K29921,NA())","v":{"$error":"#N/A"}},null,null,"  ",null,null,null,null,false,null,null,{"$error":"#N/A"},{"$error":"#N/A"},{"$error":"#N/A"},{"$error":"#N/A"},{"$error":"#N/A"},{"$error":"#N/A"},{"$error":"#N/A"},{"$error":"#N/A"},{"$error":"#N/A"},{"$error":"#N/A"}]
[null,{"$f":"IF(DataInput!B29922=$B$8,IF($B$9=$B$10,TRUE,IF(DataInput!E29922=$B$9,TRUE,FALSE)))","v":false},null,null,{"$f":"IF(B29923=TRUE,DataInput!B29922,NA())","v":{"$error":"#N/A"}},{"$f":"IF($E29923=DataInput!$B29922,DataInput!C29922,NA())","v":{"$error":"#N/A"}},{"$f":"IF($E29923=DataInput!$B29922,DataInput!D29922,NA())","v":{"$error":"#N/A"}},{"$f":"IF($E29923=DataInput!$B29922,DataInput!E29922,NA())","v":{"$error":"#N/A"}},{"$f":"IF($E29923=DataInput!$B29922,DataInput!F29922,NA())","v":{"$error":"#N/A"}},{"$f":"IF($E29923=DataInput!$B29922,DataInput!G29922,NA())","v":{"$error":"#N/A"}},{"$f":"IF($E29923=DataInput!$B29922,DataInput!H29922,NA())","v":{"$error":"#N/A"}},{"$f":"IF($E29923=DataInput!$B29922,DataInput!I29922,NA())","v":{"$error":"#N/A"}},{"$f":"IF($E29923=DataInput!$B29922,DataInput!J29922,NA())","v":{"$error":"#N/A"}},{"$f":"IF($E29923=DataInput!$B29922,DataInput!K29922,NA())","v":{"$error":"#N/A"}},null,null,"  ",null,null,null,null,false,null,null,{"$error":"#N/A"},{"$error":"#N/A"},{"$error":"#N/A"},{"$error":"#N/A"},{"$error":"#N/A"},{"$error":"#N/A"},{"$error":"#N/A"},{"$error":"#N/A"},{"$error":"#N/A"},{"$error":"#N/A"}]
[null,{"$f":"IF(DataInput!B29923=$B$8,IF($B$9=$B$10,TRUE,IF(DataInput!E29923=$B$9,TRUE,FALSE)))","v":false},null,null,{"$f":"IF(B29924=TRUE,DataInput!B29923,NA())","v":{"$error":"#N/A"}},{"$f":"IF($E29924=DataInput!$B29923,DataInput!C29923,NA())","v":{"$error":"#N/A"}},{"$f":"IF($E29924=DataInput!$B29923,DataInput!D29923,NA())","v":{"$error":"#N/A"}},{"$f":"IF($E29924=DataInput!$B29923,DataInput!E29923,NA())","v":{"$error":"#N/A"}},{"$f":"IF($E29924=DataInput!$B29923,DataInput!F29923,NA())","v":{"$error":"#N/A"}},{"$f":"IF($E29924=DataInput!$B29923,DataInput!G29923,NA())","v":{"$error":"#N/A"}},{"$f":"IF($E29924=DataInput!$B29923,DataInput!H29923,NA())","v":{"$error":"#N/A"}},{"$f":"IF($E29924=DataInput!$B29923,DataInput!I29923,NA())","v":{"$error":"#N/A"}},{"$f":"IF($E29924=DataInput!$B29923,DataInput!J29923,NA())","v":{"$error":"#N/A"}},{"$f":"IF($E29924=DataInput!$B29923,DataInput!K29923,NA())","v":{"$error":"#N/A"}},null,null,"  ",null,null,null,null,false,null,null,{"$error":"#N/A"},{"$error":"#N/A"},{"$error":"#N/A"},{"$error":"#N/A"},{"$error":"#N/A"},{"$error":"#N/A"},{"$error":"#N/A"},{"$error":"#N/A"},{"$error":"#N/A"},{"$error":"#N/A"}]
[null,{"$f":"IF(DataInput!B29924=$B$8,IF($B$9=$B$10,TRUE,IF(DataInput!E29924=$B$9,TRUE,FALSE)))","v":false},null,null,{"$f":"IF(B29925=TRUE,DataInput!B29924,NA())","v":{"$error":"#N/A"}},{"$f":"IF($E29925=DataInput!$B29924,DataInput!C29924,NA())","v":{"$error":"#N/A"}},{"$f":"IF($E29925=DataInput!$B29924,DataInput!D29924,NA())","v":{"$error":"#N/A"}},{"$f":"IF($E29925=DataInput!$B29924,DataInput!E29924,NA())","v":{"$error":"#N/A"}},{"$f":"IF($E29925=DataInput!$B29924,DataInput!F29924,NA())","v":{"$error":"#N/A"}},{"$f":"IF($E29925=DataInput!$B29924,DataInput!G29924,NA())","v":{"$error":"#N/A"}},{"$f":"IF($E29925=DataInput!$B29924,DataInput!H29924,NA())","v":{"$error":"#N/A"}},{"$f":"IF($E29925=DataInput!$B29924,DataInput!I29924,NA())","v":{"$error":"#N/A"}},{"$f":"IF($E29925=DataInput!$B29924,DataInput!J29924,NA())","v":{"$error":"#N/A"}},{"$f":"IF($E29925=DataInput!$B29924,DataInput!K29924,NA())","v":{"$error":"#N/A"}},null,null,"  ",null,null,null,null,false,null,null,{"$error":"#N/A"},{"$error":"#N/A"},{"$error":"#N/A"},{"$error":"#N/A"},{"$error":"#N/A"},{"$error":"#N/A"},{"$error":"#N/A"},{"$error":"#N/A"},{"$error":"#N/A"},{"$error":"#N/A"}]
[null,{"$f":"IF(DataInput!B29925=$B$8,IF($B$9=$B$10,TRUE,IF(DataInput!E29925=$B$9,TRUE,FALSE)))","v":false},null,null,{"$f":"IF(B29926=TRUE,DataInput!B29925,NA())","v":{"$error":"#N/A"}},{"$f":"IF($E29926=DataInput!$B29925,DataInput!C29925,NA())","v":{"$error":"#N/A"}},{"$f":"IF($E29926=DataInput!$B29925,DataInput!D29925,NA())","v":{"$error":"#N/A"}},{"$f":"IF($E29926=DataInput!$B29925,DataInput!E29925,NA())","v":{"$error":"#N/A"}},{"$f":"IF($E29926=DataInput!$B29925,DataInput!F29925,NA())","v":{"$error":"#N/A"}},{"$f":"IF($E29926=DataInput!$B29925,DataInput!G29925,NA())","v":{"$error":"#N/A"}},{"$f":"IF($E29926=DataInput!$B29925,DataInput!H29925,NA())","v":{"$error":"#N/A"}},{"$f":"IF($E29926=DataInput!$B29925,DataInput!I29925,NA())","v":{"$error":"#N/A"}},{"$f":"IF($E29926=DataInput!$B29925,DataInput!J29925,NA())","v":{"$error":"#N/A"}},{"$f":"IF($E29926=DataInput!$B29925,DataInput!K29925,NA())","v":{"$error":"#N/A"}},null,null,"  ",null,null,null,null,false,null,null,{"$error":"#N/A"},{"$error":"#N/A"},{"$error":"#N/A"},{"$error":"#N/A"},{"$error":"#N/A"},{"$error":"#N/A"},{"$error":"#N/A"},{"$error":"#N/A"},{"$error":"#N/A"},{"$error":"#N/A"}]
[null,{"$f":"IF(DataInput!B29926=$B$8,IF($B$9=$B$10,TRUE,IF(DataInput!E29926=$B$9,TRUE,FALSE)))","v":false},null,null,{"$f":"IF(B29927=TRUE,DataInput!B29926,NA())","v":{"$error":"#N/A"}},{"$f":"IF($E29927=DataInput!$B29926,DataInput!C29926,NA())","v":{"$error":"#N/A"}},{"$f":"IF($E29927=DataInput!$B29926,DataInput!D29926,NA())","v":{"$error":"#N/A"}},{"$f":"IF($E29927=DataInput!$B29926,DataInput!E29926,NA())","v":{"$error":"#N/A"}},{"$f":"IF($E29927=DataInput!$B29926,DataInput!F29926,NA())","v":{"$error":"#N/A"}},{"$f":"IF($E29927=DataInput!$B29926,DataInput!G29926,NA())","v":{"$error":"#N/A"}},{"$f":"IF($E29927=DataInput!$B29926,DataInput!H29926,NA())","v":{"$error":"#N/A"}},{"$f":"IF($E29927=DataInput!$B29926,DataInput!I29926,NA())","v":{"$error":"#N/A"}},{"$f":"IF($E29927=DataInput!$B29926,DataInput!J29926,NA())","v":{"$error":"#N/A"}},{"$f":"IF($E29927=DataInput!$B29926,DataInput!K29926,NA())","v":{"$error":"#N/A"}},null,null,"  ",null,null,null,null,false,null,null,{"$error":"#N/A"},{"$error":"#N/A"},{"$error":"#N/A"},{"$error":"#N/A"},{"$error":"#N/A"},{"$error":"#N/A"},{"$error":"#N/A"},{"$error":"#N/A"},{"$error":"#N/A"},{"$error":"#N/A"}]
[null,{"$f":"IF(DataInput!B29927=$B$8,IF($B$9=$B$10,TRUE,IF(DataInput!E29927=$B$9,TRUE,FALSE)))","v":false},null,null,{"$f":"IF(B29928=TRUE,DataInput!B29927,NA())","v":{"$error":"#N/A"}},{"$f":"IF($E29928=DataInput!$B29927,DataInput!C29927,NA())","v":{"$error":"#N/A"}},{"$f":"IF($E29928=DataInput!$B29927,DataInput!D29927,NA())","v":{"$error":"#N/A"}},{"$f":"IF($E29928=DataInput!$B29927,DataInput!E29927,NA())","v":{"$error":"#N/A"}},{"$f":"IF($E29928=DataInput!$B29927,DataInput!F29927,NA())","v":{"$error":"#N/A"}},{"$f":"IF($E29928=DataInput!$B29927,DataInput!G29927,NA())","v":{"$error":"#N/A"}},{"$f":"IF($E29928=DataInput!$B29927,DataInput!H29927,NA())","v":{"$error":"#N/A"}},{"$f":"IF($E29928=DataInput!$B29927,DataInput!I29927,NA())","v":{"$error":"#N/A"}},{"$f":"IF($E29928=DataInput!$B29927,DataInput!J29927,NA())","v":{"$error":"#N/A"}},{"$f":"IF($E29928=DataInput!$B29927,DataInput!K29927,NA())","v":{"$error":"#N/A"}},null,null,"  ",null,null,null,null,false,null,null,{"$error":"#N/A"},{"$error":"#N/A"},{"$error":"#N/A"},{"$error":"#N/A"},{"$error":"#N/A"},{"$error":"#N/A"},{"$error":"#N/A"},{"$error":"#N/A"},{"$error":"#N/A"},{"$error":"#N/A"}]
[null,{"$f":"IF(DataInput!B29928=$B$8,IF($B$9=$B$10,TRUE,IF(DataInput!E29928=$B$9,TRUE,FALSE)))","v":false},null,null,{"$f":"IF(B29929=TRUE,DataInput!B29928,NA())","v":{"$error":"#N/A"}},{"$f":"IF($E29929=DataInput!$B29928,DataInput!C29928,NA())","v":{"$error":"#N/A"}},{"$f":"IF($E29929=DataInput!$B29928,DataInput!D29928,NA())","v":{"$error":"#N/A"}},{"$f":"IF($E29929=DataInput!$B29928,DataInput!E29928,NA())","v":{"$error":"#N/A"}},{"$f":"IF($E29929=DataInput!$B29928,DataInput!F29928,NA())","v":{"$error":"#N/A"}},{"$f":"IF($E29929=DataInput!$B29928,DataInput!G29928,NA())","v":{"$error":"#N/A"}},{"$f":"IF($E29929=DataInput!$B29928,DataInput!H29928,NA())","v":{"$error":"#N/A"}},{"$f":"IF($E29929=DataInput!$B29928,DataInput!I29928,NA())","v":{"$error":"#N/A"}},{"$f":"IF($E29929=DataInput!$B29928,DataInput!J29928,NA())","v":{"$error":"#N/A"}},{"$f":"IF($E29929=DataInput!$B29928,DataInput!K29928,NA())","v":{"$error":"#N/A"}},null,null,{"$f":"IF(OR(ISERROR(E29929),ISERROR(G29929)),\"  \",E29929&\" \"&G29929)","v":"  "},null,null,null,null,false,null,null,{"$error":"#N/A"},{"$error":"#N/A"},{"$error":"#N/A"},{"$error":"#N/A"},{"$error":"#N/A"},{"$error":"#N/A"},{"$error":"#N/A"},{"$error":"#N/A"},{"$error":"#N/A"},{"$error":"#N/A"}]
[null,{"$f":"IF(DataInput!B29929=$B$8,IF($B$9=$B$10,TRUE,IF(DataInput!E29929=$B$9,TRUE,FALSE)))","v":false},null,null,{"$f":"IF(B29930=TRUE,DataInput!B29929,NA())","v":{"$error":"#N/A"}},{"$f":"IF($E29930=DataInput!$B29929,DataInput!C29929,NA())","v":{"$error":"#N/A"}},{"$f":"IF($E29930=DataInput!$B29929,DataInput!D29929,NA())","v":{"$error":"#N/A"}},{"$f":"IF($E29930=DataInput!$B29929,DataInput!E29929,NA())","v":{"$error":"#N/A"}},{"$f":"IF($E29930=DataInput!$B29929,DataInput!F29929,NA())","v":{"$error":"#N/A"}},{"$f":"IF($E29930=DataInput!$B29929,DataInput!G29929,NA())","v":{"$error":"#N/A"}},{"$f":"IF($E29930=DataInput!$B29929,DataInput!H29929,NA())","v":{"$error":"#N/A"}},{"$f":"IF($E29930=DataInput!$B29929,DataInput!I29929,NA())","v":{"$error":"#N/A"}},{"$f":"IF($E29930=DataInput!$B29929,DataInput!J29929,NA())","v":{"$error":"#N/A"}},{"$f":"IF($E29930=DataInput!$B29929,DataInput!K29929,NA())","v":{"$error":"#N/A"}},null,null,"  ",null,null,null,null,false,null,null,{"$error":"#N/A"},{"$error":"#N/A"},{"$error":"#N/A"},{"$error":"#N/A"},{"$error":"#N/A"},{"$error":"#N/A"},{"$error":"#N/A"},{"$error":"#N/A"},{"$error":"#N/A"},{"$error":"#N/A"}]
[null,{"$f":"IF(DataInput!B29930=$B$8,IF($B$9=$B$10,TRUE,IF(DataInput!E29930=$B$9,TRUE,FALSE)))","v":false},null,null,{"$f":"IF(B29931=TRUE,DataInput!B29930,NA())","v":{"$error":"#N/A"}},{"$f":"IF($E29931=DataInput!$B29930,DataInput!C29930,NA())","v":{"$error":"#N/A"}},{"$f":"IF($E29931=DataInput!$B29930,DataInput!D29930,NA())","v":{"$error":"#N/A"}},{"$f":"IF($E29931=DataInput!$B29930,DataInput!E29930,NA())","v":{"$error":"#N/A"}},{"$f":"IF($E29931=DataInput!$B29930,DataInput!F29930,NA())","v":{"$error":"#N/A"}},{"$f":"IF($E29931=DataInput!$B29930,DataInput!G29930,NA())","v":{"$error":"#N/A"}},{"$f":"IF($E29931=DataInput!$B29930,DataInput!H29930,NA())","v":{"$error":"#N/A"}},{"$f":"IF($E29931=DataInput!$B29930,DataInput!I29930,NA())","v":{"$error":"#N/A"}},{"$f":"IF($E29931=DataInput!$B29930,DataInput!J29930,NA())","v":{"$error":"#N/A"}},{"$f":"IF($E29931=DataInput!$B29930,DataInput!K29930,NA())","v":{"$error":"#N/A"}},null,null,"  ",null,null,null,null,false,null,null,{"$error":"#N/A"},{"$error":"#N/A"},{"$error":"#N/A"},{"$error":"#N/A"},{"$error":"#N/A"},{"$error":"#N/A"},{"$error":"#N/A"},{"$error":"#N/A"},{"$error":"#N/A"},{"$error":"#N/A"}]
[null,{"$f":"IF(DataInput!B29931=$B$8,IF($B$9=$B$10,TRUE,IF(DataInput!E29931=$B$9,TRUE,FALSE)))","v":false},null,null,{"$f":"IF(B29932=TRUE,DataInput!B29931,NA())","v":{"$error":"#N/A"}},{"$f":"IF($E29932=DataInput!$B29931,DataInput!C29931,NA())","v":{"$error":"#N/A"}},{"$f":"IF($E29932=DataInput!$B29931,DataInput!D29931,NA())","v":{"$error":"#N/A"}},{"$f":"IF($E29932=DataInput!$B29931,DataInput!E29931,NA())","v":{"$error":"#N/A"}},{"$f":"IF($E29932=DataInput!$B29931,DataInput!F29931,NA())","v":{"$error":"#N/A"}},{"$f":"IF($E29932=DataInput!$B29931,DataInput!G29931,NA())","v":{"$error":"#N/A"}},{"$f":"IF($E29932=DataInput!$B29931,DataInput!H29931,NA())","v":{"$error":"#N/A"}},{"$f":"IF($E29932=DataInput!$B29931,DataInput!I29931,NA())","v":{"$error":"#N/A"}},{"$f":"IF($E29932=DataInput!$B29931,DataInput!J29931,NA())","v":{"$error":"#N/A"}},{"$f":"IF($E29932=DataInput!$B29931,DataInput!K29931,NA())","v":{"$error":"#N/A"}},null,null,"  ",null,null,null,null,false,null,null,{"$error":"#N/A"},{"$error":"#N/A"},{"$error":"#N/A"},{"$error":"#N/A"},{"$error":"#N/A"},{"$error":"#N/A"},{"$error":"#N/A"},{"$error":"#N/A"},{"$error":"#N/A"},{"$error":"#N/A"}]
[null,{"$f":"IF(DataInput!B29932=$B$8,IF($B$9=$B$10,TRUE,IF(DataInput!E29932=$B$9,TRUE,FALSE)))","v":false},null,null,{"$f":"IF(B29933=TRUE,DataInput!B29932,NA())","v":{"$error":"#N/A"}},{"$f":"IF($E29933=DataInput!$B29932,DataInput!C29932,NA())","v":{"$error":"#N/A"}},{"$f":"IF($E29933=DataInput!$B29932,DataInput!D29932,NA())","v":{"$error":"#N/A"}},{"$f":"IF($E29933=DataInput!$B29932,DataInput!E29932,NA())","v":{"$error":"#N/A"}},{"$f":"IF($E29933=DataInput!$B29932,DataInput!F29932,NA())","v":{"$error":"#N/A"}},{"$f":"IF($E29933=DataInput!$B29932,DataInput!G29932,NA())","v":{"$error":"#N/A"}},{"$f":"IF($E29933=DataInput!$B29932,DataInput!H29932,NA())","v":{"$error":"#N/A"}},{"$f":"IF($E29933=DataInput!$B29932,DataInput!I29932,NA())","v":{"$error":"#N/A"}},{"$f":"IF($E29933=DataInput!$B29932,DataInput!J29932,NA())","v":{"$error":"#N/A"}},{"$f":"IF($E29933=DataInput!$B29932,DataInput!K29932,NA())","v":{"$error":"#N/A"}},null,null,"  ",null,null,null,null,false,null,null,{"$error":"#N/A"},{"$error":"#N/A"},{"$error":"#N/A"},{"$error":"#N/A"},{"$error":"#N/A"},{"$error":"#N/A"},{"$error":"#N/A"},{"$error":"#N/A"},{"$error":"#N/A"},{"$error":"#N/A"}]
[null,{"$f":"IF(DataInput!B29933=$B$8,IF($B$9=$B$10,TRUE,IF(DataInput!E29933=$B$9,TRUE,FALSE)))","v":false},null,null,{"$f":"IF(B29934=TRUE,DataInput!B29933,NA())","v":{"$error":"#N/A"}},{"$f":"IF($E29934=DataInput!$B29933,DataInput!C29933,NA())","v":{"$error":"#N/A"}},{"$f":"IF($E29934=DataInput!$B29933,DataInput!D29933,NA())","v":{"$error":"#N/A"}},{"$f":"IF($E29934=DataInput!$B29933,DataInput!E29933,NA())","v":{"$error":"#N/A"}},{"$f":"IF($E29934=DataInput!$B29933,DataInput!F29933,NA())","v":{"$error":"#N/A"}},{"$f":"IF($E29934=DataInput!$B29933,DataInput!G29933,NA())","v":{"$error":"#N/A"}},{"$f":"IF($E29934=DataInput!$B29933,DataInput!H29933,NA())","v":{"$error":"#N/A"}},{"$f":"IF($E29934=DataInput!$B29933,DataInput!I29933,NA())","v":{"$error":"#N/A"}},{"$f":"IF($E29934=DataInput!$B29933,DataInput!J29933,NA())","v":{"$error":"#N/A"}},{"$f":"IF($E29934=DataInput!$B29933,DataInput!K29933,NA())","v":{"$error":"#N/A"}},null,null,"  ",null,null,null,null,false,null,null,{"$error":"#N/A"},{"$error":"#N/A"},{"$error":"#N/A"},{"$error":"#N/A"},{"$error":"#N/A"},{"$error":"#N/A"},{"$error":"#N/A"},{"$error":"#N/A"},{"$error":"#N/A"},{"$error":"#N/A"}]
[null,{"$f":"IF(DataInput!B29934=$B$8,IF($B$9=$B$10,TRUE,IF(DataInput!E29934=$B$9,TRUE,FALSE)))","v":false},null,null,{"$f":"IF(B29935=TRUE,DataInput!B29934,NA())","v":{"$error":"#N/A"}},{"$f":"IF($E29935=DataInput!$B29934,DataInput!C29934,NA())","v":{"$error":"#N/A"}},{"$f":"IF($E29935=DataInput!$B29934,DataInput!D29934,NA())","v":{"$error":"#N/A"}},{"$f":"IF($E29935=DataInput!$B29934,DataInput!E29934,NA())","v":{"$error":"#N/A"}},{"$f":"IF($E29935=DataInput!$B29934,DataInput!F29934,NA())","v":{"$error":"#N/A"}},{"$f":"IF($E29935=DataInput!$B29934,DataInput!G29934,NA())","v":{"$error":"#N/A"}},{"$f":"IF($E29935=DataInput!$B29934,DataInput!H29934,NA())","v":{"$error":"#N/A"}},{"$f":"IF($E29935=DataInput!$B29934,DataInput!I29934,NA())","v":{"$error":"#N/A"}},{"$f":"IF($E29935=DataInput!$B29934,DataInput!J29934,NA())","v":{"$error":"#N/A"}},{"$f":"IF($E29935=DataInput!$B29934,DataInput!K29934,NA())","v":{"$error":"#N/A"}},null,null,"  ",null,null,null,null,false,null,null,{"$error":"#N/A"},{"$error":"#N/A"},{"$error":"#N/A"},{"$error":"#N/A"},{"$error":"#N/A"},{"$error":"#N/A"},{"$error":"#N/A"},{"$error":"#N/A"},{"$error":"#N/A"},{"$error":"#N/A"}]
[null,{"$f":"IF(DataInput!B29935=$B$8,IF($B$9=$B$10,TRUE,IF(DataInput!E29935=$B$9,TRUE,FALSE)))","v":false},null,null,{"$f":"IF(B29936=TRUE,DataInput!B29935,NA())","v":{"$error":"#N/A"}},{"$f":"IF($E29936=DataInput!$B29935,DataInput!C29935,NA())","v":{"$error":"#N/A"}},{"$f":"IF($E29936=DataInput!$B29935,DataInput!D29935,NA())","v":{"$error":"#N/A"}},{"$f":"IF($E29936=DataInput!$B29935,DataInput!E29935,NA())","v":{"$error":"#N/A"}},{"$f":"IF($E29936=DataInput!$B29935,DataInput!F29935,NA())","v":{"$error":"#N/A"}},{"$f":"IF($E29936=DataInput!$B29935,DataInput!G29935,NA())","v":{"$error":"#N/A"}},{"$f":"IF($E29936=DataInput!$B29935,DataInput!H29935,NA())","v":{"$error":"#N/A"}},{"$f":"IF($E29936=DataInput!$B29935,DataInput!I29935,NA())","v":{"$error":"#N/A"}},{"$f":"IF($E29936=DataInput!$B29935,DataInput!J29935,NA())","v":{"$error":"#N/A"}},{"$f":"IF($E29936=DataInput!$B29935,DataInput!K29935,NA())","v":{"$error":"#N/A"}},null,null,"  ",null,null,null,null,false,null,null,{"$error":"#N/A"},{"$error":"#N/A"},{"$error":"#N/A"},{"$error":"#N/A"},{"$error":"#N/A"},{"$error":"#N/A"},{"$error":"#N/A"},{"$error":"#N/A"},{"$error":"#N/A"},{"$error":"#N/A"}]
[null,{"$f":"IF(DataInput!B29936=$B$8,IF($B$9=$B$10,TRUE,IF(DataInput!E29936=$B$9,TRUE,FALSE)))","v":false},null,null,{"$f":"IF(B29937=TRUE,DataInput!B29936,NA())","v":{"$error":"#N/A"}},{"$f":"IF($E29937=DataInput!$B29936,DataInput!C29936,NA())","v":{"$error":"#N/A"}},{"$f":"IF($E29937=DataInput!$B29936,DataInput!D29936,NA())","v":{"$error":"#N/A"}},{"$f":"IF($E29937=DataInput!$B29936,DataInput!E29936,NA())","v":{"$error":"#N/A"}},{"$f":"IF($E29937=DataInput!$B29936,DataInput!F29936,NA())","v":{"$error":"#N/A"}},{"$f":"IF($E29937=DataInput!$B29936,DataInput!G29936,NA())","v":{"$error":"#N/A"}},{"$f":"IF($E29937=DataInput!$B29936,DataInput!H29936,NA())","v":{"$error":"#N/A"}},{"$f":"IF($E29937=DataInput!$B29936,DataInput!I29936,NA())","v":{"$error":"#N/A"}},{"$f":"IF($E29937=DataInput!$B29936,DataInput!J29936,NA())","v":{"$error":"#N/A"}},{"$f":"IF($E29937=DataInput!$B29936,DataInput!K29936,NA())","v":{"$error":"#N/A"}},null,null,"  ",null,null,null,null,false,null,null,{"$error":"#N/A"},{"$error":"#N/A"},{"$error":"#N/A"},{"$error":"#N/A"},{"$error":"#N/A"},{"$error":"#N/A"},{"$error":"#N/A"},{"$error":"#N/A"},{"$error":"#N/A"},{"$error":"#N/A"}]
[null,{"$f":"IF(DataInput!B29937=$B$8,IF($B$9=$B$10,TRUE,IF(DataInput!E29937=$B$9,TRUE,FALSE)))","v":false},null,null,{"$f":"IF(B29938=TRUE,DataInput!B29937,NA())","v":{"$error":"#N/A"}},{"$f":"IF($E29938=DataInput!$B29937,DataInput!C29937,NA())","v":{"$error":"#N/A"}},{"$f":"IF($E29938=DataInput!$B29937,DataInput!D29937,NA())","v":{"$error":"#N/A"}},{"$f":"IF($E29938=DataInput!$B29937,DataInput!E29937,NA())","v":{"$error":"#N/A"}},{"$f":"IF($E29938=DataInput!$B29937,DataInput!F29937,NA())","v":{"$error":"#N/A"}},{"$f":"IF($E29938=DataInput!$B29937,DataInput!G29937,NA())","v":{"$error":"#N/A"}},{"$f":"IF($E29938=DataInput!$B29937,DataInput!H29937,NA())","v":{"$error":"#N/A"}},{"$f":"IF($E29938=DataInput!$B29937,DataInput!I29937,NA())","v":{"$error":"#N/A"}},{"$f":"IF($E29938=DataInput!$B29937,DataInput!J29937,NA())","v":{"$error":"#N/A"}},{"$f":"IF($E29938=DataInput!$B29937,DataInput!K29937,NA())","v":{"$error":"#N/A"}},null,null,"  ",null,null,null,null,false,null,null,{"$error":"#N/A"},{"$error":"#N/A"},{"$error":"#N/A"},{"$error":"#N/A"},{"$error":"#N/A"},{"$error":"#N/A"},{"$error":"#N/A"},{"$error":"#N/A"},{"$error":"#N/A"},{"$error":"#N/A"}]
[null,{"$f":"IF(DataInput!B29938=$B$8,IF($B$9=$B$10,TRUE,IF(DataInput!E29938=$B$9,TRUE,FALSE)))","v":false},null,null,{"$f":"IF(B29939=TRUE,DataInput!B29938,NA())","v":{"$error":"#N/A"}},{"$f":"IF($E29939=DataInput!$B29938,DataInput!C29938,NA())","v":{"$error":"#N/A"}},{"$f":"IF($E29939=DataInput!$B29938,DataInput!D29938,NA())","v":{"$error":"#N/A"}},{"$f":"IF($E29939=DataInput!$B29938,DataInput!E29938,NA())","v":{"$error":"#N/A"}},{"$f":"IF($E29939=DataInput!$B29938,DataInput!F29938,NA())","v":{"$error":"#N/A"}},{"$f":"IF($E29939=DataInput!$B29938,DataInput!G29938,NA())","v":{"$error":"#N/A"}},{"$f":"IF($E29939=DataInput!$B29938,DataInput!H29938,NA())","v":{"$error":"#N/A"}},{"$f":"IF($E29939=DataInput!$B29938,DataInput!I29938,NA())","v":{"$error":"#N/A"}},{"$f":"IF($E29939=DataInput!$B29938,DataInput!J29938,NA())","v":{"$error":"#N/A"}},{"$f":"IF($E29939=DataInput!$B29938,DataInput!K29938,NA())","v":{"$error":"#N/A"}},null,null,"  ",null,null,null,null,false,null,null,{"$error":"#N/A"},{"$error":"#N/A"},{"$error":"#N/A"},{"$error":"#N/A"},{"$error":"#N/A"},{"$error":"#N/A"},{"$error":"#N/A"},{"$error":"#N/A"},{"$error":"#N/A"},{"$error":"#N/A"}]
[null,{"$f":"IF(DataInput!B29939=$B$8,IF($B$9=$B$10,TRUE,IF(DataInput!E29939=$B$9,TRUE,FALSE)))","v":false},null,null,{"$f":"IF(B29940=TRUE,DataInput!B29939,NA())","v":{"$error":"#N/A"}},{"$f":"IF($E29940=DataInput!$B29939,DataInput!C29939,NA())","v":{"$error":"#N/A"}},{"$f":"IF($E29940=DataInput!$B29939,DataInput!D29939,NA())","v":{"$error":"#N/A"}},{"$f":"IF($E29940=DataInput!$B29939,DataInput!E29939,NA())","v":{"$error":"#N/A"}},{"$f":"IF($E29940=DataInput!$B29939,DataInput!F29939,NA())","v":{"$error":"#N/A"}},{"$f":"IF($E29940=DataInput!$B29939,DataInput!G29939,NA())","v":{"$error":"#N/A"}},{"$f":"IF($E29940=DataInput!$B29939,DataInput!H29939,NA())","v":{"$error":"#N/A"}},{"$f":"IF($E29940=DataInput!$B29939,DataInput!I29939,NA())","v":{"$error":"#N/A"}},{"$f":"IF($E29940=DataInput!$B29939,DataInput!J29939,NA())","v":{"$error":"#N/A"}},{"$f":"IF($E29940=DataInput!$B29939,DataInput!K29939,NA())","v":{"$error":"#N/A"}},null,null,"  ",null,null,null,null,false,null,null,{"$error":"#N/A"},{"$error":"#N/A"},{"$error":"#N/A"},{"$error":"#N/A"},{"$error":"#N/A"},{"$error":"#N/A"},{"$error":"#N/A"},{"$error":"#N/A"},{"$error":"#N/A"},{"$error":"#N/A"}]
[null,{"$f":"IF(DataInput!B29940=$B$8,IF($B$9=$B$10,TRUE,IF(DataInput!E29940=$B$9,TRUE,FALSE)))","v":false},null,null,{"$f":"IF(B29941=TRUE,DataInput!B29940,NA())","v":{"$error":"#N/A"}},{"$f":"IF($E29941=DataInput!$B29940,DataInput!C29940,NA())","v":{"$error":"#N/A"}},{"$f":"IF($E29941=DataInput!$B29940,DataInput!D29940,NA())","v":{"$error":"#N/A"}},{"$f":"IF($E29941=DataInput!$B29940,DataInput!E29940,NA())","v":{"$error":"#N/A"}},{"$f":"IF($E29941=DataInput!$B29940,DataInput!F29940,NA())","v":{"$error":"#N/A"}},{"$f":"IF($E29941=DataInput!$B29940,DataInput!G29940,NA())","v":{"$error":"#N/A"}},{"$f":"IF($E29941=DataInput!$B29940,DataInput!H29940,NA())","v":{"$error":"#N/A"}},{"$f":"IF($E29941=DataInput!$B29940,DataInput!I29940,NA())","v":{"$error":"#N/A"}},{"$f":"IF($E29941=DataInput!$B29940,DataInput!J29940,NA())","v":{"$error":"#N/A"}},{"$f":"IF($E29941=DataInput!$B29940,DataInput!K29940,NA())","v":{"$error":"#N/A"}},null,null,"  ",null,null,null,null,false,null,null,{"$f":"IF($V29941=TRUE,E29941,NA())","v":{"$error":"#N/A"}},{"$f":"IF($V29941=TRUE,F29941,NA())","v":{"$error":"#N/A"}},{"$f":"IF($V29941=TRUE,G29941,NA())","v":{"$error":"#N/A"}},{"$f":"IF($V29941=TRUE,H29941,NA())","v":{"$error":"#N/A"}},{"$f":"IF($V29941=TRUE,I29941,NA())","v":{"$error":"#N/A"}},{"$f":"IF($V29941=TRUE,J29941,NA())","v":{"$error":"#N/A"}},{"$f":"IF($V29941=TRUE,K29941,NA())","v":{"$error":"#N/A"}},{"$f":"IF($V29941=TRUE,L29941,NA())","v":{"$error":"#N/A"}},{"$f":"IF($V29941=TRUE,M29941,NA())","v":{"$error":"#N/A"}},{"$f":"IF($V29941=TRUE,N29941,NA())","v":{"$error":"#N/A"}}]
[null,{"$f":"IF(DataInput!B29941=$B$8,IF($B$9=$B$10,TRUE,IF(DataInput!E29941=$B$9,TRUE,FALSE)))","v":false},null,null,{"$f":"IF(B29942=TRUE,DataInput!B29941,NA())","v":{"$error":"#N/A"}},{"$f":"IF($E29942=DataInput!$B29941,DataInput!C29941,NA())","v":{"$error":"#N/A"}},{"$f":"IF($E29942=DataInput!$B29941,DataInput!D29941,NA())","v":{"$error":"#N/A"}},{"$f":"IF($E29942=DataInput!$B29941,DataInput!E29941,NA())","v":{"$error":"#N/A"}},{"$f":"IF($E29942=DataInput!$B29941,DataInput!F29941,NA())","v":{"$error":"#N/A"}},{"$f":"IF($E29942=DataInput!$B29941,DataInput!G29941,NA())","v":{"$error":"#N/A"}},{"$f":"IF($E29942=DataInput!$B29941,DataInput!H29941,NA())","v":{"$error":"#N/A"}},{"$f":"IF($E29942=DataInput!$B29941,DataInput!I29941,NA())","v":{"$error":"#N/A"}},{"$f":"IF($E29942=DataInput!$B29941,DataInput!J29941,NA())","v":{"$error":"#N/A"}},{"$f":"IF($E29942=DataInput!$B29941,DataInput!K29941,NA())","v":{"$error":"#N/A"}},null,null,"  ",null,null,null,null,false,null,null,{"$error":"#N/A"},{"$error":"#N/A"},{"$error":"#N/A"},{"$error":"#N/A"},{"$error":"#N/A"},{"$error":"#N/A"},{"$error":"#N/A"},{"$error":"#N/A"},{"$error":"#N/A"},{"$error":"#N/A"}]
[null,{"$f":"IF(DataInput!B29942=$B$8,IF($B$9=$B$10,TRUE,IF(DataInput!E29942=$B$9,TRUE,FALSE)))","v":false},null,null,{"$f":"IF(B29943=TRUE,DataInput!B29942,NA())","v":{"$error":"#N/A"}},{"$f":"IF($E29943=DataInput!$B29942,DataInput!C29942,NA())","v":{"$error":"#N/A"}},{"$f":"IF($E29943=DataInput!$B29942,DataInput!D29942,NA())","v":{"$error":"#N/A"}},{"$f":"IF($E29943=DataInput!$B29942,DataInput!E29942,NA())","v":{"$error":"#N/A"}},{"$f":"IF($E29943=DataInput!$B29942,DataInput!F29942,NA())","v":{"$error":"#N/A"}},{"$f":"IF($E29943=DataInput!$B29942,DataInput!G29942,NA())","v":{"$error":"#N/A"}},{"$f":"IF($E29943=DataInput!$B29942,DataInput!H29942,NA())","v":{"$error":"#N/A"}},{"$f":"IF($E29943=DataInput!$B29942,DataInput!I29942,NA())","v":{"$error":"#N/A"}},{"$f":"IF($E29943=DataInput!$B29942,DataInput!J29942,NA())","v":{"$error":"#N/A"}},{"$f":"IF($E29943=DataInput!$B29942,DataInput!K29942,NA())","v":{"$error":"#N/A"}},null,null,"  ",null,null,null,null,false,null,null,{"$error":"#N/A"},{"$error":"#N/A"},{"$error":"#N/A"},{"$error":"#N/A"},{"$error":"#N/A"},{"$error":"#N/A"},{"$error":"#N/A"},{"$error":"#N/A"},{"$error":"#N/A"},{"$error":"#N/A"}]
[null,{"$f":"IF(DataInput!B29943=$B$8,IF($B$9=$B$10,TRUE,IF(DataInput!E29943=$B$9,TRUE,FALSE)))","v":false},null,null,{"$f":"IF(B29944=TRUE,DataInput!B29943,NA())","v":{"$error":"#N/A"}},{"$f":"IF($E29944=DataInput!$B29943,DataInput!C29943,NA())","v":{"$error":"#N/A"}},{"$f":"IF($E29944=DataInput!$B29943,DataInput!D29943,NA())","v":{"$error":"#N/A"}},{"$f":"IF($E29944=DataInput!$B29943,DataInput!E29943,NA())","v":{"$error":"#N/A"}},{"$f":"IF($E29944=DataInput!$B29943,DataInput!F29943,NA())","v":{"$error":"#N/A"}},{"$f":"IF($E29944=DataInput!$B29943,DataInput!G29943,NA())","v":{"$error":"#N/A"}},{"$f":"IF($E29944=DataInput!$B29943,DataInput!H29943,NA())","v":{"$error":"#N/A"}},{"$f":"IF($E29944=DataInput!$B29943,DataInput!I29943,NA())","v":{"$error":"#N/A"}},{"$f":"IF($E29944=DataInput!$B29943,DataInput!J29943,NA())","v":{"$error":"#N/A"}},{"$f":"IF($E29944=DataInput!$B29943,DataInput!K29943,NA())","v":{"$error":"#N/A"}},null,null,"  ",null,null,null,null,false,null,null,{"$error":"#N/A"},{"$error":"#N/A"},{"$error":"#N/A"},{"$error":"#N/A"},{"$error":"#N/A"},{"$error":"#N/A"},{"$error":"#N/A"},{"$error":"#N/A"},{"$error":"#N/A"},{"$error":"#N/A"}]
[null,{"$f":"IF(DataInput!B29944=$B$8,IF($B$9=$B$10,TRUE,IF(DataInput!E29944=$B$9,TRUE,FALSE)))","v":false},null,null,{"$f":"IF(B29945=TRUE,DataInput!B29944,NA())","v":{"$error":"#N/A"}},{"$f":"IF($E29945=DataInput!$B29944,DataInput!C29944,NA())","v":{"$error":"#N/A"}},{"$f":"IF($E29945=DataInput!$B29944,DataInput!D29944,NA())","v":{"$error":"#N/A"}},{"$f":"IF($E29945=DataInput!$B29944,DataInput!E29944,NA())","v":{"$error":"#N/A"}},{"$f":"IF($E29945=DataInput!$B29944,DataInput!F29944,NA())","v":{"$error":"#N/A"}},{"$f":"IF($E29945=DataInput!$B29944,DataInput!G29944,NA())","v":{"$error":"#N/A"}},{"$f":"IF($E29945=DataInput!$B29944,DataInput!H29944,NA())","v":{"$error":"#N/A"}},{"$f":"IF($E29945=DataInput!$B29944,DataInput!I29944,NA())","v":{"$error":"#N/A"}},{"$f":"IF($E29945=DataInput!$B29944,DataInput!J29944,NA())","v":{"$error":"#N/A"}},{"$f":"IF($E29945=DataInput!$B29944,DataInput!K29944,NA())","v":{"$error":"#N/A"}},null,null,"  ",null,null,null,null,false,null,null,{"$error":"#N/A"},{"$error":"#N/A"},{"$error":"#N/A"},{"$error":"#N/A"},{"$error":"#N/A"},{"$error":"#N/A"},{"$error":"#N/A"},{"$error":"#N/A"},{"$error":"#N/A"},{"$error":"#N/A"}]
[null,{"$f":"IF(DataInput!B29945=$B$8,IF($B$9=$B$10,TRUE,IF(DataInput!E29945=$B$9,TRUE,FALSE)))","v":false},null,null,{"$f":"IF(B29946=TRUE,DataInput!B29945,NA())","v":{"$error":"#N/A"}},{"$f":"IF($E29946=DataInput!$B29945,DataInput!C29945,NA())","v":{"$error":"#N/A"}},{"$f":"IF($E29946=DataInput!$B29945,DataInput!D29945,NA())","v":{"$error":"#N/A"}},{"$f":"IF($E29946=DataInput!$B29945,DataInput!E29945,NA())","v":{"$error":"#N/A"}},{"$f":"IF($E29946=DataInput!$B29945,DataInput!F29945,NA())","v":{"$error":"#N/A"}},{"$f":"IF($E29946=DataInput!$B29945,DataInput!G29945,NA())","v":{"$error":"#N/A"}},{"$f":"IF($E29946=DataInput!$B29945,DataInput!H29945,NA())","v":{"$error":"#N/A"}},{"$f":"IF($E29946=DataInput!$B29945,DataInput!I29945,NA())","v":{"$error":"#N/A"}},{"$f":"IF($E29946=DataInput!$B29945,DataInput!J29945,NA())","v":{"$error":"#N/A"}},{"$f":"IF($E29946=DataInput!$B29945,DataInput!K29945,NA())","v":{"$error":"#N/A"}},null,null,"  ",null,null,null,null,false,null,null,{"$error":"#N/A"},{"$error":"#N/A"},{"$error":"#N/A"},{"$error":"#N/A"},{"$error":"#N/A"},{"$error":"#N/A"},{"$error":"#N/A"},{"$error":"#N/A"},{"$error":"#N/A"},{"$error":"#N/A"}]
[null,{"$f":"IF(DataInput!B29946=$B$8,IF($B$9=$B$10,TRUE,IF(DataInput!E29946=$B$9,TRUE,FALSE)))","v":false},null,null,{"$f":"IF(B29947=TRUE,DataInput!B29946,NA())","v":{"$error":"#N/A"}},{"$f":"IF($E29947=DataInput!$B29946,DataInput!C29946,NA())","v":{"$error":"#N/A"}},{"$f":"IF($E29947=DataInput!$B29946,DataInput!D29946,NA())","v":{"$error":"#N/A"}},{"$f":"IF($E29947=DataInput!$B29946,DataInput!E29946,NA())","v":{"$error":"#N/A"}},{"$f":"IF($E29947=DataInput!$B29946,DataInput!F29946,NA())","v":{"$error":"#N/A"}},{"$f":"IF($E29947=DataInput!$B29946,DataInput!G29946,NA())","v":{"$error":"#N/A"}},{"$f":"IF($E29947=DataInput!$B29946,DataInput!H29946,NA())","v":{"$error":"#N/A"}},{"$f":"IF($E29947=DataInput!$B29946,DataInput!I29946,NA())","v":{"$error":"#N/A"}},{"$f":"IF($E29947=DataInput!$B29946,DataInput!J29946,NA())","v":{"$error":"#N/A"}},{"$f":"IF($E29947=DataInput!$B29946,DataInput!K29946,NA())","v":{"$error":"#N/A"}},null,null,"  ",null,null,null,null,false,null,null,{"$error":"#N/A"},{"$error":"#N/A"},{"$error":"#N/A"},{"$error":"#N/A"},{"$error":"#N/A"},{"$error":"#N/A"},{"$error":"#N/A"},{"$error":"#N/A"},{"$error":"#N/A"},{"$error":"#N/A"}]
[null,{"$f":"IF(DataInput!B29947=$B$8,IF($B$9=$B$10,TRUE,IF(DataInput!E29947=$B$9,TRUE,FALSE)))","v":false},null,null,{"$f":"IF(B29948=TRUE,DataInput!B29947,NA())","v":{"$error":"#N/A"}},{"$f":"IF($E29948=DataInput!$B29947,DataInput!C29947,NA())","v":{"$error":"#N/A"}},{"$f":"IF($E29948=DataInput!$B29947,DataInput!D29947,NA())","v":{"$error":"#N/A"}},{"$f":"IF($E29948=DataInput!$B29947,DataInput!E29947,NA())","v":{"$error":"#N/A"}},{"$f":"IF($E29948=DataInput!$B29947,DataInput!F29947,NA())","v":{"$error":"#N/A"}},{"$f":"IF($E29948=DataInput!$B29947,DataInput!G29947,NA())","v":{"$error":"#N/A"}},{"$f":"IF($E29948=DataInput!$B29947,DataInput!H29947,NA())","v":{"$error":"#N/A"}},{"$f":"IF($E29948=DataInput!$B29947,DataInput!I29947,NA())","v":{"$error":"#N/A"}},{"$f":"IF($E29948=DataInput!$B29947,DataInput!J29947,NA())","v":{"$error":"#N/A"}},{"$f":"IF($E29948=DataInput!$B29947,DataInput!K29947,NA())","v":{"$error":"#N/A"}},null,null,"  ",null,null,null,null,false,null,null,{"$error":"#N/A"},{"$error":"#N/A"},{"$error":"#N/A"},{"$error":"#N/A"},{"$error":"#N/A"},{"$error":"#N/A"},{"$error":"#N/A"},{"$error":"#N/A"},{"$error":"#N/A"},{"$error":"#N/A"}]
[null,{"$f":"IF(DataInput!B29948=$B$8,IF($B$9=$B$10,TRUE,IF(DataInput!E29948=$B$9,TRUE,FALSE)))","v":false},null,null,{"$f":"IF(B29949=TRUE,DataInput!B29948,NA())","v":{"$error":"#N/A"}},{"$f":"IF($E29949=DataInput!$B29948,DataInput!C29948,NA())","v":{"$error":"#N/A"}},{"$f":"IF($E29949=DataInput!$B29948,DataInput!D29948,NA())","v":{"$error":"#N/A"}},{"$f":"IF($E29949=DataInput!$B29948,DataInput!E29948,NA())","v":{"$error":"#N/A"}},{"$f":"IF($E29949=DataInput!$B29948,DataInput!F29948,NA())","v":{"$error":"#N/A"}},{"$f":"IF($E29949=DataInput!$B29948,DataInput!G29948,NA())","v":{"$error":"#N/A"}},{"$f":"IF($E29949=DataInput!$B29948,DataInput!H29948,NA())","v":{"$error":"#N/A"}},{"$f":"IF($E29949=DataInput!$B29948,DataInput!I29948,NA())","v":{"$error":"#N/A"}},{"$f":"IF($E29949=DataInput!$B29948,DataInput!J29948,NA())","v":{"$error":"#N/A"}},{"$f":"IF($E29949=DataInput!$B29948,DataInput!K29948,NA())","v":{"$error":"#N/A"}},null,null,"  ",null,null,null,null,false,null,null,{"$error":"#N/A"},{"$error":"#N/A"},{"$error":"#N/A"},{"$error":"#N/A"},{"$error":"#N/A"},{"$error":"#N/A"},{"$error":"#N/A"},{"$error":"#N/A"},{"$error":"#N/A"},{"$error":"#N/A"}]
[null,{"$f":"IF(DataInput!B29949=$B$8,IF($B$9=$B$10,TRUE,IF(DataInput!E29949=$B$9,TRUE,FALSE)))","v":false},null,null,{"$f":"IF(B29950=TRUE,DataInput!B29949,NA())","v":{"$error":"#N/A"}},{"$f":"IF($E29950=DataInput!$B29949,DataInput!C29949,NA())","v":{"$error":"#N/A"}},{"$f":"IF($E29950=DataInput!$B29949,DataInput!D29949,NA())","v":{"$error":"#N/A"}},{"$f":"IF($E29950=DataInput!$B29949,DataInput!E29949,NA())","v":{"$error":"#N/A"}},{"$f":"IF($E29950=DataInput!$B29949,DataInput!F29949,NA())","v":{"$error":"#N/A"}},{"$f":"IF($E29950=DataInput!$B29949,DataInput!G29949,NA())","v":{"$error":"#N/A"}},{"$f":"IF($E29950=DataInput!$B29949,DataInput!H29949,NA())","v":{"$error":"#N/A"}},{"$f":"IF($E29950=DataInput!$B29949,DataInput!I29949,NA())","v":{"$error":"#N/A"}},{"$f":"IF($E29950=DataInput!$B29949,DataInput!J29949,NA())","v":{"$error":"#N/A"}},{"$f":"IF($E29950=DataInput!$B29949,DataInput!K29949,NA())","v":{"$error":"#N/A"}},null,null,"  ",null,null,null,null,false,null,null,{"$error":"#N/A"},{"$error":"#N/A"},{"$error":"#N/A"},{"$error":"#N/A"},{"$error":"#N/A"},{"$error":"#N/A"},{"$error":"#N/A"},{"$error":"#N/A"},{"$error":"#N/A"},{"$error":"#N/A"}]
[null,{"$f":"IF(DataInput!B29950=$B$8,IF($B$9=$B$10,TRUE,IF(DataInput!E29950=$B$9,TRUE,FALSE)))","v":false},null,null,{"$f":"IF(B29951=TRUE,DataInput!B29950,NA())","v":{"$error":"#N/A"}},{"$f":"IF($E29951=DataInput!$B29950,DataInput!C29950,NA())","v":{"$error":"#N/A"}},{"$f":"IF($E29951=DataInput!$B29950,DataInput!D29950,NA())","v":{"$error":"#N/A"}},{"$f":"IF($E29951=DataInput!$B29950,DataInput!E29950,NA())","v":{"$error":"#N/A"}},{"$f":"IF($E29951=DataInput!$B29950,DataInput!F29950,NA())","v":{"$error":"#N/A"}},{"$f":"IF($E29951=DataInput!$B29950,DataInput!G29950,NA())","v":{"$error":"#N/A"}},{"$f":"IF($E29951=DataInput!$B29950,DataInput!H29950,NA())","v":{"$error":"#N/A"}},{"$f":"IF($E29951=DataInput!$B29950,DataInput!I29950,NA())","v":{"$error":"#N/A"}},{"$f":"IF($E29951=DataInput!$B29950,DataInput!J29950,NA())","v":{"$error":"#N/A"}},{"$f":"IF($E29951=DataInput!$B29950,DataInput!K29950,NA())","v":{"$error":"#N/A"}},null,null,"  ",null,null,null,null,false,null,null,{"$error":"#N/A"},{"$error":"#N/A"},{"$error":"#N/A"},{"$error":"#N/A"},{"$error":"#N/A"},{"$error":"#N/A"},{"$error":"#N/A"},{"$error":"#N/A"},{"$error":"#N/A"},{"$error":"#N/A"}]
[null,{"$f":"IF(DataInput!B29951=$B$8,IF($B$9=$B$10,TRUE,IF(DataInput!E29951=$B$9,TRUE,FALSE)))","v":false},null,null,{"$f":"IF(B29952=TRUE,DataInput!B29951,NA())","v":{"$error":"#N/A"}},{"$f":"IF($E29952=DataInput!$B29951,DataInput!C29951,NA())","v":{"$error":"#N/A"}},{"$f":"IF($E29952=DataInput!$B29951,DataInput!D29951,NA())","v":{"$error":"#N/A"}},{"$f":"IF($E29952=DataInput!$B29951,DataInput!E29951,NA())","v":{"$error":"#N/A"}},{"$f":"IF($E29952=DataInput!$B29951,DataInput!F29951,NA())","v":{"$error":"#N/A"}},{"$f":"IF($E29952=DataInput!$B29951,DataInput!G29951,NA())","v":{"$error":"#N/A"}},{"$f":"IF($E29952=DataInput!$B29951,DataInput!H29951,NA())","v":{"$error":"#N/A"}},{"$f":"IF($E29952=DataInput!$B29951,DataInput!I29951,NA())","v":{"$error":"#N/A"}},{"$f":"IF($E29952=DataInput!$B29951,DataInput!J29951,NA())","v":{"$error":"#N/A"}},{"$f":"IF($E29952=DataInput!$B29951,DataInput!K29951,NA())","v":{"$error":"#N/A"}},null,null,"  ",null,null,null,null,false,null,null,{"$error":"#N/A"},{"$error":"#N/A"},{"$error":"#N/A"},{"$error":"#N/A"},{"$error":"#N/A"},{"$error":"#N/A"},{"$error":"#N/A"},{"$error":"#N/A"},{"$error":"#N/A"},{"$error":"#N/A"}]
[null,{"$f":"IF(DataInput!B29952=$B$8,IF($B$9=$B$10,TRUE,IF(DataInput!E29952=$B$9,TRUE,FALSE)))","v":false},null,null,{"$f":"IF(B29953=TRUE,DataInput!B29952,NA())","v":{"$error":"#N/A"}},{"$f":"IF($E29953=DataInput!$B29952,DataInput!C29952,NA())","v":{"$error":"#N/A"}},{"$f":"IF($E29953=DataInput!$B29952,DataInput!D29952,NA())","v":{"$error":"#N/A"}},{"$f":"IF($E29953=DataInput!$B29952,DataInput!E29952,NA())","v":{"$error":"#N/A"}},{"$f":"IF($E29953=DataInput!$B29952,DataInput!F29952,NA())","v":{"$error":"#N/A"}},{"$f":"IF($E29953=DataInput!$B29952,DataInput!G29952,NA())","v":{"$error":"#N/A"}},{"$f":"IF($E29953=DataInput!$B29952,DataInput!H29952,NA())","v":{"$error":"#N/A"}},{"$f":"IF($E29953=DataInput!$B29952,DataInput!I29952,NA())","v":{"$error":"#N/A"}},{"$f":"IF($E29953=DataInput!$B29952,DataInput!J29952,NA())","v":{"$error":"#N/A"}},{"$f":"IF($E29953=DataInput!$B29952,DataInput!K29952,NA())","v":{"$error":"#N/A"}},null,null,"  ",null,null,null,null,false,null,null,{"$error":"#N/A"},{"$error":"#N/A"},{"$error":"#N/A"},{"$error":"#N/A"},{"$error":"#N/A"},{"$error":"#N/A"},{"$error":"#N/A"},{"$error":"#N/A"},{"$error":"#N/A"},{"$error":"#N/A"}]
[null,{"$f":"IF(DataInput!B29953=$B$8,IF($B$9=$B$10,TRUE,IF(DataInput!E29953=$B$9,TRUE,FALSE)))","v":false},null,null,{"$f":"IF(B29954=TRUE,DataInput!B29953,NA())","v":{"$error":"#N/A"}},{"$f":"IF($E29954=DataInput!$B29953,DataInput!C29953,NA())","v":{"$error":"#N/A"}},{"$f":"IF($E29954=DataInput!$B29953,DataInput!D29953,NA())","v":{"$error":"#N/A"}},{"$f":"IF($E29954=DataInput!$B29953,DataInput!E29953,NA())","v":{"$error":"#N/A"}},{"$f":"IF($E29954=DataInput!$B29953,DataInput!F29953,NA())","v":{"$error":"#N/A"}},{"$f":"IF($E29954=DataInput!$B29953,DataInput!G29953,NA())","v":{"$error":"#N/A"}},{"$f":"IF($E29954=DataInput!$B29953,DataInput!H29953,NA())","v":{"$error":"#N/A"}},{"$f":"IF($E29954=DataInput!$B29953,DataInput!I29953,NA())","v":{"$error":"#N/A"}},{"$f":"IF($E29954=DataInput!$B29953,DataInput!J29953,NA())","v":{"$error":"#N/A"}},{"$f":"IF($E29954=DataInput!$B29953,DataInput!K29953,NA())","v":{"$error":"#N/A"}},null,null,"  ",null,null,null,null,false,null,null,{"$error":"#N/A"},{"$error":"#N/A"},{"$error":"#N/A"},{"$error":"#N/A"},{"$error":"#N/A"},{"$error":"#N/A"},{"$error":"#N/A"},{"$error":"#N/A"},{"$error":"#N/A"},{"$error":"#N/A"}]
[null,{"$f":"IF(DataInput!B29954=$B$8,IF($B$9=$B$10,TRUE,IF(DataInput!E29954=$B$9,TRUE,FALSE)))","v":false},null,null,{"$f":"IF(B29955=TRUE,DataInput!B29954,NA())","v":{"$error":"#N/A"}},{"$f":"IF($E29955=DataInput!$B29954,DataInput!C29954,NA())","v":{"$error":"#N/A"}},{"$f":"IF($E29955=DataInput!$B29954,DataInput!D29954,NA())","v":{"$error":"#N/A"}},{"$f":"IF($E29955=DataInput!$B29954,DataInput!E29954,NA())","v":{"$error":"#N/A"}},{"$f":"IF($E29955=DataInput!$B29954,DataInput!F29954,NA())","v":{"$error":"#N/A"}},{"$f":"IF($E29955=DataInput!$B29954,DataInput!G29954,NA())","v":{"$error":"#N/A"}},{"$f":"IF($E29955=DataInput!$B29954,DataInput!H29954,NA())","v":{"$error":"#N/A"}},{"$f":"IF($E29955=DataInput!$B29954,DataInput!I29954,NA())","v":{"$error":"#N/A"}},{"$f":"IF($E29955=DataInput!$B29954,DataInput!J29954,NA())","v":{"$error":"#N/A"}},{"$f":"IF($E29955=DataInput!$B29954,DataInput!K29954,NA())","v":{"$error":"#N/A"}},null,null,"  ",null,null,null,null,false,null,null,{"$error":"#N/A"},{"$error":"#N/A"},{"$error":"#N/A"},{"$error":"#N/A"},{"$error":"#N/A"},{"$error":"#N/A"},{"$error":"#N/A"},{"$error":"#N/A"},{"$error":"#N/A"},{"$error":"#N/A"}]
[null,{"$f":"IF(DataInput!B29955=$B$8,IF($B$9=$B$10,TRUE,IF(DataInput!E29955=$B$9,TRUE,FALSE)))","v":false},null,null,{"$f":"IF(B29956=TRUE,DataInput!B29955,NA())","v":{"$error":"#N/A"}},{"$f":"IF($E29956=DataInput!$B29955,DataInput!C29955,NA())","v":{"$error":"#N/A"}},{"$f":"IF($E29956=DataInput!$B29955,DataInput!D29955,NA())","v":{"$error":"#N/A"}},{"$f":"IF($E29956=DataInput!$B29955,DataInput!E29955,NA())","v":{"$error":"#N/A"}},{"$f":"IF($E29956=DataInput!$B29955,DataInput!F29955,NA())","v":{"$error":"#N/A"}},{"$f":"IF($E29956=DataInput!$B29955,DataInput!G29955,NA())","v":{"$error":"#N/A"}},{"$f":"IF($E29956=DataInput!$B29955,DataInput!H29955,NA())","v":{"$error":"#N/A"}},{"$f":"IF($E29956=DataInput!$B29955,DataInput!I29955,NA())","v":{"$error":"#N/A"}},{"$f":"IF($E29956=DataInput!$B29955,DataInput!J29955,NA())","v":{"$error":"#N/A"}},{"$f":"IF($E29956=DataInput!$B29955,DataInput!K29955,NA())","v":{"$error":"#N/A"}},null,null,"  ",null,null,null,null,false,null,null,{"$error":"#N/A"},{"$error":"#N/A"},{"$error":"#N/A"},{"$error":"#N/A"},{"$error":"#N/A"},{"$error":"#N/A"},{"$error":"#N/A"},{"$error":"#N/A"},{"$error":"#N/A"},{"$error":"#N/A"}]
[null,{"$f":"IF(DataInput!B29956=$B$8,IF($B$9=$B$10,TRUE,IF(DataInput!E29956=$B$9,TRUE,FALSE)))","v":false},null,null,{"$f":"IF(B29957=TRUE,DataInput!B29956,NA())","v":{"$error":"#N/A"}},{"$f":"IF($E29957=DataInput!$B29956,DataInput!C29956,NA())","v":{"$error":"#N/A"}},{"$f":"IF($E29957=DataInput!$B29956,DataInput!D29956,NA())","v":{"$error":"#N/A"}},{"$f":"IF($E29957=DataInput!$B29956,DataInput!E29956,NA())","v":{"$error":"#N/A"}},{"$f":"IF($E29957=DataInput!$B29956,DataInput!F29956,NA())","v":{"$error":"#N/A"}},{"$f":"IF($E29957=DataInput!$B29956,DataInput!G29956,NA())","v":{"$error":"#N/A"}},{"$f":"IF($E29957=DataInput!$B29956,DataInput!H29956,NA())","v":{"$error":"#N/A"}},{"$f":"IF($E29957=DataInput!$B29956,DataInput!I29956,NA())","v":{"$error":"#N/A"}},{"$f":"IF($E29957=DataInput!$B29956,DataInput!J29956,NA())","v":{"$error":"#N/A"}},{"$f":"IF($E29957=DataInput!$B29956,DataInput!K29956,NA())","v":{"$error":"#N/A"}},null,null,"  ",null,null,null,null,false,null,null,{"$error":"#N/A"},{"$error":"#N/A"},{"$error":"#N/A"},{"$error":"#N/A"},{"$error":"#N/A"},{"$error":"#N/A"},{"$error":"#N/A"},{"$error":"#N/A"},{"$error":"#N/A"},{"$error":"#N/A"}]
[null,{"$f":"IF(DataInput!B29957=$B$8,IF($B$9=$B$10,TRUE,IF(DataInput!E29957=$B$9,TRUE,FALSE)))","v":false},null,null,{"$f":"IF(B29958=TRUE,DataInput!B29957,NA())","v":{"$error":"#N/A"}},{"$f":"IF($E29958=DataInput!$B29957,DataInput!C29957,NA())","v":{"$error":"#N/A"}},{"$f":"IF($E29958=DataInput!$B29957,DataInput!D29957,NA())","v":{"$error":"#N/A"}},{"$f":"IF($E29958=DataInput!$B29957,DataInput!E29957,NA())","v":{"$error":"#N/A"}},{"$f":"IF($E29958=DataInput!$B29957,DataInput!F29957,NA())","v":{"$error":"#N/A"}},{"$f":"IF($E29958=DataInput!$B29957,DataInput!G29957,NA())","v":{"$error":"#N/A"}},{"$f":"IF($E29958=DataInput!$B29957,DataInput!H29957,NA())","v":{"$error":"#N/A"}},{"$f":"IF($E29958=DataInput!$B29957,DataInput!I29957,NA())","v":{"$error":"#N/A"}},{"$f":"IF($E29958=DataInput!$B29957,DataInput!J29957,NA())","v":{"$error":"#N/A"}},{"$f":"IF($E29958=DataInput!$B29957,DataInput!K29957,NA())","v":{"$error":"#N/A"}},null,null,"  ",null,null,null,null,false,null,null,{"$error":"#N/A"},{"$error":"#N/A"},{"$error":"#N/A"},{"$error":"#N/A"},{"$error":"#N/A"},{"$error":"#N/A"},{"$error":"#N/A"},{"$error":"#N/A"},{"$error":"#N/A"},{"$error":"#N/A"}]
[null,{"$f":"IF(DataInput!B29958=$B$8,IF($B$9=$B$10,TRUE,IF(DataInput!E29958=$B$9,TRUE,FALSE)))","v":false},null,null,{"$f":"IF(B29959=TRUE,DataInput!B29958,NA())","v":{"$error":"#N/A"}},{"$f":"IF($E29959=DataInput!$B29958,DataInput!C29958,NA())","v":{"$error":"#N/A"}},{"$f":"IF($E29959=DataInput!$B29958,DataInput!D29958,NA())","v":{"$error":"#N/A"}},{"$f":"IF($E29959=DataInput!$B29958,DataInput!E29958,NA())","v":{"$error":"#N/A"}},{"$f":"IF($E29959=DataInput!$B29958,DataInput!F29958,NA())","v":{"$error":"#N/A"}},{"$f":"IF($E29959=DataInput!$B29958,DataInput!G29958,NA())","v":{"$error":"#N/A"}},{"$f":"IF($E29959=DataInput!$B29958,DataInput!H29958,NA())","v":{"$error":"#N/A"}},{"$f":"IF($E29959=DataInput!$B29958,DataInput!I29958,NA())","v":{"$error":"#N/A"}},{"$f":"IF($E29959=DataInput!$B29958,DataInput!J29958,NA())","v":{"$error":"#N/A"}},{"$f":"IF($E29959=DataInput!$B29958,DataInput!K29958,NA())","v":{"$error":"#N/A"}},null,null,"  ",null,null,null,null,false,null,null,{"$error":"#N/A"},{"$error":"#N/A"},{"$error":"#N/A"},{"$error":"#N/A"},{"$error":"#N/A"},{"$error":"#N/A"},{"$error":"#N/A"},{"$error":"#N/A"},{"$error":"#N/A"},{"$error":"#N/A"}]
[null,{"$f":"IF(DataInput!B29959=$B$8,IF($B$9=$B$10,TRUE,IF(DataInput!E29959=$B$9,TRUE,FALSE)))","v":false},null,null,{"$f":"IF(B29960=TRUE,DataInput!B29959,NA())","v":{"$error":"#N/A"}},{"$f":"IF($E29960=DataInput!$B29959,DataInput!C29959,NA())","v":{"$error":"#N/A"}},{"$f":"IF($E29960=DataInput!$B29959,DataInput!D29959,NA())","v":{"$error":"#N/A"}},{"$f":"IF($E29960=DataInput!$B29959,DataInput!E29959,NA())","v":{"$error":"#N/A"}},{"$f":"IF($E29960=DataInput!$B29959,DataInput!F29959,NA())","v":{"$error":"#N/A"}},{"$f":"IF($E29960=DataInput!$B29959,DataInput!G29959,NA())","v":{"$error":"#N/A"}},{"$f":"IF($E29960=DataInput!$B29959,DataInput!H29959,NA())","v":{"$error":"#N/A"}},{"$f":"IF($E29960=DataInput!$B29959,DataInput!I29959,NA())","v":{"$error":"#N/A"}},{"$f":"IF($E29960=DataInput!$B29959,DataInput!J29959,NA())","v":{"$error":"#N/A"}},{"$f":"IF($E29960=DataInput!$B29959,DataInput!K29959,NA())","v":{"$error":"#N/A"}},null,null,"  ",null,null,null,null,false,null,null,{"$error":"#N/A"},{"$error":"#N/A"},{"$error":"#N/A"},{"$error":"#N/A"},{"$error":"#N/A"},{"$error":"#N/A"},{"$error":"#N/A"},{"$error":"#N/A"},{"$error":"#N/A"},{"$error":"#N/A"}]
[null,{"$f":"IF(DataInput!B29960=$B$8,IF($B$9=$B$10,TRUE,IF(DataInput!E29960=$B$9,TRUE,FALSE)))","v":false},null,null,{"$f":"IF(B29961=TRUE,DataInput!B29960,NA())","v":{"$error":"#N/A"}},{"$f":"IF($E29961=DataInput!$B29960,DataInput!C29960,NA())","v":{"$error":"#N/A"}},{"$f":"IF($E29961=DataInput!$B29960,DataInput!D29960,NA())","v":{"$error":"#N/A"}},{"$f":"IF($E29961=DataInput!$B29960,DataInput!E29960,NA())","v":{"$error":"#N/A"}},{"$f":"IF($E29961=DataInput!$B29960,DataInput!F29960,NA())","v":{"$error":"#N/A"}},{"$f":"IF($E29961=DataInput!$B29960,DataInput!G29960,NA())","v":{"$error":"#N/A"}},{"$f":"IF($E29961=DataInput!$B29960,DataInput!H29960,NA())","v":{"$error":"#N/A"}},{"$f":"IF($E29961=DataInput!$B29960,DataInput!I29960,NA())","v":{"$error":"#N/A"}},{"$f":"IF($E29961=DataInput!$B29960,DataInput!J29960,NA())","v":{"$error":"#N/A"}},{"$f":"IF($E29961=DataInput!$B29960,DataInput!K29960,NA())","v":{"$error":"#N/A"}},null,null,"  ",null,null,null,null,false,null,null,{"$error":"#N/A"},{"$error":"#N/A"},{"$error":"#N/A"},{"$error":"#N/A"},{"$error":"#N/A"},{"$error":"#N/A"},{"$error":"#N/A"},{"$error":"#N/A"},{"$error":"#N/A"},{"$error":"#N/A"}]
[null,{"$f":"IF(DataInput!B29961=$B$8,IF($B$9=$B$10,TRUE,IF(DataInput!E29961=$B$9,TRUE,FALSE)))","v":false},null,null,{"$f":"IF(B29962=TRUE,DataInput!B29961,NA())","v":{"$error":"#N/A"}},{"$f":"IF($E29962=DataInput!$B29961,DataInput!C29961,NA())","v":{"$error":"#N/A"}},{"$f":"IF($E29962=DataInput!$B29961,DataInput!D29961,NA())","v":{"$error":"#N/A"}},{"$f":"IF($E29962=DataInput!$B29961,DataInput!E29961,NA())","v":{"$error":"#N/A"}},{"$f":"IF($E29962=DataInput!$B29961,DataInput!F29961,NA())","v":{"$error":"#N/A"}},{"$f":"IF($E29962=DataInput!$B29961,DataInput!G29961,NA())","v":{"$error":"#N/A"}},{"$f":"IF($E29962=DataInput!$B29961,DataInput!H29961,NA())","v":{"$error":"#N/A"}},{"$f":"IF($E29962=DataInput!$B29961,DataInput!I29961,NA())","v":{"$error":"#N/A"}},{"$f":"IF($E29962=DataInput!$B29961,DataInput!J29961,NA())","v":{"$error":"#N/A"}},{"$f":"IF($E29962=DataInput!$B29961,DataInput!K29961,NA())","v":{"$error":"#N/A"}},null,null,"  ",null,null,null,null,false,null,null,{"$error":"#N/A"},{"$error":"#N/A"},{"$error":"#N/A"},{"$error":"#N/A"},{"$error":"#N/A"},{"$error":"#N/A"},{"$error":"#N/A"},{"$error":"#N/A"},{"$error":"#N/A"},{"$error":"#N/A"}]
[null,{"$f":"IF(DataInput!B29962=$B$8,IF($B$9=$B$10,TRUE,IF(DataInput!E29962=$B$9,TRUE,FALSE)))","v":false},null,null,{"$f":"IF(B29963=TRUE,DataInput!B29962,NA())","v":{"$error":"#N/A"}},{"$f":"IF($E29963=DataInput!$B29962,DataInput!C29962,NA())","v":{"$error":"#N/A"}},{"$f":"IF($E29963=DataInput!$B29962,DataInput!D29962,NA())","v":{"$error":"#N/A"}},{"$f":"IF($E29963=DataInput!$B29962,DataInput!E29962,NA())","v":{"$error":"#N/A"}},{"$f":"IF($E29963=DataInput!$B29962,DataInput!F29962,NA())","v":{"$error":"#N/A"}},{"$f":"IF($E29963=DataInput!$B29962,DataInput!G29962,NA())","v":{"$error":"#N/A"}},{"$f":"IF($E29963=DataInput!$B29962,DataInput!H29962,NA())","v":{"$error":"#N/A"}},{"$f":"IF($E29963=DataInput!$B29962,DataInput!I29962,NA())","v":{"$error":"#N/A"}},{"$f":"IF($E29963=DataInput!$B29962,DataInput!J29962,NA())","v":{"$error":"#N/A"}},{"$f":"IF($E29963=DataInput!$B29962,DataInput!K29962,NA())","v":{"$error":"#N/A"}},null,null,"  ",null,null,null,null,false,null,null,{"$error":"#N/A"},{"$error":"#N/A"},{"$error":"#N/A"},{"$error":"#N/A"},{"$error":"#N/A"},{"$error":"#N/A"},{"$error":"#N/A"},{"$error":"#N/A"},{"$error":"#N/A"},{"$error":"#N/A"}]
[null,{"$f":"IF(DataInput!B29963=$B$8,IF($B$9=$B$10,TRUE,IF(DataInput!E29963=$B$9,TRUE,FALSE)))","v":false},null,null,{"$f":"IF(B29964=TRUE,DataInput!B29963,NA())","v":{"$error":"#N/A"}},{"$f":"IF($E29964=DataInput!$B29963,DataInput!C29963,NA())","v":{"$error":"#N/A"}},{"$f":"IF($E29964=DataInput!$B29963,DataInput!D29963,NA())","v":{"$error":"#N/A"}},{"$f":"IF($E29964=DataInput!$B29963,DataInput!E29963,NA())","v":{"$error":"#N/A"}},{"$f":"IF($E29964=DataInput!$B29963,DataInput!F29963,NA())","v":{"$error":"#N/A"}},{"$f":"IF($E29964=DataInput!$B29963,DataInput!G29963,NA())","v":{"$error":"#N/A"}},{"$f":"IF($E29964=DataInput!$B29963,DataInput!H29963,NA())","v":{"$error":"#N/A"}},{"$f":"IF($E29964=DataInput!$B29963,DataInput!I29963,NA())","v":{"$error":"#N/A"}},{"$f":"IF($E29964=DataInput!$B29963,DataInput!J29963,NA())","v":{"$error":"#N/A"}},{"$f":"IF($E29964=DataInput!$B29963,DataInput!K29963,NA())","v":{"$error":"#N/A"}},null,null,"  ",null,null,null,null,{"$f":"IF(ISERROR(G29964),FALSE,IF($V$9=G29964,TRUE,FALSE))","v":false},null,null,{"$error":"#N/A"},{"$error":"#N/A"},{"$error":"#N/A"},{"$error":"#N/A"},{"$error":"#N/A"},{"$error":"#N/A"},{"$error":"#N/A"},{"$error":"#N/A"},{"$error":"#N/A"},{"$error":"#N/A"}]
[null,{"$f":"IF(DataInput!B29964=$B$8,IF($B$9=$B$10,TRUE,IF(DataInput!E29964=$B$9,TRUE,FALSE)))","v":false},null,null,{"$f":"IF(B29965=TRUE,DataInput!B29964,NA())","v":{"$error":"#N/A"}},{"$f":"IF($E29965=DataInput!$B29964,DataInput!C29964,NA())","v":{"$error":"#N/A"}},{"$f":"IF($E29965=DataInput!$B29964,DataInput!D29964,NA())","v":{"$error":"#N/A"}},{"$f":"IF($E29965=DataInput!$B29964,DataInput!E29964,NA())","v":{"$error":"#N/A"}},{"$f":"IF($E29965=DataInput!$B29964,DataInput!F29964,NA())","v":{"$error":"#N/A"}},{"$f":"IF($E29965=DataInput!$B29964,DataInput!G29964,NA())","v":{"$error":"#N/A"}},{"$f":"IF($E29965=DataInput!$B29964,DataInput!H29964,NA())","v":{"$error":"#N/A"}},{"$f":"IF($E29965=DataInput!$B29964,DataInput!I29964,NA())","v":{"$error":"#N/A"}},{"$f":"IF($E29965=DataInput!$B29964,DataInput!J29964,NA())","v":{"$error":"#N/A"}},{"$f":"IF($E29965=DataInput!$B29964,DataInput!K29964,NA())","v":{"$error":"#N/A"}},null,null,"  ",null,null,null,null,false,null,null,{"$error":"#N/A"},{"$error":"#N/A"},{"$error":"#N/A"},{"$error":"#N/A"},{"$error":"#N/A"},{"$error":"#N/A"},{"$error":"#N/A"},{"$error":"#N/A"},{"$error":"#N/A"},{"$error":"#N/A"}]
[null,{"$f":"IF(DataInput!B29965=$B$8,IF($B$9=$B$10,TRUE,IF(DataInput!E29965=$B$9,TRUE,FALSE)))","v":false},null,null,{"$f":"IF(B29966=TRUE,DataInput!B29965,NA())","v":{"$error":"#N/A"}},{"$f":"IF($E29966=DataInput!$B29965,DataInput!C29965,NA())","v":{"$error":"#N/A"}},{"$f":"IF($E29966=DataInput!$B29965,DataInput!D29965,NA())","v":{"$error":"#N/A"}},{"$f":"IF($E29966=DataInput!$B29965,DataInput!E29965,NA())","v":{"$error":"#N/A"}},{"$f":"IF($E29966=DataInput!$B29965,DataInput!F29965,NA())","v":{"$error":"#N/A"}},{"$f":"IF($E29966=DataInput!$B29965,DataInput!G29965,NA())","v":{"$error":"#N/A"}},{"$f":"IF($E29966=DataInput!$B29965,DataInput!H29965,NA())","v":{"$error":"#N/A"}},{"$f":"IF($E29966=DataInput!$B29965,DataInput!I29965,NA())","v":{"$error":"#N/A"}},{"$f":"IF($E29966=DataInput!$B29965,DataInput!J29965,NA())","v":{"$error":"#N/A"}},{"$f":"IF($E29966=DataInput!$B29965,DataInput!K29965,NA())","v":{"$error":"#N/A"}},null,null,"  ",null,null,null,null,false,null,null,{"$error":"#N/A"},{"$error":"#N/A"},{"$error":"#N/A"},{"$error":"#N/A"},{"$error":"#N/A"},{"$error":"#N/A"},{"$error":"#N/A"},{"$error":"#N/A"},{"$error":"#N/A"},{"$error":"#N/A"}]
[null,{"$f":"IF(DataInput!B29966=$B$8,IF($B$9=$B$10,TRUE,IF(DataInput!E29966=$B$9,TRUE,FALSE)))","v":false},null,null,{"$f":"IF(B29967=TRUE,DataInput!B29966,NA())","v":{"$error":"#N/A"}},{"$f":"IF($E29967=DataInput!$B29966,DataInput!C29966,NA())","v":{"$error":"#N/A"}},{"$f":"IF($E29967=DataInput!$B29966,DataInput!D29966,NA())","v":{"$error":"#N/A"}},{"$f":"IF($E29967=DataInput!$B29966,DataInput!E29966,NA())","v":{"$error":"#N/A"}},{"$f":"IF($E29967=DataInput!$B29966,DataInput!F29966,NA())","v":{"$error":"#N/A"}},{"$f":"IF($E29967=DataInput!$B29966,DataInput!G29966,NA())","v":{"$error":"#N/A"}},{"$f":"IF($E29967=DataInput!$B29966,DataInput!H29966,NA())","v":{"$error":"#N/A"}},{"$f":"IF($E29967=DataInput!$B29966,DataInput!I29966,NA())","v":{"$error":"#N/A"}},{"$f":"IF($E29967=DataInput!$B29966,DataInput!J29966,NA())","v":{"$error":"#N/A"}},{"$f":"IF($E29967=DataInput!$B29966,DataInput!K29966,NA())","v":{"$error":"#N/A"}},null,null,"  ",null,null,null,null,false,null,null,{"$error":"#N/A"},{"$error":"#N/A"},{"$error":"#N/A"},{"$error":"#N/A"},{"$error":"#N/A"},{"$error":"#N/A"},{"$error":"#N/A"},{"$error":"#N/A"},{"$error":"#N/A"},{"$error":"#N/A"}]
[null,{"$f":"IF(DataInput!B29967=$B$8,IF($B$9=$B$10,TRUE,IF(DataInput!E29967=$B$9,TRUE,FALSE)))","v":false},null,null,{"$f":"IF(B29968=TRUE,DataInput!B29967,NA())","v":{"$error":"#N/A"}},{"$f":"IF($E29968=DataInput!$B29967,DataInput!C29967,NA())","v":{"$error":"#N/A"}},{"$f":"IF($E29968=DataInput!$B29967,DataInput!D29967,NA())","v":{"$error":"#N/A"}},{"$f":"IF($E29968=DataInput!$B29967,DataInput!E29967,NA())","v":{"$error":"#N/A"}},{"$f":"IF($E29968=DataInput!$B29967,DataInput!F29967,NA())","v":{"$error":"#N/A"}},{"$f":"IF($E29968=DataInput!$B29967,DataInput!G29967,NA())","v":{"$error":"#N/A"}},{"$f":"IF($E29968=DataInput!$B29967,DataInput!H29967,NA())","v":{"$error":"#N/A"}},{"$f":"IF($E29968=DataInput!$B29967,DataInput!I29967,NA())","v":{"$error":"#N/A"}},{"$f":"IF($E29968=DataInput!$B29967,DataInput!J29967,NA())","v":{"$error":"#N/A"}},{"$f":"IF($E29968=DataInput!$B29967,DataInput!K29967,NA())","v":{"$error":"#N/A"}},null,null,"  ",null,null,null,null,false,null,null,{"$error":"#N/A"},{"$error":"#N/A"},{"$error":"#N/A"},{"$error":"#N/A"},{"$error":"#N/A"},{"$error":"#N/A"},{"$error":"#N/A"},{"$error":"#N/A"},{"$error":"#N/A"},{"$error":"#N/A"}]
[null,{"$f":"IF(DataInput!B29968=$B$8,IF($B$9=$B$10,TRUE,IF(DataInput!E29968=$B$9,TRUE,FALSE)))","v":false},null,null,{"$f":"IF(B29969=TRUE,DataInput!B29968,NA())","v":{"$error":"#N/A"}},{"$f":"IF($E29969=DataInput!$B29968,DataInput!C29968,NA())","v":{"$error":"#N/A"}},{"$f":"IF($E29969=DataInput!$B29968,DataInput!D29968,NA())","v":{"$error":"#N/A"}},{"$f":"IF($E29969=DataInput!$B29968,DataInput!E29968,NA())","v":{"$error":"#N/A"}},{"$f":"IF($E29969=DataInput!$B29968,DataInput!F29968,NA())","v":{"$error":"#N/A"}},{"$f":"IF($E29969=DataInput!$B29968,DataInput!G29968,NA())","v":{"$error":"#N/A"}},{"$f":"IF($E29969=DataInput!$B29968,DataInput!H29968,NA())","v":{"$error":"#N/A"}},{"$f":"IF($E29969=DataInput!$B29968,DataInput!I29968,NA())","v":{"$error":"#N/A"}},{"$f":"IF($E29969=DataInput!$B29968,DataInput!J29968,NA())","v":{"$error":"#N/A"}},{"$f":"IF($E29969=DataInput!$B29968,DataInput!K29968,NA())","v":{"$error":"#N/A"}},null,null,"  ",null,null,null,null,false,null,null,{"$error":"#N/A"},{"$error":"#N/A"},{"$error":"#N/A"},{"$error":"#N/A"},{"$error":"#N/A"},{"$error":"#N/A"},{"$error":"#N/A"},{"$error":"#N/A"},{"$error":"#N/A"},{"$error":"#N/A"}]
[null,{"$f":"IF(DataInput!B29969=$B$8,IF($B$9=$B$10,TRUE,IF(DataInput!E29969=$B$9,TRUE,FALSE)))","v":false},null,null,{"$f":"IF(B29970=TRUE,DataInput!B29969,NA())","v":{"$error":"#N/A"}},{"$f":"IF($E29970=DataInput!$B29969,DataInput!C29969,NA())","v":{"$error":"#N/A"}},{"$f":"IF($E29970=DataInput!$B29969,DataInput!D29969,NA())","v":{"$error":"#N/A"}},{"$f":"IF($E29970=DataInput!$B29969,DataInput!E29969,NA())","v":{"$error":"#N/A"}},{"$f":"IF($E29970=DataInput!$B29969,DataInput!F29969,NA())","v":{"$error":"#N/A"}},{"$f":"IF($E29970=DataInput!$B29969,DataInput!G29969,NA())","v":{"$error":"#N/A"}},{"$f":"IF($E29970=DataInput!$B29969,DataInput!H29969,NA())","v":{"$error":"#N/A"}},{"$f":"IF($E29970=DataInput!$B29969,DataInput!I29969,NA())","v":{"$error":"#N/A"}},{"$f":"IF($E29970=DataInput!$B29969,DataInput!J29969,NA())","v":{"$error":"#N/A"}},{"$f":"IF($E29970=DataInput!$B29969,DataInput!K29969,NA())","v":{"$error":"#N/A"}},null,null,"  ",null,null,null,null,false,null,null,{"$error":"#N/A"},{"$error":"#N/A"},{"$error":"#N/A"},{"$error":"#N/A"},{"$error":"#N/A"},{"$error":"#N/A"},{"$error":"#N/A"},{"$error":"#N/A"},{"$error":"#N/A"},{"$error":"#N/A"}]
[null,{"$f":"IF(DataInput!B29970=$B$8,IF($B$9=$B$10,TRUE,IF(DataInput!E29970=$B$9,TRUE,FALSE)))","v":false},null,null,{"$f":"IF(B29971=TRUE,DataInput!B29970,NA())","v":{"$error":"#N/A"}},{"$f":"IF($E29971=DataInput!$B29970,DataInput!C29970,NA())","v":{"$error":"#N/A"}},{"$f":"IF($E29971=DataInput!$B29970,DataInput!D29970,NA())","v":{"$error":"#N/A"}},{"$f":"IF($E29971=DataInput!$B29970,DataInput!E29970,NA())","v":{"$error":"#N/A"}},{"$f":"IF($E29971=DataInput!$B29970,DataInput!F29970,NA())","v":{"$error":"#N/A"}},{"$f":"IF($E29971=DataInput!$B29970,DataInput!G29970,NA())","v":{"$error":"#N/A"}},{"$f":"IF($E29971=DataInput!$B29970,DataInput!H29970,NA())","v":{"$error":"#N/A"}},{"$f":"IF($E29971=DataInput!$B29970,DataInput!I29970,NA())","v":{"$error":"#N/A"}},{"$f":"IF($E29971=DataInput!$B29970,DataInput!J29970,NA())","v":{"$error":"#N/A"}},{"$f":"IF($E29971=DataInput!$B29970,DataInput!K29970,NA())","v":{"$error":"#N/A"}},null,null,"  ",null,null,null,null,false,null,null,{"$error":"#N/A"},{"$error":"#N/A"},{"$error":"#N/A"},{"$error":"#N/A"},{"$error":"#N/A"},{"$error":"#N/A"},{"$error":"#N/A"},{"$error":"#N/A"},{"$error":"#N/A"},{"$error":"#N/A"}]
[null,{"$f":"IF(DataInput!B29971=$B$8,IF($B$9=$B$10,TRUE,IF(DataInput!E29971=$B$9,TRUE,FALSE)))","v":false},null,null,{"$f":"IF(B29972=TRUE,DataInput!B29971,NA())","v":{"$error":"#N/A"}},{"$f":"IF($E29972=DataInput!$B29971,DataInput!C29971,NA())","v":{"$error":"#N/A"}},{"$f":"IF($E29972=DataInput!$B29971,DataInput!D29971,NA())","v":{"$error":"#N/A"}},{"$f":"IF($E29972=DataInput!$B29971,DataInput!E29971,NA())","v":{"$error":"#N/A"}},{"$f":"IF($E29972=DataInput!$B29971,DataInput!F29971,NA())","v":{"$error":"#N/A"}},{"$f":"IF($E29972=DataInput!$B29971,DataInput!G29971,NA())","v":{"$error":"#N/A"}},{"$f":"IF($E29972=DataInput!$B29971,DataInput!H29971,NA())","v":{"$error":"#N/A"}},{"$f":"IF($E29972=DataInput!$B29971,DataInput!I29971,NA())","v":{"$error":"#N/A"}},{"$f":"IF($E29972=DataInput!$B29971,DataInput!J29971,NA())","v":{"$error":"#N/A"}},{"$f":"IF($E29972=DataInput!$B29971,DataInput!K29971,NA())","v":{"$error":"#N/A"}},null,null,"  ",null,null,null,null,false,null,null,{"$error":"#N/A"},{"$error":"#N/A"},{"$error":"#N/A"},{"$error":"#N/A"},{"$error":"#N/A"},{"$error":"#N/A"},{"$error":"#N/A"},{"$error":"#N/A"},{"$error":"#N/A"},{"$error":"#N/A"}]
[null,{"$f":"IF(DataInput!B29972=$B$8,IF($B$9=$B$10,TRUE,IF(DataInput!E29972=$B$9,TRUE,FALSE)))","v":false},null,null,{"$f":"IF(B29973=TRUE,DataInput!B29972,NA())","v":{"$error":"#N/A"}},{"$f":"IF($E29973=DataInput!$B29972,DataInput!C29972,NA())","v":{"$error":"#N/A"}},{"$f":"IF($E29973=DataInput!$B29972,DataInput!D29972,NA())","v":{"$error":"#N/A"}},{"$f":"IF($E29973=DataInput!$B29972,DataInput!E29972,NA())","v":{"$error":"#N/A"}},{"$f":"IF($E29973=DataInput!$B29972,DataInput!F29972,NA())","v":{"$error":"#N/A"}},{"$f":"IF($E29973=DataInput!$B29972,DataInput!G29972,NA())","v":{"$error":"#N/A"}},{"$f":"IF($E29973=DataInput!$B29972,DataInput!H29972,NA())","v":{"$error":"#N/A"}},{"$f":"IF($E29973=DataInput!$B29972,DataInput!I29972,NA())","v":{"$error":"#N/A"}},{"$f":"IF($E29973=DataInput!$B29972,DataInput!J29972,NA())","v":{"$error":"#N/A"}},{"$f":"IF($E29973=DataInput!$B29972,DataInput!K29972,NA())","v":{"$error":"#N/A"}},null,null,"  ",null,null,null,null,false,null,null,{"$error":"#N/A"},{"$error":"#N/A"},{"$error":"#N/A"},{"$error":"#N/A"},{"$error":"#N/A"},{"$error":"#N/A"},{"$error":"#N/A"},{"$error":"#N/A"},{"$error":"#N/A"},{"$error":"#N/A"}]
[null,{"$f":"IF(DataInput!B29973=$B$8,IF($B$9=$B$10,TRUE,IF(DataInput!E29973=$B$9,TRUE,FALSE)))","v":false},null,null,{"$f":"IF(B29974=TRUE,DataInput!B29973,NA())","v":{"$error":"#N/A"}},{"$f":"IF($E29974=DataInput!$B29973,DataInput!C29973,NA())","v":{"$error":"#N/A"}},{"$f":"IF($E29974=DataInput!$B29973,DataInput!D29973,NA())","v":{"$error":"#N/A"}},{"$f":"IF($E29974=DataInput!$B29973,DataInput!E29973,NA())","v":{"$error":"#N/A"}},{"$f":"IF($E29974=DataInput!$B29973,DataInput!F29973,NA())","v":{"$error":"#N/A"}},{"$f":"IF($E29974=DataInput!$B29973,DataInput!G29973,NA())","v":{"$error":"#N/A"}},{"$f":"IF($E29974=DataInput!$B29973,DataInput!H29973,NA())","v":{"$error":"#N/A"}},{"$f":"IF($E29974=DataInput!$B29973,DataInput!I29973,NA())","v":{"$error":"#N/A"}},{"$f":"IF($E29974=DataInput!$B29973,DataInput!J29973,NA())","v":{"$error":"#N/A"}},{"$f":"IF($E29974=DataInput!$B29973,DataInput!K29973,NA())","v":{"$error":"#N/A"}},null,null,"  ",null,null,null,null,false,null,null,{"$error":"#N/A"},{"$error":"#N/A"},{"$error":"#N/A"},{"$error":"#N/A"},{"$error":"#N/A"},{"$error":"#N/A"},{"$error":"#N/A"},{"$error":"#N/A"},{"$error":"#N/A"},{"$error":"#N/A"}]
[null,{"$f":"IF(DataInput!B29974=$B$8,IF($B$9=$B$10,TRUE,IF(DataInput!E29974=$B$9,TRUE,FALSE)))","v":false},null,null,{"$f":"IF(B29975=TRUE,DataInput!B29974,NA())","v":{"$error":"#N/A"}},{"$f":"IF($E29975=DataInput!$B29974,DataInput!C29974,NA())","v":{"$error":"#N/A"}},{"$f":"IF($E29975=DataInput!$B29974,DataInput!D29974,NA())","v":{"$error":"#N/A"}},{"$f":"IF($E29975=DataInput!$B29974,DataInput!E29974,NA())","v":{"$error":"#N/A"}},{"$f":"IF($E29975=DataInput!$B29974,DataInput!F29974,NA())","v":{"$error":"#N/A"}},{"$f":"IF($E29975=DataInput!$B29974,DataInput!G29974,NA())","v":{"$error":"#N/A"}},{"$f":"IF($E29975=DataInput!$B29974,DataInput!H29974,NA())","v":{"$error":"#N/A"}},{"$f":"IF($E29975=DataInput!$B29974,DataInput!I29974,NA())","v":{"$error":"#N/A"}},{"$f":"IF($E29975=DataInput!$B29974,DataInput!J29974,NA())","v":{"$error":"#N/A"}},{"$f":"IF($E29975=DataInput!$B29974,DataInput!K29974,NA())","v":{"$error":"#N/A"}},null,null,"  ",null,null,null,null,false,null,null,{"$error":"#N/A"},{"$error":"#N/A"},{"$error":"#N/A"},{"$error":"#N/A"},{"$error":"#N/A"},{"$error":"#N/A"},{"$error":"#N/A"},{"$error":"#N/A"},{"$error":"#N/A"},{"$error":"#N/A"}]
[null,{"$f":"IF(DataInput!B29975=$B$8,IF($B$9=$B$10,TRUE,IF(DataInput!E29975=$B$9,TRUE,FALSE)))","v":false},null,null,{"$f":"IF(B29976=TRUE,DataInput!B29975,NA())","v":{"$error":"#N/A"}},{"$f":"IF($E29976=DataInput!$B29975,DataInput!C29975,NA())","v":{"$error":"#N/A"}},{"$f":"IF($E29976=DataInput!$B29975,DataInput!D29975,NA())","v":{"$error":"#N/A"}},{"$f":"IF($E29976=DataInput!$B29975,DataInput!E29975,NA())","v":{"$error":"#N/A"}},{"$f":"IF($E29976=DataInput!$B29975,DataInput!F29975,NA())","v":{"$error":"#N/A"}},{"$f":"IF($E29976=DataInput!$B29975,DataInput!G29975,NA())","v":{"$error":"#N/A"}},{"$f":"IF($E29976=DataInput!$B29975,DataInput!H29975,NA())","v":{"$error":"#N/A"}},{"$f":"IF($E29976=DataInput!$B29975,DataInput!I29975,NA())","v":{"$error":"#N/A"}},{"$f":"IF($E29976=DataInput!$B29975,DataInput!J29975,NA())","v":{"$error":"#N/A"}},{"$f":"IF($E29976=DataInput!$B29975,DataInput!K29975,NA())","v":{"$error":"#N/A"}},null,null,"  ",null,null,null,null,false,null,null,{"$error":"#N/A"},{"$error":"#N/A"},{"$error":"#N/A"},{"$error":"#N/A"},{"$error":"#N/A"},{"$error":"#N/A"},{"$error":"#N/A"},{"$error":"#N/A"},{"$error":"#N/A"},{"$error":"#N/A"}]
[null,{"$f":"IF(DataInput!B29976=$B$8,IF($B$9=$B$10,TRUE,IF(DataInput!E29976=$B$9,TRUE,FALSE)))","v":false},null,null,{"$f":"IF(B29977=TRUE,DataInput!B29976,NA())","v":{"$error":"#N/A"}},{"$f":"IF($E29977=DataInput!$B29976,DataInput!C29976,NA())","v":{"$error":"#N/A"}},{"$f":"IF($E29977=DataInput!$B29976,DataInput!D29976,NA())","v":{"$error":"#N/A"}},{"$f":"IF($E29977=DataInput!$B29976,DataInput!E29976,NA())","v":{"$error":"#N/A"}},{"$f":"IF($E29977=DataInput!$B29976,DataInput!F29976,NA())","v":{"$error":"#N/A"}},{"$f":"IF($E29977=DataInput!$B29976,DataInput!G29976,NA())","v":{"$error":"#N/A"}},{"$f":"IF($E29977=DataInput!$B29976,DataInput!H29976,NA())","v":{"$error":"#N/A"}},{"$f":"IF($E29977=DataInput!$B29976,DataInput!I29976,NA())","v":{"$error":"#N/A"}},{"$f":"IF($E29977=DataInput!$B29976,DataInput!J29976,NA())","v":{"$error":"#N/A"}},{"$f":"IF($E29977=DataInput!$B29976,DataInput!K29976,NA())","v":{"$error":"#N/A"}},null,null,"  ",null,null,null,null,false,null,null,{"$error":"#N/A"},{"$error":"#N/A"},{"$error":"#N/A"},{"$error":"#N/A"},{"$error":"#N/A"},{"$error":"#N/A"},{"$error":"#N/A"},{"$error":"#N/A"},{"$error":"#N/A"},{"$error":"#N/A"}]
[null,{"$f":"IF(DataInput!B29977=$B$8,IF($B$9=$B$10,TRUE,IF(DataInput!E29977=$B$9,TRUE,FALSE)))","v":false},null,null,{"$f":"IF(B29978=TRUE,DataInput!B29977,NA())","v":{"$error":"#N/A"}},{"$f":"IF($E29978=DataInput!$B29977,DataInput!C29977,NA())","v":{"$error":"#N/A"}},{"$f":"IF($E29978=DataInput!$B29977,DataInput!D29977,NA())","v":{"$error":"#N/A"}},{"$f":"IF($E29978=DataInput!$B29977,DataInput!E29977,NA())","v":{"$error":"#N/A"}},{"$f":"IF($E29978=DataInput!$B29977,DataInput!F29977,NA())","v":{"$error":"#N/A"}},{"$f":"IF($E29978=DataInput!$B29977,DataInput!G29977,NA())","v":{"$error":"#N/A"}},{"$f":"IF($E29978=DataInput!$B29977,DataInput!H29977,NA())","v":{"$error":"#N/A"}},{"$f":"IF($E29978=DataInput!$B29977,DataInput!I29977,NA())","v":{"$error":"#N/A"}},{"$f":"IF($E29978=DataInput!$B29977,DataInput!J29977,NA())","v":{"$error":"#N/A"}},{"$f":"IF($E29978=DataInput!$B29977,DataInput!K29977,NA())","v":{"$error":"#N/A"}},null,null,"  ",null,null,null,null,false,null,null,{"$error":"#N/A"},{"$error":"#N/A"},{"$error":"#N/A"},{"$error":"#N/A"},{"$error":"#N/A"},{"$error":"#N/A"},{"$error":"#N/A"},{"$error":"#N/A"},{"$error":"#N/A"},{"$error":"#N/A"}]
[null,{"$f":"IF(DataInput!B29978=$B$8,IF($B$9=$B$10,TRUE,IF(DataInput!E29978=$B$9,TRUE,FALSE)))","v":false},null,null,{"$f":"IF(B29979=TRUE,DataInput!B29978,NA())","v":{"$error":"#N/A"}},{"$f":"IF($E29979=DataInput!$B29978,DataInput!C29978,NA())","v":{"$error":"#N/A"}},{"$f":"IF($E29979=DataInput!$B29978,DataInput!D29978,NA())","v":{"$error":"#N/A"}},{"$f":"IF($E29979=DataInput!$B29978,DataInput!E29978,NA())","v":{"$error":"#N/A"}},{"$f":"IF($E29979=DataInput!$B29978,DataInput!F29978,NA())","v":{"$error":"#N/A"}},{"$f":"IF($E29979=DataInput!$B29978,DataInput!G29978,NA())","v":{"$error":"#N/A"}},{"$f":"IF($E29979=DataInput!$B29978,DataInput!H29978,NA())","v":{"$error":"#N/A"}},{"$f":"IF($E29979=DataInput!$B29978,DataInput!I29978,NA())","v":{"$error":"#N/A"}},{"$f":"IF($E29979=DataInput!$B29978,DataInput!J29978,NA())","v":{"$error":"#N/A"}},{"$f":"IF($E29979=DataInput!$B29978,DataInput!K29978,NA())","v":{"$error":"#N/A"}},null,null,"  ",null,null,null,null,false,null,null,{"$error":"#N/A"},{"$error":"#N/A"},{"$error":"#N/A"},{"$error":"#N/A"},{"$error":"#N/A"},{"$error":"#N/A"},{"$error":"#N/A"},{"$error":"#N/A"},{"$error":"#N/A"},{"$error":"#N/A"}]
[null,{"$f":"IF(DataInput!B29979=$B$8,IF($B$9=$B$10,TRUE,IF(DataInput!E29979=$B$9,TRUE,FALSE)))","v":false},null,null,{"$f":"IF(B29980=TRUE,DataInput!B29979,NA())","v":{"$error":"#N/A"}},{"$f":"IF($E29980=DataInput!$B29979,DataInput!C29979,NA())","v":{"$error":"#N/A"}},{"$f":"IF($E29980=DataInput!$B29979,DataInput!D29979,NA())","v":{"$error":"#N/A"}},{"$f":"IF($E29980=DataInput!$B29979,DataInput!E29979,NA())","v":{"$error":"#N/A"}},{"$f":"IF($E29980=DataInput!$B29979,DataInput!F29979,NA())","v":{"$error":"#N/A"}},{"$f":"IF($E29980=DataInput!$B29979,DataInput!G29979,NA())","v":{"$error":"#N/A"}},{"$f":"IF($E29980=DataInput!$B29979,DataInput!H29979,NA())","v":{"$error":"#N/A"}},{"$f":"IF($E29980=DataInput!$B29979,DataInput!I29979,NA())","v":{"$error":"#N/A"}},{"$f":"IF($E29980=DataInput!$B29979,DataInput!J29979,NA())","v":{"$error":"#N/A"}},{"$f":"IF($E29980=DataInput!$B29979,DataInput!K29979,NA())","v":{"$error":"#N/A"}},null,null,"  ",null,null,null,null,false,null,null,{"$error":"#N/A"},{"$error":"#N/A"},{"$error":"#N/A"},{"$error":"#N/A"},{"$error":"#N/A"},{"$error":"#N/A"},{"$error":"#N/A"},{"$error":"#N/A"},{"$error":"#N/A"},{"$error":"#N/A"}]
[null,{"$f":"IF(DataInput!B29980=$B$8,IF($B$9=$B$10,TRUE,IF(DataInput!E29980=$B$9,TRUE,FALSE)))","v":false},null,null,{"$f":"IF(B29981=TRUE,DataInput!B29980,NA())","v":{"$error":"#N/A"}},{"$f":"IF($E29981=DataInput!$B29980,DataInput!C29980,NA())","v":{"$error":"#N/A"}},{"$f":"IF($E29981=DataInput!$B29980,DataInput!D29980,NA())","v":{"$error":"#N/A"}},{"$f":"IF($E29981=DataInput!$B29980,DataInput!E29980,NA())","v":{"$error":"#N/A"}},{"$f":"IF($E29981=DataInput!$B29980,DataInput!F29980,NA())","v":{"$error":"#N/A"}},{"$f":"IF($E29981=DataInput!$B29980,DataInput!G29980,NA())","v":{"$error":"#N/A"}},{"$f":"IF($E29981=DataInput!$B29980,DataInput!H29980,NA())","v":{"$error":"#N/A"}},{"$f":"IF($E29981=DataInput!$B29980,DataInput!I29980,NA())","v":{"$error":"#N/A"}},{"$f":"IF($E29981=DataInput!$B29980,DataInput!J29980,NA())","v":{"$error":"#N/A"}},{"$f":"IF($E29981=DataInput!$B29980,DataInput!K29980,NA())","v":{"$error":"#N/A"}},null,null,"  ",null,null,null,null,false,null,null,{"$error":"#N/A"},{"$error":"#N/A"},{"$error":"#N/A"},{"$error":"#N/A"},{"$error":"#N/A"},{"$error":"#N/A"},{"$error":"#N/A"},{"$error":"#N/A"},{"$error":"#N/A"},{"$error":"#N/A"}]
[null,{"$f":"IF(DataInput!B29981=$B$8,IF($B$9=$B$10,TRUE,IF(DataInput!E29981=$B$9,TRUE,FALSE)))","v":false},null,null,{"$f":"IF(B29982=TRUE,DataInput!B29981,NA())","v":{"$error":"#N/A"}},{"$f":"IF($E29982=DataInput!$B29981,DataInput!C29981,NA())","v":{"$error":"#N/A"}},{"$f":"IF($E29982=DataInput!$B29981,DataInput!D29981,NA())","v":{"$error":"#N/A"}},{"$f":"IF($E29982=DataInput!$B29981,DataInput!E29981,NA())","v":{"$error":"#N/A"}},{"$f":"IF($E29982=DataInput!$B29981,DataInput!F29981,NA())","v":{"$error":"#N/A"}},{"$f":"IF($E29982=DataInput!$B29981,DataInput!G29981,NA())","v":{"$error":"#N/A"}},{"$f":"IF($E29982=DataInput!$B29981,DataInput!H29981,NA())","v":{"$error":"#N/A"}},{"$f":"IF($E29982=DataInput!$B29981,DataInput!I29981,NA())","v":{"$error":"#N/A"}},{"$f":"IF($E29982=DataInput!$B29981,DataInput!J29981,NA())","v":{"$error":"#N/A"}},{"$f":"IF($E29982=DataInput!$B29981,DataInput!K29981,NA())","v":{"$error":"#N/A"}},null,null,"  ",null,null,null,null,false,null,null,{"$error":"#N/A"},{"$error":"#N/A"},{"$error":"#N/A"},{"$error":"#N/A"},{"$error":"#N/A"},{"$error":"#N/A"},{"$error":"#N/A"},{"$error":"#N/A"},{"$error":"#N/A"},{"$error":"#N/A"}]
[null,{"$f":"IF(DataInput!B29982=$B$8,IF($B$9=$B$10,TRUE,IF(DataInput!E29982=$B$9,TRUE,FALSE)))","v":false},null,null,{"$f":"IF(B29983=TRUE,DataInput!B29982,NA())","v":{"$error":"#N/A"}},{"$f":"IF($E29983=DataInput!$B29982,DataInput!C29982,NA())","v":{"$error":"#N/A"}},{"$f":"IF($E29983=DataInput!$B29982,DataInput!D29982,NA())","v":{"$error":"#N/A"}},{"$f":"IF($E29983=DataInput!$B29982,DataInput!E29982,NA())","v":{"$error":"#N/A"}},{"$f":"IF($E29983=DataInput!$B29982,DataInput!F29982,NA())","v":{"$error":"#N/A"}},{"$f":"IF($E29983=DataInput!$B29982,DataInput!G29982,NA())","v":{"$error":"#N/A"}},{"$f":"IF($E29983=DataInput!$B29982,DataInput!H29982,NA())","v":{"$error":"#N/A"}},{"$f":"IF($E29983=DataInput!$B29982,DataInput!I29982,NA())","v":{"$error":"#N/A"}},{"$f":"IF($E29983=DataInput!$B29982,DataInput!J29982,NA())","v":{"$error":"#N/A"}},{"$f":"IF($E29983=DataInput!$B29982,DataInput!K29982,NA())","v":{"$error":"#N/A"}},null,null,"  ",null,null,null,null,false,null,null,{"$error":"#N/A"},{"$error":"#N/A"},{"$error":"#N/A"},{"$error":"#N/A"},{"$error":"#N/A"},{"$error":"#N/A"},{"$error":"#N/A"},{"$error":"#N/A"},{"$error":"#N/A"},{"$error":"#N/A"}]
[null,{"$f":"IF(DataInput!B29983=$B$8,IF($B$9=$B$10,TRUE,IF(DataInput!E29983=$B$9,TRUE,FALSE)))","v":false},null,null,{"$f":"IF(B29984=TRUE,DataInput!B29983,NA())","v":{"$error":"#N/A"}},{"$f":"IF($E29984=DataInput!$B29983,DataInput!C29983,NA())","v":{"$error":"#N/A"}},{"$f":"IF($E29984=DataInput!$B29983,DataInput!D29983,NA())","v":{"$error":"#N/A"}},{"$f":"IF($E29984=DataInput!$B29983,DataInput!E29983,NA())","v":{"$error":"#N/A"}},{"$f":"IF($E29984=DataInput!$B29983,DataInput!F29983,NA())","v":{"$error":"#N/A"}},{"$f":"IF($E29984=DataInput!$B29983,DataInput!G29983,NA())","v":{"$error":"#N/A"}},{"$f":"IF($E29984=DataInput!$B29983,DataInput!H29983,NA())","v":{"$error":"#N/A"}},{"$f":"IF($E29984=DataInput!$B29983,DataInput!I29983,NA())","v":{"$error":"#N/A"}},{"$f":"IF($E29984=DataInput!$B29983,DataInput!J29983,NA())","v":{"$error":"#N/A"}},{"$f":"IF($E29984=DataInput!$B29983,DataInput!K29983,NA())","v":{"$error":"#N/A"}},null,null,"  ",null,null,null,null,false,null,null,{"$error":"#N/A"},{"$error":"#N/A"},{"$error":"#N/A"},{"$error":"#N/A"},{"$error":"#N/A"},{"$error":"#N/A"},{"$error":"#N/A"},{"$error":"#N/A"},{"$error":"#N/A"},{"$error":"#N/A"}]
[null,{"$f":"IF(DataInput!B29984=$B$8,IF($B$9=$B$10,TRUE,IF(DataInput!E29984=$B$9,TRUE,FALSE)))","v":false},null,null,{"$f":"IF(B29985=TRUE,DataInput!B29984,NA())","v":{"$error":"#N/A"}},{"$f":"IF($E29985=DataInput!$B29984,DataInput!C29984,NA())","v":{"$error":"#N/A"}},{"$f":"IF($E29985=DataInput!$B29984,DataInput!D29984,NA())","v":{"$error":"#N/A"}},{"$f":"IF($E29985=DataInput!$B29984,DataInput!E29984,NA())","v":{"$error":"#N/A"}},{"$f":"IF($E29985=DataInput!$B29984,DataInput!F29984,NA())","v":{"$error":"#N/A"}},{"$f":"IF($E29985=DataInput!$B29984,DataInput!G29984,NA())","v":{"$error":"#N/A"}},{"$f":"IF($E29985=DataInput!$B29984,DataInput!H29984,NA())","v":{"$error":"#N/A"}},{"$f":"IF($E29985=DataInput!$B29984,DataInput!I29984,NA())","v":{"$error":"#N/A"}},{"$f":"IF($E29985=DataInput!$B29984,DataInput!J29984,NA())","v":{"$error":"#N/A"}},{"$f":"IF($E29985=DataInput!$B29984,DataInput!K29984,NA())","v":{"$error":"#N/A"}},null,null,"  ",null,null,null,null,false,null,null,{"$error":"#N/A"},{"$error":"#N/A"},{"$error":"#N/A"},{"$error":"#N/A"},{"$error":"#N/A"},{"$error":"#N/A"},{"$error":"#N/A"},{"$error":"#N/A"},{"$error":"#N/A"},{"$error":"#N/A"}]
[null,{"$f":"IF(DataInput!B29985=$B$8,IF($B$9=$B$10,TRUE,IF(DataInput!E29985=$B$9,TRUE,FALSE)))","v":false},null,null,{"$f":"IF(B29986=TRUE,DataInput!B29985,NA())","v":{"$error":"#N/A"}},{"$f":"IF($E29986=DataInput!$B29985,DataInput!C29985,NA())","v":{"$error":"#N/A"}},{"$f":"IF($E29986=DataInput!$B29985,DataInput!D29985,NA())","v":{"$error":"#N/A"}},{"$f":"IF($E29986=DataInput!$B29985,DataInput!E29985,NA())","v":{"$error":"#N/A"}},{"$f":"IF($E29986=DataInput!$B29985,DataInput!F29985,NA())","v":{"$error":"#N/A"}},{"$f":"IF($E29986=DataInput!$B29985,DataInput!G29985,NA())","v":{"$error":"#N/A"}},{"$f":"IF($E29986=DataInput!$B29985,DataInput!H29985,NA())","v":{"$error":"#N/A"}},{"$f":"IF($E29986=DataInput!$B29985,DataInput!I29985,NA())","v":{"$error":"#N/A"}},{"$f":"IF($E29986=DataInput!$B29985,DataInput!J29985,NA())","v":{"$error":"#N/A"}},{"$f":"IF($E29986=DataInput!$B29985,DataInput!K29985,NA())","v":{"$error":"#N/A"}},null,null,"  ",null,null,null,null,false,null,null,{"$error":"#N/A"},{"$error":"#N/A"},{"$error":"#N/A"},{"$error":"#N/A"},{"$error":"#N/A"},{"$error":"#N/A"},{"$error":"#N/A"},{"$error":"#N/A"},{"$error":"#N/A"},{"$error":"#N/A"}]
[null,{"$f":"IF(DataInput!B29986=$B$8,IF($B$9=$B$10,TRUE,IF(DataInput!E29986=$B$9,TRUE,FALSE)))","v":false},null,null,{"$f":"IF(B29987=TRUE,DataInput!B29986,NA())","v":{"$error":"#N/A"}},{"$f":"IF($E29987=DataInput!$B29986,DataInput!C29986,NA())","v":{"$error":"#N/A"}},{"$f":"IF($E29987=DataInput!$B29986,DataInput!D29986,NA())","v":{"$error":"#N/A"}},{"$f":"IF($E29987=DataInput!$B29986,DataInput!E29986,NA())","v":{"$error":"#N/A"}},{"$f":"IF($E29987=DataInput!$B29986,DataInput!F29986,NA())","v":{"$error":"#N/A"}},{"$f":"IF($E29987=DataInput!$B29986,DataInput!G29986,NA())","v":{"$error":"#N/A"}},{"$f":"IF($E29987=DataInput!$B29986,DataInput!H29986,NA())","v":{"$error":"#N/A"}},{"$f":"IF($E29987=DataInput!$B29986,DataInput!I29986,NA())","v":{"$error":"#N/A"}},{"$f":"IF($E29987=DataInput!$B29986,DataInput!J29986,NA())","v":{"$error":"#N/A"}},{"$f":"IF($E29987=DataInput!$B29986,DataInput!K29986,NA())","v":{"$error":"#N/A"}},null,null,"  ",null,null,null,null,false,null,null,{"$error":"#N/A"},{"$error":"#N/A"},{"$error":"#N/A"},{"$error":"#N/A"},{"$error":"#N/A"},{"$error":"#N/A"},{"$error":"#N/A"},{"$error":"#N/A"},{"$error":"#N/A"},{"$error":"#N/A"}]
[null,{"$f":"IF(DataInput!B29987=$B$8,IF($B$9=$B$10,TRUE,IF(DataInput!E29987=$B$9,TRUE,FALSE)))","v":false},null,null,{"$f":"IF(B29988=TRUE,DataInput!B29987,NA())","v":{"$error":"#N/A"}},{"$f":"IF($E29988=DataInput!$B29987,DataInput!C29987,NA())","v":{"$error":"#N/A"}},{"$f":"IF($E29988=DataInput!$B29987,DataInput!D29987,NA())","v":{"$error":"#N/A"}},{"$f":"IF($E29988=DataInput!$B29987,DataInput!E29987,NA())","v":{"$error":"#N/A"}},{"$f":"IF($E29988=DataInput!$B29987,DataInput!F29987,NA())","v":{"$error":"#N/A"}},{"$f":"IF($E29988=DataInput!$B29987,DataInput!G29987,NA())","v":{"$error":"#N/A"}},{"$f":"IF($E29988=DataInput!$B29987,DataInput!H29987,NA())","v":{"$error":"#N/A"}},{"$f":"IF($E29988=DataInput!$B29987,DataInput!I29987,NA())","v":{"$error":"#N/A"}},{"$f":"IF($E29988=DataInput!$B29987,DataInput!J29987,NA())","v":{"$error":"#N/A"}},{"$f":"IF($E29988=DataInput!$B29987,DataInput!K29987,NA())","v":{"$error":"#N/A"}},null,null,"  ",null,null,null,null,false,null,null,{"$error":"#N/A"},{"$error":"#N/A"},{"$error":"#N/A"},{"$error":"#N/A"},{"$error":"#N/A"},{"$error":"#N/A"},{"$error":"#N/A"},{"$error":"#N/A"},{"$error":"#N/A"},{"$error":"#N/A"}]
[null,{"$f":"IF(DataInput!B29988=$B$8,IF($B$9=$B$10,TRUE,IF(DataInput!E29988=$B$9,TRUE,FALSE)))","v":false},null,null,{"$f":"IF(B29989=TRUE,DataInput!B29988,NA())","v":{"$error":"#N/A"}},{"$f":"IF($E29989=DataInput!$B29988,DataInput!C29988,NA())","v":{"$error":"#N/A"}},{"$f":"IF($E29989=DataInput!$B29988,DataInput!D29988,NA())","v":{"$error":"#N/A"}},{"$f":"IF($E29989=DataInput!$B29988,DataInput!E29988,NA())","v":{"$error":"#N/A"}},{"$f":"IF($E29989=DataInput!$B29988,DataInput!F29988,NA())","v":{"$error":"#N/A"}},{"$f":"IF($E29989=DataInput!$B29988,DataInput!G29988,NA())","v":{"$error":"#N/A"}},{"$f":"IF($E29989=DataInput!$B29988,DataInput!H29988,NA())","v":{"$error":"#N/A"}},{"$f":"IF($E29989=DataInput!$B29988,DataInput!I29988,NA())","v":{"$error":"#N/A"}},{"$f":"IF($E29989=DataInput!$B29988,DataInput!J29988,NA())","v":{"$error":"#N/A"}},{"$f":"IF($E29989=DataInput!$B29988,DataInput!K29988,NA())","v":{"$error":"#N/A"}},null,null,"  ",null,null,null,null,false,null,null,{"$error":"#N/A"},{"$error":"#N/A"},{"$error":"#N/A"},{"$error":"#N/A"},{"$error":"#N/A"},{"$error":"#N/A"},{"$error":"#N/A"},{"$error":"#N/A"},{"$error":"#N/A"},{"$error":"#N/A"}]
[null,{"$f":"IF(DataInput!B29989=$B$8,IF($B$9=$B$10,TRUE,IF(DataInput!E29989=$B$9,TRUE,FALSE)))","v":false},null,null,{"$f":"IF(B29990=TRUE,DataInput!B29989,NA())","v":{"$error":"#N/A"}},{"$f":"IF($E29990=DataInput!$B29989,DataInput!C29989,NA())","v":{"$error":"#N/A"}},{"$f":"IF($E29990=DataInput!$B29989,DataInput!D29989,NA())","v":{"$error":"#N/A"}},{"$f":"IF($E29990=DataInput!$B29989,DataInput!E29989,NA())","v":{"$error":"#N/A"}},{"$f":"IF($E29990=DataInput!$B29989,DataInput!F29989,NA())","v":{"$error":"#N/A"}},{"$f":"IF($E29990=DataInput!$B29989,DataInput!G29989,NA())","v":{"$error":"#N/A"}},{"$f":"IF($E29990=DataInput!$B29989,DataInput!H29989,NA())","v":{"$error":"#N/A"}},{"$f":"IF($E29990=DataInput!$B29989,DataInput!I29989,NA())","v":{"$error":"#N/A"}},{"$f":"IF($E29990=DataInput!$B29989,DataInput!J29989,NA())","v":{"$error":"#N/A"}},{"$f":"IF($E29990=DataInput!$B29989,DataInput!K29989,NA())","v":{"$error":"#N/A"}},null,null,"  ",null,null,null,null,false,null,null,{"$error":"#N/A"},{"$error":"#N/A"},{"$error":"#N/A"},{"$error":"#N/A"},{"$error":"#N/A"},{"$error":"#N/A"},{"$error":"#N/A"},{"$error":"#N/A"},{"$error":"#N/A"},{"$error":"#N/A"}]
[null,{"$f":"IF(DataInput!B29990=$B$8,IF($B$9=$B$10,TRUE,IF(DataInput!E29990=$B$9,TRUE,FALSE)))","v":false},null,null,{"$f":"IF(B29991=TRUE,DataInput!B29990,NA())","v":{"$error":"#N/A"}},{"$f":"IF($E29991=DataInput!$B29990,DataInput!C29990,NA())","v":{"$error":"#N/A"}},{"$f":"IF($E29991=DataInput!$B29990,DataInput!D29990,NA())","v":{"$error":"#N/A"}},{"$f":"IF($E29991=DataInput!$B29990,DataInput!E29990,NA())","v":{"$error":"#N/A"}},{"$f":"IF($E29991=DataInput!$B29990,DataInput!F29990,NA())","v":{"$error":"#N/A"}},{"$f":"IF($E29991=DataInput!$B29990,DataInput!G29990,NA())","v":{"$error":"#N/A"}},{"$f":"IF($E29991=DataInput!$B29990,DataInput!H29990,NA())","v":{"$error":"#N/A"}},{"$f":"IF($E29991=DataInput!$B29990,DataInput!I29990,NA())","v":{"$error":"#N/A"}},{"$f":"IF($E29991=DataInput!$B29990,DataInput!J29990,NA())","v":{"$error":"#N/A"}},{"$f":"IF($E29991=DataInput!$B29990,DataInput!K29990,NA())","v":{"$error":"#N/A"}},null,null,"  ",null,null,null,null,false,null,null,{"$error":"#N/A"},{"$error":"#N/A"},{"$error":"#N/A"},{"$error":"#N/A"},{"$error":"#N/A"},{"$error":"#N/A"},{"$error":"#N/A"},{"$error":"#N/A"},{"$error":"#N/A"},{"$error":"#N/A"}]
[null,{"$f":"IF(DataInput!B29991=$B$8,IF($B$9=$B$10,TRUE,IF(DataInput!E29991=$B$9,TRUE,FALSE)))","v":false},null,null,{"$f":"IF(B29992=TRUE,DataInput!B29991,NA())","v":{"$error":"#N/A"}},{"$f":"IF($E29992=DataInput!$B29991,DataInput!C29991,NA())","v":{"$error":"#N/A"}},{"$f":"IF($E29992=DataInput!$B29991,DataInput!D29991,NA())","v":{"$error":"#N/A"}},{"$f":"IF($E29992=DataInput!$B29991,DataInput!E29991,NA())","v":{"$error":"#N/A"}},{"$f":"IF($E29992=DataInput!$B29991,DataInput!F29991,NA())","v":{"$error":"#N/A"}},{"$f":"IF($E29992=DataInput!$B29991,DataInput!G29991,NA())","v":{"$error":"#N/A"}},{"$f":"IF($E29992=DataInput!$B29991,DataInput!H29991,NA())","v":{"$error":"#N/A"}},{"$f":"IF($E29992=DataInput!$B29991,DataInput!I29991,NA())","v":{"$error":"#N/A"}},{"$f":"IF($E29992=DataInput!$B29991,DataInput!J29991,NA())","v":{"$error":"#N/A"}},{"$f":"IF($E29992=DataInput!$B29991,DataInput!K29991,NA())","v":{"$error":"#N/A"}},null,null,"  ",null,null,null,null,false,null,null,{"$error":"#N/A"},{"$error":"#N/A"},{"$error":"#N/A"},{"$error":"#N/A"},{"$error":"#N/A"},{"$error":"#N/A"},{"$error":"#N/A"},{"$error":"#N/A"},{"$error":"#N/A"},{"$error":"#N/A"}]
[null,{"$f":"IF(DataInput!B29992=$B$8,IF($B$9=$B$10,TRUE,IF(DataInput!E29992=$B$9,TRUE,FALSE)))","v":false},null,null,{"$f":"IF(B29993=TRUE,DataInput!B29992,NA())","v":{"$error":"#N/A"}},{"$f":"IF($E29993=DataInput!$B29992,DataInput!C29992,NA())","v":{"$error":"#N/A"}},{"$f":"IF($E29993=DataInput!$B29992,DataInput!D29992,NA())","v":{"$error":"#N/A"}},{"$f":"IF($E29993=DataInput!$B29992,DataInput!E29992,NA())","v":{"$error":"#N/A"}},{"$f":"IF($E29993=DataInput!$B29992,DataInput!F29992,NA())","v":{"$error":"#N/A"}},{"$f":"IF($E29993=DataInput!$B29992,DataInput!G29992,NA())","v":{"$error":"#N/A"}},{"$f":"IF($E29993=DataInput!$B29992,DataInput!H29992,NA())","v":{"$error":"#N/A"}},{"$f":"IF($E29993=DataInput!$B29992,DataInput!I29992,NA())","v":{"$error":"#N/A"}},{"$f":"IF($E29993=DataInput!$B29992,DataInput!J29992,NA())","v":{"$error":"#N/A"}},{"$f":"IF($E29993=DataInput!$B29992,DataInput!K29992,NA())","v":{"$error":"#N/A"}},null,null,{"$f":"IF(OR(ISERROR(E29993),ISERROR(G29993)),\"  \",E29993&\" \"&G29993)","v":"  "},null,null,null,null,false,null,null,{"$error":"#N/A"},{"$error":"#N/A"},{"$error":"#N/A"},{"$error":"#N/A"},{"$error":"#N/A"},{"$error":"#N/A"},{"$error":"#N/A"},{"$error":"#N/A"},{"$error":"#N/A"},{"$error":"#N/A"}]
[null,{"$f":"IF(DataInput!B29993=$B$8,IF($B$9=$B$10,TRUE,IF(DataInput!E29993=$B$9,TRUE,FALSE)))","v":false},null,null,{"$f":"IF(B29994=TRUE,DataInput!B29993,NA())","v":{"$error":"#N/A"}},{"$f":"IF($E29994=DataInput!$B29993,DataInput!C29993,NA())","v":{"$error":"#N/A"}},{"$f":"IF($E29994=DataInput!$B29993,DataInput!D29993,NA())","v":{"$error":"#N/A"}},{"$f":"IF($E29994=DataInput!$B29993,DataInput!E29993,NA())","v":{"$error":"#N/A"}},{"$f":"IF($E29994=DataInput!$B29993,DataInput!F29993,NA())","v":{"$error":"#N/A"}},{"$f":"IF($E29994=DataInput!$B29993,DataInput!G29993,NA())","v":{"$error":"#N/A"}},{"$f":"IF($E29994=DataInput!$B29993,DataInput!H29993,NA())","v":{"$error":"#N/A"}},{"$f":"IF($E29994=DataInput!$B29993,DataInput!I29993,NA())","v":{"$error":"#N/A"}},{"$f":"IF($E29994=DataInput!$B29993,DataInput!J29993,NA())","v":{"$error":"#N/A"}},{"$f":"IF($E29994=DataInput!$B29993,DataInput!K29993,NA())","v":{"$error":"#N/A"}},null,null,"  ",null,null,null,null,false,null,null,{"$error":"#N/A"},{"$error":"#N/A"},{"$error":"#N/A"},{"$error":"#N/A"},{"$error":"#N/A"},{"$error":"#N/A"},{"$error":"#N/A"},{"$error":"#N/A"},{"$error":"#N/A"},{"$error":"#N/A"}]
[null,{"$f":"IF(DataInput!B29994=$B$8,IF($B$9=$B$10,TRUE,IF(DataInput!E29994=$B$9,TRUE,FALSE)))","v":false},null,null,{"$f":"IF(B29995=TRUE,DataInput!B29994,NA())","v":{"$error":"#N/A"}},{"$f":"IF($E29995=DataInput!$B29994,DataInput!C29994,NA())","v":{"$error":"#N/A"}},{"$f":"IF($E29995=DataInput!$B29994,DataInput!D29994,NA())","v":{"$error":"#N/A"}},{"$f":"IF($E29995=DataInput!$B29994,DataInput!E29994,NA())","v":{"$error":"#N/A"}},{"$f":"IF($E29995=DataInput!$B29994,DataInput!F29994,NA())","v":{"$error":"#N/A"}},{"$f":"IF($E29995=DataInput!$B29994,DataInput!G29994,NA())","v":{"$error":"#N/A"}},{"$f":"IF($E29995=DataInput!$B29994,DataInput!H29994,NA())","v":{"$error":"#N/A"}},{"$f":"IF($E29995=DataInput!$B29994,DataInput!I29994,NA())","v":{"$error":"#N/A"}},{"$f":"IF($E29995=DataInput!$B29994,DataInput!J29994,NA())","v":{"$error":"#N/A"}},{"$f":"IF($E29995=DataInput!$B29994,DataInput!K29994,NA())","v":{"$error":"#N/A"}},null,null,"  ",null,null,null,null,false,null,null,{"$error":"#N/A"},{"$error":"#N/A"},{"$error":"#N/A"},{"$error":"#N/A"},{"$error":"#N/A"},{"$error":"#N/A"},{"$error":"#N/A"},{"$error":"#N/A"},{"$error":"#N/A"},{"$error":"#N/A"}]
[null,{"$f":"IF(DataInput!B29995=$B$8,IF($B$9=$B$10,TRUE,IF(DataInput!E29995=$B$9,TRUE,FALSE)))","v":false},null,null,{"$f":"IF(B29996=TRUE,DataInput!B29995,NA())","v":{"$error":"#N/A"}},{"$f":"IF($E29996=DataInput!$B29995,DataInput!C29995,NA())","v":{"$error":"#N/A"}},{"$f":"IF($E29996=DataInput!$B29995,DataInput!D29995,NA())","v":{"$error":"#N/A"}},{"$f":"IF($E29996=DataInput!$B29995,DataInput!E29995,NA())","v":{"$error":"#N/A"}},{"$f":"IF($E29996=DataInput!$B29995,DataInput!F29995,NA())","v":{"$error":"#N/A"}},{"$f":"IF($E29996=DataInput!$B29995,DataInput!G29995,NA())","v":{"$error":"#N/A"}},{"$f":"IF($E29996=DataInput!$B29995,DataInput!H29995,NA())","v":{"$error":"#N/A"}},{"$f":"IF($E29996=DataInput!$B29995,DataInput!I29995,NA())","v":{"$error":"#N/A"}},{"$f":"IF($E29996=DataInput!$B29995,DataInput!J29995,NA())","v":{"$error":"#N/A"}},{"$f":"IF($E29996=DataInput!$B29995,DataInput!K29995,NA())","v":{"$error":"#N/A"}},null,null,"  ",null,null,null,null,false,null,null,{"$error":"#N/A"},{"$error":"#N/A"},{"$error":"#N/A"},{"$error":"#N/A"},{"$error":"#N/A"},{"$error":"#N/A"},{"$error":"#N/A"},{"$error":"#N/A"},{"$error":"#N/A"},{"$error":"#N/A"}]
[null,{"$f":"IF(DataInput!B29996=$B$8,IF($B$9=$B$10,TRUE,IF(DataInput!E29996=$B$9,TRUE,FALSE)))","v":false},null,null,{"$f":"IF(B29997=TRUE,DataInput!B29996,NA())","v":{"$error":"#N/A"}},{"$f":"IF($E29997=DataInput!$B29996,DataInput!C29996,NA())","v":{"$error":"#N/A"}},{"$f":"IF($E29997=DataInput!$B29996,DataInput!D29996,NA())","v":{"$error":"#N/A"}},{"$f":"IF($E29997=DataInput!$B29996,DataInput!E29996,NA())","v":{"$error":"#N/A"}},{"$f":"IF($E29997=DataInput!$B29996,DataInput!F29996,NA())","v":{"$error":"#N/A"}},{"$f":"IF($E29997=DataInput!$B29996,DataInput!G29996,NA())","v":{"$error":"#N/A"}},{"$f":"IF($E29997=DataInput!$B29996,DataInput!H29996,NA())","v":{"$error":"#N/A"}},{"$f":"IF($E29997=DataInput!$B29996,DataInput!I29996,NA())","v":{"$error":"#N/A"}},{"$f":"IF($E29997=DataInput!$B29996,DataInput!J29996,NA())","v":{"$error":"#N/A"}},{"$f":"IF($E29997=DataInput!$B29996,DataInput!K29996,NA())","v":{"$error":"#N/A"}},null,null,"  ",null,null,null,null,false,null,null,{"$error":"#N/A"},{"$error":"#N/A"},{"$error":"#N/A"},{"$error":"#N/A"},{"$error":"#N/A"},{"$error":"#N/A"},{"$error":"#N/A"},{"$error":"#N/A"},{"$error":"#N/A"},{"$error":"#N/A"}]
[null,{"$f":"IF(DataInput!B29997=$B$8,IF($B$9=$B$10,TRUE,IF(DataInput!E29997=$B$9,TRUE,FALSE)))","v":false},null,null,{"$f":"IF(B29998=TRUE,DataInput!B29997,NA())","v":{"$error":"#N/A"}},{"$f":"IF($E29998=DataInput!$B29997,DataInput!C29997,NA())","v":{"$error":"#N/A"}},{"$f":"IF($E29998=DataInput!$B29997,DataInput!D29997,NA())","v":{"$error":"#N/A"}},{"$f":"IF($E29998=DataInput!$B29997,DataInput!E29997,NA())","v":{"$error":"#N/A"}},{"$f":"IF($E29998=DataInput!$B29997,DataInput!F29997,NA())","v":{"$error":"#N/A"}},{"$f":"IF($E29998=DataInput!$B29997,DataInput!G29997,NA())","v":{"$error":"#N/A"}},{"$f":"IF($E29998=DataInput!$B29997,DataInput!H29997,NA())","v":{"$error":"#N/A"}},{"$f":"IF($E29998=DataInput!$B29997,DataInput!I29997,NA())","v":{"$error":"#N/A"}},{"$f":"IF($E29998=DataInput!$B29997,DataInput!J29997,NA())","v":{"$error":"#N/A"}},{"$f":"IF($E29998=DataInput!$B29997,DataInput!K29997,NA())","v":{"$error":"#N/A"}},null,null,"  ",null,null,null,null,false,null,null,{"$f":"IF($V29998=TRUE,E29998,NA())","v":{"$error":"#N/A"}},{"$f":"IF($V29998=TRUE,F29998,NA())","v":{"$error":"#N/A"}},{"$f":"IF($V29998=TRUE,G29998,NA())","v":{"$error":"#N/A"}},{"$f":"IF($V29998=TRUE,H29998,NA())","v":{"$error":"#N/A"}},{"$f":"IF($V29998=TRUE,I29998,NA())","v":{"$error":"#N/A"}},{"$f":"IF($V29998=TRUE,J29998,NA())","v":{"$error":"#N/A"}},{"$f":"IF($V29998=TRUE,K29998,NA())","v":{"$error":"#N/A"}},{"$f":"IF($V29998=TRUE,L29998,NA())","v":{"$error":"#N/A"}},{"$f":"IF($V29998=TRUE,M29998,NA())","v":{"$error":"#N/A"}},{"$f":"IF($V29998=TRUE,N29998,NA())","v":{"$error":"#N/A"}}]
[null,{"$f":"IF(DataInput!B29998=$B$8,IF($B$9=$B$10,TRUE,IF(DataInput!E29998=$B$9,TRUE,FALSE)))","v":false},null,null,{"$f":"IF(B29999=TRUE,DataInput!B29998,NA())","v":{"$error":"#N/A"}},{"$f":"IF($E29999=DataInput!$B29998,DataInput!C29998,NA())","v":{"$error":"#N/A"}},{"$f":"IF($E29999=DataInput!$B29998,DataInput!D29998,NA())","v":{"$error":"#N/A"}},{"$f":"IF($E29999=DataInput!$B29998,DataInput!E29998,NA())","v":{"$error":"#N/A"}},{"$f":"IF($E29999=DataInput!$B29998,DataInput!F29998,NA())","v":{"$error":"#N/A"}},{"$f":"IF($E29999=DataInput!$B29998,DataInput!G29998,NA())","v":{"$error":"#N/A"}},{"$f":"IF($E29999=DataInput!$B29998,DataInput!H29998,NA())","v":{"$error":"#N/A"}},{"$f":"IF($E29999=DataInput!$B29998,DataInput!I29998,NA())","v":{"$error":"#N/A"}},{"$f":"IF($E29999=DataInput!$B29998,DataInput!J29998,NA())","v":{"$error":"#N/A"}},{"$f":"IF($E29999=DataInput!$B29998,DataInput!K29998,NA())","v":{"$error":"#N/A"}},null,null,"  ",null,null,null,null,false,null,null,{"$error":"#N/A"},{"$error":"#N/A"},{"$error":"#N/A"},{"$error":"#N/A"},{"$error":"#N/A"},{"$error":"#N/A"},{"$error":"#N/A"},{"$error":"#N/A"},{"$error":"#N/A"},{"$error":"#N/A"}]
[null,{"$f":"IF(DataInput!B29999=$B$8,IF($B$9=$B$10,TRUE,IF(DataInput!E29999=$B$9,TRUE,FALSE)))","v":false},null,null,{"$f":"IF(B30000=TRUE,DataInput!B29999,NA())","v":{"$error":"#N/A"}},{"$f":"IF($E30000=DataInput!$B29999,DataInput!C29999,NA())","v":{"$error":"#N/A"}},{"$f":"IF($E30000=DataInput!$B29999,DataInput!D29999,NA())","v":{"$error":"#N/A"}},{"$f":"IF($E30000=DataInput!$B29999,DataInput!E29999,NA())","v":{"$error":"#N/A"}},{"$f":"IF($E30000=DataInput!$B29999,DataInput!F29999,NA())","v":{"$error":"#N/A"}},{"$f":"IF($E30000=DataInput!$B29999,DataInput!G29999,NA())","v":{"$error":"#N/A"}},{"$f":"IF($E30000=DataInput!$B29999,DataInput!H29999,NA())","v":{"$error":"#N/A"}},{"$f":"IF($E30000=DataInput!$B29999,DataInput!I29999,NA())","v":{"$error":"#N/A"}},{"$f":"IF($E30000=DataInput!$B29999,DataInput!J29999,NA())","v":{"$error":"#N/A"}},{"$f":"IF($E30000=DataInput!$B29999,DataInput!K29999,NA())","v":{"$error":"#N/A"}},null,null,"  ",null,null,null,null,false,null,null,{"$error":"#N/A"},{"$error":"#N/A"},{"$error":"#N/A"},{"$error":"#N/A"},{"$error":"#N/A"},{"$error":"#N/A"},{"$error":"#N/A"},{"$error":"#N/A"},{"$error":"#N/A"},{"$error":"#N/A"}]
[null,{"$f":"IF(DataInput!B30000=$B$8,IF($B$9=$B$10,TRUE,IF(DataInput!E30000=$B$9,TRUE,FALSE)))","v":false},null,null,{"$f":"IF(B30001=TRUE,DataInput!B30000,NA())","v":{"$error":"#N/A"}},{"$f":"IF($E30001=DataInput!$B30000,DataInput!C30000,NA())","v":{"$error":"#N/A"}},{"$f":"IF($E30001=DataInput!$B30000,DataInput!D30000,NA())","v":{"$error":"#N/A"}},{"$f":"IF($E30001=DataInput!$B30000,DataInput!E30000,NA())","v":{"$error":"#N/A"}},{"$f":"IF($E30001=DataInput!$B30000,DataInput!F30000,NA())","v":{"$error":"#N/A"}},{"$f":"IF($E30001=DataInput!$B30000,DataInput!G30000,NA())","v":{"$error":"#N/A"}},{"$f":"IF($E30001=DataInput!$B30000,DataInput!H30000,NA())","v":{"$error":"#N/A"}},{"$f":"IF($E30001=DataInput!$B30000,DataInput!I30000,NA())","v":{"$error":"#N/A"}},{"$f":"IF($E30001=DataInput!$B30000,DataInput!J30000,NA())","v":{"$error":"#N/A"}},{"$f":"IF($E30001=DataInput!$B30000,DataInput!K30000,NA())","v":{"$error":"#N/A"}},null,null,"  ",null,null,null,null,false,null,null,{"$error":"#N/A"},{"$error":"#N/A"},{"$error":"#N/A"},{"$error":"#N/A"},{"$error":"#N/A"},{"$error":"#N/A"},{"$error":"#N/A"},{"$error":"#N/A"},{"$error":"#N/A"},{"$error":"#N/A"}]
[null,{"$f":"IF(DataInput!B30001=$B$8,IF($B$9=$B$10,TRUE,IF(DataInput!E30001=$B$9,TRUE,FALSE)))","v":false},null,null,{"$f":"IF(B30002=TRUE,DataInput!B30001,NA())","v":{"$error":"#N/A"}},{"$f":"IF($E30002=DataInput!$B30001,DataInput!C30001,NA())","v":{"$error":"#N/A"}},{"$f":"IF($E30002=DataInput!$B30001,DataInput!D30001,NA())","v":{"$error":"#N/A"}},{"$f":"IF($E30002=DataInput!$B30001,DataInput!E30001,NA())","v":{"$error":"#N/A"}},{"$f":"IF($E30002=DataInput!$B30001,DataInput!F30001,NA())","v":{"$error":"#N/A"}},{"$f":"IF($E30002=DataInput!$B30001,DataInput!G30001,NA())","v":{"$error":"#N/A"}},{"$f":"IF($E30002=DataInput!$B30001,DataInput!H30001,NA())","v":{"$error":"#N/A"}},{"$f":"IF($E30002=DataInput!$B30001,DataInput!I30001,NA())","v":{"$error":"#N/A"}},{"$f":"IF($E30002=DataInput!$B30001,DataInput!J30001,NA())","v":{"$error":"#N/A"}},{"$f":"IF($E30002=DataInput!$B30001,DataInput!K30001,NA())","v":{"$error":"#N/A"}},null,null,"  ",null,null,null,null,false,null,null,{"$error":"#N/A"},{"$error":"#N/A"},{"$error":"#N/A"},{"$error":"#N/A"},{"$error":"#N/A"},{"$error":"#N/A"},{"$error":"#N/A"},{"$error":"#N/A"},{"$error":"#N/A"},{"$error":"#N/A"}]

{"sheet":"Lists_Selections","index":6,"n_rows":113,"n_cols":15,"rows_kept":113,"cut":false,"hidden":true,"merged":[[1,5,1,6]]}
[]
[null,"State","VIC DNSP",null,"State&DNSP Pull Down","Corresponding State & Region",null,"Unique State/CP",{"$f":"INDEX($E:$E,I3+3)","v":"VIC - ALL"},{"$f":"INDEX($E:$E,J3+3)","v":"VIC - United Energy"},{"$f":"INDEX($E:$E,K3+3)","v":"VIC - AusNet"},{"$f":"INDEX($E:$E,L3+3)","v":"VIC - Powercor"},{"$f":"INDEX($E:$E,M3+3)","v":"VIC - CitiPower"},{"$f":"INDEX($E:$E,N3+3)","v":"VIC - Jemena"}]
[null,null,null,null,null,"State","DB/DNSP",{"$f":"StateRegionSelectNumber","v":1},1,2,3,4,5,6]
[null,"VIC","United Energy",null,{"$f":"F4&\" - \"&G4","v":"VIC - ALL"},"VIC","ALL",{"$f":"INDEX($I$1:$O$103, ROW(), MATCH($H$3,$I$3:$O$3))","v":"VIC Air Liquid"},"VIC Air Liquid","VIC Cranbourne (United Energy) 66 kV","VIC Cranbourne (AusNet) 66 kV","VIC Altona West (Powercor) 66 kV","VIC Brunswick (CitiPower) 22 kV","VIC Altona-Brooklyn (Jemena) 66 kV","VIC Khancoban (Essential Energy) 11 kV"]
[null,null,"AusNet",null,{"$f":"F5&\" - \"&G5","v":"VIC - United Energy"},"VIC","United Energy",{"$f":"INDEX($I$1:$O$103, ROW(), MATCH($H$3,$I$3:$O$3))","v":"VIC Alcoa Portland 500 kV"},"VIC Alcoa Portland 500 kV","VIC East Rowville 12 (United Energy) 66 kV","VIC East Rowville 12 (AusNet) 66 kV","VIC Altona-Brooklyn (Powercor) 66 kV","VIC Brunswick (CitiPower) 66 kV","VIC Brooklyn (Jemena) 22 kV"]
[null,null,"Powercor",null,"VIC - AusNet","VIC","AusNet","VIC Altona West (Powercor) 66 kV","VIC Altona West (Powercor) 66 kV","VIC East Rowville 34 (United Energy) 66 kV","VIC East Rowville 34 (AusNet) 66 kV","VIC Ballarat (Powercor) 66 kV","VIC Fishermans Bend (Citipower) 66 kV","VIC Brunswick (Jemena) 22 kV"]
[null,null,"CitiPower",null,"VIC - Powercor","VIC","Powercor","VIC Altona-Brooklyn (Jemena) 66 kV","VIC Altona-Brooklyn (Jemena) 66 kV","VIC Heatherton (United Energy) 66 kV","VIC Glenrowan (AusNet) 66 kV","VIC Bendigo (Powercor) 22 kV","VIC Richmond (CitiPower) 22kV","VIC Keilor East (Jemena) 66 kV"]
[null,null,"Jemena",null,"VIC - CitiPower","VIC","CitiPower","VIC Altona-Brooklyn (Powercor) 66 kV","VIC Altona-Brooklyn (Powercor) 66 kV","VIC Malvern (United Energy) 22 kV","VIC Loy Yang (AusNet) 66 kV","VIC Bendigo (Powercor) 66 kV","VIC Richmond 12 (CitiPower) 66 kV","VIC Keilor West (Jemena) 66 kV"]
[null,null,null,null,"VIC - Jemena","VIC","Jemena","VIC Aquasure Desalination 220kV","VIC Aquasure Desalination 220kV","VIC Malvern (United Energy) 66 kV","VIC Morwell (Ausnet) 66 kV","VIC Brooklyn (Powercor) 22 kV","VIC Richmond 34 (CitiPower) 66 kV","VIC South Morang (Jemena) 66 kV"]
[null,null,null,null,null,null,null,"VIC Ballarat (Powercor) 66 kV","VIC Ballarat (Powercor) 66 kV","VIC Richmond 12 (United Energy) 66 kV","VIC Mt Beauty (AusNet) 66 kV","VIC Brooklyn (Powercor) 66 kV - Onesteel","VIC Springvale 34 (CitiPower) 66 kV","VIC Templestowe (Jemena) 66 kV"]
[null,null,null,null,null,null,null,"VIC Bendigo (Powercor) 22 kV","VIC Bendigo (Powercor) 22 kV","VIC Richmond 34 (United Energy) 66 kV","VIC Ringwood (AusNet) 22 kV","VIC Deer Park (Powercor) 66 kV","VIC Templestowe (CitiPower) 66 kV","VIC Thomastown 12 (Jemena) 66 kV"]
[null,null,null,null,null,null,null,"VIC Bendigo (Powercor) 66 kV","VIC Bendigo (Powercor) 66 kV","VIC Ringwood (United Energy) 22 kV","VIC Ringwood 13 (AusNet) 66 kV","VIC Fishermans Bend (Powercor) 66 kV","VIC West Melbourne (CitiPower) 22 kV","VIC Thomastown 34 (Jemena) 66 kV"]
[null,null,null,null,null,null,null,"VIC Brooklyn (Jemena) 22 kV","VIC Brooklyn (Jemena) 22 kV","VIC Ringwood 13 (United Energy) 66 kV","VIC Ringwood 24 (AusNet) 66 kV","VIC Geelong 12 (Powercor) 66 kV","VIC West Melbourne (CitiPower) 66 kV","VIC West Melbourne (Jemena) 66 kV"]
[null,null,null,null,null,null," ","VIC Brooklyn (Powercor) 22 kV","VIC Brooklyn (Powercor) 22 kV","VIC Springvale 12 (United Energy) 66 kV","VIC South Morang (AusNet) 66 kV","VIC Geelong 34 (Powercor) 66 kV"," "," "]
[null,null,null,null,null,null,null,"VIC Brooklyn (Powercor) 66 kV - Onesteel","VIC Brooklyn (Powercor) 66 kV - Onesteel","VIC Springvale 34 (United Energy) 66 kV","VIC Templestowe (AusNet) 66 kV","VIC Heywood (Powercor) 22 kV"," "," "]
[null,null,null,null,null,null,null,"VIC Brunswick (CitiPower) 22 kV","VIC Brunswick (CitiPower) 22 kV","VIC Templestowe (United Energy) 66 kV","VIC Thomastown 12 (AusNet) 66 kV","VIC Horsham (Powercor) 66 kV"," "," "]
[null,null,null,null,null,null,null,"VIC Brunswick (CitiPower) 66 kV","VIC Brunswick (CitiPower) 66 kV","VIC Tyabb (United Energy) 66 kV","VIC Wodonga (AusNet) 22 kV","VIC Keilor East (Powercor) 66 kV"," "," "]
[null,null,null,null,null,null,null,"VIC Brunswick (Jemena) 22 kV","VIC Brunswick (Jemena) 22 kV"," ","VIC Wodonga (AusNet) 66 kV","VIC Keilor West (Powercor) 66 kV","SCROLL UP","SCROLL UP"]
[null,null,null,null,null,null,null,"VIC Cranbourne (AusNet) 66 kV","VIC Cranbourne (AusNet) 66 kV"," ","VIC Yallourn (AusNet) 11 kV","VIC Kerang (Powercor) 22 kV"," "," "]
[null,null,null,null,null,null,null,"VIC Cranbourne (United Energy) 66 kV","VIC Cranbourne (United Energy) 66 kV","SCROLL UP"," ","VIC Kerang (Powercor) 66 kV"," "," "]
[null,null,null,null,null,null,null,"VIC Deer Park (Powercor) 66 kV","VIC Deer Park (Powercor) 66 kV"," "," ","VIC Red Cliffs (Powercor) 22 kV"," "," "]
[null,null,null,null,null,null,null,"VIC East Rowville 12 (AusNet) 66 kV","VIC East Rowville 12 (AusNet) 66 kV"," "," ","VIC Red Cliffs (Powercor) 66 kV"," "," "]
[null,null,null,null,null,null,null,"VIC East Rowville 12 (United Energy) 66 kV","VIC East Rowville 12 (United Energy) 66 kV"," "," ","VIC Shepparton (Powercor) 66 kV"," "," "]
[null,null,null,null,null,null,null,"VIC East Rowville 34 (AusNet) 66 kV","VIC East Rowville 34 (AusNet) 66 kV"," "," ","VIC Terang (Powercor) 66 kV"," "," "]
[null,null,null,null,null,null,null,"VIC East Rowville 34 (United Energy) 66 kV","VIC East Rowville 34 (United Energy) 66 kV"," "," ","VIC Wemen (Powercor) 66 kV"," "," "]
[null,null,null,null,null,null,null,"VIC Fishermans Bend (Citipower) 66 kV","VIC Fishermans Bend (Citipower) 66 kV"," "," "," "," "," "]
[null,null,null,null,null,null,null,"VIC Fishermans Bend (Powercor) 66 kV","VIC Fishermans Bend (Powercor) 66 kV"," "," "," "," "," "]
[null,null,null,null,null,null,null,"VIC Fosterville 220 kV","VIC Fosterville 220 kV"," "," "," "," "," "]
[null,null,null,null,null,null,null,"VIC Geelong 12 (Powercor) 66 kV","VIC Geelong 12 (Powercor) 66 kV"," "," "," "," "," "]
[null,null,null,null,null,null,null,"VIC Geelong 34 (Powercor) 66 kV","VIC Geelong 34 (Powercor) 66 kV"," "," "," "," "," "]
[null,null,null,null,null,null,null,"VIC Glenrowan (AusNet) 66 kV","VIC Glenrowan (AusNet) 66 kV"," "," "," "," "," "]
[null,null,null,null,null,null,null,"VIC Heatherton (United Energy) 66 kV","VIC Heatherton (United Energy) 66 kV"," "," "," "," "," "]
[null,null,null,null,null,null,null,"VIC Heywood (Powercor) 22 kV","VIC Heywood (Powercor) 22 kV","SCROLL UP","SCROLL UP","SCROLL UP","SCROLL UP","SCROLL UP"]
[null,null,null,null,null,null,null,"VIC Horsham (Powercor) 66 kV","VIC Horsham (Powercor) 66 kV"," "," "," "," "," "]
[null,null,null,null,null,null,null,"VIC John Lysaght 220 kV","VIC John Lysaght 220 kV"," "," "," "," "," "]
[null,null,null,null,null,null,null,"VIC Keilor East (Jemena) 66 kV","VIC Keilor East (Jemena) 66 kV"," "," "," "," "," "]
[null,null,null,null,null,null,null,"VIC Keilor East (Powercor) 66 kV","VIC Keilor East (Powercor) 66 kV"," "," "," "," "," "]
[null,null,null,null,null,null,null,"VIC Keilor West (Jemena) 66 kV","VIC Keilor West (Jemena) 66 kV"," "," "," "," "," "]
[null,null,null,null,null,null,null,"VIC Keilor West (Powercor) 66 kV","VIC Keilor West (Powercor) 66 kV"," "," "," "," "," "]
[null,null,null,null,null,null,null,"VIC Kerang (Powercor) 22 kV","VIC Kerang (Powercor) 22 kV"," "," "," "," "," "]
[null,null,null,null,null,null,null,"VIC Kerang (Powercor) 66 kV","VIC Kerang (Powercor) 66 kV"," "," "," "," "," "]
[null,null,null,null,null,null,null,"VIC Khancoban (Essential Energy) 11 kV","VIC Khancoban (Essential Energy) 11 kV"," "," "," "," "," "]
[null,null,null,null,null,null,null,"VIC Loy Yang (AusNet) 66 kV","VIC Loy Yang (AusNet) 66 kV"," "," "," "," "," "]
[null,null,null,null,null,null,null,"VIC Malvern (United Energy) 22 kV","VIC Malvern (United Energy) 22 kV"," "," "," "," "," "]
[null,null,null,null,null,null,null,"VIC Malvern (United Energy) 66 kV","VIC Malvern (United Energy) 66 kV"," "," "," "," "," "]
[null,null,null,null,null,null,null,"VIC Morwell (Ausnet) 66 kV","VIC Morwell (Ausnet) 66 kV"," "," "," "," "," "]
[null,null,null,null,null,null,null,"VIC Mt Beauty (AusNet) 66 kV","VIC Mt Beauty (AusNet) 66 kV"," "," "," "," "," "]
[null,null,null,null,null,null,null,"VIC Red Cliffs (Powercor) 22 kV","VIC Red Cliffs (Powercor) 22 kV","SCROLL UP","SCROLL UP","SCROLL UP","SCROLL UP","SCROLL UP"]
[null,null,null,null,null,null,null,"VIC Red Cliffs (Powercor) 66 kV","VIC Red Cliffs (Powercor) 66 kV"," "," "," "," "," "]
[null,null,null,null,null,null,null,"VIC Richmond (CitiPower) 22kV","VIC Richmond (CitiPower) 22kV"," "," "," "," "," "]
[null,null,null,null,null,null,null,"VIC Richmond 12 (CitiPower) 66 kV","VIC Richmond 12 (CitiPower) 66 kV"," "," "," "," "," "]
[null,null,null,null,null,null,null,"VIC Richmond 12 (United Energy) 66 kV","VIC Richmond 12 (United Energy) 66 kV"," "," "," "," "," "]
[null,null,null,null,null,null,null,"VIC Richmond 34 (CitiPower) 66 kV","VIC Richmond 34 (CitiPower) 66 kV"," "," "," "," "," "]
[null,null,null,null,null,null,null,"VIC Richmond 34 (United Energy) 66 kV","VIC Richmond 34 (United Energy) 66 kV"," "," "," "," "," "]
[null,null,null,null,null,null,null,"VIC Ringwood (AusNet) 22 kV","VIC Ringwood (AusNet) 22 kV"," "," "," "," "," "]
[null,null,null,null,null,null,null,"VIC Ringwood (United Energy) 22 kV","VIC Ringwood (United Energy) 22 kV"," "," "," "," "," "]
[null,null,null,null,null,null,null,"VIC Ringwood 13 (AusNet) 66 kV","VIC Ringwood 13 (AusNet) 66 kV"," "," "," "," "," "]
[null,null,null,null,null,null,null,"VIC Ringwood 13 (United Energy) 66 kV","VIC Ringwood 13 (United Energy) 66 kV"," "," "," "," "," "]
[null,null,null,null,null,null,null,"VIC Ringwood 24 (AusNet) 66 kV","VIC Ringwood 24 (AusNet) 66 kV"," "," "," "," "," "]
[null,null,null,null,null,null,null,"VIC Shepparton (Powercor) 66 kV","VIC Shepparton (Powercor) 66 kV"," "," "," "," "," "]
[null,null,null,null,null,null,null,"VIC South Morang (AusNet) 66 kV","VIC South Morang (AusNet) 66 kV"," "," "," "," "," "]
[null,null,null,null,null,null,null,"VIC South Morang (Jemena) 66 kV","VIC South Morang (Jemena) 66 kV"," "," "," "," "," "]
[null,null,null,null,null,null,null,"VIC Springvale 12 (United Energy) 66 kV","VIC Springvale 12 (United Energy) 66 kV","SCROLL UP","SCROLL UP","SCROLL UP","SCROLL UP","SCROLL UP"]
[null,null,null,null,null,null,null,"VIC Springvale 34 (CitiPower) 66 kV","VIC Springvale 34 (CitiPower) 66 kV"," "," "," "," "," "]
[null,null,null,null,null,null,null,"VIC Springvale 34 (United Energy) 66 kV","VIC Springvale 34 (United Energy) 66 kV"," "," "," "," "," "]
[null,null,null,null,null,null,null,"VIC Templestowe (AusNet) 66 kV","VIC Templestowe (AusNet) 66 kV"," "," "," "," "," "]
[null,null,null,null,null,null,null,"VIC Templestowe (CitiPower) 66 kV","VIC Templestowe (CitiPower) 66 kV"," "," "," "," "," "]
[null,null,null,null,null,null,null,"VIC Templestowe (Jemena) 66 kV","VIC Templestowe (Jemena) 66 kV"," "," "," "," "," "]
[null,null,null,null,null,null,null,{"$f":"INDEX($I$1:$O$103, ROW(), MATCH($H$3,$I$3:$O$3))","v":"VIC Templestowe (United Energy) 66 kV"},"VIC Templestowe (United Energy) 66 kV"," "," "," "," "," "]
[null,null,null,null,null,null,null,"VIC Terang (Powercor) 66 kV","VIC Terang (Powercor) 66 kV"," "," "," "," "," "]
[null,null,null,null,null,null,null,"VIC Thomastown 12 (AusNet) 66 kV","VIC Thomastown 12 (AusNet) 66 kV"," "," "," "," "," "]
[null,null,null,null,null,null,null,"VIC Thomastown 12 (Jemena) 66 kV","VIC Thomastown 12 (Jemena) 66 kV"," "," "," "," "," "]
[null,null,null,null,null,null,null,"VIC Thomastown 34 (Jemena) 66 kV","VIC Thomastown 34 (Jemena) 66 kV"," "," "," "," "," "]
[null,null,null,null,null,null,null,"VIC Tyabb (United Energy) 66 kV","VIC Tyabb (United Energy) 66 kV"," "," "," "," "," "]
[null,null,null,null,null,null,null,"VIC Wemen (Powercor) 66 kV","VIC Wemen (Powercor) 66 kV"," "," "," "," "," "]
[null,null,null,null,null,null,null,"VIC West Melbourne (CitiPower) 22 kV","VIC West Melbourne (CitiPower) 22 kV"," "," "," "," "," "]
[null,null,null,null,null,null,null,"VIC West Melbourne (CitiPower) 66 kV","VIC West Melbourne (CitiPower) 66 kV"," "," "," "," "," "]
[null,null,null,null,null,null,null,"VIC West Melbourne (Jemena) 66 kV","VIC West Melbourne (Jemena) 66 kV","SCROLL UP","SCROLL UP","SCROLL UP","SCROLL UP","SCROLL UP"]
[null,null,null,null,null,null,null,"VIC Wodonga (AusNet) 22 kV","VIC Wodonga (AusNet) 22 kV"," "," "," "," "," "]
[null,null,null,null,null,null,null,"VIC Wodonga (AusNet) 66 kV","VIC Wodonga (AusNet) 66 kV"," "," "," "," "," "]
[null,null,null,null,null,null,null,"VIC Yallourn (AusNet) 11 kV","VIC Yallourn (AusNet) 11 kV"," "," "," "," "," "]
[null,null,null,null,null,null,null," "," "," "," "," "," "," "]
[null,null,null,null,null,null,null," "," "," "," "," "," "," "]
[null,null,null,null,null,null,null," "," "," "," "," "," "," "]
[null,null,null,null,null,null,null," "," "," "," "," "," "," "]
[null,null,null,null,null,null,null," "," "," "," "," "," "," "]
[null,null,null,null,null,null,null," "," "," "," "," "," "," "]
[null,null,null,null,null,null,null," "," "," "," "," "," "," "]
[null,null,null,null,null,null,null," "," "," "," "," "," "," "]
[null,null,null,null,null,null,null," "," "," "," "," "," "," "]
[null,null,null,null,null,null,null," "," "," "," "," "," "," "]
[null,null,null,null,null,null,null," "," "," "," "," "," "," "]
[null,null,null,null,null,null,null,"SCROLL UP","SCROLL UP","SCROLL UP","SCROLL UP","SCROLL UP","SCROLL UP","SCROLL UP"]
[null,null,null,null,null,null,null,"","","","","","",""]
[null,null,null,null,null,null,null,"","","","","","",""]
[null,null,null,null,null,null,null,"","","","","","",""]
[null,null,null,null,null,null,null,"","","","","","",""]
[null,null,null,null,null,null,null,"","","","","","",""]
[null,null,null,null,null,null,null,"","","","","","",""]
[null,null,null,null,null,null,null,"","","","","","",""]
[null,null,null,null,null,null,null,"","","","","","",""]
[null,null,null,null,null,null,null,"","","","","","",""]
[null,null,null,null,null,null,null,"","","","","","",""]
[null,null,null,null,null,null,null,{"$error":"#REF!"},"","","","","",""]
[null,null,null,null,null,null,null,{"$error":"#REF!"},"","","","","",""]
[null,null,null,null,null,null,null,{"$error":"#REF!"},"","","","","",""]
[null,null,null,null,null,null,null,{"$error":"#REF!"},"","","","","",""]
[null,null,null,null,null,null,null,{"$error":"#REF!"}]
[null,null,null,null,null,null,null,{"$f":"INDEX($I$1:$O$103, ROW(), MATCH($H$3,$I$3:$O$3))","v":{"$error":"#REF!"}}]
[null,null,null,null,null,null,null,{"$error":"#REF!"}]
[null,null,null,null,null,null,null,{"$error":"#REF!"}]
[null,null,null,null,null,null,null,{"$error":"#REF!"}]
[null,null,null,null,null,null,null,{"$error":"#REF!"}]