## Introduction
In December 2018, AER made a final determination on a new Transmission Annual Planning Report (TAPR) Guideline, requiring TNSPs to publish specified information on emerging transmission line and terminal station limitations.
The "Summary of Transmission (T) line segment data" spreadsheet provides information on a selected set of transmission lines associated with DSN emerging limitations, based on AEMO’s VAPR and RIT-T reports. As the relevant RIT-Ts are still works in progress, the information provided is subject to changes.
The general criteria for selecting the existing assets to be included in the data reporting for emerging limitations are:
• The assets which are associated with both load and generation driven emerging limitations.
• The preferred option to address the associated emerging limitations have not yet been finalised by AEMO or other relevant TNSPs
In addition to the information on emerging limitations specified in the TAPR guideline, the "Summary of T. Line Segment data" sheet also includes information related to priority, developing and monitored limitations. More information is provided for the priority limitations than for developing and monitored limitations.
The information on priority, developing and monitored limitations includes:
• Line ID
• Constraint Primary Driver
• From location
• To location
• Reference to Asset Rating
• Voltage level
• Preferred investment-Description (if available)
• Preferred investment- Capital cost (if available)
• Preferred investment -cost accuracy

## Summary of T. Line Segment data
VAPR Section Reference | Limitation Type | Victorian Region | Transmission Line ID | Constraint Primary Driver | Location of constraint (start) | Location of constraint (end) | Asset Rating (Load Shed @35°C) | Forecast Demand (note 1) | Voltage Level | Maximum load at risk per year | Energy at risk | Preferred investment - Description (note 4) | Preferred investment - Capital cost | Preferred investment - Annual operating cost | Preferred investment — Cost accuracy | Preferred investment - Proposed timing | Demand reduction required to defer investment by 1 year (MW) | Annual deferral value ($million) | Historic line load trace | Historic line rating | Annual economic cost of constraint | VCR ($/MWh) | Annual constraint duration (note 2) | Constraint duration on peak demand day (note 3)
Sections 4.4 and 6.3.3 and Appendix A2.1 | Developing | Central North REZ | Dederang - Glenrowan 220 kV | New generation, increased demand and interconnector transfer | 36.454⁰ S 146.992⁰ E | 36.494⁰ S 146.075⁰ E | Note 5 | Same as Asset Rating | 220 kV |  |  | Install an automatic load shedding and generation runback control scheme to enable the use of five minute line rating. | 1500000 | Not available. | ±50% | Not available.
Sections 4.4 and 6.3.3 and Appendix A2.1 | Developing | Central North REZ | Glenrowan - Shepparton 220 kV | New generation, increased demand and interconnector transfer | 36.494⁰ S 146.075⁰ E | 36.353⁰ S 145.365⁰ E | Note 5 | Same as Asset Rating | 220 kV
Sections 4.4 and 6.3.3 and Appendix A2.1 | Developing | Central North REZ | Shepparton - Bendigo 220 kV | New generation, increased demand and interconnector transfer | 36.353⁰ S 145.365⁰ E | 36.796⁰ S 144.252⁰ E | Note 5 | Same as Asset Rating | 220 kV
Section 4.4 and Appendix A2.2 | Developing | Eastern Corridor | Hazelwood – Yallourn 220 kV | High generation output and high temperature | 38.273⁰ S 146.392⁰ E | 38.177⁰ S 146.344⁰ E | Note 5 | Same as Asset Rating | 220 kV |  |  | Construct a new single or double circuit line with one or two circuits strung, or rebuild existing double circuit line at a higher rating. | $31,500,000-$37,100,000 | Not available. | ±50% | Not available.
Appendix A2.2 | Monitored | Eastern Corridor | Hazelwood – Rowville 220 kV | High generation output and high temperature | 38.273⁰ S 146.392⁰ E | 37.928⁰ S 145.226⁰ E | Note 5 | Same as Asset Rating | 220 kV |  |  | Upgrade Hazelwood – Rowville 220 kV line prior to Yallourn power station retirement, or construct a new single or double circuit Hazelwood – Rowville 220 kV line with one or two circuits strung post Yallourn power station retirement. | Not available. | Not available. |  | Not available.
Appendix A2.2 | Monitored | Eastern Corridor | Rowville - Yallourn 220 kV | High generation output and high temperature | 37.928⁰ S 145.226⁰ E | 38.177⁰ S 146.344⁰ E | Note 5 | Same as Asset Rating | 220 kV |  |  | Upgrade Rowville-Yallourn 220 kV line prior to Yallourn power station retirement, or construct a new single or double circuit Rowville-Yallourn 220 kV line with one or two circuits strung post Yallourn power station retirement.
Section 4.4 and Appendix A2.2 | Developing (Line outage), Monitored (no line outage) | Eastern Corridor | Hazelwood – Loy Yang 500 kV | Lack of outage window period due to constricted generation secure support across demand range post Yallourn Power Station retirement. | 38.273⁰ S 146.392⁰ E | 38.256⁰ S 146.573⁰ E | Note 5 | Same as Asset Rating | 500 kV |  |  | Construct a new single or double circuit Hazelwood-Loy Yang 500kV line with one or two circuits strung. | Not available. | Not available. |  | Not available.
Section 6.3.3 and Appendix A2.3 | Monitored | Ovens Murray REZ | Dederang - Mount Beauty 220 kV | Increased metro Melbourne demand, new generation and increased interconnector transfer | 36.454⁰ S 146.992⁰ E | 36.743⁰ S 147.165⁰ E | Note 5 | Same as Asset Rating | 220 kV |  |  | Install a wind monitoring scheme and up-rate the conductor temperature of both 220 kV circuits between Dederang and Mount Beauty to 82ºC. | 13300000 | Not available. | ±50% | Not available.
Section 6.3.3 and Appendix A2.3 | Monitored | Ovens Murray REZ | Mount Beauty - Eildon 220 kV | New generation and increased interconnector transfer | 36.743⁰ S 147.165⁰ E | 37.224⁰ S 145.921⁰ E | Note 5 | Same as Asset Rating | 220 kV |  |  | Install a wind monitoring scheme. Up-rate the conductor temperature of both 220 kV circuits between Mount Beauty and Eildon to 75ºC. Up-rate terminations to match line. | 114900000 | Not available. | ±50% | Not available.
Section 6.3.3 and Appendix A2.3 | Monitored | Ovens Murray REZ | Eildon - Thomastown 220 kV | Increased interconnector transfer | 37.224⁰ S 145.921⁰ E | 37.693⁰ S 145.01⁰ E | Note 5 | Same as Asset Rating | 220 kV |  |  | Install a wind monitoring scheme. Up-rate the conductor temperature of both 220 kV circuits between Eildon and Thomstown to 75ºC. Up-rate terminations to match line. |  | Not available. | ±50% | Not available.
Appendix A2.3 | Monitored | Northern Corridor | Murray - Dederang 330 kV | High generation output or increased interconnector transfer | 36.226⁰ S 148.144⁰ E | 36.454⁰ S 146.992⁰ E | Note 5 | Same as Asset Rating | 330 kV |  |  | Install a new 1,060 MVA 330 kV line to Dederang (or a newly established station nearby)- a third line from Murray, or a second line from Jindera. | Not available. | Not available. |  | Not available.
Sections 4.3 and 6.3.3 and Appendix A2.4 | Priority | Murray River REZ | Red Cliffs - Wemen 220 kV | New and retired generation, and high temperature | 34.275⁰ S 142.2⁰ E | 34.791⁰ S 142.522⁰ E | Note 5 | Same as Asset Rating | 220 kV |  |  | Not available. | Not available. | Not available.
Sections 4.3 and 6.3.3 and Appendix A2.4 | Priority | Murray River REZ | Wemen - Kerang 220 kV | New and retired generation, and high temperature | 34.791⁰ S 142.522⁰ E | 35.782⁰ S 143.945⁰ E | Note 5 | Same as Asset Rating | 220 kV
Sections 4.3 and 6.3.3 and Appendix A2.4 | Priority | Murray River REZ | Kerang - Bendigo 220 kV | New and retired generation | 35.782⁰ S 143.945⁰ E | 36.796⁰ S 144.252⁰ E | Note 5 | Same as Asset Rating | 220 kV
Appendix A2.4 | Monitored | Murray River REZ | Red Cliffs - Wemen 220 kV | Increased demand | 34.275⁰ S 142.2⁰ E | 34.791⁰ S 142.522⁰ E | Note 5 | Same as Asset Rating | 220 kV |  |  | Not available. | Not available. | Not available. |  | Not available.
Appendix A2.4 | Monitored | Murray River REZ | Wemen - Kerang 220 kV | Increased demand | 34.791⁰ S 142.522⁰ E | 35.782⁰ S 143.945⁰ E | Note 5 | Same as Asset Rating | 220 kV
Appendix A2.4 | Monitored | Murray River REZ | Kerang - Bendigo 220 kV | Increased demand | 35.782⁰ S 143.945⁰ E | 36.796⁰ S 144.252⁰ E | Note 5 | Same as Asset Rating | 220 kV
Appendix A2.5 | Monitored | South West Victoria REZ | Moorabool - Heywood 500 kV | New generation | 38.037⁰ S 144.296⁰ E | 38.182⁰ S 141.638⁰ E | Note 5 |  | 500 kV |  |  | A switched capacitor with individual phase switching at Heywood or near Alcoa Portland. | 15300000 | Not available. | ±50% | Not available.
Appendix A2.5 | Monitored | South West Victoria REZ | Heywood - Portland 500 kV | New generation | 38.182⁰ S 141.638⁰ E | 38.387⁰ S 141.626⁰ E | Note 5 |  | 500 kV
Appendix A2.5 | Monitored | South West Victoria REZ | Moorabool - Mortlake 500 kV | New generation | 38.037⁰ S 144.296⁰ E | 38.062⁰ S 142.67⁰ E | Note 5 | Same as Asset Rating | 500 kV |  |  | Install a wind monitoring scheme. | Not available. | Not available. |  | Not available.
Appendix A2.5 | Monitored | South West Victoria REZ | Moorabool - Haunted Gully 500 kV | New generation | 38.037⁰ S 144.296⁰ E | 38.007⁰ S 143.315⁰ E | Note 5 | Same as Asset Rating | 500 kV
Appendix A2.5 | Monitored | South West Victoria REZ | Haunted Gully - Tarrone 500 kV | New generation | 38.007⁰ S 143.315⁰ E | 38.179⁰ S 142.181⁰ E | Note 5 | Same as Asset Rating | 500 kV
Appendix A2.5 | Monitored | South West Victoria REZ | Mortlake - Heywood 500 kV | New generation | 38.062⁰ S 142.67⁰ E | 38.182⁰ S 141.638⁰ E | Note 5 | Same as Asset Rating | 500 kV
Appendix A2.5 | Monitored | South West Victoria REZ | Tarrone - Heywood 500 kV | New generation | 38.179⁰ S 142.181⁰ E | 38.182⁰ S 141.638⁰ E | Note 5 | Same as Asset Rating | 500 kV
Sections 4.3 and 6.3.3 and Appendix A2.5 | Priority | South West Victoria REZ | Ballarat - Berrybank 220 kV | New generation | 37.567⁰ S 143.921⁰ E | 37.900⁰ S 143.438⁰ E | Note 5 | Same as Asset Rating | 220 kV |  |  | Install an automatic generation runback control scheme to enable the use of five minute line rating. | Not available. | Not available. |  | Not available.
Sections 4.3 and 6.3.3 and Appendix A2.5 | Priority | South West Victoria REZ | Berrybank - Terang 220 kV | New generation | Vic | 38.256⁰ S 142.925⁰ E | Note 5 | Same as Asset Rating | 220 kV
Sections 4.3 and 6.3.3 and Appendix A2.5 | Priority | South West Victoria REZ | Terang - Moorabool 220 kV | New generation | 38.256⁰ S 142.925⁰ E | 38.037⁰ S 144.296⁰ E | Note 5 | Same as Asset Rating | 220 kV
Section 4.6.2 and Appendix A2.6 | Monitored | Greater Mel & Geelong | Ringwood - Thomastown 220 kV | Increased demand in Eastern Metropolitan Melbourne and/or Latrobe Valley operated in radial configuration after Yallourn Power Station retirement. | 37.821⁰ S 145.216⁰ E | 37.693⁰ S 145.01⁰ E | Note 5 | Same as Asset Rating | 220 kV |  |  | Cut in Rowville – Ringwood – Thomastown 220 kV at Templestowe and Rowville – Templestowe – Thomastown 220 kV at Ringwood to form the Rowville – Ringwood – Templestowe – Thomastown No. 1 and No. 2 circuits. | $15,100,000 plus any fault mitigation costs. | Not available. | ±50% | Not available.
Section 4.6.2 and Appendix A2.6 | Monitored | Greater Mel & Geelong | Templestowe - Thomastown 220 kV |  | 37.749⁰ S 145.171⁰ E | 37.693⁰ S 145.01⁰ E | Note 5 | Same as Asset Rating | 220 kV
Appendix A2.6 | Monitored | Greater Mel & Geelong | Rowville - Malvern 220 kV | Increased demand | 37.928⁰ S 145.226⁰ E | 37.878⁰ S 145.084⁰ E | Note 5 | Same as Asset Rating | 220 kV |  |  | Cut-in Rowville–Richmond 220 kV No.1 and No.4 circuits at Malvern Terminal Station to form the Rowville–Malvern–Richmond No.3 and No.4 circuits. | 11800000 | Not available. | ±50% | Not available.
Appendix A2.6 | Monitored | Greater Mel & Geelong | Rowville - Springvale 220 kV | Increased demand | 37.928⁰ S 145.226⁰ E | 37.928⁰ S 145.146⁰ E | Note 5 | Same as Asset Rating | 220 kV |  |  | Connect a Cranbourne – Heatherton 220 kV double circuit overhead line. | 38000000 | Not available. | ±50% | Not available.
Appendix A2.6 | Monitored | Greater Mel & Geelong | Springvale - Heatherton 220 kV | Increased demand | 37.928⁰ S 145.146⁰ E | 37.941⁰ S 145.078⁰ E | Note 5 | Same as Asset Rating | 220 kV
Appendix A2.6 | Monitored | Greater Mel & Geelong | South Morang - Thomastown 220 kV | Increased demand around the Melbourne Metropolitan area and/or increased export to New South Wales and/or Latrobe Valley operated in a radial configuration after Yallourn Power Station retirement. | 37.644⁰ S 145.078⁰ E | 37.693⁰ S 145.01⁰ E | Note 5 | Same as Asset Rating | 220 kV |  |  | Increase the transfer capability by installing wind monitoring facilities on the South Morang to Thomastown line. | Not available. | Not available. |  | Not available.
Section 4.4 and Appendix A2.6 | Developing | Greater Mel & Geelong | Moorabool - Geelong 220 kV | New generation | 38.037⁰ S 144.296⁰ E | 38.083⁰ S 144.339⁰ E | Note 5 | Same as Asset Rating | 220 kV |  |  | Connect a new double circuit Moorabool – Geelong 220kV line with a rating of approximately 800 MVA per circuit at 35ºC. | $42,700,00 | Not available. | ±50% | Not available.
Section 4.4 and Appendix A2.6 | Developing | Greater Mel & Geelong | Geelong - Keilor 220 kV | New generation | 38.083⁰ S 144.339⁰ E | 37.738⁰ S 144.846⁰ E | Note 5 | Same as Asset Rating | 220 kV |  |  | Replace the existing Geelong-Keilor 220 kV double circuit line (circuits 1 and 3) with a new double circuit line, each circuit rated at 800 MVA at 35ºC. | $190,500,00
Appendix A2.6 | Monitored | Greater Mel & Geelong | Keilor - Deer Park 220 kV | Increased demand | 37.738⁰ S 144.846⁰ E | 37.778⁰ S 144.735⁰ E | Note 5 | Same as Asset Rating | 220 kV |  |  | Install a load shedding control scheme. | Not available. | Not available. |  | Not available.
Appendix A2.6 | Monitored | Greater Mel & Geelong | Deer Park - Geelong 220 kV | Increased demand | 37.778⁰ S 144.735⁰ E | 38.083⁰ S 144.339⁰ E | Note 5 | Same as Asset Rating | 220 kV
Appendix A2.6 | Monitored | Greater Mel & Geelong | Keilor - Thomastown No. 1 220 kV | Latrobe Valley operated in a radial configuration after Yallourn Power Station retirement. | 37.738⁰ S 144.846⁰ E | 37.693⁰ S 145.01⁰ E | Note 5 | Same as Asset Rating | 220 kV |  |  | Install a wind monitoring scheme. | Not available. | Not available. |  | Not available.
Appendix A2.6 | Monitored | Greater Mel & Geelong | Sydenham - Keilor 500 kV | New generation | 37.676⁰ S 144.747⁰ E | 37.738⁰ S 144.846⁰ E | Note 5 | Same as Asset Rating | 500 kV |  |  | Increase station plant ratings to remove station thermal constraints on line. | Not available. | Not available. |  | Not available.
Sections 4.3 and 6.4.3 and Appendix A2.7 | Priority | Western Victoria REZ | Red Cliffs - Kiamal 220 kV | New and retired generation | 34.275⁰ S 142.2⁰ E | 35.031⁰ S 142.293⁰ E | Note 5 | Same as Asset Rating | 220 kV |  |  | Install an automatic generation runback control scheme to enable the use of five minute line rating. | Not Available | Not available. |  | Not available.
Sections 4.3 and 6.4.3 and Appendix A2.7 | Priority | Western Victoria REZ | Kiamal - Murra Warra 220 kV | New and retired generation | 35.031⁰ S 142.293⁰ E | 36.433⁰ S 142.318⁰ E | Note 5 | Same as Asset Rating | 220 kV
Sections 4.3 and 6.4.3 and Appendix A2.7 | Priority | Western Victoria REZ | Murra Warra - Horsham 220 kV | New and retired generation | 36.433⁰ S 142.318⁰ E | 36.731⁰ S 142.246⁰ E | Note 5 | Same as Asset Rating | 220 kV
Sections 4.3 and 6.4.3 and Appendix A2.7 | Priority | Western Victoria REZ | Horsham - Bulgana 220 kV | New and retired generation | 36.731⁰ S 142.246⁰ E | 37.037⁰ S 142.984⁰ E | Note 5 | Same as Asset Rating | 220 kV
Note 1: As those lines are associated with existing constraints, their maximum line loads are expected to be their ratings.
Note 2: The annual constraint duration values are the estimated next available year forecasts based on information from the corresponding RIT-Ts. For West VIC RIT-T constraints, annual constraint duration is based on 2021 forecasts.
Note 3: The constraint duration on peak demand day is based on available estimated forecasts from the corresponding RIT-Ts or historical data if forecasts are unavailable.
Note 4: The investment option with the lowest cost has been provided, as per Appendix A2 of the 2021 VAPR. This investment is indicative only, and the preferred option will be determined as per the required RIT-T assessment.
Note 5: See asset ratings available on AEMO's website at http://www.aemo.com.au/Electricity/National-Electricity-Market-NEM/Data/Network-Data/Transmission-Equipment-Ratings

## Summary Sgmt data-2021 unsorted (hidden)
VAPR Section Reference | Limitation Type | Victorian Region | Transmission Line ID | Constraint Primary Driver | Location of constraint (start) | Location of constraint (end) | Asset Rating (Load Shed @35°C) | Forecast Demand (note 1) | Voltage Level | Maximum load at risk per year | Energy at risk | Preferred investment - Description (note 4) | Preferred investment - Capital cost | Preferred investment - Annual operating cost | Preferred investment — Cost accuracy | Preferred investment - Proposed timing | Demand reduction required to defer investment by 1 year (MW) | Annual deferral value ($million) | Historic line load trace | Historic line rating | Annual economic cost of constraint | VCR ($/MWh) | Annual constraint duration (note 2) | Constraint duration on peak demand day (note 3)
Section 4.4 and Appendix A2.2 | Developing | Eastern Corridor | Hazelwood – Yallourn 220 kV | High generation output and high temperature | 38.273⁰ S 146.392⁰ E | 38.177⁰ S 146.344⁰ E | Note 5 | Same as Asset Rating | 220 kV |  |  | Construct a new single or double circuit line with one or two circuits strung, or rebuild existing double circuit line at a higher rating. | $31,500,000-$37,100,000 | Not available. |  | Not available.
Appendix A2.2 | Monitored | Eastern Corridor | Hazelwood – Rowville 220 kV | High generation output and high temperature | 38.273⁰ S 146.392⁰ E | 37.928⁰ S 145.226⁰ E | Note 5 | Same as Asset Rating | 220 kV |  |  | Upgrade Hazelwood – Rowville 220 kV line prior to Yallourn power station retirement, or construct a new single or double circuit Hazelwood – Rowville 220 kV line with one or two circuits strung post Yallourn power station retirement. | Not available. | Not available. |  | Not available.
Appendix A2.2 | Monitored | Eastern Corridor | Rowville - Yallourn 220 kV | High generation output and high temperature | 37.928⁰ S 145.226⁰ E | 38.177⁰ S 146.344⁰ E | Note 5 | Same as Asset Rating | 220 kV |  |  | Upgrade Rowville-Yallourn 220 kV line prior to Yallourn power station retirement, or construct a new single or double circuit Rowville-Yallourn 220 kV line with one or two circuits strung post Yallourn power station retirement.
Section 4.4 and Appendix A2.2 | Developing (Line outage), Monitored (no line outage) | Eastern Corridor | Hazelwood – Loy Yang 500 kV | Lack of outage window period due to constricted generation secure support across demand range post Yallourn Power Station retirement. | 38.273⁰ S 146.392⁰ E | 38.256⁰ S 146.573⁰ E | Note 5 | Same as Asset Rating | 500 kV |  |  | Construct a new single or double circuit Hazelwood-Loy Yang 500kV line with one or two circuits strung. | Not available. | Not available. |  | Not available.
Appendix A2.5 | Monitored | South West Victoria REZ | Moorabool - Heywood 500 kV | New generation | 38.037⁰ S 144.296⁰ E | 38.182⁰ S 141.638⁰ E | Note 5 |  | 500 kV |  |  | A switched capacitor with individual phase switching at Heywood or near Alcoa Portland. | 15300000 | Not available. | ±50% | Not available.
Appendix A2.5 | Monitored | South West Victoria REZ | Heywood - Portland 500 kV | New generation | 38.182⁰ S 141.638⁰ E | 38.387⁰ S 141.626⁰ E | Note 5 |  | 500 kV
Appendix A2.5 | Monitored | South West Victoria REZ | Moorabool - Mortlake 500 kV | New generation | 38.037⁰ S 144.296⁰ E | 38.062⁰ S 142.67⁰ E | Note 5 | Same as Asset Rating | 500 kV |  |  | Install a wind monitoring scheme. | Not available. | Not available. |  | Not available.
Appendix A2.5 | Monitored | South West Victoria REZ | Moorabool - Haunted Gully 500 kV | New generation | 38.037⁰ S 144.296⁰ E | 38.007⁰ S 143.315⁰ E | Note 5 | Same as Asset Rating | 500 kV
Appendix A2.5 | Monitored | South West Victoria REZ | Haunted Gully - Tarrone 500 kV | New generation | 38.007⁰ S 143.315⁰ E | 38.179⁰ S 142.181⁰ E | Note 5 | Same as Asset Rating | 500 kV
Appendix A2.5 | Monitored | South West Victoria REZ | Mortlake - Heywood 500 kV | New generation | 38.062⁰ S 142.67⁰ E | 38.182⁰ S 141.638⁰ E | Note 5 | Same as Asset Rating | 500 kV
Appendix A2.5 | Monitored | South West Victoria REZ | Tarrone - Heywood 500 kV | New generation | 38.179⁰ S 142.181⁰ E | 38.182⁰ S 141.638⁰ E | Note 5 | Same as Asset Rating | 500 kV
Section 6.3.3 and Appendix A2.3 | Monitored | Ovens Murray REZ | Dederang - Mount Beauty 220 kV | Increased metro Melbourne demand, new generation and increased interconnector transfer | 36.454⁰ S 146.992⁰ E | 36.743⁰ S 147.165⁰ E | Note 5 | Same as Asset Rating | 220 kV |  |  | Install a wind monitoring scheme and up-rate the conductor temperature of both 220 kV circuits between Dederang and Mount Beauty to 82ºC. | 13300000 | Not available. | ±50% | Not available.
Section 6.3.3 and Appendix A2.3 | Monitored | Ovens Murray REZ | Mount Beauty - Eildon 220 kV | New generation and increased interconnector transfer | 36.743⁰ S 147.165⁰ E | 37.224⁰ S 145.921⁰ E | Note 5 | Same as Asset Rating | 220 kV |  |  | Install a wind monitoring scheme. Up-rate the conductor temperature of both 220 kV circuits between Mount Beauty and Eildon to 75ºC. Up-rate terminations to match line. | 114900000 | Not available. | ±50% | Not available.
Section 6.3.3 and Appendix A2.3 | Monitored | Ovens Murray REZ | Eildon - Thomastown 220 kV | Increased interconnector transfer | 37.224⁰ S 145.921⁰ E | 37.693⁰ S 145.01⁰ E | Note 5 | Same as Asset Rating | 220 kV |  |  | Install a wind monitoring scheme. Up-rate the conductor temperature of both 220 kV circuits between Eildon and Thomstown to 75ºC. Up-rate terminations to match line. |  | Not available. | ±50% | Not available.
Appendix A2.3 | Monitored | Northern Corridor | Murray - Dederang 330 kV | High generation output or increased interconnector transfer | 36.226⁰ S 148.144⁰ E | 36.454⁰ S 146.992⁰ E | Note 5 | Same as Asset Rating | 330 kV |  |  | Install a new 1,060 MVA 330 kV line to Dederang (or a newly established station nearby)- a third line from Murray, or a second line from Jindera. | Not available. | Not available. |  | Not available.
Section 4.6.2 and Appendix A2.6 | Monitored | Greater Mel & Geelong | Ringwood - Thomastown 220 kV | Increased demand in Eastern Metropolitan Melbourne and/or Latrobe Valley operated in radial configuration after Yallourn Power Station retirement. | 37.821⁰ S 145.216⁰ E | 37.693⁰ S 145.01⁰ E | Note 5 | Same as Asset Rating | 220 kV |  |  | Cut in Rowville – Ringwood – Thomastown 220 kV at Templestowe and Rowville – Templestowe – Thomastown 220 kV at Ringwood to form the Rowville – Ringwood – Templestowe – Thomastown No. 1 and No. 2 circuits. | $15,100,000 plus any fault mitigation costs. | Not available. | ±50% | Not available.
Section 4.6.2 and Appendix A2.6 | Monitored | Greater Mel & Geelong | Templestowe - Thomastown 220 kV |  | 37.749⁰ S 145.171⁰ E | 37.693⁰ S 145.01⁰ E | Note 5 | Same as Asset Rating | 220 kV
Appendix A2.6 | Monitored | Greater Mel & Geelong | Rowville - Malvern 220 kV | Increased demand | 37.928⁰ S 145.226⁰ E | 37.878⁰ S 145.084⁰ E | Note 5 | Same as Asset Rating | 220 kV |  |  | Cut-in Rowville–Richmond 220 kV No.1 and No.4 circuits at Malvern Terminal Station to form the Rowville–Malvern–Richmond No.3 and No.4 circuits. | 11800000 | Not available. | ±50% | Not available.
Appendix A2.6 | Monitored | Greater Mel & Geelong | Rowville - Springvale 220 kV | Increased demand | 37.928⁰ S 145.226⁰ E | 37.928⁰ S 145.146⁰ E | Note 5 | Same as Asset Rating | 220 kV |  |  | Connect a Cranbourne – Heatherton 220 kV double circuit overhead line. | 38000000 | Not available. | ±50% | Not available.
Appendix A2.6 | Monitored | Greater Mel & Geelong | Springvale - Heatherton 220 kV | Increased demand | 37.928⁰ S 145.146⁰ E | 37.941⁰ S 145.078⁰ E | Note 5 | Same as Asset Rating | 220 kV
Appendix A2.6 | Monitored | Greater Mel & Geelong | South Morang - Thomastown 220 kV | Increased demand around the Melbourne Metropolitan area and/or increased export to New South Wales and/or Latrobe Valley operated in a radial configuration after Yallourn Power Station retirement. | 37.644⁰ S 145.078⁰ E | 37.693⁰ S 145.01⁰ E | Note 5 | Same as Asset Rating | 220 kV |  |  | Increase the transfer capability by installing wind monitoring facilities on the South Morang to Thomastown line. | Not available. | Not available. |  | Not available.
Section 4.4 and Appendix A2.6 | Developing | Greater Mel & Geelong | Moorabool - Geelong 220 kV | New generation | 38.037⁰ S 144.296⁰ E | 38.083⁰ S 144.339⁰ E | Note 5 | Same as Asset Rating | 220 kV |  |  | Connect a new double circuit Moorabool – Geelong 220kV line with a rating of approximately 800 MVA per circuit at 35ºC. | $42,700,00 | Not available. | ±50% | Not available.
Section 4.4 and Appendix A2.6 | Developing | Greater Mel & Geelong | Geelong - Keilor 220 kV | New generation | 38.083⁰ S 144.339⁰ E | 37.738⁰ S 144.846⁰ E | Note 5 | Same as Asset Rating | 220 kV |  |  | Replace the existing Geelong-Keilor 220 kV double circuit line (circuits 1 and 3) with a new double circuit line, each circuit rated at 800 MVA at 35ºC. | $190,500,00
Appendix A2.6 | Monitored | Greater Mel & Geelong | Keilor - Deer Park 220 kV | Increased demand | 37.738⁰ S 144.846⁰ E | 37.778⁰ S 144.735⁰ E | Note 5 | Same as Asset Rating | 220 kV |  |  | Install a load shedding control scheme. | Not available. | Not available. |  | Not available.
Appendix A2.6 | Monitored | Greater Mel & Geelong | Deer Park - Geelong 220 kV | Increased demand | 37.778⁰ S 144.735⁰ E | 38.083⁰ S 144.339⁰ E | Note 5 | Same as Asset Rating | 220 kV
Appendix A2.6 | Monitored | Greater Mel & Geelong | Keilor - Thomastown No. 1 220 kV | Latrobe Valley operated in a radial configuration after Yallourn Power Station retirement. | 37.738⁰ S 144.846⁰ E | 37.693⁰ S 145.01⁰ E | Note 5 | Same as Asset Rating | 220 kV |  |  | Install a wind monitoring scheme. |  | Not available. |  | Not available.
Appendix A2.6 | Monitored | Greater Mel & Geelong | Sydenham - Keilor 500 kV | New generation | 37.676⁰ S 144.747⁰ E | 37.738⁰ S 144.846⁰ E | Note 5 | Same as Asset Rating | 500 kV |  |  | Increase station plant ratings to remove station thermal constraints on line. | Not available. | Not available. |  | Not available.
Sections 4.3 and 6.4.3 and Appendix A2.7 | Priority | Western Victoria REZ | Red Cliffs - Kiamal 220 kV | New and retired generation | 34.275⁰ S 142.2⁰ E | 35.031⁰ S 142.293⁰ E | Note 5 | Same as Asset Rating | 220 kV |  |  | Install an automatic generation runback control scheme to enable the use of five minute line rating. | Not Available | Not available. |  | Not available.
Sections 4.3 and 6.4.3 and Appendix A2.7 | Priority | Western Victoria REZ | Kiamal - Murra Warra 220 kV | New and retired generation | 35.031⁰ S 142.293⁰ E | 36.433⁰ S 142.318⁰ E | Note 5 | Same as Asset Rating | 220 kV
Sections 4.3 and 6.4.3 and Appendix A2.7 | Priority | Western Victoria REZ | Murra Warra - Horsham 220 kV | New and retired generation | 36.433⁰ S 142.318⁰ E | 36.731⁰ S 142.246⁰ E | Note 5 | Same as Asset Rating | 220 kV
Sections 4.3 and 6.4.3 and Appendix A2.7 | Priority | Western Victoria REZ | Horsham - Bulgana 220 kV | New and retired generation | 36.731⁰ S 142.246⁰ E | 37.037⁰ S 142.984⁰ E | Note 5 | Same as Asset Rating | 220 kV
Sections 4.3 and 6.3.3 and Appendix A2.4 | Priority | Murray River REZ | Red Cliffs - Wemen 220 kV | New and retired generation, and high temperature | 34.275⁰ S 142.2⁰ E | 34.791⁰ S 142.522⁰ E | Note 5 | Same as Asset Rating | 220 kV |  |  | Install an automatic generation runback control scheme to enable the use of five minute line rating. | Not available. | Not available. |  | Not available.
Sections 4.3 and 6.3.3 and Appendix A2.4 | Priority | Murray River REZ | Wemen - Kerang 220 kV | New and retired generation, and high temperature | 34.791⁰ S 142.522⁰ E | 35.782⁰ S 143.945⁰ E | Note 5 | Same as Asset Rating | 220 kV
Sections 4.3 and 6.3.3 and Appendix A2.4 | Priority | Murray River REZ | Kerang - Bendigo 220 kV | New and retired generation | 35.782⁰ S 143.945⁰ E | 36.796⁰ S 144.252⁰ E | Note 5 | Same as Asset Rating | 220 kV
Appendix A2.4 | Monitored | Murray River REZ | Red Cliffs - Wemen 220 kV | Increased demand | 34.275⁰ S 142.2⁰ E | 34.791⁰ S 142.522⁰ E | Note 5 | Same as Asset Rating | 220 kV |  |  | Install an automatic load shedding control scheme to enable the use of five minute line rating. | Not available. | Not available. |  | Not available.
Appendix A2.4 | Monitored | Murray River REZ | Wemen - Kerang 220 kV | Increased demand | 34.791⁰ S 142.522⁰ E | 35.782⁰ S 143.945⁰ E | Note 5 | Same as Asset Rating | 220 kV
Appendix A2.4 | Monitored | Murray River REZ | Kerang - Bendigo 220 kV | Increased demand | 35.782⁰ S 143.945⁰ E | 36.796⁰ S 144.252⁰ E | Note 5 | Same as Asset Rating | 220 kV
Sections 4.3 and 6.3.3 and Appendix A2.5 | Priority | South West Victoria REZ | Ballarat - Terang 220 kV | New generation | 37.567⁰ S 143.921⁰ E | 38.256⁰ S 142.925⁰ E | Note 5 | Same as Asset Rating | 220 kV |  |  | Install an automatic generation runback control scheme to enable the use of five minute line rating. | Not available. | Not available. |  | Not available.
Sections 4.3 and 6.3.3 and Appendix A2.5 | Priority | South West Victoria REZ | Terang - Moorabool 220 kV | New generation | 38.256⁰ S 142.925⁰ E | 38.037⁰ S 144.296⁰ E | Note 5 | Same as Asset Rating | 220 kV
Sections 4.4 and 6.3.3 and Appendix A2.1 | Developing | Central North REZ | Dederang - Glenrowan 220 kV | New generation, increased demand and interconnector transfer | 36.454⁰ S 146.992⁰ E | 36.494⁰ S 146.075⁰ E | Note 5 | Same as Asset Rating | 220 kV |  |  | Install an automatic load shedding and generation runback control scheme to enable the use of five minute line rating. | 1500000 | Not available. | ±50% | Not available.
Sections 4.4 and 6.3.3 and Appendix A2.1 | Developing | Central North REZ | Glenrowan - Shepparton 220 kV | New generation, increased demand and interconnector transfer | 36.494⁰ S 146.075⁰ E | 36.353⁰ S 145.365⁰ E | Note 5 | Same as Asset Rating | 220 kV
Sections 4.4 and 6.3.3 and Appendix A2.1 | Developing | Central North REZ | Shepparton - Bendigo 220 kV | New generation, increased demand and interconnector transfer | 36.353⁰ S 145.365⁰ E | 36.796⁰ S 144.252⁰ E | Note 5 | Same as Asset Rating | 220 kV
Note 1: As those lines are associated with existing constraints, their maximum line loads are expected to be their ratings.
Note 2: The annual constraint duration values are the estimated next available year forecasts based on information from the corresponding RIT-Ts. For West VIC RIT-T constraints, annual constraint duration is based on 2021 forecasts.
Note 3: The constraint duration on peak demand day is based on available estimated forecasts from the corresponding RIT-Ts or historical data if forecasts are unavailable.
Note 4: The investment option with the lowest cost has been provided, as per Appendix A1 of the 2021 VAPR. This investment is indicative only, and the preferred option will be determined as per the required RIT-T assessment.
Note 5: See asset ratings available on AEMO's website at http://www.aemo.com.au/Electricity/National-Electricity-Market-NEM/Data/Network-Data/Transmission-Equipment-Ratings

## Asset Rating
Ratings shown are the respective 35°C load shed ratings (MVA) for each line (note 1), as available from:
https://www.aemo.com.au/Electricity/National-Electricity-Market-NEM/Data/Network-Data/Transmission-Equipment-Ratings
| Ballarat - Berrybank - Terang - Moorabool 220kV |  |  | Red Cliffs - Kiamal - Murra Warra - Horsham - Bulgana 220 kV |  |  |  | Red Cliffs - Wemen - Kerang - Bendigo 220 kV
| Ballarat - Berrybank 220 kV line | Berrybank - Terang 220 kV line | Moorabool - Terang 220 kV line | Red Cliffs - Kiamal 220 kV line | Kiamal - Murra Warra 220 kV line | Murra Warra - Horsham 220 kV line | Horsham - Bulgana 220 kV line | Red Cliffs - Wemen 220 kV line | Wemen - Kerang 220 kV line | Kerang - Bendigo 220 kV line
2021-2022 | 438 | 450 | 271 | 450 | 450 | 400 | 400 | 267 | 267 | 347
2022-2023 | 438 | 450 | 271 | 450 | 450 | 400 | 400 | 267 | 267 | 347
2023-2024 | 438 | 450 | 271 | 450 | 450 | 400 | 400 | 267 | 267 | 347
2024-2025 | 438 | 450 | 271 | 450 | 450 | 400 | 400 | 267 | 267 | 347
2025-2026 | 438 | 450 | 271 | 450 | 450 | 400 | 400 | 267 | 267 | 347
2026-2027 | 438 | 450 | 271 | 450 | 450 | 400 | 400 | 267 | 267 | 347
2027-2028 | 438 | 450 | 271 | 450 | 450 | 400 | 400 | 267 | 267 | 347
2028-2029 | 438 | 450 | 271 | 450 | 450 | 400 | 400 | 267 | 267 | 347
2029-2030 | 438 | 450 | 271 | 450 | 450 | 400 | 400 | 267 | 267 | 347
2030-2031 | 438 | 450 | 271 | 450 | 450 | 400 | 400 | 267 | 267 | 347
Note 1: Dynamic ratings are applied to the Victorian Transmission lines and therefore the actual line ratings are dependent on weather conditions, mainly ambient temperature in real time.

## Annual Cost of Constraint
Values shown are the respective annualised cost of each constraint in $million.
| Ballarat - Berrybank-Terang - Moorabool 220kV | Red Cliffs - Kiamal - Murra Warra - Horsham - Bulgana 220 kV | Red Cliffs - Wemen - Kerang - Bendigo 220 kV
2021-2022 | Not available. | Not available. | Not available.
2022-2023 | Not available. | Not available. | Not available.
2023-2024 | Not available. | Not available. | Not available.
2024-2025 | Not available. | Not available. | Not available.
2025-2026 | Not available. | Not available. | Not available.
2026-2027 | Not available. | Not available. | Not available.
2027-2028 | Not available. | Not available. | Not available.
2028-2029 | Not available. | Not available. | Not available.
2029-2030 | Not available. | Not available. | Not available.
2030-2031 | Not available. | Not available. | Not available.

## Historic Line Loadings
Data provided in this spreadsheet represents the historical loading information as used in AEMO's Energy Management System, where available.
Historical line loading direction is indicated by the naming of the line being measured. E.g. for BATS-BBTS 220 kV, positive values indicate flow from BATS to BBTS, and negative values indicate flow from BBTS to BATS.
Timestamp | Ballarat - Berrybank-Terang - Moorabool 220kV | [5 empty] | Red Cliffs - Kiamal - Murra Warra - Horsham - Bulgana 220 kV | [7 empty] | Red Cliffs - Wemen - Kerang - Bendigo 220 kV Loading
| BATS-BBTS 220 kV - MW | BATS-BBTS 220 kV - MVA | BBTS-TGTS 220 kV - MW | BBTS-TGTS 220 kV - MVA | MLTS-TGTS 220 kV - MW | MLTS-TGTS 220 kV - MVA | RCTS-KMTS 220 kV - MW | RCTS-KMTS 220 kV - MVA | KMTS-MRTS 220 kV - MW | KMTS-MRTS 220 kV - MVA | MRTS-HOTS 220 kV - MW | MRTS-HOTS 220 kV - MVA | HOTS-BGTS 220 kV - MW | HOTS-BGTS 220 kV - MVA | RCTS-WETS 220 kV - MW | RCTS-WETS 220 kV - MVA | WETS-KGTS 220 kV - MW | WETS-KGTS 220 kV - MVA | KGTS-BETS 220 kV - MW | KGTS-BETS 220 kV - MVA
2018-07-01 | No Data | No Data | No Data | No Data | 75.3124 | 79.9801 | No Data | No Data | No Data | No Data | No Data | No Data | No Data | No Data | -72.8 | -83.4535 | 89.18 | 90.0222 | 139.1 | 145.3895
2018-07-01 00:30 | No Data | No Data | No Data | No Data | 68.3299 | 74.7089 | No Data | No Data | No Data | No Data | No Data | No Data | No Data | No Data | -76.8 | -86.2258 | 92.82 | 93.5708 | 143.9 | 149.3025
2018-07-01 01:00 | No Data | No Data | No Data | No Data | 59.3088 | 66.5581 | No Data | No Data | No Data | No Data | No Data | No Data | No Data | No Data | -48 | -66.7605 | 62.335 | 63.534 | 106.6 | 114.4659
2018-07-01 01:30 | No Data | No Data | No Data | No Data | 64.5457 | 71.2642 | No Data | No Data | No Data | No Data | No Data | No Data | No Data | No Data | -91.2 | -97.3316 | 108.29 | 109.2047 | 154.6 | 162.9206
2018-07-01 02:00 | No Data | No Data | No Data | No Data | 58.3932 | 65.7436 | No Data | No Data | No Data | No Data | No Data | No Data | No Data | No Data | -88.4 | -95.2991 | 103.285 | 104.2437 | 146 | 153.1052
2018-07-01 02:30 | No Data | No Data | No Data | No Data | 55.1095 | 63.7516 | No Data | No Data | No Data | No Data | No Data | No Data | No Data | No Data | -93.6 | -98.919 | 107.835 | 109.072 | 148 | 158.418
2018-07-01 03:00 | No Data | No Data | No Data | No Data | 49.8238 | 59.242 | No Data | No Data | No Data | No Data | No Data | No Data | No Data | No Data | -74 | -81.9454 | 89.18 | 90.8406 | 124.6 | 133.2758
2018-07-01 03:30 | No Data | No Data | No Data | No Data | 44.6967 | 55 | No Data | No Data | No Data | No Data | No Data | No Data | No Data | No Data | -59.6 | -72.2274 | 71.435 | 73.2889 | 106.4 | 114.6112
2018-07-01 04:00 | No Data | No Data | No Data | No Data | 40.9613 | 52.01 | No Data | No Data | No Data | No Data | No Data | No Data | No Data | No Data | -57.6 | -70.4557 | 69.16 | 70.7712 | 102.1 | 109.1884
2018-07-01 04:30 | No Data | No Data | No Data | No Data | 39.4232 | 51.8945 | No Data | No Data | No Data | No Data | No Data | No Data | No Data | No Data | -53.2 | -66.0824 | 64.155 | 66.3271 | 98.1 | 105.4576
2018-07-01 05:00 | No Data | No Data | No Data | No Data | 41.1688 | 53.2327 | No Data | No Data | No Data | No Data | No Data | No Data | No Data | No Data | -54.4 | -67.0522 | 65.065 | 67.2077 | 99.4 | 107.1838
2018-07-01 05:30 | No Data | No Data | No Data | No Data | 42.8534 | 54.546 | No Data | No Data | No Data | No Data | No Data | No Data | No Data | No Data | -52 | -65.1202 | 61.88 | 64.1292 | 96.5 | 104.7318
2018-07-01 06:00 | No Data | No Data | No Data | No Data | 44.4892 | 54.7389 | No Data | No Data | No Data | No Data | No Data | No Data | No Data | No Data | -48.4 | -62.5358 | 60.06 | 62.3748 | 95.5 | 104.7342
2018-07-01 06:30 | No Data | No Data | No Data | No Data | 44.3915 | 53.6941 | No Data | No Data | No Data | No Data | No Data | No Data | No Data | No Data | -46.8 | -61.6117 | 58.695 | 61.0616 | 97.8 | 109.0325
2018-07-01 07:00 | No Data | No Data | No Data | No Data | 48.0293 | 54.7647 | No Data | No Data | No Data | No Data | No Data | No Data | No Data | No Data | -49.6 | -63.7194 | 61.88 | 63.8963 | 101.5 | 114.1363
2018-07-01 07:30 | No Data | No Data | No Data | No Data | 40.1434 | 51.5593 | No Data | No Data | No Data | No Data | No Data | No Data | No Data | No Data | -91.6 | -94.4923 | 105.105 | 108.2575 | 137.6 | 148.3712
2018-07-01 08:00 | No Data | No Data | No Data | No Data | 44.0375 | 55.757 | No Data | No Data | No Data | No Data | No Data | No Data | No Data | No Data | -66 | -72.3337 | 77.35 | 80.7558 | 109.7 | 121.4434
2018-07-01 08:30 | No Data | No Data | No Data | No Data | 45.771 | 57.136 | No Data | No Data | No Data | No Data | No Data | No Data | No Data | No Data | -63.6 | -71.1966 | 75.075 | 78.5794 | 93.8 | 108.1834
2018-07-01 09:00 | No Data | No Data | No Data | No Data | 45.771 | 57.136 | No Data | No Data | No Data | No Data | No Data | No Data | No Data | No Data | -64 | -70.6824 | 74.165 | 77.5758 | 73.7 | 89.7392
2018-07-01 09:30 | No Data | No Data | No Data | No Data | 43.3173 | 57.3147 | No Data | No Data | No Data | No Data | No Data | No Data | No Data | No Data | -57.6 | -66.8862 | 66.885 | 70.3604 | 53.3 | 71.4608
2018-07-01 10:00 | No Data | No Data | No Data | No Data | 43.3173 | 58.6781 | No Data | No Data | No Data | No Data | No Data | No Data | No Data | No Data | -46.8 | -60.0333 | 55.51 | 59.0098 | 38.3 | 57.8831
2018-07-01 10:30 | No Data | No Data | No Data | No Data | 46.9062 | 61.3753 | No Data | No Data | No Data | No Data | No Data | No Data | No Data | No Data | -83.6 | -87.9136 | 95.55 | 98.221 | 77.3 | 89.5956
2018-07-01 11:00 | No Data | No Data | No Data | No Data | 46.9062 | 57.7204 | No Data | No Data | No Data | No Data | No Data | No Data | No Data | No Data | -88.4 | -92.1442 | 97.825 | 100.4355 | 80.4 | 91.7486
2018-07-01 11:30 | No Data | No Data | No Data | No Data | 43.1586 | 54.7185 | No Data | No Data | No Data | No Data | No Data | No Data | No Data | No Data | -92.4 | -95.6703 | 102.83 | 105.5168 | 84.8 | 95.3978
2018-07-01 12:00 | No Data | No Data | No Data | No Data | 37.8363 | 50.6264 | No Data | No Data | No Data | No Data | No Data | No Data | No Data | No Data | -85.2 | -89.3156 | 93.73 | 96.4514 | 74.3 | 85.4973
2018-07-01 12:30 | No Data | No Data | No Data | No Data | 37.8363 | 50.6264 | No Data | No Data | No Data | No Data | No Data | No Data | No Data | No Data | -86.4 | -90.3433 | 96.005 | 98.6637 | 76 | 85.7443
2018-07-01 13:00 | No Data | No Data | No Data | No Data | 36.347 | 49.5232 | No Data | No Data | No Data | No Data | No Data | No Data | No Data | No Data | -82.8 | -87.2789 | 92.365 | 95.2353 | 71.3 | 82.5989
2018-07-01 13:30 | No Data | No Data | No Data | No Data | 39.826 | 52.5341 | No Data | No Data | No Data | No Data | No Data | No Data | No Data | No Data | -74.4 | -80.3711 | 81.445 | 84.5627 | 72.9 | 83.9839
2018-07-01 14:00 | No Data | No Data | No Data | No Data | 37.8363 | 52.2214 | No Data | No Data | No Data | No Data | No Data | No Data | No Data | No Data | -85.6 | -89.5786 | 95.55 | 98.3274 | 76.8 | 87.9696
2018-07-01 14:30 | No Data | No Data | No Data | No Data | 43.2197 | 56.2444 | No Data | No Data | No Data | No Data | No Data | No Data | No Data | No Data | -88 | -91.7606 | 98.28 | 101.1953 | 81.3 | 92.206
2018-07-01 15:00 | No Data | No Data | No Data | No Data | 46.7475 | 58.0151 | No Data | No Data | No Data | No Data | No Data | No Data | No Data | No Data | -81.2 | -86.0232 | 90.545 | 93.3593 | 76.5 | 88.5517
2018-07-01 15:30 | No Data | No Data | No Data | No Data | 51.8746 | 59.6935 | No Data | No Data | No Data | No Data | No Data | No Data | No Data | No Data | -91.2 | -94.0068 | 101.92 | 104.8397 | 93.5 | 106.2662
2018-07-01 16:00 | No Data | No Data | No Data | No Data | 59.1623 | 65.3639 | No Data | No Data | No Data | No Data | No Data | No Data | No Data | No Data | -99.2 | -101.1178 | 110.565 | 113.463 | 122.2 | 138.2244
2018-07-01 16:30 | No Data | No Data | No Data | No Data | 60.8469 | 65.9486 | No Data | No Data | No Data | No Data | No Data | No Data | No Data | No Data | -49.6 | -61.0534 | 58.24 | 62.042 | 68.9 | 86.8047
2018-07-01 17:00 | No Data | No Data | No Data | No Data | 69.4652 | 73.4286 | No Data | No Data | No Data | No Data | No Data | No Data | No Data | No Data | -58 | -68 | 72.345 | 76.7009 | 102.6 | 118.8056
2018-07-01 17:30 | No Data | No Data | No Data | No Data | 74.4823 | 77.2138 | No Data | No Data | No Data | No Data | No Data | No Data | No Data | No Data | -68 | -73.8474 | 80.08 | 83.6322 | 119.1 | 131.566
2018-07-01 18:00 | No Data | No Data | No Data | No Data | 78.0224 | 80.2253 | No Data | No Data | No Data | No Data | No Data | No Data | No Data | No Data | -45.2 | -56.3205 | 59.15 | 63.2123 | 97.9 | 113.7401
2018-07-01 18:30 | No Data | No Data | No Data | No Data | 79.7681 | 81.924 | No Data | No Data | No Data | No Data | No Data | No Data | No Data | No Data | 2 | 46.8427 | 10.01 | 17.669 | 48.2 | 69.3057
2018-07-01 19:00 | No Data | No Data | No Data | No Data | 83.1983 | 85.6406 | No Data | No Data | No Data | No Data | No Data | No Data | No Data | No Data | -38 | -54.0237 | 50.505 | 53.9995 | 88.8 | 103.4139
2018-07-01 19:30 | No Data | No Data | No Data | No Data | 79.6094 | 82.1585 | No Data | No Data | No Data | No Data | No Data | No Data | No Data | No Data | -35.2 | -53.8858 | 47.32 | 50.6993 | 84.5 | 99.7459
2018-07-01 20:00 | No Data | No Data | No Data | No Data | 79.6094 | 82.5812 | No Data | No Data | No Data | No Data | No Data | No Data | No Data | No Data | -41.6 | -56.8858 | 53.235 | 56.7164 | 89.9 | 102.9663
2018-07-01 20:30 | No Data | No Data | No Data | No Data | 77.8149 | 81.3726 | No Data | No Data | No Data | No Data | No Data | No Data | No Data | No Data | -41.2 | -57.1454 | 53.235 | 56.5611 | 88.1 | 100.9071
2018-07-01 21:00 | No Data | No Data | No Data | No Data | 74.3847 | 78.6127 | No Data | No Data | No Data | No Data | No Data | No Data | No Data | No Data | -44.4 | -59.5288 | 56.42 | 59.5685 | 91.2 | 102.3704
2018-07-01 21:30 | No Data | No Data | No Data | No Data | 79.5117 | 83.4954 | No Data | No Data | No Data | No Data | No Data | No Data | No Data | No Data | -43.2 | -58.6038 | 57.785 | 60.5834 | 95 | 107.5883
2018-07-01 22:00 | No Data | No Data | No Data | No Data | 76.0815 | 81.0525 | No Data | No Data | No Data | No Data | No Data | No Data | No Data | No Data | -46 | -61.4869 | 59.15 | 61.7544 | 95.1 | 106.5721
2018-07-01 22:30 | No Data | No Data | No Data | No Data | 79.5117 | 84.2806 | No Data | No Data | No Data | No Data | No Data | No Data | No Data | No Data | -41.6 | -57.711 | 55.51 | 58.7073 | 96.2 | 107.9604
2018-07-01 23:00 | No Data | No Data | No Data | No Data | 82.1241 | 86.0194 | No Data | No Data | No Data | No Data | No Data | No Data | No Data | No Data | -50 | -62.3205 | 65.065 | 67.9429 | 109.2 | 122.7218
2018-07-01 23:30 | No Data | No Data | No Data | No Data | 88.7892 | 91.3416 | No Data | No Data | No Data | No Data | No Data | No Data | No Data | No Data | -28.8 | -50.2681 | 44.135 | 48.0946 | 97.4 | 115.5664
2018-07-02 | No Data | No Data | No Data | No Data | 83.4546 | 85.977 | No Data | No Data | No Data | No Data | No Data | No Data | No Data | No Data | -37.6 | -56.3716 | 52.325 | 55.2521 | 103.7 | 119.0137
2018-07-02 00:30 | No Data | No Data | No Data | No Data | 79.4141 | 83.0197 | No Data | No Data | No Data | No Data | No Data | No Data | No Data | No Data | -35.2 | -55.725 | 48.685 | 51.5136 | 100.2 | 112.4342
2018-07-02 01:00 | No Data | No Data | No Data | No Data | 72.5902 | 77.6192 | No Data | No Data | No Data | No Data | No Data | No Data | No Data | No Data | -37.6 | -57.2713 | 51.87 | 54.5336 | 98.2 | 109.8357
2018-07-02 01:30 | No Data | No Data | No Data | No Data | 74.641 | 80.2901 | No Data | No Data | No Data | No Data | No Data | No Data | No Data | No Data | -34.8 | -56.4128 | 50.505 | 53.0948 | 97 | 107.269
2018-07-02 02:00 | No Data | No Data | No Data | No Data | 69.5628 | 75.5924 | No Data | No Data | No Data | No Data | No Data | No Data | No Data | No Data | -33.6 | -53.7862 | 45.5 | 49.3502 | 89.4 | 95.2962
2018-07-02 02:30 | No Data | No Data | No Data | No Data | 66.2303 | 74.101 | No Data | No Data | No Data | No Data | No Data | No Data | No Data | No Data | -30 | -52.9241 | 42.77 | 46.6614 | 82.7 | 88.5316
2018-07-02 03:00 | No Data | No Data | No Data | No Data | 66.2303 | 74.101 | No Data | No Data | No Data | No Data | No Data | No Data | No Data | No Data | -27.2 | -50.7117 | 39.585 | 44.1561 | 77.2 | 86.8097
2018-07-02 03:30 | No Data | No Data | No Data | No Data | 62.6413 | 70.9115 | No Data | No Data | No Data | No Data | No Data | No Data | No Data | No Data | -23.6 | -48.4809 | 34.58 | 39.5091 | 71.9 | 82.4239
2018-07-02 04:00 | No Data | No Data | No Data | No Data | 61.0056 | 69.4708 | No Data | No Data | No Data | No Data | No Data | No Data | No Data | No Data | -27.2 | -50.0384 | 38.675 | 43.3422 | 73.5 | 84.5053
2018-07-02 04:30 | No Data | No Data | No Data | No Data | 57.3068 | 66.2463 | No Data | No Data | No Data | No Data | No Data | No Data | No Data | No Data | -25.2 | -48.2958 | 35.49 | 40.308 | 71.4 | 82.6852
2018-07-02 05:00 | No Data | No Data | No Data | No Data | 57.4166 | 67.1758 | No Data | No Data | No Data | No Data | No Data | No Data | No Data | No Data | -16.4 | -46.2082 | 27.755 | 33.1901 | 64.3 | 77.6321
2018-07-02 05:30 | No Data | No Data | No Data | No Data | 59.2599 | 67.9131 | No Data | No Data | No Data | No Data | No Data | No Data | No Data | No Data | -15.6 | -45.5544 | 26.845 | 32.4329 | 66 | 80.5633
2018-07-02 06:00 | No Data | No Data | No Data | No Data | 62.7512 | 69.2251 | No Data | No Data | No Data | No Data | No Data | No Data | No Data | No Data | -10.8 | -44.5295 | 22.295 | 28.4948 | 64.7 | 82.1368
2018-07-02 06:30 | No Data | No Data | No Data | No Data | 69.3065 | 72.8723 | No Data | No Data | No Data | No Data | No Data | No Data | No Data | No Data | -4 | -46.5721 | 16.835 | 21.9629 | 63.4 | 84.2604
2018-07-02 07:00 | No Data | No Data | No Data | No Data | 72.7489 | 75.1432 | No Data | No Data | No Data | No Data | No Data | No Data | No Data | No Data | 2 | 46.4431 | 12.74 | 19.6916 | 62.6 | 93.5361
2018-07-02 07:30 | No Data | No Data | No Data | No Data | 78.1811 | 79.1984 | No Data | No Data | No Data | No Data | No Data | No Data | No Data | No Data | -6.4 | -46.0469 | 20.475 | 25.3905 | 63.1 | 90.8778
2018-07-02 08:00 | No Data | No Data | No Data | No Data | 77.2045 | 78.574 | No Data | No Data | No Data | No Data | No Data | No Data | No Data | No Data | 0 | 46 | 13.65 | 19.6284 | 54.4 | 91.0404
2018-07-02 08:30 | No Data | No Data | No Data | No Data | 74.641 | 76.5794 | No Data | No Data | No Data | No Data | No Data | No Data | No Data | No Data | -5.2 | -48.2808 | 17.745 | 21.8447 | 43.5 | 75.9018
2018-07-02 09:00 | No Data | No Data | No Data | No Data | 66.8528 | 67.174 | No Data | No Data | No Data | No Data | No Data | No Data | No Data | No Data | -1.2 | -48.4809 | 14.105 | 18.7049 | 19.7 | 61.1596
2018-07-02 09:30 | No Data | No Data | No Data | No Data | 60.1267 | 60.5913 | No Data | No Data | No Data | No Data | No Data | No Data | No Data | No Data | -2 | -50.4397 | 14.56 | 18.4766 | 7.8 | 51.9885
2018-07-02 10:00 | No Data | No Data | No Data | No Data | 57.0504 | 58.8814 | No Data | No Data | No Data | No Data | No Data | No Data | No Data | No Data | -5.2 | -49.8718 | 15.47 | 19.2019 | 7 | 46.6284
2018-07-02 10:30 | No Data | No Data | No Data | No Data | 55.5734 | 59.3451 | No Data | No Data | No Data | No Data | No Data | No Data | No Data | No Data | -0.4 | -51.6015 | 10.01 | 14.4816 | 0.1 | 46.4001
2018-07-02 11:00 | No Data | No Data | No Data | No Data | 56.025 | 59.6627 | No Data | No Data | No Data | No Data | No Data | No Data | No Data | No Data | 1.6 | 50.4254 | 8.645 | 13.8682 | -2.9 | -42.9979
2018-07-02 11:30 | No Data | No Data | No Data | No Data | 49.1646 | 55.4042 | No Data | No Data | No Data | No Data | No Data | No Data | No Data | No Data | -2 | -46.0435 | 12.285 | 18.7049 | 1.5 | 34.4327
2018-07-02 12:00 | No Data | No Data | No Data | No Data | 41.7304 | 50.3407 | No Data | No Data | No Data | No Data | No Data | No Data | No Data | No Data | -6.4 | -45.2 | 16.835 | 22.8635 | 5 | 33.97
2018-07-02 12:30 | No Data | No Data | No Data | No Data | 34.1863 | 43.2295 | No Data | No Data | No Data | No Data | No Data | No Data | No Data | No Data | -6.8 | -46.5601 | 15.015 | 20.9152 | 3.3 | 32.9656
2018-07-02 13:00 | No Data | No Data | No Data | No Data | 32.1355 | 41.6266 | No Data | No Data | No Data | No Data | No Data | No Data | No Data | No Data | -5.6 | -46.7367 | 15.925 | 21.8873 | 1.1 | 29.6204
2018-07-02 13:30 | No Data | No Data | No Data | No Data | 31.7815 | 41.354 | No Data | No Data | No Data | No Data | No Data | No Data | No Data | No Data | -10.4 | -45.6018 | 19.11 | 24.8756 | 6.4 | 35.5803
2018-07-02 14:00 | No Data | No Data | No Data | No Data | 34.2962 | 43.2866 | No Data | No Data | No Data | No Data | No Data | No Data | No Data | No Data | -6.4 | -46.0469 | 15.47 | 21.8779 | 2.7 | 32.9109
2018-07-02 14:30 | No Data | No Data | No Data | No Data | 33.6736 | 42.7951 | No Data | No Data | No Data | No Data | No Data | No Data | No Data | No Data | -13.2 | -45.9373 | 22.295 | 27.3984 | 6.8 | 34.5753
2018-07-02 15:00 | No Data | No Data | No Data | No Data | 38.7518 | 46.8957 | No Data | No Data | No Data | No Data | No Data | No Data | No Data | No Data | -16 | -46.0678 | 25.48 | 30.5393 | 11.4 | 37.3807
2018-07-02 15:30 | No Data | No Data | No Data | No Data | 42.0356 | 49.6437 | No Data | No Data | No Data | No Data | No Data | No Data | No Data | No Data | -20 | -46.5188 | 29.575 | 34.4901 | 17.7 | 42.4647
2018-07-02 16:00 | No Data | No Data | No Data | No Data | 51.0567 | 56.7021 | No Data | No Data | No Data | No Data | No Data | No Data | No Data | No Data | -22 | -46.7059 | 30.94 | 36.1288 | 29.2 | 53.8897
2018-07-02 16:30 | No Data | No Data | No Data | No Data | 58.6496 | 62.1338 | No Data | No Data | No Data | No Data | No Data | No Data | No Data | No Data | -17.6 | -44.8018 | 29.12 | 35.0822 | 46.1 | 70.1685
2018-07-02 17:00 | No Data | No Data | No Data | No Data | 58.7961 | 61.1 | No Data | No Data | No Data | No Data | No Data | No Data | No Data | No Data | -9.6 | -44.3423 | 21.84 | 26.9374 | 56.7 | 86.6322
2018-07-02 17:30 | No Data | No Data | No Data | No Data | 50.4463 | 51.398 | No Data | No Data | No Data | No Data | No Data | No Data | No Data | No Data | -9.6 | -43.8634 | 22.75 | 27.7699 | 63.1 | 94.6888
2018-07-02 18:00 | No Data | No Data | No Data | No Data | 46.186 | 46.8929 | No Data | No Data | No Data | No Data | No Data | No Data | No Data | No Data | -5.2 | -43.5118 | 19.11 | 24.5868 | 61.6 | 94.0732
2018-07-02 18:30 | No Data | No Data | No Data | No Data | 40.3998 | 41.6082 | No Data | No Data | No Data | No Data | No Data | No Data | No Data | No Data | -7.6 | -44.2574 | 22.295 | 27.1365 | 65.4 | 95.0656
2018-07-02 19:00 | No Data | No Data | No Data | No Data | 28.7541 | 29.93 | No Data | No Data | No Data | No Data | No Data | No Data | No Data | No Data | -11.2 | -45.4031 | 25.48 | 30.0472 | 68.1 | 95.6034
2018-07-02 19:30 | No Data | No Data | No Data | No Data | 32.4529 | 35.5533 | No Data | No Data | No Data | No Data | No Data | No Data | No Data | No Data | -1.6 | -46.8615 | 15.47 | 20.6311 | 56 | 83.8437
2018-07-02 20:00 | No Data | No Data | No Data | No Data | 23.0167 | 29.129 | No Data | No Data | No Data | No Data | No Data | No Data | No Data | No Data | -14 | -46.1736 | 26.845 | 31.2131 | 68.5 | 94.707
2018-07-02 20:30 | No Data | No Data | No Data | No Data | 11.1147 | 16.7042 | No Data | No Data | No Data | No Data | No Data | No Data | No Data | No Data | -12 | -46.3793 | 24.115 | 28.6506 | 64.4 | 91.1463
2018-07-02 21:00 | No Data | No Data | No Data | No Data | 10.5531 | 12.8215 | No Data | No Data | No Data | No Data | No Data | No Data | No Data | No Data | -14.4 | -47.4384 | 27.755 | 31.7752 | 65.9 | 91.7238
2018-07-02 21:30 | No Data | No Data | No Data | No Data | 16.0952 | 18.4063 | No Data | No Data | No Data | No Data | No Data | No Data | No Data | No Data | -11.6 | -46.6648 | 25.025 | 29.4206 | 65.4 | 93.6994
2018-07-02 22:00 | No Data | No Data | No Data | No Data | 6.9642 | 9.8575 | No Data | No Data | No Data | No Data | No Data | No Data | No Data | No Data | -12 | -47.5395 | 25.48 | 29.575 | 63.1 | 88.1826
2018-07-02 22:30 | No Data | No Data | No Data | No Data | 10.9682 | 12.9989 | No Data | No Data | No Data | No Data | No Data | No Data | No Data | No Data | -16.4 | -46.5824 | 31.85 | 35.8152 | 73.7 | 99.67
2018-07-02 23:00 | No Data | No Data | No Data | No Data | 13.1655 | 21.1168 | No Data | No Data | No Data | No Data | No Data | No Data | No Data | No Data | -14.8 | -47.5613 | 30.485 | 34.3939 | 76.6 | 100.0746
2018-07-02 23:30 | No Data | No Data | No Data | No Data | 20.9171 | 24.696 | No Data | No Data | No Data | No Data | No Data | No Data | No Data | No Data | -6.4 | -46.0469 | 24.115 | 29.152 | 80.5 | 107.0729
2018-07-03 | No Data | No Data | No Data | No Data | 11.5785 | 17.5051 | No Data | No Data | No Data | No Data | No Data | No Data | No Data | No Data | -8.8 | -48.4066 | 23.66 | 27.5454 | 77.3 | 94.9279
2018-07-03 00:30 | No Data | No Data | No Data | No Data | 6.6102 | 15.1587 | No Data | No Data | No Data | No Data | No Data | No Data | No Data | No Data | -17.2 | -48.736 | 32.76 | 36.229 | 86 | 102.571
2018-07-03 01:00 | No Data | No Data | No Data | No Data | -3.6439 | -12.2549 | No Data | No Data | No Data | No Data | No Data | No Data | No Data | No Data | 20.8 | 58.2409 | -5.46 | -10.6123 | 40.3 | 62.3687
2018-07-03 01:30 | No Data | No Data | No Data | No Data | -6.6712 | -14.2714 | No Data | No Data | No Data | No Data | No Data | No Data | No Data | No Data | 32.4 | 64.6974 | -16.38 | -17.9249 | 29.9 | 55.2835
2018-07-03 02:00 | No Data | No Data | No Data | No Data | -6.4637 | -15.7493 | No Data | No Data | No Data | No Data | No Data | No Data | No Data | No Data | 24 | 59.8251 | -9.1 | -12.2428 | 33.5 | 58.0432
2018-07-03 02:30 | No Data | No Data | No Data | No Data | -17.792 | -21.7829 | No Data | No Data | No Data | No Data | No Data | No Data | No Data | No Data | 39.6 | 69.8994 | -27.3 | -27.8406 | 13.3 | 45.6791
2018-07-03 03:00 | No Data | No Data | No Data | No Data | -21.6373 | -21.6816 | No Data | No Data | No Data | No Data | No Data | No Data | No Data | No Data | 44 | 71.8487 | -30.94 | -31.4181 | 7.4 | 49.5556
2018-07-03 03:30 | No Data | No Data | No Data | No Data | -25.6901 | -25.7274 | No Data | No Data | No Data | No Data | No Data | No Data | No Data | No Data | 42.8 | 71.1202 | -30.94 | -31.4181 | 5.1 | 51.2544
2018-07-03 04:00 | No Data | No Data | No Data | No Data | -29.0715 | -29.1045 | No Data | No Data | No Data | No Data | No Data | No Data | No Data | No Data | 45.6 | 72.2174 | -34.125 | -34.427 | 1.9 | 46.6387
2018-07-03 04:30 | No Data | No Data | No Data | No Data | -28.925 | -28.9582 | No Data | No Data | No Data | No Data | No Data | No Data | No Data | No Data | 47.6 | 73.4967 | -36.4 | -36.5816 | 0 | 51.8
2018-07-03 05:00 | No Data | No Data | No Data | No Data | -27.1305 | -27.1659 | No Data | No Data | No Data | No Data | No Data | No Data | No Data | No Data | 49.6 | 75.1074 | -36.4 | -36.5816 | -0.9 | -47.2086
2018-07-03 05:30 | No Data | No Data | No Data | No Data | -26.3127 | -26.3491 | No Data | No Data | No Data | No Data | No Data | No Data | No Data | No Data | 44.8 | 71.4031 | -32.76 | -33.0745 | 6.2 | 48.104
2018-07-03 06:00 | No Data | No Data | No Data | No Data | -19.0249 | -19.0249 | No Data | No Data | No Data | No Data | No Data | No Data | No Data | No Data | 33.2 | 61.6947 | -20.93 | -22.8227 | 21.4 | 64.8336
2018-07-03 06:30 | No Data | No Data | No Data | No Data | -4.0101 | -4.6295 | No Data | No Data | No Data | No Data | No Data | No Data | No Data | No Data | 6.4 | 46.8393 | 6.825 | 15.6694 | 54.1 | 90.6206
2018-07-03 07:00 | No Data | No Data | No Data | No Data | -2.6184 | -7.5889 | No Data | No Data | No Data | No Data | No Data | No Data | No Data | No Data | -3.6 | -44.089 | 16.835 | 23.1738 | 67.1 | 100.1144
2018-07-03 07:30 | No Data | No Data | No Data | No Data | -3.595 | -14.0483 | No Data | No Data | No Data | No Data | No Data | No Data | No Data | No Data | 7.6 | 48.9931 | 6.37 | 13.8383 | 48.6 | 78.6206
2018-07-03 08:00 | No Data | No Data | No Data | No Data | -4.3641 | -12.0886 | No Data | No Data | No Data | No Data | No Data | No Data | No Data | No Data | 13.2 | 50.5537 | 0 | 11.375 | 39.1 | 75.597
2018-07-03 08:30 | No Data | No Data | No Data | No Data | 0.0061036 | 9.4789 | No Data | No Data | No Data | No Data | No Data | No Data | No Data | No Data | 18 | 52.7651 | -6.37 | -12.2513 | 27.7 | 70.2883
2018-07-03 09:00 | No Data | No Data | No Data | No Data | -4.2054 | -10.3699 | No Data | No Data | No Data | No Data | No Data | No Data | No Data | No Data | 21.2 | 56.5261 | -8.645 | -12.5517 | 16.3 | 61.0175
2018-07-03 09:30 | No Data | No Data | No Data | No Data | 1.117 | 2.8019 | No Data | No Data | No Data | No Data | No Data | No Data | No Data | No Data | 24.8 | 60.1505 | -12.285 | -13.6348 | 11 | 49.3418
2018-07-03 10:00 | No Data | No Data | No Data | No Data | -1.4466 | -3.3607 | No Data | No Data | No Data | No Data | No Data | No Data | No Data | No Data | 17.6 | 55.2768 | -6.37 | -11.108 | 15.5 | 61.4858
2018-07-03 10:30 | No Data | No Data | No Data | No Data | -1.5442 | -5.3136 | No Data | No Data | No Data | No Data | No Data | No Data | No Data | No Data | 9.2 | 51.6263 | -0.455 | -9.5658 | -6.3 | -52.3802
2018-07-03 11:00 | No Data | No Data | No Data | No Data | -12.726 | -13.6996 | No Data | No Data | No Data | No Data | No Data | No Data | No Data | No Data | 21.6 | 56.6773 | -11.83 | -14.3884 | 3.5 | 50.7209
2018-07-03 11:30 | No Data | No Data | No Data | No Data | -11.078 | -11.539 | No Data | No Data | No Data | No Data | No Data | No Data | No Data | No Data | 16.8 | 54.266 | -6.37 | -10.0203 | 8.7 | 52.1311
2018-07-03 12:00 | No Data | No Data | No Data | No Data | -9.6498 | -9.6937 | No Data | No Data | No Data | No Data | No Data | No Data | No Data | No Data | 19.6 | 56.6957 | -10.92 | -13.1242 | -3.3 | -46.9162
2018-07-03 12:30 | No Data | No Data | No Data | No Data | -10.0526 | -10.1042 | No Data | No Data | No Data | No Data | No Data | No Data | No Data | No Data | 27.6 | 58.8707 | -18.2 | -19.9579 | -20 | -46.6995
2018-07-03 13:00 | No Data | No Data | No Data | No Data | -12.665 | -12.6918 | No Data | No Data | No Data | No Data | No Data | No Data | No Data | No Data | 33.2 | 62.0323 | -21.84 | -23.0214 | -16.1 | -45.2604
2018-07-03 13:30 | No Data | No Data | No Data | No Data | -10.2113 | -11.0434 | No Data | No Data | No Data | No Data | No Data | No Data | No Data | No Data | 20 | 54.2232 | -10.465 | -13.8682 | -10.6 | -43.5109
2018-07-03 14:00 | No Data | No Data | No Data | No Data | -7.0863 | -11.0027 | No Data | No Data | No Data | No Data | No Data | No Data | No Data | No Data | 24 | 57.2713 | -15.015 | -16.6868 | -23.6 | -46.0131
2018-07-03 14:30 | No Data | No Data | No Data | No Data | 6.8177 | 16.4069 | No Data | No Data | No Data | No Data | No Data | No Data | No Data | No Data | 18.4 | 54.4059 | -10.465 | -13.8682 | -0.7 | -39.502
2018-07-03 15:00 | No Data | No Data | No Data | No Data | 5.9388 | 13.0671 | No Data | No Data | No Data | No Data | No Data | No Data | No Data | No Data | 11.2 | 50.0688 | -3.64 | -12.0123 | 15.8 | 47.5988
2018-07-03 15:30 | No Data | No Data | No Data | No Data | 10.8583 | 18.6238 | No Data | No Data | No Data | No Data | No Data | No Data | No Data | No Data | 13.6 | 50.2744 | -4.55 | -12.6748 | 10.2 | 47.5079
2018-07-03 16:00 | No Data | No Data | No Data | No Data | 8.8685 | 12.6199 | No Data | No Data | No Data | No Data | No Data | No Data | No Data | No Data | 8.4 | 49.1137 | -1.82 | -12.4191 | -3.9 | -48.9556
2018-07-03 16:30 | No Data | No Data | No Data | No Data | 4.6571 | 5.111 | No Data | No Data | No Data | No Data | No Data | No Data | No Data | No Data | 12 | 50.2538 | -3.185 | -13.1321 | 18 | 54.2719
2018-07-03 17:00 | No Data | No Data | No Data | No Data | 9.2226 | 9.2226 | No Data | No Data | No Data | No Data | No Data | No Data | No Data | No Data | 9.6 | 46.5996 | 1.365 | 13.7181 | 35.8 | 69.4398
2018-07-03 17:30 | No Data | No Data | No Data | No Data | 13.5317 | 13.5665 | No Data | No Data | No Data | No Data | No Data | No Data | No Data | No Data | 3.6 | 44.147 | 7.28 | 17.5101 | 45.5 | 79.3426
2018-07-03 18:00 | No Data | No Data | No Data | No Data | 17.7798 | 18.1372 | No Data | No Data | No Data | No Data | No Data | No Data | No Data | No Data | 8.8 | 46.8342 | 2.275 | 13.8383 | 43.8 | 81.7278
2018-07-03 18:30 | No Data | No Data | No Data | No Data | 19.9405 | 20.0249 | No Data | No Data | No Data | No Data | No Data | No Data | No Data | No Data | 3.6 | 46.9383 | 8.19 | 16.3103 | 47.8 | 79.2406
2018-07-03 19:00 | No Data | No Data | No Data | No Data | 16.3516 | 16.3516 | No Data | No Data | No Data | No Data | No Data | No Data | No Data | No Data | -2.8 | -45.6859 | 16.38 | 21.9157 | 55.6 | 85.9926
2018-07-03 19:30 | No Data | No Data | No Data | No Data | 12.9091 | 13.0701 | No Data | No Data | No Data | No Data | No Data | No Data | No Data | No Data | -12.4 | -46.87 | 23.66 | 27.5454 | 61 | 86.6923
2018-07-03 20:00 | No Data | No Data | No Data | No Data | 5.3285 | 5.3285 | No Data | No Data | No Data | No Data | No Data | No Data | No Data | No Data | -8.4 | -47.1542 | 19.11 | 23.4843 | 56.8 | 81.1803
2018-07-03 20:30 | No Data | No Data | No Data | No Data | -4.0101 | -4.6727 | No Data | No Data | No Data | No Data | No Data | No Data | No Data | No Data | -6.8 | -48.8754 | 18.655 | 22.3367 | 52.9 | 73.2036
2018-07-03 21:00 | No Data | No Data | No Data | No Data | -10.4189 | -10.5571 | No Data | No Data | No Data | No Data | No Data | No Data | No Data | No Data | -5.2 | -49.5177 | 15.47 | 20.0407 | 50.4 | 75.5636
2018-07-03 21:30 | No Data | No Data | No Data | No Data | -2.4109 | -3.0018 | No Data | No Data | No Data | No Data | No Data | No Data | No Data | No Data | -3.2 | -48.9048 | 15.015 | 19.6916 | 51.4 | 76.6042
2018-07-03 22:00 | No Data | No Data | No Data | No Data | -6.5126 | -6.5126 | No Data | No Data | No Data | No Data | No Data | No Data | No Data | No Data | -1.2 | -50.4143 | 15.015 | 19.4003 | 48.8 | 76.3356
2018-07-03 22:30 | No Data | No Data | No Data | No Data | -8.8197 | -9.0908 | No Data | No Data | No Data | No Data | No Data | No Data | No Data | No Data | 44.4 | 72.4099 | -29.575 | -29.8572 | 7.4 | 47.9742
2018-07-03 23:00 | No Data | No Data | No Data | No Data | -7.1839 | -7.184 | No Data | No Data | No Data | No Data | No Data | No Data | No Data | No Data | 44 | 71.218 | -29.575 | -29.9955 | 10.9 | 52.9344
2018-07-03 23:30 | No Data | No Data | No Data | No Data | 1.6907 | 3.0353 | No Data | No Data | No Data | No Data | No Data | No Data | No Data | No Data | 50.4 | 74.7476 | -34.58 | -35.0084 | 17.3 | 65.718
2018-07-04 | No Data | No Data | No Data | No Data | -2.2644 | -3.425 | No Data | No Data | No Data | No Data | No Data | No Data | No Data | No Data | 46.4 | 72.7252 | -31.85 | -32.3146 | 17.8 | 65.8513
2018-07-04 00:30 | No Data | No Data | No Data | No Data | -10.5653 | -10.5653 | No Data | No Data | No Data | No Data | No Data | No Data | No Data | No Data | 39.6 | 68.9139 | -25.935 | -26.9374 | 20.9 | 56.879
2018-07-04 01:00 | No Data | No Data | No Data | No Data | -15.2285 | -15.2285 | No Data | No Data | No Data | No Data | No Data | No Data | No Data | No Data | 30.4 | 63.7194 | -18.2 | -19.602 | 24.1 | 59.4993
2018-07-04 01:30 | No Data | No Data | No Data | No Data | -13.434 | -13.5607 | No Data | No Data | No Data | No Data | No Data | No Data | No Data | No Data | 46.8 | 74.2159 | -34.125 | -34.3698 | 8.7 | 51.9339
2018-07-04 02:00 | No Data | No Data | No Data | No Data | -17.5357 | -17.6182 | No Data | No Data | No Data | No Data | No Data | No Data | No Data | No Data | 43.6 | 72.56 | -32.305 | -32.5635 | 6.3 | 55.6173
2018-07-04 02:30 | No Data | No Data | No Data | No Data | -21.0758 | -21.0758 | No Data | No Data | No Data | No Data | No Data | No Data | No Data | No Data | 44.8 | 73.2874 | -31.85 | -32.1122 | 2.9 | 54.6466
2018-07-04 03:00 | No Data | No Data | No Data | No Data | -25.0309 | -25.0309 | No Data | No Data | No Data | No Data | No Data | No Data | No Data | No Data | 45.2 | 73.8485 | -34.58 | -34.7711 | -0.4 | -51.6015
2018-07-04 03:30 | No Data | No Data | No Data | No Data | -29.2302 | -29.3051 | No Data | No Data | No Data | No Data | No Data | No Data | No Data | No Data | 47.6 | 75.0317 | -36.855 | -36.956 | -4.7 | -47.8315
2018-07-04 04:00 | No Data | No Data | No Data | No Data | -29.2302 | -29.3051 | No Data | No Data | No Data | No Data | No Data | No Data | No Data | No Data | 47.2 | 74.4688 | -37.31 | -37.3544 | -5 | -47.8029
2018-07-04 04:30 | No Data | No Data | No Data | No Data | -29.2302 | -29.3051 | No Data | No Data | No Data | No Data | No Data | No Data | No Data | No Data | 46.8 | 74.2159 | -36.855 | -36.9251 | -5 | -49.155
2018-07-04 05:00 | No Data | No Data | No Data | No Data | -25.3849 | -25.3849 | No Data | No Data | No Data | No Data | No Data | No Data | No Data | No Data | 45.6 | 72.8395 | -35.945 | -36.1288 | -3.9 | -48.2578
2018-07-04 05:30 | No Data | No Data | No Data | No Data | -21.5396 | -21.9278 | No Data | No Data | No Data | No Data | No Data | No Data | No Data | No Data | 47.6 | 73.8019 | -35.49 | -35.5948 | -0.7 | -53.5046
2018-07-04 06:00 | No Data | No Data | No Data | No Data | -13.9467 | -16.2292 | No Data | No Data | No Data | No Data | No Data | No Data | No Data | No Data | 50.4 | 74.2428 | -38.675 | -38.8459 | -0.7 | -60.4041
2018-07-04 06:30 | No Data | No Data | No Data | No Data | -4.8768 | -4.8768 | No Data | No Data | No Data | No Data | No Data | No Data | No Data | No Data | -8.8 | -46.4414 | 19.565 | 24.1193 | 63 | 94.3241
2018-07-04 07:00 | No Data | No Data | No Data | No Data | -7.2328 | -8.0287 | No Data | No Data | No Data | No Data | No Data | No Data | No Data | No Data | -6.4 | -46.0469 | 17.745 | 22.668 | 64.6 | 94.8863
2018-07-04 07:30 | No Data | No Data | No Data | No Data | -9.4423 | -14.5468 | No Data | No Data | No Data | No Data | No Data | No Data | No Data | No Data | -7.2 | -47.2914 | 16.38 | 21.322 | 56 | 85.6449
2018-07-04 08:00 | No Data | No Data | No Data | No Data | -3.5462 | -8.0006 | No Data | No Data | No Data | No Data | No Data | No Data | No Data | No Data | -4 | -47.3692 | 15.015 | 20.601 | 53.3 | 86.6359
2018-07-04 08:30 | No Data | No Data | No Data | No Data | -7.1839 | -13.6677 | No Data | No Data | No Data | No Data | No Data | No Data | No Data | No Data | -2.4 | -48.06 | 13.195 | 18.0286 | 29.1 | 63.5536
2018-07-04 09:00 | No Data | No Data | No Data | No Data | -7.2816 | -13.7192 | No Data | No Data | No Data | No Data | No Data | No Data | No Data | No Data | -4.8 | -48.6374 | 13.65 | 18.063 | 11.9 | 53.7343
2018-07-04 09:30 | No Data | No Data | No Data | No Data | -8.5634 | -11.1385 | No Data | No Data | No Data | No Data | No Data | No Data | No Data | No Data | 1.6 | 50.4254 | 6.825 | 12.4939 | 16.2 | 53.4158
2018-07-04 10:00 | No Data | No Data | No Data | No Data | -8.5634 | -11.1385 | No Data | No Data | No Data | No Data | No Data | No Data | No Data | No Data | -0.8 | -50.4063 | 8.19 | 13.2888 | -9.2 | -45.2452
2018-07-04 10:30 | No Data | No Data | No Data | No Data | -6.9276 | -8.465 | No Data | No Data | No Data | No Data | No Data | No Data | No Data | No Data | 8.8 | 52.7394 | -1.365 | -8.7521 | -11 | -45.6453
2018-07-04 11:00 | No Data | No Data | No Data | No Data | -13.3852 | -14.2418 | No Data | No Data | No Data | No Data | No Data | No Data | No Data | No Data | 10.4 | 53.4221 | -4.095 | -8.7521 | -24.1 | -47.3001
2018-07-04 11:30 | No Data | No Data | No Data | No Data | -13.8003 | -13.9908 | No Data | No Data | No Data | No Data | No Data | No Data | No Data | No Data | 11.6 | 54.8409 | -4.095 | -8.3527 | -20.5 | -41.7757
2018-07-04 12:00 | No Data | No Data | No Data | No Data | -15.6924 | -15.8602 | No Data | No Data | No Data | No Data | No Data | No Data | No Data | No Data | 6.4 | 49.2179 | 0.455 | 11.3841 | -1.9 | -34.3839
2018-07-04 12:30 | No Data | No Data | No Data | No Data | -12.9824 | -13.2156 | No Data | No Data | No Data | No Data | No Data | No Data | No Data | No Data | 3.6 | 47.2424 | 3.185 | 13.574 | -3.6 | -34.9857
2018-07-04 13:00 | No Data | No Data | No Data | No Data | -12.8237 | -13.0137 | No Data | No Data | No Data | No Data | No Data | No Data | No Data | No Data | 6.8 | 48.4793 | 0 | 11.83 | 0.1 | 41.4001
2018-07-04 13:30 | No Data | No Data | No Data | No Data | -8.9296 | -8.9296 | No Data | No Data | No Data | No Data | No Data | No Data | No Data | No Data | 6.8 | 48.4793 | -0.455 | -12.2934 | -0.8 | -42.7075
2018-07-04 14:00 | No Data | No Data | No Data | No Data | -12.4697 | -12.4697 | No Data | No Data | No Data | No Data | No Data | No Data | No Data | No Data | 7.2 | 48.537 | -0.455 | -11.8387 | 12.1 | 45.537
2018-07-04 14:30 | No Data | No Data | No Data | No Data | -7.1351 | -10.8767 | No Data | No Data | No Data | No Data | No Data | No Data | No Data | No Data | 10 | 48.6391 | -3.185 | -12.6912 | 17 | 50.6388
2018-07-04 15:00 | No Data | No Data | No Data | No Data | -4.8768 | -8.0193 | No Data | No Data | No Data | No Data | No Data | No Data | No Data | No Data | 7.2 | 47.746 | 0.455 | 12.7481 | 22.8 | 53.3205
2018-07-04 15:30 | No Data | No Data | No Data | No Data | -1.3367 | -8.1609 | No Data | No Data | No Data | No Data | No Data | No Data | No Data | No Data | 8 | 48.2676 | -1.82 | -13.3199 | 26.7 | 55.1011
2018-07-04 16:00 | No Data | No Data | No Data | No Data | 7.6356 | 11.2472 | No Data | No Data | No Data | No Data | No Data | No Data | No Data | No Data | 8.4 | 51.0952 | -0.455 | -10.0203 | 30.4 | 63.7194
2018-07-04 16:30 | No Data | No Data | No Data | No Data | 16.3516 | 17.5471 | No Data | No Data | No Data | No Data | No Data | No Data | No Data | No Data | 6 | 50.3587 | 1.82 | 10.1741 | 33.1 | 65.1018
2018-07-04 17:00 | No Data | No Data | No Data | No Data | 12.2011 | 13.762 | No Data | No Data | No Data | No Data | No Data | No Data | No Data | No Data | -2.4 | -48.06 | 10.92 | 15.4432 | 44.2 | 73.9603
2018-07-04 17:30 | No Data | No Data | No Data | No Data | 10.2968 | 11.5492 | No Data | No Data | No Data | No Data | No Data | No Data | No Data | No Data | -4 | -46.5721 | 15.015 | 19.4003 | 50.4 | 78.6659
2018-07-04 18:00 | No Data | No Data | No Data | No Data | 6.5614 | 8.3007 | No Data | No Data | No Data | No Data | No Data | No Data | No Data | No Data | 2 | 47.2424 | 10.01 | 15.1523 | 46.4 | 77.0403
2018-07-04 18:30 | No Data | No Data | No Data | No Data | 11.1147 | 14.1283 | No Data | No Data | No Data | No Data | No Data | No Data | No Data | No Data | -0.8 | -47.6067 | 12.285 | 17.0549 | 48.6 | 75.9771
2018-07-04 19:00 | No Data | No Data | No Data | No Data | 6.7567 | 13.3742 | No Data | No Data | No Data | No Data | No Data | No Data | No Data | No Data | -4 | -47.7359 | 14.56 | 18.8372 | 50.4 | 73.138
2018-07-04 19:30 | No Data | No Data | No Data | No Data | 4.1444 | 10.3118 | No Data | No Data | No Data | No Data | No Data | No Data | No Data | No Data | -13.6 | -47.9683 | 25.025 | 27.8778 | 60.6 | 80.1132
2018-07-04 20:00 | No Data | No Data | No Data | No Data | 13.6294 | 20.2918 | No Data | No Data | No Data | No Data | No Data | No Data | No Data | No Data | -12.4 | -48.0283 | 24.115 | 27.0639 | 56.4 | 77.3264
2018-07-04 20:30 | No Data | No Data | No Data | No Data | 13.9345 | 23.5822 | No Data | No Data | No Data | No Data | No Data | No Data | No Data | No Data | -12.8 | -47.3624 | 25.48 | 28.287 | 56.4 | 76.5105
2018-07-04 21:00 | No Data | No Data | No Data | No Data | 21.1734 | 29.6945 | No Data | No Data | No Data | No Data | No Data | No Data | No Data | No Data | -56.8 | -68.1175 | 70.07 | 71.8569 | 101.1 | 115.8165
2018-07-04 21:30 | No Data | No Data | No Data | No Data | 22.858 | 30.9182 | No Data | No Data | No Data | No Data | No Data | No Data | No Data | No Data | -14.8 | -49.466 | 27.755 | 30.7319 | 62 | 82.3414
2018-07-04 22:00 | No Data | No Data | No Data | No Data | 17.6333 | 27.2834 | No Data | No Data | No Data | No Data | No Data | No Data | No Data | No Data | -16.4 | -49.5903 | 27.3 | 30.1264 | 60.4 | 78.029
2018-07-04 22:30 | No Data | No Data | No Data | No Data | 23.8346 | 31.647 | No Data | No Data | No Data | No Data | No Data | No Data | No Data | No Data | -15.2 | -48.8262 | 27.3 | 30.5223 | 62.8 | 82.499
2018-07-04 23:00 | No Data | No Data | No Data | No Data | 27.7287 | 36.3743 | No Data | No Data | No Data | No Data | No Data | No Data | No Data | No Data | -9.6 | -46.9911 | 22.295 | 25.907 | 61.4 | 83.3722
2018-07-04 23:30 | No Data | No Data | No Data | No Data | 54.3893 | 59.2655 | No Data | No Data | No Data | No Data | No Data | No Data | No Data | No Data | -13.2 | -45.9373 | 27.755 | 31.5561 | 80.2 | 102.8562
2018-07-05 | No Data | No Data | No Data | No Data | 40.4486 | 46.7455 | No Data | No Data | No Data | No Data | No Data | No Data | No Data | No Data | -18.8 | -48.2162 | 30.94 | 34.592 | 78 | 98.1639
2018-07-05 00:30 | No Data | No Data | No Data | No Data | 21.6861 | 31.927 | No Data | No Data | No Data | No Data | No Data | No Data | No Data | No Data | -6.4 | -48.0283 | 19.565 | 23.8561 | 62.8 | 85.0125
2018-07-05 01:00 | No Data | No Data | No Data | No Data | 11.7861 | 26.229 | No Data | No Data | No Data | No Data | No Data | No Data | No Data | No Data | 43.6 | 72.2407 | -32.305 | -32.5094 | 5.9 | 45.6968
2018-07-05 01:30 | No Data | No Data | No Data | No Data | 14.9111 | 26.2374 | No Data | No Data | No Data | No Data | No Data | No Data | No Data | No Data | 44 | 71.8487 | -30.94 | -31.1534 | 6.6 | 48.5507
2018-07-05 02:00 | No Data | No Data | No Data | No Data | 6.5003 | 22.5459 | No Data | No Data | No Data | No Data | No Data | No Data | No Data | No Data | 40.4 | 70.0286 | -28.665 | -28.956 | 4 | 48.7177
2018-07-05 02:30 | No Data | No Data | No Data | No Data | 0.0061036 | 19.8428 | No Data | No Data | No Data | No Data | No Data | No Data | No Data | No Data | 39.2 | 67.7029 | -28.21 | -28.7335 | 1.1 | 42.1144
2018-07-05 03:00 | No Data | No Data | No Data | No Data | 3.8392 | 23.6478 | No Data | No Data | No Data | No Data | No Data | No Data | No Data | No Data | 37.6 | 66.459 | -28.665 | -29.1804 | 0 | 42.7
2018-07-05 03:30 | No Data | No Data | No Data | No Data | 13.3242 | 28.9832 | No Data | No Data | No Data | No Data | No Data | No Data | No Data | No Data | 33.2 | 64.5786 | -25.025 | -26.0624 | 2.9 | 48.1873
2018-07-05 04:00 | No Data | No Data | No Data | No Data | 11.7372 | 29.8409 | No Data | No Data | No Data | No Data | No Data | No Data | No Data | No Data | 40.4 | 67.44 | -30.03 | -30.607 | -5.1 | -37.8452
2018-07-05 04:30 | No Data | No Data | No Data | No Data | 17.731 | 34.407 | No Data | No Data | No Data | No Data | No Data | No Data | No Data | No Data | 40.4 | 68.0823 | -30.94 | -31.3422 | -5.2 | -39.4443
2018-07-05 05:00 | No Data | No Data | No Data | No Data | 21.2711 | 36.3581 | No Data | No Data | No Data | No Data | No Data | No Data | No Data | No Data | 40.8 | 68.6417 | -32.76 | -33.2119 | -5.4 | -39.6913
2018-07-05 05:30 | No Data | No Data | No Data | No Data | 17.6333 | 34.3568 | No Data | No Data | No Data | No Data | No Data | No Data | No Data | No Data | 44.8 | 70.4727 | -34.58 | -34.8216 | -5.1 | -43.5993
2018-07-05 06:00 | No Data | No Data | No Data | No Data | 2.2034 | 14.9402 | No Data | No Data | No Data | No Data | No Data | No Data | No Data | No Data | 44.4 | 69.9097 | -33.215 | -33.6608 | -2.4 | -40.571
2018-07-05 06:30 | No Data | No Data | No Data | No Data | 16.5591 | 23.4267 | No Data | No Data | No Data | No Data | No Data | No Data | No Data | No Data | 21.6 | 54.0992 | -9.1 | -13.8682 | 26.9 | 57.8364
2018-07-05 07:00 | No Data | No Data | No Data | No Data | 25.1164 | 28.7288 | No Data | No Data | No Data | No Data | No Data | No Data | No Data | No Data | -11.2 | -43.8543 | 23.205 | 28.1439 | 63.9 | 85.8283
2018-07-05 07:30 | No Data | No Data | No Data | No Data | 13.7392 | 20.7837 | No Data | No Data | No Data | No Data | No Data | No Data | No Data | No Data | -15.2 | -44.6659 | 26.39 | 31.0602 | 61 | 82.537
2018-07-05 08:00 | No Data | No Data | No Data | No Data | 14.0932 | 16.796 | No Data | No Data | No Data | No Data | No Data | No Data | No Data | No Data | -15.2 | -45.4189 | 25.935 | 30.434 | 58.7 | 79.0866
2018-07-05 08:30 | No Data | No Data | No Data | No Data | 6.659 | 9.9487 | No Data | No Data | No Data | No Data | No Data | No Data | No Data | No Data | -8 | -44.3423 | 21.385 | 25.8711 | 48 | 71.3571
2018-07-05 09:00 | No Data | No Data | No Data | No Data | -8.1605 | -14.2153 | No Data | No Data | No Data | No Data | No Data | No Data | No Data | No Data | -0.8 | -46.462 | 14.56 | 19.0503 | 24.9 | 52.7471
2018-07-05 09:30 | No Data | No Data | No Data | No Data | -11.7006 | -17.8981 | No Data | No Data | No Data | No Data | No Data | No Data | No Data | No Data | 1.6 | 48.5057 | 7.28 | 12.7481 | 16.2 | 45.296
2018-07-05 10:00 | No Data | No Data | No Data | No Data | -13.5439 | -17.5284 | No Data | No Data | No Data | No Data | No Data | No Data | No Data | No Data | 11.2 | 52.8015 | -1.82 | -8.8345 | 13.5 | 41.9326
2018-07-05 10:30 | No Data | No Data | No Data | No Data | -12.311 | -15.5448 | No Data | No Data | No Data | No Data | No Data | No Data | No Data | No Data | 4 | 49.3623 | 5.005 | 10.3856 | -10.2 | -38.3802
2018-07-05 11:00 | No Data | No Data | No Data | No Data | -7.1839 | -13.2445 | No Data | No Data | No Data | No Data | No Data | No Data | No Data | No Data | 6 | 50.3587 | 0.455 | 10.0203 | -14.3 | -38.3647
2018-07-05 11:30 | No Data | No Data | No Data | No Data | -9.6986 | -14.7605 | No Data | No Data | No Data | No Data | No Data | No Data | No Data | No Data | 14.4 | 52.8015 | -7.28 | -11.302 | -7.6 | -36.4022
2018-07-05 12:00 | No Data | No Data | No Data | No Data | -2.2644 | -20.1778 | No Data | No Data | No Data | No Data | No Data | No Data | No Data | No Data | 8.4 | 51.4898 | -0.91 | -9.1454 | -20 | -37.7359
2018-07-05 12:30 | No Data | No Data | No Data | No Data | -8.9784 | -20.7175 | No Data | No Data | No Data | No Data | No Data | No Data | No Data | No Data | 7.6 | 51.3654 | 0 | 8.645 | -19.6 | -39.5919
2018-07-05 13:00 | No Data | No Data | No Data | No Data | -10.5165 | -21.7809 | No Data | No Data | No Data | No Data | No Data | No Data | No Data | No Data | 10.8 | 52.7181 | -2.275 | -8.9393 | -13.4 | -38.7881
2018-07-05 13:30 | No Data | No Data | No Data | No Data | -16.4126 | -22.64 | No Data | No Data | No Data | No Data | No Data | No Data | No Data | No Data | 16 | 54.7883 | -6.37 | -9.6734 | -12.9 | -37.4893
2018-07-05 14:00 | No Data | No Data | No Data | No Data | -10.8705 | -21.1634 | No Data | No Data | No Data | No Data | No Data | No Data | No Data | No Data | 10.4 | 52.345 | -0.91 | -8.2404 | -19.3 | -38.4022
2018-07-05 14:30 | No Data | No Data | No Data | No Data | -10.7729 | -22.4928 | No Data | No Data | No Data | No Data | No Data | No Data | No Data | No Data | 1.2 | 48.841 | 6.825 | 12.8774 | -15.5 | -41.2249
2018-07-05 15:00 | No Data | No Data | No Data | No Data | -20.1602 | -22.858 | No Data | No Data | No Data | No Data | No Data | No Data | No Data | No Data | 7.6 | 50.5743 | 2.73 | 10.3756 | 4 | 45.1774
2018-07-05 15:30 | No Data | No Data | No Data | No Data | -17.6455 | -19.5712 | No Data | No Data | No Data | No Data | No Data | No Data | No Data | No Data | 1.6 | 49.2 | 6.37 | 12.2513 | 6.7 | 43.1237
2018-07-05 16:00 | No Data | No Data | No Data | No Data | -6.8299 | -11.1165 | No Data | No Data | No Data | No Data | No Data | No Data | No Data | No Data | -12 | -48.314 | 20.93 | 24.0419 | 8 | 45.7056
2018-07-05 16:30 | No Data | No Data | No Data | No Data | -6.6224 | -10.9902 | No Data | No Data | No Data | No Data | No Data | No Data | No Data | No Data | -8 | -46.2964 | 15.925 | 20.6812 | 31.7 | 60.3041
2018-07-05 17:00 | No Data | No Data | No Data | No Data | -9.6498 | -9.9614 | No Data | No Data | No Data | No Data | No Data | No Data | No Data | No Data | -10.8 | -45.3061 | 19.565 | 24.9421 | 47.4 | 73.3673
2018-07-05 17:30 | No Data | No Data | No Data | No Data | -10.0038 | -10.1457 | No Data | No Data | No Data | No Data | No Data | No Data | No Data | No Data | -4.8 | -46.2498 | 14.105 | 19.6495 | 45.7 | 69.9821
2018-07-05 18:00 | No Data | No Data | No Data | No Data | -9.9062 | -9.9062 | No Data | No Data | No Data | No Data | No Data | No Data | No Data | No Data | -8 | -45.5087 | 18.655 | 23.3872 | 49.6 | 71.7175
2018-07-05 18:30 | No Data | No Data | No Data | No Data | -13.5927 | -13.5927 | No Data | No Data | No Data | No Data | No Data | No Data | No Data | No Data | -11.2 | -45.7908 | 22.295 | 26.6282 | 55.6 | 75.3127
2018-07-05 19:00 | No Data | No Data | No Data | No Data | -3.0335 | -3.7855 | No Data | No Data | No Data | No Data | No Data | No Data | No Data | No Data | -48.8 | -60.1704 | 60.97 | 63.6285 | 92.8 | 108.7508
2018-07-05 19:30 | No Data | No Data | No Data | No Data | -2.5696 | -7.149 | No Data | No Data | No Data | No Data | No Data | No Data | No Data | No Data | -35.2 | -52.983 | 46.41 | 49.5261 | 76.4 | 91.4166
2018-07-05 20:00 | No Data | No Data | No Data | No Data | -2.2156 | -8.5974 | No Data | No Data | No Data | No Data | No Data | No Data | No Data | No Data | -17.6 | -47.7611 | 27.3 | 30.94 | 57.9 | 73.1471
2018-07-05 20:30 | No Data | No Data | No Data | No Data | -5.7435 | -8.2006 | No Data | No Data | No Data | No Data | No Data | No Data | No Data | No Data | -20.8 | -48.3073 | 30.94 | 34.3909 | 59.3 | 75.1113
2018-07-05 21:00 | No Data | No Data | No Data | No Data | 0.0061036 | 15.7412 | No Data | No Data | No Data | No Data | No Data | No Data | No Data | No Data | -22.8 | -49.5564 | 33.215 | 36.4511 | 59.6 | 74.2607
2018-07-05 21:30 | No Data | No Data | No Data | No Data | 0.0061036 | 12.7749 | No Data | No Data | No Data | No Data | No Data | No Data | No Data | No Data | -17.6 | -47.3895 | 29.12 | 32.5572 | 59.9 | 74.6805
2018-07-05 22:00 | No Data | No Data | No Data | No Data | -4.3153 | -17.1239 | No Data | No Data | No Data | No Data | No Data | No Data | No Data | No Data | -20 | -47.605 | 30.485 | 34.1856 | 58.5 | 78.5367
2018-07-05 22:30 | No Data | No Data | No Data | No Data | 3.6316 | 19.3205 | No Data | No Data | No Data | No Data | No Data | No Data | No Data | No Data | 46.4 | 71.5005 | -35.49 | -35.8412 | -3.3 | -47.814
2018-07-05 23:00 | No Data | No Data | No Data | No Data | 3.7415 | 6.7324 | No Data | No Data | No Data | No Data | No Data | No Data | No Data | No Data | 43.6 | 68.1669 | -30.94 | -31.4181 | 3.3 | 45.819
2018-07-05 23:30 | No Data | No Data | No Data | No Data | 18.3536 | 19.0157 | No Data | No Data | No Data | No Data | No Data | No Data | No Data | No Data | 18.4 | 52.5281 | -5.005 | -12.4274 | 43.4 | 68.7346
2018-07-06 | No Data | No Data | No Data | No Data | 11.371 | 12.4115 | No Data | No Data | No Data | No Data | No Data | No Data | No Data | No Data | -17.6 | -47.3895 | 28.665 | 32.573 | 71.7 | 87.2979
2018-07-06 00:30 | No Data | No Data | No Data | No Data | 1.7395 | 5.3275 | No Data | No Data | No Data | No Data | No Data | No Data | No Data | No Data | 40.4 | 68.7279 | -30.94 | -31.3422 | 6.3 | 35.5625
2018-07-06 01:00 | No Data | No Data | No Data | No Data | -1.3367 | -3.5963 | No Data | No Data | No Data | No Data | No Data | No Data | No Data | No Data | 38 | 67.0152 | -29.575 | -29.9955 | 4 | 33.5172
2018-07-06 01:30 | No Data | No Data | No Data | No Data | 5.89 | 10.3532 | No Data | No Data | No Data | No Data | No Data | No Data | No Data | No Data | 36.8 | 65.678 | -26.845 | -27.3076 | 7 | 39.0328
2018-07-06 02:00 | No Data | No Data | No Data | No Data | 6.6102 | 11.9905 | No Data | No Data | No Data | No Data | No Data | No Data | No Data | No Data | 38.4 | 67.2428 | -28.665 | -29.1804 | 2 | 40.7491
2018-07-06 02:30 | No Data | No Data | No Data | No Data | -4.0589 | -15.6658 | No Data | No Data | No Data | No Data | No Data | No Data | No Data | No Data | 36 | 64.8999 | -27.3 | -28.0333 | -0.8 | -44.2072
2018-07-06 03:00 | No Data | No Data | No Data | No Data | 4.7669 | 22.7646 | No Data | No Data | No Data | No Data | No Data | No Data | No Data | No Data | 35.2 | 63.4577 | -27.3 | -28.254 | -2.9 | -33.1272
2018-07-06 03:30 | No Data | No Data | No Data | No Data | -2.7283 | -20.0295 | No Data | No Data | No Data | No Data | No Data | No Data | No Data | No Data | 37.2 | 65.2442 | -29.575 | -30.2532 | -6.3 | -28.7
2018-07-06 04:00 | No Data | No Data | No Data | No Data | -4.8768 | -17.2155 | No Data | No Data | No Data | No Data | No Data | No Data | No Data | No Data | 38.8 | 65.8459 | -30.485 | -31.2397 | -6.8 | -33.3642
2018-07-06 04:30 | No Data | No Data | No Data | No Data | 0.0061036 | 20.0015 | No Data | No Data | No Data | No Data | No Data | No Data | No Data | No Data | 38.8 | 66.1695 | -31.395 | -32.0347 | -7.6 | -32.8901
2018-07-06 05:00 | No Data | No Data | No Data | No Data | -6.0609 | -19.0389 | No Data | No Data | No Data | No Data | No Data | No Data | No Data | No Data | 40.8 | 66.4048 | -31.395 | -32.1283 | -7.8 | -29.1625
2018-07-06 05:30 | No Data | No Data | No Data | No Data | 0.0061036 | 11.7494 | No Data | No Data | No Data | No Data | No Data | No Data | No Data | No Data | 40.8 | 66.7269 | -32.305 | -33.0181 | -5.6 | -32.7819
2018-07-06 06:00 | No Data | No Data | No Data | No Data | 7.2694 | 14.9217 | No Data | No Data | No Data | No Data | No Data | No Data | No Data | No Data | 17.6 | 51.5007 | -9.1 | -14.8556 | 21.2 | 44.0386
2018-07-06 06:30 | No Data | No Data | No Data | No Data | 14.9599 | 15.5699 | No Data | No Data | No Data | No Data | No Data | No Data | No Data | No Data | -2.8 | -44.089 | 12.285 | 19.7545 | 46.5 | 66.5433
2018-07-06 07:00 | No Data | No Data | No Data | No Data | 10.5531 | 12.2682 | No Data | No Data | No Data | No Data | No Data | No Data | No Data | No Data | -17.2 | -45.0156 | 25.935 | 31.17 | 63.4 | 77.0584
2018-07-06 07:30 | No Data | No Data | No Data | No Data | 6.0975 | 6.2529 | No Data | No Data | No Data | No Data | No Data | No Data | No Data | No Data | -20 | -46.8803 | 27.755 | 32.228 | 60.7 | 71.5605
2018-07-06 08:00 | No Data | No Data | No Data | No Data | 10.602 | 10.6921 | No Data | No Data | No Data | No Data | No Data | No Data | No Data | No Data | -14.8 | -46.0435 | 23.205 | 27.8889 | 52.2 | 64.981
2018-07-06 08:30 | No Data | No Data | No Data | No Data | 12.7626 | 12.962 | No Data | No Data | No Data | No Data | No Data | No Data | No Data | No Data | -14 | -45.7926 | 23.205 | 27.8889 | 45.4 | 58.6308
2018-07-06 09:00 | No Data | No Data | No Data | No Data | 12.0912 | 13.5472 | No Data | No Data | No Data | No Data | No Data | No Data | No Data | No Data | -12.4 | -46.87 | 20.475 | 24.8632 | 26.7 | 45.6277
2018-07-06 09:30 | No Data | No Data | No Data | No Data | 7.1717 | 9.8282 | No Data | No Data | No Data | No Data | No Data | No Data | No Data | No Data | -6.4 | -46.4431 | 15.47 | 20.333 | 14.1 | 36.9926
2018-07-06 10:00 | No Data | No Data | No Data | No Data | 2.2522 | 5.4606 | No Data | No Data | No Data | No Data | No Data | No Data | No Data | No Data | -4.4 | -47.4046 | 11.375 | 17.4212 | 10.9 | 31.4493
2018-07-06 10:30 | No Data | No Data | No Data | No Data | -6.5736 | -8.3104 | No Data | No Data | No Data | No Data | No Data | No Data | No Data | No Data | 4.8 | 48.9637 | 3.185 | 11.8125 | 8.8 | 30.0188
2018-07-06 11:00 | No Data | No Data | No Data | No Data | -8.8808 | -8.9736 | No Data | No Data | No Data | No Data | No Data | No Data | No Data | No Data | 1.2 | 49.6145 | 5.46 | 13.0292 | -13.3 | -25.5368
2018-07-06 11:30 | No Data | No Data | No Data | No Data | -10.5165 | -11.5065 | No Data | No Data | No Data | No Data | No Data | No Data | No Data | No Data | -0.8 | -48.8066 | 6.825 | 13.6576 | -4.4 | -31.2117
2018-07-06 12:00 | No Data | No Data | No Data | No Data | -14.313 | -14.5893 | No Data | No Data | No Data | No Data | No Data | No Data | No Data | No Data | 3.6 | 49.3315 | 2.73 | 10.8152 | -5.1 | -33.5894
2018-07-06 12:30 | No Data | No Data | No Data | No Data | -19.7452 | -19.7639 | No Data | No Data | No Data | No Data | No Data | No Data | No Data | No Data | 9.2 | 51.2328 | -3.185 | -10.9389 | -0.4 | -31.1002
2018-07-06 13:00 | No Data | No Data | No Data | No Data | -17.792 | -17.8589 | No Data | No Data | No Data | No Data | No Data | No Data | No Data | No Data | -3.2 | -48.1065 | 10.92 | 16.7796 | -13.3 | -30.9079
2018-07-06 13:30 | No Data | No Data | No Data | No Data | -20.2579 | -20.2761 | No Data | No Data | No Data | No Data | No Data | No Data | No Data | No Data | 2.8 | 48.0816 | 5.005 | 12.8452 | -9.4 | -36.6268
2018-07-06 14:00 | No Data | No Data | No Data | No Data | -19.1836 | -19.2228 | No Data | No Data | No Data | No Data | No Data | No Data | No Data | No Data | -4.8 | -47.8414 | 11.83 | 17.0549 | -7.5 | -31.7972
2018-07-06 14:30 | No Data | No Data | No Data | No Data | -16.4614 | -16.4846 | No Data | No Data | No Data | No Data | No Data | No Data | No Data | No Data | 2.4 | 49.2585 | 3.64 | 11.9432 | 11.1 | 35.576
2018-07-06 15:00 | No Data | No Data | No Data | No Data | 0.0061036 | 3.241 | No Data | No Data | No Data | No Data | No Data | No Data | No Data | No Data | 0.8 | 48.859 | 5.46 | 13.4437 | 11.8 | 32.7031
2018-07-06 15:30 | No Data | No Data | No Data | No Data | -9.2348 | -9.4403 | No Data | No Data | No Data | No Data | No Data | No Data | No Data | No Data | 0.4 | 47.2017 | 7.735 | 14.9043 | 27.9 | 46.8206
2018-07-06 16:00 | No Data | No Data | No Data | No Data | -4.8768 | -5.4842 | No Data | No Data | No Data | No Data | No Data | No Data | No Data | No Data | -3.6 | -45.7419 | 11.375 | 18.1202 | 30.8 | 46.7726
2018-07-06 16:30 | No Data | No Data | No Data | No Data | -2.0081 | -3.2133 | No Data | No Data | No Data | No Data | No Data | No Data | No Data | No Data | -6.8 | -46.1042 | 15.015 | 20.9152 | 37.2 | 51.4207
2018-07-06 17:00 | No Data | No Data | No Data | No Data | 5.3773 | 5.6188 | No Data | No Data | No Data | No Data | No Data | No Data | No Data | No Data | -12.8 | -44.673 | 22.295 | 27.9371 | 54.9 | 71.2402
2018-07-06 17:30 | No Data | No Data | No Data | No Data | 5.1698 | 7.3544 | No Data | No Data | No Data | No Data | No Data | No Data | No Data | No Data | -20.8 | -47.2271 | 29.575 | 33.59 | 66.3 | 76.3186
2018-07-06 18:00 | No Data | No Data | No Data | No Data | 20.3433 | 23.5662 | No Data | No Data | No Data | No Data | No Data | No Data | No Data | No Data | -20.8 | -46.8683 | 30.94 | 35.0084 | 68.1 | 79.853
2018-07-06 18:30 | No Data | No Data | No Data | No Data | 2.0935 | 5.8616 | No Data | No Data | No Data | No Data | No Data | No Data | No Data | No Data | -28 | -48.8016 | 40.495 | 44.0317 | 76.1 | 87.1634
2018-07-06 19:00 | No Data | No Data | No Data | No Data | -2.0081 | -3.4172 | No Data | No Data | No Data | No Data | No Data | No Data | No Data | No Data | -24 | -48.0267 | 34.58 | 38.4603 | 69.5 | 80.6923
2018-07-06 19:30 | No Data | No Data | No Data | No Data | -4.828 | -23.0161 | No Data | No Data | No Data | No Data | No Data | No Data | No Data | No Data | -24.4 | -47.8832 | 34.58 | 38.4603 | 66.7 | 79.3592
2018-07-06 20:00 | No Data | No Data | No Data | No Data | -6.7201 | -13.3874 | No Data | No Data | No Data | No Data | No Data | No Data | No Data | No Data | -16 | -46.8188 | 25.48 | 29.3466 | 58 | 68.476
2018-07-06 20:30 | No Data | No Data | No Data | No Data | -6.9764 | -8.1396 | No Data | No Data | No Data | No Data | No Data | No Data | No Data | No Data | -21.6 | -47.9416 | 31.85 | 35.6094 | 62.7 | 74.6971
2018-07-06 21:00 | No Data | No Data | No Data | No Data | -13.434 | -14.2711 | No Data | No Data | No Data | No Data | No Data | No Data | No Data | No Data | -20.8 | -47.9466 | 30.485 | 34.1856 | 61.6 | 73.5022
2018-07-06 21:30 | No Data | No Data | No Data | No Data | -7.6967 | -9.0533 | No Data | No Data | No Data | No Data | No Data | No Data | No Data | No Data | -26 | -48.718 | 40.95 | 44.2755 | 74.5 | 85.9689
2018-07-06 22:00 | No Data | No Data | No Data | No Data | -9.0761 | -10.2518 | No Data | No Data | No Data | No Data | No Data | No Data | No Data | No Data | -30.4 | -51.2016 | 43.225 | 46.5547 | 77.3 | 89.6969
2018-07-06 22:30 | No Data | No Data | No Data | No Data | -7.538 | -7.6017 | No Data | No Data | No Data | No Data | No Data | No Data | No Data | No Data | -26.8 | -48.8148 | 40.95 | 44.8123 | 78.2 | 94.4682
2018-07-06 23:00 | No Data | No Data | No Data | No Data | 0.0061036 | 0.0086318 | No Data | No Data | No Data | No Data | No Data | No Data | No Data | No Data | -24.8 | -47.746 | 39.13 | 42.7797 | 80.5 | 95.0289
2018-07-06 23:30 | No Data | No Data | No Data | No Data | 5.5848 | 5.8947 | No Data | No Data | No Data | No Data | No Data | No Data | No Data | No Data | -1.6 | -50.8063 | 17.29 | 20.7711 | 69.1 | 85.1754
2018-07-07 | No Data | No Data | No Data | No Data | -0.98268 | -6.6466 | No Data | No Data | No Data | No Data | No Data | No Data | No Data | No Data | -9.6 | -52.0922 | 23.205 | 25.4556 | 71.9 | 81.7962
2018-07-07 00:30 | No Data | No Data | No Data | No Data | -10.0526 | -10.8005 | No Data | No Data | No Data | No Data | No Data | No Data | No Data | No Data | 52.8 | 79.3252 | -38.22 | -38.2444 | 8.4 | 39.9921
2018-07-07 01:00 | No Data | No Data | No Data | No Data | -14.8257 | -14.9903 | No Data | No Data | No Data | No Data | No Data | No Data | No Data | No Data | 44 | 73.1202 | -31.395 | -31.5561 | 9.8 | 42.4468
2018-07-07 01:30 | No Data | No Data | No Data | No Data | -14.313 | -14.4834 | No Data | No Data | No Data | No Data | No Data | No Data | No Data | No Data | 46 | 74.9709 | -32.76 | -32.8736 | 8.4 | 39.8944
2018-07-07 02:00 | No Data | No Data | No Data | No Data | -19.9039 | -19.9039 | No Data | No Data | No Data | No Data | No Data | No Data | No Data | No Data | 44.8 | 72.9712 | -32.305 | -32.5635 | 5.2 | 50.6675
2018-07-07 02:30 | No Data | No Data | No Data | No Data | -24.4572 | -24.4572 | No Data | No Data | No Data | No Data | No Data | No Data | No Data | No Data | 45.2 | 72.9032 | -33.67 | -34.04 | 0.8 | 41.8077
2018-07-07 03:00 | No Data | No Data | No Data | No Data | -28.7175 | -28.9524 | No Data | No Data | No Data | No Data | No Data | No Data | No Data | No Data | 48 | 74.6715 | -37.765 | -37.94 | -4.2 | -42.8065
2018-07-07 03:30 | No Data | No Data | No Data | No Data | -32.4651 | -32.6913 | No Data | No Data | No Data | No Data | No Data | No Data | No Data | No Data | 48.4 | 75.2351 | -37.31 | -37.3793 | -7.8 | -37.7327
2018-07-07 04:00 | No Data | No Data | No Data | No Data | -34.1497 | -34.184 | No Data | No Data | No Data | No Data | No Data | No Data | No Data | No Data | 50 | 75.6719 | -40.04 | -40.133 | -10.9 | -40.302
2018-07-07 04:30 | No Data | No Data | No Data | No Data | -34.1497 | -34.2918 | No Data | No Data | No Data | No Data | No Data | No Data | No Data | No Data | 48.4 | 74.6244 | -40.04 | -40.1665 | -11.4 | -42.6517
2018-07-07 05:00 | No Data | No Data | No Data | No Data | -32.4041 | -32.445 | No Data | No Data | No Data | No Data | No Data | No Data | No Data | No Data | 50 | 75.9726 | -40.495 | -40.6201 | -11 | -42.9331
2018-07-07 05:30 | No Data | No Data | No Data | No Data | -28.3024 | -28.3024 | No Data | No Data | No Data | No Data | No Data | No Data | No Data | No Data | 47.6 | 73.1923 | -37.31 | -37.4871 | -8 | -44.4262
2018-07-07 06:00 | No Data | No Data | No Data | No Data | -21.796 | -21.796 | No Data | No Data | No Data | No Data | No Data | No Data | No Data | No Data | 48.4 | 74.3204 | -39.13 | -39.2989 | -7.6 | -42.4853
2018-07-07 06:30 | No Data | No Data | No Data | No Data | -17.792 | -17.792 | No Data | No Data | No Data | No Data | No Data | No Data | No Data | No Data | 46.8 | 72.9811 | -39.585 | -39.8456 | -3.2 | -47.3083
2018-07-07 07:00 | No Data | No Data | No Data | No Data | -16.0586 | -16.2534 | No Data | No Data | No Data | No Data | No Data | No Data | No Data | No Data | 46.4 | 71.8053 | -36.855 | -37.1933 | -0.3 | -46.501
2018-07-07 07:30 | No Data | No Data | No Data | No Data | -18.9273 | -19.0667 | No Data | No Data | No Data | No Data | No Data | No Data | No Data | No Data | 45.6 | 71.2909 | -36.855 | -37.1348 | -5.9 | -47.1704
2018-07-07 08:00 | No Data | No Data | No Data | No Data | -15.082 | -15.2565 | No Data | No Data | No Data | No Data | No Data | No Data | No Data | No Data | 45.6 | 71.2909 | -37.31 | -37.5864 | -7.8 | -48.7283
2018-07-07 08:30 | No Data | No Data | No Data | No Data | -17.2793 | -17.3819 | No Data | No Data | No Data | No Data | No Data | No Data | No Data | No Data | 24 | 58.4958 | -16.835 | -18.3416 | -2.4 | -48.8984
2018-07-07 09:00 | No Data | No Data | No Data | No Data | -13.2876 | -13.4853 | No Data | No Data | No Data | No Data | No Data | No Data | No Data | No Data | -8 | -48.2676 | 16.38 | 21.322 | 16.2 | 54.1787
2018-07-07 09:30 | No Data | No Data | No Data | No Data | -18.3658 | -18.852 | No Data | No Data | No Data | No Data | No Data | No Data | No Data | No Data | 0.4 | 49.6403 | 7.735 | 14.1343 | -1.5 | -43.9502
2018-07-07 10:00 | No Data | No Data | No Data | No Data | -23.2853 | -23.6707 | No Data | No Data | No Data | No Data | No Data | No Data | No Data | No Data | 6 | 51.5504 | -0.91 | -9.5982 | -10.2 | -43.4152
2018-07-07 10:30 | No Data | No Data | No Data | No Data | -26.3615 | -26.9043 | No Data | No Data | No Data | No Data | No Data | No Data | No Data | No Data | 21.2 | 58.0124 | -14.56 | -15.8925 | -29.3 | -46.1069
2018-07-07 11:00 | No Data | No Data | No Data | No Data | -28.8762 | -29.461 | No Data | No Data | No Data | No Data | No Data | No Data | No Data | No Data | 3.6 | 52.2211 | 0.91 | 8.7521 | -14.2 | -39.6313
2018-07-07 11:30 | No Data | No Data | No Data | No Data | -29.5842 | -29.9485 | No Data | No Data | No Data | No Data | No Data | No Data | No Data | No Data | 44.4 | 72.4099 | -37.31 | -37.3211 | -55.5 | -67.3757
2018-07-07 12:00 | No Data | No Data | No Data | No Data | -29.3889 | -29.4493 | No Data | No Data | No Data | No Data | No Data | No Data | No Data | No Data | 67.2 | 90.088 | -58.695 | -58.7814 | -58.1 | -68.5607
2018-07-07 12:30 | No Data | No Data | No Data | No Data | -33.637 | -34.2116 | No Data | No Data | No Data | No Data | No Data | No Data | No Data | No Data | 46.4 | 73.6532 | -40.495 | -40.5359 | -60.7 | -70.2684
2018-07-07 13:00 | No Data | No Data | No Data | No Data | -35.5901 | -36.1337 | No Data | No Data | No Data | No Data | No Data | No Data | No Data | No Data | 61.6 | 85.4354 | -52.78 | -52.829 | -75 | -82.3056
2018-07-07 13:30 | No Data | No Data | No Data | No Data | -33.637 | -33.93 | No Data | No Data | No Data | No Data | No Data | No Data | No Data | No Data | 65.6 | 87.299 | -55.51 | -55.5268 | -69.4 | -80.9645
2018-07-07 14:00 | No Data | No Data | No Data | No Data | -31.8425 | -31.9582 | No Data | No Data | No Data | No Data | No Data | No Data | No Data | No Data | 64.4 | 86.4009 | -55.51 | -55.5119 | -54.4 | -69.1567
2018-07-07 14:30 | No Data | No Data | No Data | No Data | -31.0735 | -31.192 | No Data | No Data | No Data | No Data | No Data | No Data | No Data | No Data | 60 | 83.1731 | -53.235 | -53.2369 | -60.7 | -74.5612
2018-07-07 15:00 | No Data | No Data | No Data | No Data | -26.8254 | -26.8254 | No Data | No Data | No Data | No Data | No Data | No Data | No Data | No Data | 14.8 | 52.912 | -8.645 | -12.8854 | -27.5 | -59.621
2018-07-07 15:30 | No Data | No Data | No Data | No Data | -24.4083 | -24.6559 | No Data | No Data | No Data | No Data | No Data | No Data | No Data | No Data | -4.8 | -47.7678 | 10.465 | 16.1381 | -5.8 | -49.6943
2018-07-07 16:00 | No Data | No Data | No Data | No Data | -17.9019 | -17.9673 | No Data | No Data | No Data | No Data | No Data | No Data | No Data | No Data | 6.4 | 50.0112 | 0 | 11.375 | 11.8 | 50.2064
2018-07-07 16:30 | No Data | No Data | No Data | No Data | -13.6904 | -13.7758 | No Data | No Data | No Data | No Data | No Data | No Data | No Data | No Data | 1.2 | 48.8016 | 5.005 | 13.2654 | 31.5 | 60.1992
2018-07-07 17:00 | No Data | No Data | No Data | No Data | -1.3367 | -2.0795 | No Data | No Data | No Data | No Data | No Data | No Data | No Data | No Data | -4.8 | -46.6476 | 12.285 | 18.0286 | 42.1 | 69.9801
2018-07-07 17:30 | No Data | No Data | No Data | No Data | 3.888 | 4.6604 | No Data | No Data | No Data | No Data | No Data | No Data | No Data | No Data | -14 | -46.9366 | 22.295 | 27.1365 | 56.7 | 81.6843
2018-07-07 18:00 | No Data | No Data | No Data | No Data | 7.6356 | 7.6356 | No Data | No Data | No Data | No Data | No Data | No Data | No Data | No Data | -8.8 | -46.0487 | 18.2 | 23.5943 | 54.3 | 78.2908
2018-07-07 18:30 | No Data | No Data | No Data | No Data | 5.2186 | 8.0351 | No Data | No Data | No Data | No Data | No Data | No Data | No Data | No Data | -14.8 | -46.8017 | 24.57 | 28.7947 | 59.7 | 80.9702
2018-07-07 19:00 | No Data | No Data | No Data | No Data | 8.7587 | 9.633 | No Data | No Data | No Data | No Data | No Data | No Data | No Data | No Data | -56.8 | -66.8228 | 67.34 | 69.7561 | 103.4 | 118.1668
2018-07-07 19:30 | No Data | No Data | No Data | No Data | 5.0233 | 7.6303 | No Data | No Data | No Data | No Data | No Data | No Data | No Data | No Data | -62.4 | -71.8409 | 73.71 | 75.7107 | 108.6 | 125.2008
2018-07-07 20:00 | No Data | No Data | No Data | No Data | -1.239 | -2.4854 | No Data | No Data | No Data | No Data | No Data | No Data | No Data | No Data | -78 | -84.0086 | 88.27 | 90.1268 | 124.7 | 140.8867
2018-07-07 20:30 | No Data | No Data | No Data | No Data | -8.6244 | -8.8895 | No Data | No Data | No Data | No Data | No Data | No Data | No Data | No Data | -36.8 | -55.8412 | 45.955 | 48.9416 | 77.7 | 97.7434
2018-07-07 21:00 | No Data | No Data | No Data | No Data | -10.6142 | -10.6142 | No Data | No Data | No Data | No Data | No Data | No Data | No Data | No Data | -36 | -56.8507 | 45.5 | 47.9135 | 77.3 | 95.6883
2018-07-07 21:30 | No Data | No Data | No Data | No Data | -3.241 | -4.1361 | No Data | No Data | No Data | No Data | No Data | No Data | No Data | No Data | -39.2 | -58.3342 | 50.05 | 52.3863 | 86.4 | 103.1244
2018-07-07 22:00 | No Data | No Data | No Data | No Data | -7.1351 | -7.5837 | No Data | No Data | No Data | No Data | No Data | No Data | No Data | No Data | -46 | -62.0206 | 54.6 | 57.0041 | 90.8 | 108.1762
2018-07-07 22:30 | No Data | No Data | No Data | No Data | -3.18 | -6.1738 | No Data | No Data | No Data | No Data | No Data | No Data | No Data | No Data | -22.4 | -50.8047 | 33.215 | 36.4511 | 71.4 | 94.4964
2018-07-07 23:00 | No Data | No Data | No Data | No Data | 3.2776 | 4.8649 | No Data | No Data | No Data | No Data | No Data | No Data | No Data | No Data | -20.4 | -49.5903 | 31.85 | 35.4082 | 74.1 | 98.437
2018-07-07 23:30 | No Data | No Data | No Data | No Data | 8.4535 | 9.1862 | No Data | No Data | No Data | No Data | No Data | No Data | No Data | No Data | -10.8 | -48.4198 | 23.205 | 27.8889 | 76.4 | 102.0796
2018-07-08 | No Data | No Data | No Data | No Data | 1.886 | 2.9096 | No Data | No Data | No Data | No Data | No Data | No Data | No Data | No Data | 8.8 | 52.345 | 1.365 | 13.2654 | 50.4 | 83.0431
2018-07-08 00:30 | No Data | No Data | No Data | No Data | -6.0609 | -6.0609 | No Data | No Data | No Data | No Data | No Data | No Data | No Data | No Data | -0.8 | -50.8063 | 10.92 | 16.7796 | 59.2 | 80.7382
2018-07-08 01:00 | No Data | No Data | No Data | No Data | -15.1797 | -15.1797 | No Data | No Data | No Data | No Data | No Data | No Data | No Data | No Data | 17.2 | 57.4359 | -7.735 | -11.9432 | 36.4 | 63.556
2018-07-08 01:30 | No Data | No Data | No Data | No Data | -14.0566 | -14.0566 | No Data | No Data | No Data | No Data | No Data | No Data | No Data | No Data | 46 | 74.3408 | -34.125 | -34.3186 | 7 | 48.5077
2018-07-08 02:00 | No Data | No Data | No Data | No Data | -20.3067 | -20.3067 | No Data | No Data | No Data | No Data | No Data | No Data | No Data | No Data | 46.4 | 76.1651 | -35.49 | -35.5948 | 2.3 | 43.0615
2018-07-08 02:30 | No Data | No Data | No Data | No Data | -26.154 | -26.154 | No Data | No Data | No Data | No Data | No Data | No Data | No Data | No Data | 43.2 | 73.2863 | -34.125 | -34.3186 | 1.1 | 53.9112
2018-07-08 03:00 | No Data | No Data | No Data | No Data | -29.9992 | -29.9992 | No Data | No Data | No Data | No Data | No Data | No Data | No Data | No Data | 44 | 73.44 | -34.58 | -34.9403 | -2 | -46.2433
2018-07-08 03:30 | No Data | No Data | No Data | No Data | -30.927 | -30.927 | No Data | No Data | No Data | No Data | No Data | No Data | No Data | No Data | 46.4 | 74.2762 | -37.765 | -37.94 | -6.2 | -45.326
2018-07-08 04:00 | No Data | No Data | No Data | No Data | -30.927 | -30.927 | No Data | No Data | No Data | No Data | No Data | No Data | No Data | No Data | 43.6 | 71.2876 | -36.855 | -37.0343 | -5.9 | -45.9479
2018-07-08 04:30 | No Data | No Data | No Data | No Data | -28.3635 | -28.4415 | No Data | No Data | No Data | No Data | No Data | No Data | No Data | No Data | 43.2 | 71.3616 | -35.49 | -35.7805 | -5.6 | -43.4623
2018-07-08 05:00 | No Data | No Data | No Data | No Data | -32.2087 | -32.2253 | No Data | No Data | No Data | No Data | No Data | No Data | No Data | No Data | 45.2 | 72.5898 | -38.22 | -38.3929 | -7.4 | -42.1546
2018-07-08 05:30 | No Data | No Data | No Data | No Data | -25.0309 | -25.22 | No Data | No Data | No Data | No Data | No Data | No Data | No Data | No Data | 42.8 | 70.8011 | -37.31 | -37.5341 | -5.9 | -45.286
2018-07-08 06:00 | No Data | No Data | No Data | No Data | -18.4634 | -19.6862 | No Data | No Data | No Data | No Data | No Data | No Data | No Data | No Data | 36.8 | 66.3421 | -29.575 | -30.3523 | 3.6 | 48.9326
2018-07-08 06:30 | No Data | No Data | No Data | No Data | -23.2853 | -23.3332 | No Data | No Data | No Data | No Data | No Data | No Data | No Data | No Data | 22.4 | 58.0923 | -15.925 | -18.1202 | 18.8 | 55.6705
2018-07-08 07:00 | No Data | No Data | No Data | No Data | -19.3301 | -19.3722 | No Data | No Data | No Data | No Data | No Data | No Data | No Data | No Data | 42 | 70.3204 | -34.58 | -34.9403 | -0.4 | -40.2001
2018-07-08 07:30 | No Data | No Data | No Data | No Data | -20.0015 | -20.0422 | No Data | No Data | No Data | No Data | No Data | No Data | No Data | No Data | 35.2 | 65.1313 | -29.12 | -29.6275 | 0.4 | 41.0011
2018-07-08 08:00 | No Data | No Data | No Data | No Data | -21.2345 | -21.2757 | No Data | No Data | No Data | No Data | No Data | No Data | No Data | No Data | 29.2 | 61.7414 | -21.385 | -22.4477 | 4.7 | 40.5731
2018-07-08 08:30 | No Data | No Data | No Data | No Data | -21.442 | -21.5487 | No Data | No Data | No Data | No Data | No Data | No Data | No Data | No Data | -3.6 | -48.5337 | 9.555 | 15.925 | 30.8 | 56.444
2018-07-08 09:00 | No Data | No Data | No Data | No Data | -20.5142 | -20.5838 | No Data | No Data | No Data | No Data | No Data | No Data | No Data | No Data | -27.6 | -51.94 | 31.85 | 35.4082 | 38.4 | 60.6149
2018-07-08 09:30 | No Data | No Data | No Data | No Data | -21.6373 | -21.6373 | No Data | No Data | No Data | No Data | No Data | No Data | No Data | No Data | -25.2 | -51.0529 | 31.85 | 35.6094 | 20.8 | 50.9309
2018-07-08 10:00 | No Data | No Data | No Data | No Data | -24.7135 | -25.1691 | No Data | No Data | No Data | No Data | No Data | No Data | No Data | No Data | -24.8 | -51.2062 | 28.21 | 31.9571 | 11.1 | 42.3795
2018-07-08 10:30 | No Data | No Data | No Data | No Data | -25.4826 | -25.5952 | No Data | No Data | No Data | No Data | No Data | No Data | No Data | No Data | 6.4 | 50.8047 | 0.91 | 10.9579 | -9.1 | -40.0476
2018-07-08 11:00 | No Data | No Data | No Data | No Data | -29.9992 | -30.2709 | No Data | No Data | No Data | No Data | No Data | No Data | No Data | No Data | 24.8 | 60.1505 | -19.11 | -20.4497 | -22.4 | -43.4235
2018-07-08 11:30 | No Data | No Data | No Data | No Data | -31.7937 | -32.2805 | No Data | No Data | No Data | No Data | No Data | No Data | No Data | No Data | 42.4 | 71.2011 | -37.765 | -37.9864 | -48.8 | -60.2876
2018-07-08 12:00 | No Data | No Data | No Data | No Data | -28.5588 | -28.5588 | No Data | No Data | No Data | No Data | No Data | No Data | No Data | No Data | 56.8 | 81.7538 | -50.05 | -50.0521 | -50.8 | -57.0215
2018-07-08 12:30 | No Data | No Data | No Data | No Data | -34.8699 | -34.8699 | No Data | No Data | No Data | No Data | No Data | No Data | No Data | No Data | 52.4 | 77.6309 | -45.955 | -45.955 | -62.7 | -71.1354
2018-07-08 13:00 | No Data | No Data | No Data | No Data | -35.5901 | -35.5901 | No Data | No Data | No Data | No Data | No Data | No Data | No Data | No Data | 48.8 | 74.8844 | -43.225 | -43.2346 | -60.6 | -68.1144
2018-07-08 13:30 | No Data | No Data | No Data | No Data | -35.639 | -35.809 | No Data | No Data | No Data | No Data | No Data | No Data | No Data | No Data | 53.2 | 78.4092 | -46.41 | -46.4457 | -54 | -63.7059
2018-07-08 14:00 | No Data | No Data | No Data | No Data | -32.8191 | -32.9066 | No Data | No Data | No Data | No Data | No Data | No Data | No Data | No Data | 33.2 | 64.0725 | -26.845 | -27.4889 | -42.7 | -55.0848
2018-07-08 14:30 | No Data | No Data | No Data | No Data | -33.0755 | -33.1238 | No Data | No Data | No Data | No Data | No Data | No Data | No Data | No Data | 52.8 | 78.4337 | -45.5 | -45.5091 | -43.3 | -56.183
2018-07-08 15:00 | No Data | No Data | No Data | No Data | -25.9464 | -26.0055 | No Data | No Data | No Data | No Data | No Data | No Data | No Data | No Data | 22.4 | 58.4616 | -15.925 | -17.7041 | -33.9 | -49.0863
2018-07-08 15:30 | No Data | No Data | No Data | No Data | -19.0738 | -19.1286 | No Data | No Data | No Data | No Data | No Data | No Data | No Data | No Data | -13.2 | -47.4721 | 19.11 | 23.7517 | 39.3 | 70.9739
2018-07-08 16:00 | No Data | No Data | No Data | No Data | -13.6904 | -13.979 | No Data | No Data | No Data | No Data | No Data | No Data | No Data | No Data | -34.4 | -53.9807 | 40.95 | 44.2755 | 39.8 | 63.9065
2018-07-08 16:30 | No Data | No Data | No Data | No Data | -15.3384 | -15.4495 | No Data | No Data | No Data | No Data | No Data | No Data | No Data | No Data | -18.4 | -48.4314 | 25.48 | 29.1839 | 38.3 | 62.1924
2018-07-08 17:00 | No Data | No Data | No Data | No Data | -4.2664 | -5.6107 | No Data | No Data | No Data | No Data | No Data | No Data | No Data | No Data | -21.2 | -48.1215 | 28.665 | 32.7916 | 57.1 | 77.297
2018-07-08 17:30 | No Data | No Data | No Data | No Data | 8.661 | 11.4499 | No Data | No Data | No Data | No Data | No Data | No Data | No Data | No Data | -28.4 | -50.3698 | 36.4 | 40.2977 | 70.5 | 89.9725
2018-07-08 18:00 | No Data | No Data | No Data | No Data | 15.729 | 19.1546 | No Data | No Data | No Data | No Data | No Data | No Data | No Data | No Data | -34.8 | -53.0192 | 43.225 | 46.5547 | 80.6 | 97.4087
2018-07-08 18:30 | No Data | No Data | No Data | No Data | 13.373 | 18.7063 | No Data | No Data | No Data | No Data | No Data | No Data | No Data | No Data | -34.8 | -53.3217 | 45.5 | 48.6744 | 79.8 | 97.0313
2018-07-08 19:00 | No Data | No Data | No Data | No Data | 12.2011 | 19.2384 | No Data | No Data | No Data | No Data | No Data | No Data | No Data | No Data | -40.8 | -56.3035 | 50.505 | 53.5317 | 84.9 | 99.1953
2018-07-08 19:30 | No Data | No Data | No Data | No Data | 21.9913 | 28.0357 | No Data | No Data | No Data | No Data | No Data | No Data | No Data | No Data | -39.2 | -56.2921 | 48.23 | 51.0838 | 81.9 | 94.3781
2018-07-08 20:00 | No Data | No Data | No Data | No Data | 21.9913 | 29.3842 | No Data | No Data | No Data | No Data | No Data | No Data | No Data | No Data | -52.4 | -63.8022 | 62.79 | 65.3745 | 94.4 | 107.5822
2018-07-08 20:30 | No Data | No Data | No Data | No Data | 15.9854 | 25.2061 | No Data | No Data | No Data | No Data | No Data | No Data | No Data | No Data | -32.8 | -53.2901 | 41.405 | 44.3619 | 72.6 | 86.161
2018-07-08 21:00 | No Data | No Data | No Data | No Data | 13.8369 | 23.9013 | No Data | No Data | No Data | No Data | No Data | No Data | No Data | No Data | -56.8 | -67.4626 | 66.885 | 69.1989 | 96.5 | 108.0473
2018-07-08 21:30 | No Data | No Data | No Data | No Data | 16.4004 | 26.7436 | No Data | No Data | No Data | No Data | No Data | No Data | No Data | No Data | -52.4 | -65.2012 | 63.245 | 65.5658 | 96.9 | 108.3151
2018-07-08 22:00 | No Data | No Data | No Data | No Data | 10.4067 | 22.0502 | No Data | No Data | No Data | No Data | No Data | No Data | No Data | No Data | -59.2 | -69.9177 | 70.07 | 72.1717 | 101.9 | 110.7181
2018-07-08 22:30 | No Data | No Data | No Data | No Data | 16.6079 | 28.2248 | No Data | No Data | No Data | No Data | No Data | No Data | No Data | No Data | -74 | -81.7743 | 85.995 | 87.8068 | 124.6 | 131.4563
2018-07-08 23:00 | No Data | No Data | No Data | No Data | 32.1355 | 39.4145 | No Data | No Data | No Data | No Data | No Data | No Data | No Data | No Data | -91.6 | -95.2546 | 104.195 | 105.6198 | 147.4 | 151.9001
2018-07-08 23:30 | No Data | No Data | No Data | No Data | 41.2177 | 47.1138 | No Data | No Data | No Data | No Data | No Data | No Data | No Data | No Data | -75.2 | -82.365 | 90.545 | 92.2674 | 141.9 | 149.1115
2018-07-09 | No Data | No Data | No Data | No Data | 36.2982 | 42.8762 | No Data | No Data | No Data | No Data | No Data | No Data | No Data | No Data | -76.8 | -83.8284 | 91.455 | 93.075 | 138.1 | 144.0577
2018-07-09 00:30 | No Data | No Data | No Data | No Data | 33.6736 | 41.6827 | No Data | No Data | No Data | No Data | No Data | No Data | No Data | No Data | -78 | -85.2488 | 92.82 | 94.3344 | 137.8 | 143.3495
2018-07-09 01:00 | No Data | No Data | No Data | No Data | 28.2902 | 37.4683 | No Data | No Data | No Data | No Data | No Data | No Data | No Data | No Data | -50.8 | -65.9139 | 61.425 | 63.4558 | 103.2 | 110.5727
2018-07-09 01:30 | No Data | No Data | No Data | No Data | 26.8132 | 36.8563 | No Data | No Data | No Data | No Data | No Data | No Data | No Data | No Data | -82.4 | -88.9872 | 96.005 | 97.6312 | 139.1 | 144.3832
2018-07-09 02:00 | No Data | No Data | No Data | No Data | 20.2457 | 34.0185 | No Data | No Data | No Data | No Data | No Data | No Data | No Data | No Data | -83.6 | -89.9511 | 96.005 | 97.6312 | 135.7 | 141.0013
2018-07-09 02:30 | No Data | No Data | No Data | No Data | 21.3687 | 36.0015 | No Data | No Data | No Data | No Data | No Data | No Data | No Data | No Data | -88 | -93.3672 | 98.28 | 100.1207 | 135.6 | 142.9983
2018-07-09 03:00 | No Data | No Data | No Data | No Data | 17.4258 | 32.3681 | No Data | No Data | No Data | No Data | No Data | No Data | No Data | No Data | -91.2 | -95.7605 | 103.285 | 105.1217 | 137.3 | 145.1865
2018-07-09 03:30 | No Data | No Data | No Data | No Data | 17.1695 | 33.763 | No Data | No Data | No Data | No Data | No Data | No Data | No Data | No Data | -88.8 | -93.6034 | 99.19 | 101.0141 | 133.3 | 140.787
2018-07-09 04:00 | No Data | No Data | No Data | No Data | 18.2437 | 34.3218 | No Data | No Data | No Data | No Data | No Data | No Data | No Data | No Data | -89.2 | -93.7341 | 100.1 | 101.9078 | 132.5 | 140.0622
2018-07-09 04:30 | No Data | No Data | No Data | No Data | 18.146 | 34.27 | No Data | No Data | No Data | No Data | No Data | No Data | No Data | No Data | -90 | -94.255 | 100.1 | 101.9941 | 132.2 | 140.7814
2018-07-09 05:00 | No Data | No Data | No Data | No Data | 12.9091 | 29.8579 | No Data | No Data | No Data | No Data | No Data | No Data | No Data | No Data | -85.6 | -90.8379 | 95.095 | 96.9075 | 128.1 | 136.2786
2018-07-09 05:30 | No Data | No Data | No Data | No Data | 16.4004 | 31.5249 | No Data | No Data | No Data | No Data | No Data | No Data | No Data | No Data | -82.4 | -87.8289 | 93.275 | 95.1222 | 128.5 | 137.6685
2018-07-09 06:00 | No Data | No Data | No Data | No Data | 24.2985 | 37.5807 | No Data | No Data | No Data | No Data | No Data | No Data | No Data | No Data | -66.4 | -74.9667 | 75.53 | 77.4837 | 113.6 | 125.3131
2018-07-09 06:30 | No Data | No Data | No Data | No Data | 36.0418 | 42.4389 | No Data | No Data | No Data | No Data | No Data | No Data | No Data | No Data | -30 | -51.94 | 39.585 | 42.6682 | 80 | 94.3398
2018-07-09 07:00 | No Data | No Data | No Data | No Data | 38.349 | 44.415 | No Data | No Data | No Data | No Data | No Data | No Data | No Data | No Data | -24.4 | -51.7177 | 34.125 | 36.269 | 76.8 | 93.4833
2018-07-09 07:30 | No Data | No Data | No Data | No Data | 35.2117 | 39.7815 | No Data | No Data | No Data | No Data | No Data | No Data | No Data | No Data | -62.8 | -71.4132 | 72.345 | 74.7115 | 111.2 | 123.9255
2018-07-09 08:00 | No Data | No Data | No Data | No Data | 42.7558 | 45.8548 | No Data | No Data | No Data | No Data | No Data | No Data | No Data | No Data | -60 | -68.7674 | 71.89 | 74.3866 | 107 | 123.4648
2018-07-09 08:30 | No Data | No Data | No Data | No Data | 46.186 | 48.3385 | No Data | No Data | No Data | No Data | No Data | No Data | No Data | No Data | -60.8 | -69.0831 | 72.8 | 75.0405 | 91.8 | 111.4517
2018-07-09 09:00 | No Data | No Data | No Data | No Data | 42.3407 | 44.6789 | No Data | No Data | No Data | No Data | No Data | No Data | No Data | No Data | -74 | -81.1882 | 87.815 | 89.9681 | 87.5 | 105.8698
2018-07-09 09:30 | No Data | No Data | No Data | No Data | 45.5146 | 47.6974 | No Data | No Data | No Data | No Data | No Data | No Data | No Data | No Data | -72 | -78 | 88.725 | 90.8566 | 86.8 | 105.2354
2018-07-09 10:00 | No Data | No Data | No Data | No Data | 36.701 | 41.4123 | No Data | No Data | No Data | No Data | No Data | No Data | No Data | No Data | -80 | -84.7585 | 93.275 | 95.2125 | 88.3 | 104.3468
2018-07-09 10:30 | No Data | No Data | No Data | No Data | 38.2391 | 43.8883 | No Data | No Data | No Data | No Data | No Data | No Data | No Data | No Data | -72.4 | -78.5234 | 86.905 | 88.9813 | 95.2 | 108.524
2018-07-09 11:00 | No Data | No Data | No Data | No Data | 35.3704 | 41.5211 | No Data | No Data | No Data | No Data | No Data | No Data | No Data | No Data | -24 | -49.419 | 35.49 | 38.7151 | 46.9 | 64.2403
2018-07-09 11:30 | No Data | No Data | No Data | No Data | 33.3196 | 39.7886 | No Data | No Data | No Data | No Data | No Data | No Data | No Data | No Data | -17.6 | -46.6476 | 26.845 | 30.9835 | 35.8 | 54.4301
2018-07-09 12:00 | No Data | No Data | No Data | No Data | 40.4974 | 46.8183 | No Data | No Data | No Data | No Data | No Data | No Data | No Data | No Data | -74 | -78.9795 | 86.905 | 89.3898 | 97.3 | 109.3038
2018-07-09 12:30 | No Data | No Data | No Data | No Data | 38.1415 | 44.796 | No Data | No Data | No Data | No Data | No Data | No Data | No Data | No Data | -70 | -75.8462 | 80.535 | 83.2103 | 92.4 | 104.5885
2018-07-09 13:00 | No Data | No Data | No Data | No Data | 42.3896 | 48.4643 | No Data | No Data | No Data | No Data | No Data | No Data | No Data | No Data | -69.2 | -75.5831 | 79.17 | 81.8899 | 90.4 | 102.2595
2018-07-09 13:30 | No Data | No Data | No Data | No Data | 38.4466 | 45.0561 | No Data | No Data | No Data | No Data | No Data | No Data | No Data | No Data | -57.6 | -66.0872 | 68.705 | 71.5624 | 86 | 98.7824
2018-07-09 14:00 | No Data | No Data | No Data | No Data | 37.9828 | 44.661 | No Data | No Data | No Data | No Data | No Data | No Data | No Data | No Data | -21.2 | -47.0472 | 31.395 | 35.4112 | 47.7 | 65.3028
2018-07-09 14:30 | No Data | No Data | No Data | No Data | 41.2665 | 47.4851 | No Data | No Data | No Data | No Data | No Data | No Data | No Data | No Data | -59.6 | -67.8375 | 70.525 | 73.4371 | 91.9 | 105.4934
2018-07-09 15:00 | No Data | No Data | No Data | No Data | 50.7515 | 55.9252 | No Data | No Data | No Data | No Data | No Data | No Data | No Data | No Data | -52.8 | -62.8 | 61.88 | 64.7636 | 84.4 | 98.6122
2018-07-09 15:30 | No Data | No Data | No Data | No Data | 54.0841 | 58.0101 | No Data | No Data | No Data | No Data | No Data | No Data | No Data | No Data | -49.2 | -59.6054 | 56.875 | 60.2957 | 82.1 | 97.6128
2018-07-09 16:00 | No Data | No Data | No Data | No Data | 54.1329 | 57.4643 | No Data | No Data | No Data | No Data | No Data | No Data | No Data | No Data | -39.6 | -54.3323 | 49.595 | 54.0091 | 76.4 | 95.2008
2018-07-09 16:30 | No Data | No Data | No Data | No Data | 61.5183 | 63.6575 | No Data | No Data | No Data | No Data | No Data | No Data | No Data | No Data | -43.6 | -56.0357 | 52.325 | 56.1884 | 85.3 | 104.1162
2018-07-09 17:00 | No Data | No Data | No Data | No Data | 73.6156 | 74.6971 | No Data | No Data | No Data | No Data | No Data | No Data | No Data | No Data | -38.8 | -53.2015 | 50.505 | 53.3826 | 88.1 | 105.533
2018-07-09 17:30 | No Data | No Data | No Data | No Data | 79.2554 | 79.7392 | No Data | No Data | No Data | No Data | No Data | No Data | No Data | No Data | -48.4 | -61.9367 | 63.245 | 65.9389 | 101.8 | 114.4031
2018-07-09 18:00 | No Data | No Data | No Data | No Data | 77.4609 | 78.3017 | No Data | No Data | No Data | No Data | No Data | No Data | No Data | No Data | -45.6 | -59.1026 | 58.695 | 61.0616 | 98.5 | 115.7338
2018-07-09 18:30 | No Data | No Data | No Data | No Data | 75.5688 | 76.8098 | No Data | No Data | No Data | No Data | No Data | No Data | No Data | No Data | -54.4 | -65.4547 | 69.615 | 71.841 | 109.7 | 124.089
2018-07-09 19:00 | No Data | No Data | No Data | No Data | 79.8169 | 80.5753 | No Data | No Data | No Data | No Data | No Data | No Data | No Data | No Data | -65.6 | -74.259 | 80.08 | 81.8305 | 119.1 | 129.8372
2018-07-09 19:30 | No Data | No Data | No Data | No Data | 74.287 | 76.0132 | No Data | No Data | No Data | No Data | No Data | No Data | No Data | No Data | -58.4 | -69.2416 | 71.89 | 73.7325 | 110 | 120.2579
2018-07-09 20:00 | No Data | No Data | No Data | No Data | 70.7469 | 73.4935 | No Data | No Data | No Data | No Data | No Data | No Data | No Data | No Data | -47.6 | -62.6929 | 61.88 | 63.7844 | 97.1 | 109.309
2018-07-09 20:30 | No Data | No Data | No Data | No Data | 72.639 | 76.3436 | No Data | No Data | No Data | No Data | No Data | No Data | No Data | No Data | -72.8 | -79.8479 | 87.36 | 89.0546 | 123.6 | 133.2181
2018-07-09 21:00 | No Data | No Data | No Data | No Data | 70.7469 | 75.0935 | No Data | No Data | No Data | No Data | No Data | No Data | No Data | No Data | -55.6 | -67.7997 | 68.705 | 70.5265 | 103.4 | 111.8698
2018-07-09 21:30 | No Data | No Data | No Data | No Data | 79.353 | 82.7576 | No Data | No Data | No Data | No Data | No Data | No Data | No Data | No Data | -74.8 | -81.8369 | 91.91 | 93.2794 | 130.5 | 138.9101
2018-07-09 22:00 | No Data | No Data | No Data | No Data | 75.7641 | 79.3048 | No Data | No Data | No Data | No Data | No Data | No Data | No Data | No Data | -46.4 | -61.7867 | 60.515 | 62.1371 | 96.6 | 103.1952
2018-07-09 22:30 | No Data | No Data | No Data | No Data | 77.3022 | 81.2839 | No Data | No Data | No Data | No Data | No Data | No Data | No Data | No Data | -20.4 | -49.226 | 33.67 | 36.3317 | 74.5 | 87.0877
2018-07-09 23:00 | No Data | No Data | No Data | No Data | 84.8463 | 87.0448 | No Data | No Data | No Data | No Data | No Data | No Data | No Data | No Data | -50 | -62.5601 | 65.52 | 67.6483 | 108.8 | 119.9066
2018-07-09 23:30 | No Data | No Data | No Data | No Data | 99.0921 | 99.0921 | No Data | No Data | No Data | No Data | No Data | No Data | No Data | No Data | -6.8 | -47.2914 | 22.295 | 26.3822 | 77.2 | 94.9046
2018-07-10 | No Data | No Data | No Data | No Data | 96.8948 | 97.1005 | No Data | No Data | No Data | No Data | No Data | No Data | No Data | No Data | -66 | -73.8799 | 83.265 | 85.4298 | 136 | 147.5781
2018-07-10 00:30 | No Data | No Data | No Data | No Data | 85.8717 | 88.787 | No Data | No Data | No Data | No Data | No Data | No Data | No Data | No Data | -62.4 | -72.2407 | 76.895 | 79.0195 | 129 | 138.569
2018-07-10 01:00 | No Data | No Data | No Data | No Data | 80.3296 | 84.5103 | No Data | No Data | No Data | No Data | No Data | No Data | No Data | No Data | -66.4 | -75.1532 | 82.355 | 84.2451 | 129.7 | 137.0569
2018-07-10 01:30 | No Data | No Data | No Data | No Data | 80.3296 | 84.5103 | No Data | No Data | No Data | No Data | No Data | No Data | No Data | No Data | -52.4 | -65.2012 | 66.885 | 69.0836 | 112.9 | 121.2073
2018-07-10 02:00 | No Data | No Data | No Data | No Data | 74.995 | 80.7726 | No Data | No Data | No Data | No Data | No Data | No Data | No Data | No Data | -52.4 | -63.1253 | 67.795 | 70.8194 | 110.3 | 120.8163
2018-07-10 02:30 | No Data | No Data | No Data | No Data | 69.9779 | 76.1371 | No Data | No Data | No Data | No Data | No Data | No Data | No Data | No Data | -58.4 | -68.6044 | 70.98 | 74.1315 | 112.8 | 122.4709
2018-07-10 03:00 | No Data | No Data | No Data | No Data | 68.2811 | 75.2534 | No Data | No Data | No Data | No Data | No Data | No Data | No Data | No Data | -65.2 | -73.1661 | 76.44 | 79.1347 | 116.7 | 125.4002
2018-07-10 03:30 | No Data | No Data | No Data | No Data | 66.5354 | 73.6732 | No Data | No Data | No Data | No Data | No Data | No Data | No Data | No Data | -53.2 | -62.7936 | 63.7 | 66.7719 | 101.3 | 109.8929
2018-07-10 04:00 | No Data | No Data | No Data | No Data | 66.5965 | 74.5159 | No Data | No Data | No Data | No Data | No Data | No Data | No Data | No Data | -64 | -72.6592 | 73.71 | 76.5009 | 111.2 | 121.1969
2018-07-10 04:30 | No Data | No Data | No Data | No Data | 66.5965 | 74.5159 | No Data | No Data | No Data | No Data | No Data | No Data | No Data | No Data | -62.4 | -70.8712 | 73.71 | 76.6239 | 108.9 | 119.3342
2018-07-10 05:00 | No Data | No Data | No Data | No Data | 66.4378 | 74.3741 | No Data | No Data | No Data | No Data | No Data | No Data | No Data | No Data | -60.8 | -69.6609 | 69.615 | 72.6933 | 106.6 | 117.6588
2018-07-10 05:30 | No Data | No Data | No Data | No Data | 68.4398 | 75.4436 | No Data | No Data | No Data | No Data | No Data | No Data | No Data | No Data | -44.4 | -58.4411 | 55.51 | 58.857 | 92.8 | 103.9331
2018-07-10 06:00 | No Data | No Data | No Data | No Data | 70.1854 | 76.3279 | No Data | No Data | No Data | No Data | No Data | No Data | No Data | No Data | -29.2 | -49.8478 | 40.495 | 44.5854 | 80 | 94.1812
2018-07-10 06:30 | No Data | No Data | No Data | No Data | 78.9502 | 83.2002 | No Data | No Data | No Data | No Data | No Data | No Data | No Data | No Data | -49.6 | -60.5904 | 62.79 | 65.9044 | 110.1 | 131.8266
2018-07-10 07:00 | No Data | No Data | No Data | No Data | 80.7935 | 82.9228 | No Data | No Data | No Data | No Data | No Data | No Data | No Data | No Data | -3.6 | -45.7419 | 15.47 | 21.8779 | 64.8 | 89.8214
2018-07-10 07:30 | No Data | No Data | No Data | No Data | 71.7723 | 73.7047 | No Data | No Data | No Data | No Data | No Data | No Data | No Data | No Data | 11.6 | 48.9931 | 0 | 15.47 | 40.3 | 67.3001
2018-07-10 08:00 | No Data | No Data | No Data | No Data | 75.3124 | 76.2788 | No Data | No Data | No Data | No Data | No Data | No Data | No Data | No Data | -49.2 | -58.4739 | 62.335 | 66.2021 | 102.3 | 125.2123
2018-07-10 08:30 | No Data | No Data | No Data | No Data | 75.2026 | 78.3418 | No Data | No Data | No Data | No Data | No Data | No Data | No Data | No Data | -52.4 | -62.6827 | 67.34 | 70.384 | 91.1 | 109.4701
2018-07-10 09:00 | No Data | No Data | No Data | No Data | 73.5668 | 77.4643 | No Data | No Data | No Data | No Data | No Data | No Data | No Data | No Data | -57.6 | -66.4831 | 71.89 | 74.5048 | 72.3 | 91.7581
2018-07-10 09:30 | No Data | No Data | No Data | No Data | 69.5628 | 75.5162 | No Data | No Data | No Data | No Data | No Data | No Data | No Data | No Data | -56.8 | -66.4048 | 68.705 | 71.3132 | 58.7 | 78.7524
2018-07-10 10:00 | No Data | No Data | No Data | No Data | 63.4592 | 70.6371 | No Data | No Data | No Data | No Data | No Data | No Data | No Data | No Data | -68 | -75.1532 | 82.355 | 84.6471 | 68.6 | 86.5667
2018-07-10 10:30 | No Data | No Data | No Data | No Data | 59.9313 | 68.3056 | No Data | No Data | No Data | No Data | No Data | No Data | No Data | No Data | -50.4 | -63.605 | 60.06 | 62.4992 | 46.6 | 62.9353
2018-07-10 11:00 | No Data | No Data | No Data | No Data | 53.6202 | 62.8412 | No Data | No Data | No Data | No Data | No Data | No Data | No Data | No Data | -42.8 | -57.5013 | 53.235 | 55.9724 | 36.3 | 61.4642
2018-07-10 11:30 | No Data | No Data | No Data | No Data | 51.8746 | 61.3585 | No Data | No Data | No Data | No Data | No Data | No Data | No Data | No Data | -64.4 | -72.2717 | 76.895 | 79.234 | 60.8 | 80.3953
2018-07-10 12:00 | No Data | No Data | No Data | No Data | 46.0273 | 51.7206 | No Data | No Data | No Data | No Data | No Data | No Data | No Data | No Data | -60.4 | -68.7314 | 71.89 | 74.6255 | 61.8 | 80.1264
2018-07-10 12:30 | No Data | No Data | No Data | No Data | 40.3387 | 46.7303 | No Data | No Data | No Data | No Data | No Data | No Data | No Data | No Data | -70 | -76.3162 | 81.445 | 83.8695 | 64.7 | 81.1609
2018-07-10 13:00 | No Data | No Data | No Data | No Data | 44.5502 | 50.4106 | No Data | No Data | No Data | No Data | No Data | No Data | No Data | No Data | -80 | -85.1624 | 91 | 93.1762 | 82.8 | 98.0413
2018-07-10 13:30 | No Data | No Data | No Data | No Data | 47.9805 | 53.4662 | No Data | No Data | No Data | No Data | No Data | No Data | No Data | No Data | -81.6 | -86.2703 | 92.82 | 95.1505 | 82.9 | 98.2866
2018-07-10 14:00 | No Data | No Data | No Data | No Data | 49.1646 | 54.5313 | No Data | No Data | No Data | No Data | No Data | No Data | No Data | No Data | -69.2 | -75.5831 | 82.355 | 84.973 | 72.5 | 89.6889
2018-07-10 14:30 | No Data | No Data | No Data | No Data | 49.0547 | 54.4323 | No Data | No Data | No Data | No Data | No Data | No Data | No Data | No Data | -90 | -93.3544 | 101.465 | 103.8856 | 87.1 | 103.9293
2018-07-10 15:00 | No Data | No Data | No Data | No Data | 45.3681 | 51.1349 | No Data | No Data | No Data | No Data | No Data | No Data | No Data | No Data | -80 | -84.8915 | 91 | 93.5841 | 74.5 | 91.9536
2018-07-10 15:30 | No Data | No Data | No Data | No Data | 56.7941 | 60.8503 | No Data | No Data | No Data | No Data | No Data | No Data | No Data | No Data | -81.2 | -85.261 | 91.91 | 94.6837 | 79.7 | 96.5523
2018-07-10 16:00 | No Data | No Data | No Data | No Data | 60.7004 | 63.9607 | No Data | No Data | No Data | No Data | No Data | No Data | No Data | No Data | -60.8 | -69.0831 | 69.615 | 72.8256 | 67.5 | 87.6417
2018-07-10 16:30 | No Data | No Data | No Data | No Data | 69.4652 | 70.9967 | No Data | No Data | No Data | No Data | No Data | No Data | No Data | No Data | -69.2 | -75.2649 | 80.535 | 83.6866 | 95.9 | 114.5779
2018-07-10 17:00 | No Data | No Data | No Data | No Data | 74.4823 | 75.9127 | No Data | No Data | No Data | No Data | No Data | No Data | No Data | No Data | -9.2 | -45.7349 | 18.655 | 23.947 | 52 | 79.0959
2018-07-10 17:30 | No Data | No Data | No Data | No Data | 79.6704 | 80.787 | No Data | No Data | No Data | No Data | No Data | No Data | No Data | No Data | -25.6 | -48.261 | 35.945 | 40.0865 | 77.8 | 103.1973
2018-07-10 18:00 | No Data | No Data | No Data | No Data | 85.4078 | 86.1907 | No Data | No Data | No Data | No Data | No Data | No Data | No Data | No Data | -57.2 | -66.3385 | 70.525 | 73.1886 | 116.9 | 143.8917
2018-07-10 18:30 | No Data | No Data | No Data | No Data | 79.0967 | 79.5937 | No Data | No Data | No Data | No Data | No Data | No Data | No Data | No Data | -68.8 | -76.0474 | 83.265 | 85.4298 | 128.2 | 148.8308
2018-07-10 19:00 | No Data | No Data | No Data | No Data | 81.0498 | 81.6456 | No Data | No Data | No Data | No Data | No Data | No Data | No Data | No Data | -85.2 | -89.683 | 101.01 | 102.8018 | 146.7 | 163.9039
2018-07-10 19:30 | No Data | No Data | No Data | No Data | 77.0459 | 78.8491 | No Data | No Data | No Data | No Data | No Data | No Data | No Data | No Data | -87.2 | -91.4637 | 104.65 | 106.4632 | 147.9 | 163.9296
2018-07-10 20:00 | No Data | No Data | No Data | No Data | 71.3573 | 73.7073 | No Data | No Data | No Data | No Data | No Data | No Data | No Data | No Data | -78.8 | -83.898 | 93.275 | 95.5944 | 136.5 | 154.2319
2018-07-10 20:30 | No Data | No Data | No Data | No Data | 67.512 | 70.4404 | No Data | No Data | No Data | No Data | No Data | No Data | No Data | No Data | -81.6 | -86.6672 | 96.005 | 98.0702 | 138.5 | 154.0293
2018-07-10 21:00 | No Data | No Data | No Data | No Data | 71.4061 | 74.1809 | No Data | No Data | No Data | No Data | No Data | No Data | No Data | No Data | -105.2 | -107.5583 | 121.03 | 122.7497 | 162.2 | 177.099
2018-07-10 21:30 | No Data | No Data | No Data | No Data | 68.3299 | 71.2247 | No Data | No Data | No Data | No Data | No Data | No Data | No Data | No Data | -99.6 | -102.6411 | 115.57 | 117.1393 | 159.8 | 173.7056
2018-07-10 22:00 | No Data | No Data | No Data | No Data | 60.6394 | 64.4914 | No Data | No Data | No Data | No Data | No Data | No Data | No Data | No Data | -101.6 | -105.1779 | 117.39 | 118.7236 | 159.7 | 169.9403
2018-07-10 22:30 | No Data | No Data | No Data | No Data | 58.6496 | 63.7246 | No Data | No Data | No Data | No Data | No Data | No Data | No Data | No Data | -83.6 | -88.4217 | 100.1 | 101.9078 | 146.6 | 159.3277
2018-07-10 23:00 | No Data | No Data | No Data | No Data | 55.317 | 59.6826 | No Data | No Data | No Data | No Data | No Data | No Data | No Data | No Data | -95.6 | -98.7644 | 113.295 | 115.0502 | 161.8 | 175.8984
2018-07-10 23:30 | No Data | No Data | No Data | No Data | 59.5651 | 62.0652 | No Data | No Data | No Data | No Data | No Data | No Data | No Data | No Data | -75.2 | -80.6702 | 92.82 | 95.1505 | 155.3 | 173.8773
2018-07-11 | No Data | No Data | No Data | No Data | 52.9488 | 55.7464 | No Data | No Data | No Data | No Data | No Data | No Data | No Data | No Data | -82 | -86.9105 | 99.645 | 101.6362 | 157.9 | 173.1693
2018-07-11 00:30 | No Data | No Data | No Data | No Data | 46.6987 | 50.4438 | No Data | No Data | No Data | No Data | No Data | No Data | No Data | No Data | -88.4 | -90.7013 | 105.56 | 107.4417 | 162 | 176.5163
2018-07-11 01:00 | No Data | No Data | No Data | No Data | 39.9847 | 44.2592 | No Data | No Data | No Data | No Data | No Data | No Data | No Data | No Data | -100.4 | -103.1364 | 117.845 | 119.6105 | 172 | 186.5778
2018-07-11 01:30 | No Data | No Data | No Data | No Data | 36.2371 | 41.8958 | No Data | No Data | No Data | No Data | No Data | No Data | No Data | No Data | -94.8 | -98.1957 | 113.295 | 114.8954 | 165.6 | 179.0558
2018-07-11 02:00 | No Data | No Data | No Data | No Data | 24.86 | 32.4577 | No Data | No Data | No Data | No Data | No Data | No Data | No Data | No Data | -99.6 | -102.8373 | 116.025 | 117.5151 | 165.2 | 177.3088
2018-07-11 02:30 | No Data | No Data | No Data | No Data | 21.3199 | 29.8332 | No Data | No Data | No Data | No Data | No Data | No Data | No Data | No Data | -104 | -106.7333 | 120.12 | 121.6306 | 165.7 | 177.2724
2018-07-11 03:00 | No Data | No Data | No Data | No Data | 20.502 | 29.15 | No Data | No Data | No Data | No Data | No Data | No Data | No Data | No Data | -106.8 | -109.2066 | 122.85 | 124.3274 | 167.2 | 178.7105
2018-07-11 03:30 | No Data | No Data | No Data | No Data | 10.5043 | 21.6895 | No Data | No Data | No Data | No Data | No Data | No Data | No Data | No Data | -106.8 | -109.4634 | 121.94 | 123.3587 | 163.2 | 174.8659
2018-07-11 04:00 | No Data | No Data | No Data | No Data | 11.9448 | 24.1404 | No Data | No Data | No Data | No Data | No Data | No Data | No Data | No Data | -105.2 | -107.5583 | 121.485 | 122.8407 | 161.8 | 173.9243
2018-07-11 04:30 | No Data | No Data | No Data | No Data | 7.5257 | 22.2872 | No Data | No Data | No Data | No Data | No Data | No Data | No Data | No Data | -77.2 | -83.7234 | 87.815 | 89.5009 | 130.1 | 142.3211
2018-07-11 05:00 | No Data | No Data | No Data | No Data | 15.729 | 27.5461 | No Data | No Data | No Data | No Data | No Data | No Data | No Data | No Data | -68.8 | -76.7427 | 80.535 | 82.2758 | 121.5 | 135.1989
2018-07-11 05:30 | No Data | No Data | No Data | No Data | 24.7623 | 34.7013 | No Data | No Data | No Data | No Data | No Data | No Data | No Data | No Data | -93.2 | -97.431 | 107.38 | 108.7631 | 150.6 | 162.5225
2018-07-11 06:00 | No Data | No Data | No Data | No Data | 29.7795 | 38.4425 | No Data | No Data | No Data | No Data | No Data | No Data | No Data | No Data | -46 | -61.4869 | 59.605 | 61.5798 | 102.9 | 118.7641
2018-07-11 06:30 | No Data | No Data | No Data | No Data | 35.8343 | 38.9359 | No Data | No Data | No Data | No Data | No Data | No Data | No Data | No Data | -14.8 | -48.3223 | 27.3 | 30.3216 | 76.1 | 97.5306
2018-07-11 07:00 | No Data | No Data | No Data | No Data | 33.4173 | 35.7584 | No Data | No Data | No Data | No Data | No Data | No Data | No Data | No Data | -10 | -47.4654 | 22.295 | 26.3822 | 73.4 | 98.1764
2018-07-11 07:30 | No Data | No Data | No Data | No Data | 31.2688 | 33.7777 | No Data | No Data | No Data | No Data | No Data | No Data | No Data | No Data | -13.2 | -47.088 | 22.75 | 26.5308 | 67.9 | 92.6931
2018-07-11 08:00 | No Data | No Data | No Data | No Data | 49.0547 | 51.8925 | No Data | No Data | No Data | No Data | No Data | No Data | No Data | No Data | 6.8 | 47.2914 | 4.095 | 12.5187 | 49 | 82.7641
2018-07-11 08:30 | No Data | No Data | No Data | No Data | 57.3678 | 58.773 | No Data | No Data | No Data | No Data | No Data | No Data | No Data | No Data | 4.4 | 50.9902 | 6.37 | 12.6421 | 41.3 | 75.4142
2018-07-11 09:00 | No Data | No Data | No Data | No Data | 64.5457 | 65.7977 | No Data | No Data | No Data | No Data | No Data | No Data | No Data | No Data | 6.8 | 52.4427 | 4.55 | 11.4113 | 42.2 | 78.6753
2018-07-11 09:30 | No Data | No Data | No Data | No Data | 60.8957 | 62.2212 | No Data | No Data | No Data | No Data | No Data | No Data | No Data | No Data | 2 | 51.6991 | 8.19 | 13.2888 | 36 | 73.256
2018-07-11 10:00 | No Data | No Data | No Data | No Data | 61.1032 | 62.7908 | No Data | No Data | No Data | No Data | No Data | No Data | No Data | No Data | -22.8 | -50.9823 | 31.395 | 34.0552 | 47.3 | 80.4692
2018-07-11 10:30 | No Data | No Data | No Data | No Data | 62.8489 | 64.8801 | No Data | No Data | No Data | No Data | No Data | No Data | No Data | No Data | -67.2 | -75.8609 | 78.26 | 79.9558 | 68.6 | 96.451
2018-07-11 11:00 | No Data | No Data | No Data | No Data | 61.8723 | 64.3796 | No Data | No Data | No Data | No Data | No Data | No Data | No Data | No Data | -27.2 | -53.7848 | 36.4 | 38.8752 | 47.8 | 76.4783
2018-07-11 11:30 | No Data | No Data | No Data | No Data | 54.9996 | 58.7009 | No Data | No Data | No Data | No Data | No Data | No Data | No Data | No Data | 12.4 | 54.626 | -5.005 | -8.8345 | 3.9 | 54.0409
2018-07-11 12:00 | No Data | No Data | No Data | No Data | 56.9528 | 61.1306 | No Data | No Data | No Data | No Data | No Data | No Data | No Data | No Data | -2.4 | -51.6062 | 10.465 | 14.4816 | 9.9 | 57.2623
2018-07-11 12:30 | No Data | No Data | No Data | No Data | 53.4127 | 57.8467 | No Data | No Data | No Data | No Data | No Data | No Data | No Data | No Data | 21.6 | 58.5314 | -13.65 | -16.1573 | 10.2 | 50.0504
2018-07-11 13:00 | No Data | No Data | No Data | No Data | 52.0333 | 56.5755 | No Data | No Data | No Data | No Data | No Data | No Data | No Data | No Data | 18 | 57.3006 | -10.01 | -13.5281 | 17.8 | 52.509
2018-07-11 13:30 | No Data | No Data | No Data | No Data | 55.4147 | 59.7002 | No Data | No Data | No Data | No Data | No Data | No Data | No Data | No Data | 30.4 | 63.1139 | -20.93 | -22.1599 | 11.7 | 52.1299
2018-07-11 14:00 | No Data | No Data | No Data | No Data | 53.4615 | 57.8918 | No Data | No Data | No Data | No Data | No Data | No Data | No Data | No Data | 34.8 | 65.254 | -22.75 | -23.8864 | 14.3 | 53.7376
2018-07-11 14:30 | No Data | No Data | No Data | No Data | 60.8469 | 64.774 | No Data | No Data | No Data | No Data | No Data | No Data | No Data | No Data | 31.6 | 61.5337 | -21.385 | -22.5902 | 18.8 | 58.9767
2018-07-11 15:00 | No Data | No Data | No Data | No Data | 64.2893 | 68.018 | No Data | No Data | No Data | No Data | No Data | No Data | No Data | No Data | 10.8 | 50.7622 | -0.455 | -10.4749 | 38.8 | 74.1598
2018-07-11 15:30 | No Data | No Data | No Data | No Data | 66.5354 | 69.6118 | No Data | No Data | No Data | No Data | No Data | No Data | No Data | No Data | 22.4 | 56.2523 | -12.74 | -15.925 | 22.8 | 64.8408
2018-07-11 16:00 | No Data | No Data | No Data | No Data | 72.8954 | 74.3467 | No Data | No Data | No Data | No Data | No Data | No Data | No Data | No Data | 13.6 | 51.031 | -2.275 | -11.6003 | 23.6 | 66.9008
2018-07-11 16:30 | No Data | No Data | No Data | No Data | 81.4038 | 81.8266 | No Data | No Data | No Data | No Data | No Data | No Data | No Data | No Data | 6.8 | 48.4793 | 2.275 | 12.9415 | 31.1 | 70.4376
2018-07-11 17:00 | No Data | No Data | No Data | No Data | 87.2511 | 87.6456 | No Data | No Data | No Data | No Data | No Data | No Data | No Data | No Data | 14.8 | 49.8478 | -5.46 | -15.1249 | 32 | 73.1686
2018-07-11 17:30 | No Data | No Data | No Data | No Data | 90.6935 | 90.7157 | No Data | No Data | No Data | No Data | No Data | No Data | No Data | No Data | -5.6 | -43.9582 | 15.925 | 23.5064 | 60.3 | 95.3798
2018-07-11 18:00 | No Data | No Data | No Data | No Data | 92.488 | 92.5098 | No Data | No Data | No Data | No Data | No Data | No Data | No Data | No Data | -16.4 | -47.332 | 28.665 | 32.3594 | 73.1 | 101.2799
2018-07-11 18:30 | No Data | No Data | No Data | No Data | 92.4269 | 92.4987 | No Data | No Data | No Data | No Data | No Data | No Data | No Data | No Data | -25.2 | -49.6677 | 39.585 | 42.5005 | 85.2 | 109.8881
2018-07-11 19:00 | No Data | No Data | No Data | No Data | 91.4015 | 91.5603 | No Data | No Data | No Data | No Data | No Data | No Data | No Data | No Data | -60.4 | -69.708 | 77.35 | 79.3594 | 123.4 | 142.6177
2018-07-11 19:30 | No Data | No Data | No Data | No Data | 84.0772 | 84.5828 | No Data | No Data | No Data | No Data | No Data | No Data | No Data | No Data | -47.6 | -62.1752 | 61.88 | 64.0112 | 105.4 | 123.674
2018-07-11 20:00 | No Data | No Data | No Data | No Data | 80.4395 | 81.1707 | No Data | No Data | No Data | No Data | No Data | No Data | No Data | No Data | -45.6 | -61.1882 | 59.605 | 61.8147 | 102.3 | 119.5179
2018-07-11 20:30 | No Data | No Data | No Data | No Data | 79.7192 | 81.1243 | No Data | No Data | No Data | No Data | No Data | No Data | No Data | No Data | -46 | -61.7531 | 59.15 | 61.2563 | 100.9 | 115.3985
2018-07-11 21:00 | No Data | No Data | No Data | No Data | 66.7918 | 68.4627 | No Data | No Data | No Data | No Data | No Data | No Data | No Data | No Data | -25.2 | -52.8015 | 37.765 | 40.1562 | 77.8 | 93.2459
2018-07-11 21:30 | No Data | No Data | No Data | No Data | 69.2088 | 70.8227 | No Data | No Data | No Data | No Data | No Data | No Data | No Data | No Data | -22.8 | -49.9119 | 37.765 | 40.6404 | 79.3 | 92.7994
2018-07-11 22:00 | No Data | No Data | No Data | No Data | 67.4144 | 69.5694 | No Data | No Data | No Data | No Data | No Data | No Data | No Data | No Data | -37.6 | -56.9702 | 50.505 | 52.9562 | 89.4 | 101.6608
2018-07-11 22:30 | No Data | No Data | No Data | No Data | 72.7489 | 74.7503 | No Data | No Data | No Data | No Data | No Data | No Data | No Data | No Data | -16.4 | -49.968 | 29.12 | 32.3562 | 72.2 | 83.78
2018-07-11 23:00 | No Data | No Data | No Data | No Data | 81.6114 | 83.4004 | No Data | No Data | No Data | No Data | No Data | No Data | No Data | No Data | -29.6 | -52.3679 | 45.045 | 47.9307 | 91.6 | 104.0717
2018-07-11 23:30 | No Data | No Data | No Data | No Data | 91.8654 | 93.054 | No Data | No Data | No Data | No Data | No Data | No Data | No Data | No Data | -21.2 | -48.1215 | 36.4 | 39.551 | 95.6 | 112.8156
2018-07-12 | No Data | No Data | No Data | No Data | 95.3567 | 96.4855 | No Data | No Data | No Data | No Data | No Data | No Data | No Data | No Data | -74 | -80.9434 | 91.455 | 93.2484 | 149.9 | 163.7865
2018-07-12 00:30 | No Data | No Data | No Data | No Data | 89.5094 | 91.6825 | No Data | No Data | No Data | No Data | No Data | No Data | No Data | No Data | -76.8 | -83.6689 | 93.275 | 94.864 | 151.5 | 161.9868
2018-07-12 01:00 | No Data | No Data | No Data | No Data | 85.9693 | 88.6385 | No Data | No Data | No Data | No Data | No Data | No Data | No Data | No Data | -78.4 | -84.9847 | 94.64 | 96.2064 | 148.2 | 157.2578
2018-07-12 01:30 | No Data | No Data | No Data | No Data | 86.9459 | 91.1425 | No Data | No Data | No Data | No Data | No Data | No Data | No Data | No Data | -73.2 | -80.8802 | 90.09 | 91.821 | 142.1 | 152.5538
2018-07-12 02:00 | No Data | No Data | No Data | No Data | 83.4546 | 87.8183 | No Data | No Data | No Data | No Data | No Data | No Data | No Data | No Data | -78.8 | -85.2009 | 96.46 | 98.162 | 143.6 | 152.1878
2018-07-12 02:30 | No Data | No Data | No Data | No Data | 78.3276 | 83.5147 | No Data | No Data | No Data | No Data | No Data | No Data | No Data | No Data | -92.4 | -96.9041 | 106.925 | 108.7003 | 151.5 | 158.1469
2018-07-12 03:00 | No Data | No Data | No Data | No Data | 76.5331 | 82.4274 | No Data | No Data | No Data | No Data | No Data | No Data | No Data | No Data | -75.2 | -81.7254 | 87.36 | 89.6246 | 129.5 | 138.3192
2018-07-12 03:30 | No Data | No Data | No Data | No Data | 72.5902 | 80.3522 | No Data | No Data | No Data | No Data | No Data | No Data | No Data | No Data | -77.6 | -84.0923 | 90.09 | 92.2876 | 130.6 | 139.8441
2018-07-12 04:00 | No Data | No Data | No Data | No Data | 70.8934 | 78.8227 | No Data | No Data | No Data | No Data | No Data | No Data | No Data | No Data | -52.8 | -63.6805 | 63.245 | 66.338 | 101.4 | 110.7349
2018-07-12 04:30 | No Data | No Data | No Data | No Data | 69.2577 | 77.3548 | No Data | No Data | No Data | No Data | No Data | No Data | No Data | No Data | -42 | -56.1056 | 52.78 | 56.1331 | 89.9 | 100.0023
2018-07-12 05:00 | No Data | No Data | No Data | No Data | 66.743 | 75.1117 | No Data | No Data | No Data | No Data | No Data | No Data | No Data | No Data | -34.8 | -52.1199 | 44.59 | 48.1613 | 83.6 | 93.2894
2018-07-12 05:30 | No Data | No Data | No Data | No Data | 68.4398 | 76.6234 | No Data | No Data | No Data | No Data | No Data | No Data | No Data | No Data | -59.6 | -68.4187 | 69.615 | 72.5636 | 112.9 | 124.5519
2018-07-12 06:00 | No Data | No Data | No Data | No Data | 68.5863 | 74.821 | No Data | No Data | No Data | No Data | No Data | No Data | No Data | No Data | -24.4 | -46.5137 | 35.035 | 39.6921 | 77.8 | 93.4116
2018-07-12 06:30 | No Data | No Data | No Data | No Data | 78.0224 | 81.2064 | No Data | No Data | No Data | No Data | No Data | No Data | No Data | No Data | -18 | -44.2285 | 27.755 | 32.9428 | 76.8 | 95.3441
2018-07-12 07:00 | No Data | No Data | No Data | No Data | 81.4038 | 83.0734 | No Data | No Data | No Data | No Data | No Data | No Data | No Data | No Data | -19.2 | -46.9093 | 29.575 | 34.0308 | 80.1 | 102.0306
2018-07-12 07:30 | No Data | No Data | No Data | No Data | 86.7872 | 87.3916 | No Data | No Data | No Data | No Data | No Data | No Data | No Data | No Data | -60.4 | -68.5414 | 71.89 | 74.5048 | 116.4 | 132.9308
2018-07-12 08:00 | No Data | No Data | No Data | No Data | 83.711 | 84.1479 | No Data | No Data | No Data | No Data | No Data | No Data | No Data | No Data | 10.8 | 48.03 | -0.455 | -12.7481 | 43.1 | 69.9544
2018-07-12 08:30 | No Data | No Data | No Data | No Data | 85.5665 | 85.8103 | No Data | No Data | No Data | No Data | No Data | No Data | No Data | No Data | -19.6 | -47.4384 | 28.665 | 32.573 | 71.9 | 96.5245
2018-07-12 09:00 | No Data | No Data | No Data | No Data | 88.9479 | 89.1824 | No Data | No Data | No Data | No Data | No Data | No Data | No Data | No Data | -43.2 | -57.2713 | 53.69 | 56.4053 | 93.9 | 116.5218
2018-07-12 09:30 | No Data | No Data | No Data | No Data | 85.6641 | 86.0566 | No Data | No Data | No Data | No Data | No Data | No Data | No Data | No Data | -42.4 | -55.738 | 53.235 | 55.698 | 89.1 | 108.3207
2018-07-12 10:00 | No Data | No Data | No Data | No Data | 84.0284 | 84.69 | No Data | No Data | No Data | No Data | No Data | No Data | No Data | No Data | -71.6 | -78.5896 | 83.265 | 85.0412 | 108.6 | 124.5591
2018-07-12 10:30 | No Data | No Data | No Data | No Data | 80.3784 | 82.0272 | No Data | No Data | No Data | No Data | No Data | No Data | No Data | No Data | -78.4 | -84.8311 | 90.545 | 92.181 | 103.3 | 120.068
2018-07-12 11:00 | No Data | No Data | No Data | No Data | 73.6156 | 75.7842 | No Data | No Data | No Data | No Data | No Data | No Data | No Data | No Data | -73.6 | -81.0738 | 84.175 | 85.6682 | 81.6 | 96.9759
2018-07-12 11:30 | No Data | No Data | No Data | No Data | 72.0775 | 74.9266 | No Data | No Data | No Data | No Data | No Data | No Data | No Data | No Data | -68 | -76.9415 | 79.17 | 80.7558 | 77.7 | 93.4964
2018-07-12 12:00 | No Data | No Data | No Data | No Data | 70.3807 | 73.7693 | No Data | No Data | No Data | No Data | No Data | No Data | No Data | No Data | -49.2 | -63.6616 | 60.06 | 61.9084 | 69.9 | 85.8257
2018-07-12 12:30 | No Data | No Data | No Data | No Data | 66.2791 | 69.8669 | No Data | No Data | No Data | No Data | No Data | No Data | No Data | No Data | -29.6 | -53.0298 | 38.22 | 41.2321 | 47.7 | 63.3576
2018-07-12 13:00 | No Data | No Data | No Data | No Data | 68.3909 | 71.8734 | No Data | No Data | No Data | No Data | No Data | No Data | No Data | No Data | -62.8 | -72.7879 | 73.71 | 75.7107 | 68.2 | 80.6774
2018-07-12 13:30 | No Data | No Data | No Data | No Data | 69.9779 | 73.385 | No Data | No Data | No Data | No Data | No Data | No Data | No Data | No Data | -47.6 | -61.4101 | 60.06 | 62.3748 | 77 | 90.1588
2018-07-12 14:00 | No Data | No Data | No Data | No Data | 68.2811 | 71.7688 | No Data | No Data | No Data | No Data | No Data | No Data | No Data | No Data | -44 | -59.7341 | 55.055 | 57.44 | 76.9 | 90.0734
2018-07-12 14:30 | No Data | No Data | No Data | No Data | 62.0798 | 65.8966 | No Data | No Data | No Data | No Data | No Data | No Data | No Data | No Data | 13.6 | 51.4307 | -3.185 | -11.375 | 21 | 38.4427
2018-07-12 15:00 | No Data | No Data | No Data | No Data | 63.7766 | 67.4975 | No Data | No Data | No Data | No Data | No Data | No Data | No Data | No Data | -33.2 | -52.6011 | 43.68 | 46.812 | 53.2 | 66.44
2018-07-12 15:30 | No Data | No Data | No Data | No Data | 69.2577 | 72.2043 | No Data | No Data | No Data | No Data | No Data | No Data | No Data | No Data | -43.2 | -57.5347 | 52.78 | 55.5398 | 73.5 | 85.561
2018-07-12 16:00 | No Data | No Data | No Data | No Data | 71.0033 | 73.8803 | No Data | No Data | No Data | No Data | No Data | No Data | No Data | No Data | -34 | -53.7267 | 46.865 | 49.6451 | 67.7 | 82.8742
2018-07-12 16:30 | No Data | No Data | No Data | No Data | 78.3886 | 80.1951 | No Data | No Data | No Data | No Data | No Data | No Data | No Data | No Data | -34.4 | -52.7576 | 46.41 | 49.3691 | 75.2 | 91.3142
2018-07-12 17:00 | No Data | No Data | No Data | No Data | 83.8209 | 85.1304 | No Data | No Data | No Data | No Data | No Data | No Data | No Data | No Data | -79.6 | -85.643 | 87.36 | 89.3296 | 127.1 | 144.6216
2018-07-12 17:30 | No Data | No Data | No Data | No Data | 87.2999 | 87.7297 | No Data | No Data | No Data | No Data | No Data | No Data | No Data | No Data | -47.6 | -60.4119 | 55.055 | 57.9853 | 97.3 | 116.6267
2018-07-12 18:00 | No Data | No Data | No Data | No Data | 89.2042 | 89.4766 | No Data | No Data | No Data | No Data | No Data | No Data | No Data | No Data | -32.8 | -53.606 | 39.13 | 42.2464 | 82.5 | 102.9004
2018-07-12 18:30 | No Data | No Data | No Data | No Data | 92.6345 | 92.8968 | No Data | No Data | No Data | No Data | No Data | No Data | No Data | No Data | -48.8 | -63.0987 | 56.42 | 58.6244 | 100.1 | 120.3422
2018-07-12 19:00 | No Data | No Data | No Data | No Data | 90.6935 | 90.9614 | No Data | No Data | No Data | No Data | No Data | No Data | No Data | No Data | -62 | -72.0988 | 70.525 | 72.4022 | 113.7 | 130.8196
2018-07-12 19:30 | No Data | No Data | No Data | No Data | 90.6935 | 91.3069 | No Data | No Data | No Data | No Data | No Data | No Data | No Data | No Data | -86 | -90.9514 | 96.005 | 97.8007 | 140.4 | 156.3949
2018-07-12 20:00 | No Data | No Data | No Data | No Data | 88.3864 | 89.595 | No Data | No Data | No Data | No Data | No Data | No Data | No Data | No Data | -70 | -78.1731 | 79.17 | 81.235 | 121 | 136.8364
2018-07-12 20:30 | No Data | No Data | No Data | No Data | 84.6876 | 85.9483 | No Data | No Data | No Data | No Data | No Data | No Data | No Data | No Data | -68 | -76.9415 | 77.35 | 79.2589 | 119.1 | 133.225
2018-07-12 21:00 | No Data | No Data | No Data | No Data | 84.6876 | 86.2448 | No Data | No Data | No Data | No Data | No Data | No Data | No Data | No Data | -63.6 | -73.2797 | 73.255 | 75.1646 | 112.3 | 125.8924
2018-07-12 21:30 | No Data | No Data | No Data | No Data | 89.8146 | 90.9964 | No Data | No Data | No Data | No Data | No Data | No Data | No Data | No Data | -65.2 | -74.8684 | 74.62 | 76.5969 | 118.8 | 135.0849
2018-07-12 22:00 | No Data | No Data | No Data | No Data | 81.8677 | 84.0492 | No Data | No Data | No Data | No Data | No Data | No Data | No Data | No Data | -40.4 | -59.1473 | 50.05 | 52.3863 | 89 | 104.8868
2018-07-12 22:30 | No Data | No Data | No Data | No Data | 83.6133 | 86.2406 | No Data | No Data | No Data | No Data | No Data | No Data | No Data | No Data | -30 | -52.9241 | 40.04 | 42.7627 | 84.3 | 101.65
2018-07-12 23:00 | No Data | No Data | No Data | No Data | 87.2999 | 89.8194 | No Data | No Data | No Data | No Data | No Data | No Data | No Data | No Data | -33.6 | -54.7284 | 43.68 | 46.4925 | 92 | 108.174
2018-07-12 23:30 | No Data | No Data | No Data | No Data | 96.7849 | 97.7638 | No Data | No Data | No Data | No Data | No Data | No Data | No Data | No Data | -26 | -51.1077 | 36.4 | 39.7312 | 96.5 | 116.7985
2018-07-13 | No Data | No Data | No Data | No Data | 94.9416 | 96.3065 | No Data | No Data | No Data | No Data | No Data | No Data | No Data | No Data | -75.2 | -81.8828 | 85.54 | 87.6486 | 142 | 157.0982
2018-07-13 00:30 | No Data | No Data | No Data | No Data | 88.13 | 89.908 | No Data | No Data | No Data | No Data | No Data | No Data | No Data | No Data | -75.6 | -82.5688 | 85.995 | 87.8998 | 141.6 | 155.1455
2018-07-13 01:00 | No Data | No Data | No Data | No Data | 81.0986 | 84.111 | No Data | No Data | No Data | No Data | No Data | No Data | No Data | No Data | -85.6 | -90.8379 | 95.095 | 96.9075 | 147.8 | 160.2774
2018-07-13 01:30 | No Data | No Data | No Data | No Data | 84.48 | 87.376 | No Data | No Data | No Data | No Data | No Data | No Data | No Data | No Data | -89.6 | -93.9932 | 101.465 | 103.1657 | 154.6 | 165.7986
2018-07-13 02:00 | No Data | No Data | No Data | No Data | 81.0498 | 84.064 | No Data | No Data | No Data | No Data | No Data | No Data | No Data | No Data | -99.6 | -102.9377 | 111.475 | 113.0251 | 159.4 | 169.7958
2018-07-13 02:30 | No Data | No Data | No Data | No Data | 77.6196 | 81.974 | No Data | No Data | No Data | No Data | No Data | No Data | No Data | No Data | -110 | -112.6737 | 120.575 | 122.0096 | 167.5 | 177.1596
2018-07-13 03:00 | No Data | No Data | No Data | No Data | 74.226 | 79.6229 | No Data | No Data | No Data | No Data | No Data | No Data | No Data | No Data | -116.4 | -118.3148 | 127.855 | 129.2088 | 171.3 | 180.8527
2018-07-13 03:30 | No Data | No Data | No Data | No Data | 70.7469 | 77.0655 | No Data | No Data | No Data | No Data | No Data | No Data | No Data | No Data | -117.6 | -119.4956 | 128.765 | 129.982 | 171.6 | 180.4754
2018-07-13 04:00 | No Data | No Data | No Data | No Data | 67.3655 | 73.9533 | No Data | No Data | No Data | No Data | No Data | No Data | No Data | No Data | -117.2 | -119.0314 | 128.765 | 129.982 | 170.4 | 180.1622
2018-07-13 04:30 | No Data | No Data | No Data | No Data | 67.3655 | 74.6431 | No Data | No Data | No Data | No Data | No Data | No Data | No Data | No Data | -113.2 | -115.1681 | 126.035 | 127.2154 | 167.9 | 177.2154
2018-07-13 05:00 | No Data | No Data | No Data | No Data | 70.6981 | 77.0013 | No Data | No Data | No Data | No Data | No Data | No Data | No Data | No Data | -113.6 | -115.7874 | 124.215 | 125.4126 | 165.3 | 175.1471
2018-07-13 05:30 | No Data | No Data | No Data | No Data | 70.6981 | 76.2897 | No Data | No Data | No Data | No Data | No Data | No Data | No Data | No Data | -108 | -110.722 | 117.39 | 118.6565 | 162.2 | 172.3593
2018-07-13 06:00 | No Data | No Data | No Data | No Data | 72.4315 | 77.3075 | No Data | No Data | No Data | No Data | No Data | No Data | No Data | No Data | -103.2 | -105.8641 | 114.66 | 115.9563 | 160.9 | 174.0625
2018-07-13 06:30 | No Data | No Data | No Data | No Data | 76.0815 | 79.3295 | No Data | No Data | No Data | No Data | No Data | No Data | No Data | No Data | -85.2 | -89.936 | 96.46 | 97.9973 | 148.2 | 163.7722
2018-07-13 07:00 | No Data | No Data | No Data | No Data | 81.2085 | 82.9337 | No Data | No Data | No Data | No Data | No Data | No Data | No Data | No Data | -80 | -84.8915 | 92.82 | 94.6761 | 147.1 | 167.8304
2018-07-13 07:30 | No Data | No Data | No Data | No Data | 80.5859 | 81.9561 | No Data | No Data | No Data | No Data | No Data | No Data | No Data | No Data | -75.2 | -81.7254 | 85.995 | 87.5411 | 131.4 | 146.2431
2018-07-13 08:00 | No Data | No Data | No Data | No Data | 80.9522 | 82.0275 | No Data | No Data | No Data | No Data | No Data | No Data | No Data | No Data | -28.4 | -52.3695 | 39.13 | 41.2949 | 80.1 | 100.6827
2018-07-13 08:30 | No Data | No Data | No Data | No Data | 78.9502 | 79.4646 | No Data | No Data | No Data | No Data | No Data | No Data | No Data | No Data | -40.4 | -58.5655 | 50.505 | 52.0871 | 78.2 | 97.8401
2018-07-13 09:00 | No Data | No Data | No Data | No Data | 77.1557 | 78.1569 | No Data | No Data | No Data | No Data | No Data | No Data | No Data | No Data | -50.4 | -65.0969 | 59.15 | 60.6039 | 71.1 | 94.3356
2018-07-13 09:30 | No Data | No Data | No Data | No Data | 77.1069 | 78.4041 | No Data | No Data | No Data | No Data | No Data | No Data | No Data | No Data | -67.2 | -76.2354 | 76.895 | 78.3472 | 79.6 | 101.0814
2018-07-13 10:00 | No Data | No Data | No Data | No Data | 77.2045 | 78.857 | No Data | No Data | No Data | No Data | No Data | No Data | No Data | No Data | -84 | -89.7472 | 95.095 | 96.2731 | 100.6 | 117.6493
2018-07-13 10:30 | No Data | No Data | No Data | No Data | 74.641 | 77.8896 | No Data | No Data | No Data | No Data | No Data | No Data | No Data | No Data | -78 | -84.9291 | 89.18 | 90.2886 | 78.9 | 95.6662
2018-07-13 11:00 | No Data | No Data | No Data | No Data | 74.8486 | 78.6188 | No Data | No Data | No Data | No Data | No Data | No Data | No Data | No Data | -89.2 | -94.1097 | 101.465 | 102.379 | 91.1 | 105.9529
2018-07-13 11:30 | No Data | No Data | No Data | No Data | 69.7704 | 73.8005 | No Data | No Data | No Data | No Data | No Data | No Data | No Data | No Data | -65.2 | -73.7184 | 77.805 | 79.1556 | 66.3 | 79.9053
2018-07-13 12:00 | No Data | No Data | No Data | No Data | 66.3401 | 71.7708 | No Data | No Data | No Data | No Data | No Data | No Data | No Data | No Data | -65.6 | -73.8875 | 77.35 | 78.7084 | 65.5 | 78.5184
2018-07-13 12:30 | No Data | No Data | No Data | No Data | 66.2791 | 71.7144 | No Data | No Data | No Data | No Data | No Data | No Data | No Data | No Data | -77.6 | -84.4038 | 91 | 92.3829 | 80.8 | 90.7888
2018-07-13 13:00 | No Data | No Data | No Data | No Data | 64.5945 | 70.1605 | No Data | No Data | No Data | No Data | No Data | No Data | No Data | No Data | -83.6 | -89.6589 | 93.275 | 94.6247 | 82.7 | 92.8901
2018-07-13 13:30 | No Data | No Data | No Data | No Data | 64.5945 | 70.1605 | No Data | No Data | No Data | No Data | No Data | No Data | No Data | No Data | -74 | -80.9434 | 85.54 | 87.0098 | 88.4 | 99.5141
2018-07-13 14:00 | No Data | No Data | No Data | No Data | 64.5945 | 70.835 | No Data | No Data | No Data | No Data | No Data | No Data | No Data | No Data | -64 | -73.8257 | 74.62 | 76.0272 | 90.6 | 101.9735
2018-07-13 14:30 | No Data | No Data | No Data | No Data | 64.5945 | 71.7276 | No Data | No Data | No Data | No Data | No Data | No Data | No Data | No Data | -69.2 | -77.4576 | 79.17 | 80.6673 | 83.7 | 94.6071
2018-07-13 15:00 | No Data | No Data | No Data | No Data | 68.7449 | 74.8212 | No Data | No Data | No Data | No Data | No Data | No Data | No Data | No Data | -88.4 | -93.612 | 100.1 | 101.3588 | 93 | 102.798
2018-07-13 15:30 | No Data | No Data | No Data | No Data | 70.7469 | 76.6646 | No Data | No Data | No Data | No Data | No Data | No Data | No Data | No Data | -71.2 | -78.56 | 81.9 | 83.5219 | 85.9 | 97.8215
2018-07-13 16:00 | No Data | No Data | No Data | No Data | 76.0815 | 79.9646 | No Data | No Data | No Data | No Data | No Data | No Data | No Data | No Data | -66.8 | -74.7743 | 76.895 | 78.6203 | 87.6 | 99.985
2018-07-13 16:30 | No Data | No Data | No Data | No Data | 79.4141 | 82.6721 | No Data | No Data | No Data | No Data | No Data | No Data | No Data | No Data | -53.2 | -65.146 | 60.97 | 63.2515 | 92.6 | 105.3319
2018-07-13 17:00 | No Data | No Data | No Data | No Data | 88.13 | 89.7799 | No Data | No Data | No Data | No Data | No Data | No Data | No Data | No Data | -83.2 | -87.4098 | 93.73 | 95.7502 | 129 | 142.5675
2018-07-13 17:30 | No Data | No Data | No Data | No Data | 93.196 | 94.7577 | No Data | No Data | No Data | No Data | No Data | No Data | No Data | No Data | -92.4 | -94.8008 | 103.74 | 105.8303 | 145.8 | 162.0374
2018-07-13 18:00 | No Data | No Data | No Data | No Data | 94.7952 | 95.5326 | No Data | No Data | No Data | No Data | No Data | No Data | No Data | No Data | -78 | -83.2865 | 89.18 | 91.0182 | 131.6 | 141.6856
2018-07-13 18:30 | No Data | No Data | No Data | No Data | 99.4095 | 99.9214 | No Data | No Data | No Data | No Data | No Data | No Data | No Data | No Data | -94 | -97.6369 | 107.38 | 109.0672 | 150.4 | 160.7328
2018-07-13 19:00 | No Data | No Data | No Data | No Data | 90.3273 | 91.6991 | No Data | No Data | No Data | No Data | No Data | No Data | No Data | No Data | -52.4 | -65.44 | 62.79 | 64.5603 | 103.7 | 113.1626
2018-07-13 19:30 | No Data | No Data | No Data | No Data | 90.0221 | 91.3985 | No Data | No Data | No Data | No Data | No Data | No Data | No Data | No Data | -56.4 | -68.2314 | 67.795 | 69.6403 | 105.6 | 114.2086
2018-07-13 20:00 | No Data | No Data | No Data | No Data | 86.7384 | 89.3728 | No Data | No Data | No Data | No Data | No Data | No Data | No Data | No Data | -37.2 | -57.3132 | 45.5 | 47.7728 | 84 | 91.6273
2018-07-13 20:30 | No Data | No Data | No Data | No Data | 87.6661 | 90.2735 | No Data | No Data | No Data | No Data | No Data | No Data | No Data | No Data | -72.4 | -80.5034 | 83.265 | 84.9499 | 122.4 | 130.0345
2018-07-13 21:00 | No Data | No Data | No Data | No Data | 85.1026 | 88.2178 | No Data | No Data | No Data | No Data | No Data | No Data | No Data | No Data | -50 | -63.0441 | 60.97 | 63.8947 | 96.3 | 101.0751
2018-07-13 21:30 | No Data | No Data | No Data | No Data | 91.9753 | 94.0708 | No Data | No Data | No Data | No Data | No Data | No Data | No Data | No Data | -62.4 | -71.8409 | 74.62 | 76.8075 | 116.7 | 121.6081
2018-07-13 22:00 | No Data | No Data | No Data | No Data | 88.5328 | 91.238 | No Data | No Data | No Data | No Data | No Data | No Data | No Data | No Data | -63.6 | -72.1177 | 75.53 | 77.91 | 114.1 | 120.3914
2018-07-13 22:30 | No Data | No Data | No Data | No Data | 92.1706 | 94.772 | No Data | No Data | No Data | No Data | No Data | No Data | No Data | No Data | -60 | -69.7665 | 72.345 | 74.5992 | 117.1 | 123.2043
2018-07-13 23:00 | No Data | No Data | No Data | No Data | 93.8186 | 95.9911 | No Data | No Data | No Data | No Data | No Data | No Data | No Data | No Data | -55.2 | -66.5649 | 66.885 | 69.1989 | 114.8 | 120.8944
2018-07-13 23:30 | No Data | No Data | No Data | No Data | 103.3036 | 104.4668 | No Data | No Data | No Data | No Data | No Data | No Data | No Data | No Data | -26.8 | -49.8221 | 40.495 | 44.0317 | 99.1 | 108.5101
2018-07-14 | No Data | No Data | No Data | No Data | 99.2996 | 100.5167 | No Data | No Data | No Data | No Data | No Data | No Data | No Data | No Data | -52.4 | -64.0312 | 65.065 | 67.5625 | 120.6 | 126.6572
2018-07-14 00:30 | No Data | No Data | No Data | No Data | 90.486 | 92.8612 | No Data | No Data | No Data | No Data | No Data | No Data | No Data | No Data | -44 | -59.4643 | 55.965 | 58.4423 | 109.4 | 113.9002
2018-07-14 01:00 | No Data | No Data | No Data | No Data | 86.8483 | 91.2495 | No Data | No Data | No Data | No Data | No Data | No Data | No Data | No Data | -91.6 | -95.9016 | 104.65 | 106.2997 | 157 | 161.844
2018-07-14 01:30 | No Data | No Data | No Data | No Data | 84.9928 | 89.4853 | No Data | No Data | No Data | No Data | No Data | No Data | No Data | No Data | -63.2 | -72.3414 | 75.53 | 77.7997 | 126.7 | 131.5794
2018-07-14 02:00 | No Data | No Data | No Data | No Data | 78.0224 | 83.4993 | No Data | No Data | No Data | No Data | No Data | No Data | No Data | No Data | -75.2 | -82.2027 | 86.905 | 88.8847 | 133.6 | 137.2633
2018-07-14 02:30 | No Data | No Data | No Data | No Data | 74.5434 | 80.8785 | No Data | No Data | No Data | No Data | No Data | No Data | No Data | No Data | -78.4 | -85.1399 | 89.18 | 91.0182 | 133.8 | 137.7379
2018-07-14 03:00 | No Data | No Data | No Data | No Data | 70.9545 | 77.5832 | No Data | No Data | No Data | No Data | No Data | No Data | No Data | No Data | -70.4 | -77.8357 | 80.535 | 82.7712 | 123.6 | 129.4277
2018-07-14 03:30 | No Data | No Data | No Data | No Data | 68.4886 | 75.3346 | No Data | No Data | No Data | No Data | No Data | No Data | No Data | No Data | -86 | -90.6942 | 96.46 | 98.5156 | 136.2 | 142.0371
2018-07-14 04:00 | No Data | No Data | No Data | No Data | 63.3127 | 70.662 | No Data | No Data | No Data | No Data | No Data | No Data | No Data | No Data | -58.4 | -68.3953 | 68.25 | 70.7536 | 106.4 | 113.0834
2018-07-14 04:30 | No Data | No Data | No Data | No Data | 58.1857 | 66.1075 | No Data | No Data | No Data | No Data | No Data | No Data | No Data | No Data | -44.8 | -59.2662 | 52.78 | 55.5398 | 90.4 | 96.7239
2018-07-14 05:00 | No Data | No Data | No Data | No Data | 56.4889 | 64.619 | No Data | No Data | No Data | No Data | No Data | No Data | No Data | No Data | -38.8 | -56.594 | 47.775 | 50.505 | 84.5 | 91.8491
2018-07-14 05:30 | No Data | No Data | No Data | No Data | 56.4889 | 64.619 | No Data | No Data | No Data | No Data | No Data | No Data | No Data | No Data | -38 | -55.4833 | 46.41 | 49.2158 | 86.1 | 93.7134
2018-07-14 06:00 | No Data | No Data | No Data | No Data | 58.1369 | 66.0645 | No Data | No Data | No Data | No Data | No Data | No Data | No Data | No Data | -32.4 | -52.0999 | 41.405 | 44.5273 | 81.4 | 89.1272
2018-07-14 06:30 | No Data | No Data | No Data | No Data | 59.8703 | 66.7592 | No Data | No Data | No Data | No Data | No Data | No Data | No Data | No Data | -30 | -51.289 | 37.765 | 40.9854 | 80.4 | 90.2052
2018-07-14 07:00 | No Data | No Data | No Data | No Data | 65.3147 | 69.925 | No Data | No Data | No Data | No Data | No Data | No Data | No Data | No Data | -26.8 | -49.4853 | 34.58 | 38.4603 | 80.6 | 92.7038
2018-07-14 07:30 | No Data | No Data | No Data | No Data | 62.1775 | 67.004 | No Data | No Data | No Data | No Data | No Data | No Data | No Data | No Data | -15.6 | -47.0608 | 24.57 | 29.0346 | 62.4 | 75.5547
2018-07-14 08:00 | No Data | No Data | No Data | No Data | 64.0818 | 68.1812 | No Data | No Data | No Data | No Data | No Data | No Data | No Data | No Data | -25.2 | -49.3234 | 34.125 | 37.8526 | 74.1 | 87.4287
2018-07-14 08:30 | No Data | No Data | No Data | No Data | 60.7004 | 65.0134 | No Data | No Data | No Data | No Data | No Data | No Data | No Data | No Data | -20.4 | -47.7745 | 29.575 | 33.59 | 67.9 | 83.5007
2018-07-14 09:00 | No Data | No Data | No Data | No Data | 56.2814 | 60.9081 | No Data | No Data | No Data | No Data | No Data | No Data | No Data | No Data | -18.4 | -48.4314 | 25.025 | 28.9524 | 57.3 | 73.7309
2018-07-14 09:30 | No Data | No Data | No Data | No Data | 52.3384 | 58.0371 | No Data | No Data | No Data | No Data | No Data | No Data | No Data | No Data | -14.8 | -48.3223 | 20.93 | 25.2392 | 44.7 | 62.5822
2018-07-14 10:00 | No Data | No Data | No Data | No Data | 48.3345 | 54.4538 | No Data | No Data | No Data | No Data | No Data | No Data | No Data | No Data | -15.6 | -48.5732 | 21.84 | 25.7548 | 42.5 | 57.1445
2018-07-14 10:30 | No Data | No Data | No Data | No Data | 40.5463 | 47.6759 | No Data | No Data | No Data | No Data | No Data | No Data | No Data | No Data | -14.4 | -49.3477 | 17.29 | 21.4768 | 35.5 | 47.7938
2018-07-14 11:00 | No Data | No Data | No Data | No Data | 30.6584 | 39.6097 | No Data | No Data | No Data | No Data | No Data | No Data | No Data | No Data | 2.8 | 49.679 | 1.365 | 10.1026 | 15.5 | 32.7002
2018-07-14 11:30 | No Data | No Data | No Data | No Data | 25.0187 | 34.178 | No Data | No Data | No Data | No Data | No Data | No Data | No Data | No Data | 24.8 | 60.5151 | -20.475 | -21.1905 | -6.3 | -24.6197
2018-07-14 12:00 | No Data | No Data | No Data | No Data | 16.0952 | 28.3065 | No Data | No Data | No Data | No Data | No Data | No Data | No Data | No Data | 47.2 | 74.4688 | -42.77 | -42.7724 | -32.2 | -38.2256
2018-07-14 12:30 | No Data | No Data | No Data | No Data | 8.8075 | 24.4164 | No Data | No Data | No Data | No Data | No Data | No Data | No Data | No Data | 52 | 77.6 | -46.865 | -46.865 | -35.2 | -40.0959
2018-07-14 13:00 | No Data | No Data | No Data | No Data | 13.8369 | 28.6863 | No Data | No Data | No Data | No Data | No Data | No Data | No Data | No Data | 54.4 | 78.6486 | -49.595 | -49.595 | -41.1 | -47.4436
2018-07-14 13:30 | No Data | No Data | No Data | No Data | 16.4004 | 32.9859 | No Data | No Data | No Data | No Data | No Data | No Data | No Data | No Data | 56 | 79.7636 | -50.05 | -50.05 | -39.1 | -45.262
2018-07-14 14:00 | No Data | No Data | No Data | No Data | 9.2226 | 30.0691 | No Data | No Data | No Data | No Data | No Data | No Data | No Data | No Data | 55.6 | 78.9136 | -49.14 | -49.14 | -37.5 | -45.014
2018-07-14 14:30 | No Data | No Data | No Data | No Data | 17.0718 | 31.581 | No Data | No Data | No Data | No Data | No Data | No Data | No Data | No Data | 16 | 53.6418 | -11.375 | -14.0167 | -0.8 | -30.1106
2018-07-14 15:00 | No Data | No Data | No Data | No Data | 15.2773 | 30.6482 | No Data | No Data | No Data | No Data | No Data | No Data | No Data | No Data | -10 | -46.6836 | 15.015 | 19.989 | -9.8 | -31.9406
2018-07-14 15:30 | No Data | No Data | No Data | No Data | 19.4278 | 32.9143 | No Data | No Data | No Data | No Data | No Data | No Data | No Data | No Data | -18.4 | -48.0616 | 23.66 | 27.7811 | 2.1 | 32.0226
2018-07-14 16:00 | No Data | No Data | No Data | No Data | 24.1398 | 35.8976 | No Data | No Data | No Data | No Data | No Data | No Data | No Data | No Data | -22.8 | -50.2681 | 28.21 | 31.9571 | 16.9 | 39.2272
2018-07-14 16:30 | No Data | No Data | No Data | No Data | 33.0144 | 39.8998 | No Data | No Data | No Data | No Data | No Data | No Data | No Data | No Data | -32.4 | -52.7287 | 37.31 | 40.7473 | 43 | 60.1041
2018-07-14 17:00 | No Data | No Data | No Data | No Data | 42.707 | 48.2279 | No Data | No Data | No Data | No Data | No Data | No Data | No Data | No Data | -33.2 | -51.6759 | 39.585 | 43.1963 | 67.5 | 84.6005
2018-07-14 17:30 | No Data | No Data | No Data | No Data | 46.186 | 48.8781 | No Data | No Data | No Data | No Data | No Data | No Data | No Data | No Data | -40 | -54.8977 | 46.865 | 50.6115 | 83.2 | 100.1236
2018-07-14 18:00 | No Data | No Data | No Data | No Data | 45.6733 | 47.0353 | No Data | No Data | No Data | No Data | No Data | No Data | No Data | No Data | -39.6 | -56.0029 | 46.865 | 50.112 | 86.7 | 99.5886
2018-07-14 18:30 | No Data | No Data | No Data | No Data | 38.4466 | 40.5444 | No Data | No Data | No Data | No Data | No Data | No Data | No Data | No Data | -36.4 | -55.2768 | 44.135 | 47.4009 | 84.3 | 96.2743
2018-07-14 19:00 | No Data | No Data | No Data | No Data | 26.9596 | 29.1656 | No Data | No Data | No Data | No Data | No Data | No Data | No Data | No Data | -39.2 | -57.137 | 47.32 | 50.3798 | 88 | 98.8838
2018-07-14 19:30 | No Data | No Data | No Data | No Data | 21.3687 | 23.3817 | No Data | No Data | No Data | No Data | No Data | No Data | No Data | No Data | -37.6 | -56.0742 | 47.32 | 50.2255 | 84.5 | 94.6309
2018-07-14 20:00 | No Data | No Data | No Data | No Data | 16.7056 | 20.1604 | No Data | No Data | No Data | No Data | No Data | No Data | No Data | No Data | -44 | -60.0053 | 51.415 | 54.5412 | 88 | 98.702
2018-07-14 20:30 | No Data | No Data | No Data | No Data | 19.0127 | 24.4899 | No Data | No Data | No Data | No Data | No Data | No Data | No Data | No Data | -44.8 | -60.8644 | 51.415 | 54.2443 | 89.5 | 98.237
2018-07-14 21:00 | No Data | No Data | No Data | No Data | 19.1226 | 26.9401 | No Data | No Data | No Data | No Data | No Data | No Data | No Data | No Data | -45.6 | -61.4557 | 53.235 | 55.9724 | 89.6 | 98.3693
2018-07-14 21:30 | No Data | No Data | No Data | No Data | 22.6505 | 27.3827 | No Data | No Data | No Data | No Data | No Data | No Data | No Data | No Data | -45.6 | -61.4557 | 53.69 | 56.2675 | 94.2 | 103.2205
2018-07-14 22:00 | No Data | No Data | No Data | No Data | 16.8643 | 21.6602 | No Data | No Data | No Data | No Data | No Data | No Data | No Data | No Data | -43.2 | -59.9733 | 52.325 | 54.9666 | 91.1 | 99.7783
2018-07-14 22:30 | No Data | No Data | No Data | No Data | 18.5 | 24.9019 | No Data | No Data | No Data | No Data | No Data | No Data | No Data | No Data | -44.4 | -59.7609 | 51.415 | 54.3911 | 94.4 | 105.632
2018-07-14 23:00 | No Data | No Data | No Data | No Data | 26.3004 | 31.1379 | No Data | No Data | No Data | No Data | No Data | No Data | No Data | No Data | -42 | -58.834 | 51.87 | 54.6758 | 99 | 109.0809
2018-07-14 23:30 | No Data | No Data | No Data | No Data | 29.0593 | 33.5007 | No Data | No Data | No Data | No Data | No Data | No Data | No Data | No Data | -32.4 | -53.0449 | 43.68 | 47.1469 | 100.2 | 113.3536
2018-07-15 | No Data | No Data | No Data | No Data | 25.0675 | 30.1037 | No Data | No Data | No Data | No Data | No Data | No Data | No Data | No Data | -37.2 | -56.4057 | 46.41 | 48.7785 | 98.7 | 108.9777
2018-07-15 00:30 | No Data | No Data | No Data | No Data | 20.087 | 26.1025 | No Data | No Data | No Data | No Data | No Data | No Data | No Data | No Data | -35.6 | -56.5982 | 44.59 | 47.0502 | 96.6 | 108.773
2018-07-15 01:00 | No Data | No Data | No Data | No Data | 5.89 | 18.4521 | No Data | No Data | No Data | No Data | No Data | No Data | No Data | No Data | 38 | 68.672 | -29.12 | -29.4733 | 17.3 | 39.9411
2018-07-15 01:30 | No Data | No Data | No Data | No Data | 9.8939 | 21.6716 | No Data | No Data | No Data | No Data | No Data | No Data | No Data | No Data | 34.4 | 64.7024 | -26.39 | -27.2583 | 20.8 | 56.1915
2018-07-15 02:00 | No Data | No Data | No Data | No Data | 4.5106 | 18.0592 | No Data | No Data | No Data | No Data | No Data | No Data | No Data | No Data | 11.2 | 53.9748 | -4.095 | -11.2377 | 38.8 | 59.7971
2018-07-15 02:30 | No Data | No Data | No Data | No Data | -2.2156 | -17.5298 | No Data | No Data | No Data | No Data | No Data | No Data | No Data | No Data | 39.6 | 67.9353 | -32.305 | -32.927 | 7.6 | 36.7935
2018-07-15 03:00 | No Data | No Data | No Data | No Data | -4.1077 | -17.8678 | No Data | No Data | No Data | No Data | No Data | No Data | No Data | No Data | 38.8 | 67.4721 | -32.305 | -32.842 | 5 | 39.3192
2018-07-15 03:30 | No Data | No Data | No Data | No Data | -3.8025 | -19.7605 | No Data | No Data | No Data | No Data | No Data | No Data | No Data | No Data | 38.8 | 66.1695 | -32.76 | -33.6608 | 4.3 | 39.634
2018-07-15 04:00 | No Data | No Data | No Data | No Data | -5.4871 | -22.4761 | No Data | No Data | No Data | No Data | No Data | No Data | No Data | No Data | 37.6 | 64.4943 | -31.395 | -32.3338 | 3.9 | 41.882
2018-07-15 04:30 | No Data | No Data | No Data | No Data | -6.2074 | -20.896 | No Data | No Data | No Data | No Data | No Data | No Data | No Data | No Data | 35.6 | 64.0125 | -30.94 | -31.8922 | 3.9 | 39.1945
2018-07-15 05:00 | No Data | No Data | No Data | No Data | -5.6458 | -20.7361 | No Data | No Data | No Data | No Data | No Data | No Data | No Data | No Data | 35.6 | 62.3602 | -29.12 | -30.0162 | 6.8 | 38.6036
2018-07-15 05:30 | No Data | No Data | No Data | No Data | 1.6297 | 21.8568 | No Data | No Data | No Data | No Data | No Data | No Data | No Data | No Data | 34.4 | 61.3514 | -29.575 | -30.6881 | 6.2 | 37.7131
2018-07-15 06:00 | No Data | No Data | No Data | No Data | 8.7587 | 23.49 | No Data | No Data | No Data | No Data | No Data | No Data | No Data | No Data | 37.6 | 62.8802 | -30.94 | -32.2505 | 6.6 | 35.2239
2018-07-15 06:30 | No Data | No Data | No Data | No Data | 16.8643 | 27.5585 | No Data | No Data | No Data | No Data | No Data | No Data | No Data | No Data | 20.8 | 51.5798 | -13.195 | -18.6605 | 23.4 | 43.2726
2018-07-15 07:00 | No Data | No Data | No Data | No Data | 18.8052 | 28.7872 | No Data | No Data | No Data | No Data | No Data | No Data | No Data | No Data | 26.4 | 58.6747 | -20.02 | -22.1833 | 20.1 | 45.7517
2018-07-15 07:30 | No Data | No Data | No Data | No Data | 16.6567 | 27.432 | No Data | No Data | No Data | No Data | No Data | No Data | No Data | No Data | 34.4 | 62.3487 | -28.21 | -29.2512 | 4 | 40.1
2018-07-15 08:00 | No Data | No Data | No Data | No Data | 23.9322 | 32.37 | No Data | No Data | No Data | No Data | No Data | No Data | No Data | No Data | -21.2 | -47.7627 | 26.845 | 30.7588 | 57.5 | 76.7923
2018-07-15 08:30 | No Data | No Data | No Data | No Data | 26.1418 | 34.0361 | No Data | No Data | No Data | No Data | No Data | No Data | No Data | No Data | -32.8 | -53.2901 | 39.13 | 42.7797 | 53.2 | 74.8131
2018-07-15 09:00 | No Data | No Data | No Data | No Data | 22.1988 | 32.7681 | No Data | No Data | No Data | No Data | No Data | No Data | No Data | No Data | -33.6 | -53.1639 | 40.495 | 43.6824 | 33.6 | 55.92
2018-07-15 09:30 | No Data | No Data | No Data | No Data | 26.7033 | 37.1309 | No Data | No Data | No Data | No Data | No Data | No Data | No Data | No Data | -28.4 | -50.04 | 34.125 | 37.658 | 19.4 | 44.2764
2018-07-15 10:00 | No Data | No Data | No Data | No Data | 34.8577 | 45.6565 | No Data | No Data | No Data | No Data | No Data | No Data | No Data | No Data | -28.4 | -51.6991 | 34.125 | 37.2822 | 15.1 | 39.7775
2018-07-15 10:30 | No Data | No Data | No Data | No Data | 32.0867 | 43.5776 | No Data | No Data | No Data | No Data | No Data | No Data | No Data | No Data | -26 | -50.7638 | 30.94 | 34.592 | 10 | 34.0993
2018-07-15 11:00 | No Data | No Data | No Data | No Data | 33.93 | 46.083 | No Data | No Data | No Data | No Data | No Data | No Data | No Data | No Data | -23.2 | -50.0959 | 26.39 | 30.3625 | 4.6 | 31.6362
2018-07-15 11:30 | No Data | No Data | No Data | No Data | 33.991 | 47.4957 | No Data | No Data | No Data | No Data | No Data | No Data | No Data | No Data | 8.8 | 50.7685 | -5.915 | -12.021 | -29.2 | -35.5317
2018-07-15 12:00 | No Data | No Data | No Data | No Data | 35.8831 | 50.0351 | No Data | No Data | No Data | No Data | No Data | No Data | No Data | No Data | -8 | -47.8732 | 10.465 | 17.5632 | -11.7 | -30.3462
2018-07-15 12:30 | No Data | No Data | No Data | No Data | 28.7053 | 45.1653 | No Data | No Data | No Data | No Data | No Data | No Data | No Data | No Data | 38.4 | 66.2613 | -35.035 | -35.3292 | -58 | -61.0953
2018-07-15 13:00 | No Data | No Data | No Data | No Data | 28.8029 | 45.2274 | No Data | No Data | No Data | No Data | No Data | No Data | No Data | No Data | -3.2 | -46.5102 | 4.55 | 13.9575 | -19.2 | -33.6214
2018-07-15 13:30 | No Data | No Data | No Data | No Data | 30.4509 | 46.2944 | No Data | No Data | No Data | No Data | No Data | No Data | No Data | No Data | -22.4 | -49.0175 | 25.48 | 30.0472 | 2.9 | 29.8412
2018-07-15 14:00 | No Data | No Data | No Data | No Data | 29.4743 | 45.6579 | No Data | No Data | No Data | No Data | No Data | No Data | No Data | No Data | -13.2 | -44.0254 | 15.925 | 21.8873 | -5.9 | -31.2618
2018-07-15 14:30 | No Data | No Data | No Data | No Data | 29.572 | 45.721 | No Data | No Data | No Data | No Data | No Data | No Data | No Data | No Data | -24 | -49.419 | 25.025 | 29.6624 | 0.8 | 29.6137
2018-07-15 15:00 | No Data | No Data | No Data | No Data | 26.9596 | 42.1526 | No Data | No Data | No Data | No Data | No Data | No Data | No Data | No Data | -24.8 | -49.4659 | 27.3 | 32.0735 | 3.1 | 28.5687
2018-07-15 15:30 | No Data | No Data | No Data | No Data | 25.6291 | 40.0442 | No Data | No Data | No Data | No Data | No Data | No Data | No Data | No Data | -33.6 | -52.2394 | 36.4 | 40.6964 | 14.6 | 35.4464
2018-07-15 16:00 | No Data | No Data | No Data | No Data | 30.4997 | 41.6832 | No Data | No Data | No Data | No Data | No Data | No Data | No Data | No Data | -30.4 | -48.9767 | 35.49 | 40.0943 | 21.7 | 44.4559
2018-07-15 16:30 | No Data | No Data | No Data | No Data | 27.985 | 36.0798 | No Data | No Data | No Data | No Data | No Data | No Data | No Data | No Data | -30.8 | -49.9231 | 32.305 | 37.3045 | 37.9 | 57.2435
2018-07-15 17:00 | No Data | No Data | No Data | No Data | 28.7541 | 34.7363 | No Data | No Data | No Data | No Data | No Data | No Data | No Data | No Data | -27.2 | -48.3719 | 31.395 | 36.0629 | 60.1 | 74.841
2018-07-15 17:30 | No Data | No Data | No Data | No Data | 26.9108 | 30.3383 | No Data | No Data | No Data | No Data | No Data | No Data | No Data | No Data | -22.8 | -47.088 | 29.575 | 34.0308 | 65.1 | 75.2785
2018-07-15 18:00 | No Data | No Data | No Data | No Data | 34.2473 | 35.6513 | No Data | No Data | No Data | No Data | No Data | No Data | No Data | No Data | -27.2 | -48.0416 | 31.395 | 36.5192 | 72.5 | 85.9691
2018-07-15 18:30 | No Data | No Data | No Data | No Data | 32.5017 | 33.4987 | No Data | No Data | No Data | No Data | No Data | No Data | No Data | No Data | -24 | -46.3051 | 30.94 | 35.4433 | 69.7 | 81.4796
2018-07-15 19:00 | No Data | No Data | No Data | No Data | 26.6545 | 27.8614 | No Data | No Data | No Data | No Data | No Data | No Data | No Data | No Data | -23.2 | -47.283 | 29.575 | 33.8081 | 67 | 77.4238
2018-07-15 19:30 | No Data | No Data | No Data | No Data | 23.0655 | 23.9279 | No Data | No Data | No Data | No Data | No Data | No Data | No Data | No Data | -29.2 | -50.1725 | 33.67 | 37.6442 | 71.1 | 80.4299
2018-07-15 20:00 | No Data | No Data | No Data | No Data | 19.0127 | 21.6278 | No Data | No Data | No Data | No Data | No Data | No Data | No Data | No Data | -24 | -48.7213 | 26.39 | 30.8227 | 64 | 73.8257
2018-07-15 20:30 | No Data | No Data | No Data | No Data | 16.8643 | 20.673 | No Data | No Data | No Data | No Data | No Data | No Data | No Data | No Data | -23.2 | -49.3883 | 27.755 | 31.7752 | 62 | 69.634
2018-07-15 21:00 | No Data | No Data | No Data | No Data | 12.8115 | 20.8208 | No Data | No Data | No Data | No Data | No Data | No Data | No Data | No Data | -8.8 | -45.6561 | 12.74 | 18.6716 | 45.5 | 55.7413
2018-07-15 21:30 | No Data | No Data | No Data | No Data | 13.7392 | 21.4042 | No Data | No Data | No Data | No Data | No Data | No Data | No Data | No Data | -28.8 | -51.2562 | 33.67 | 37.4429 | 69.3 | 75.8769
2018-07-15 22:00 | No Data | No Data | No Data | No Data | 13.019 | 24.0396 | No Data | No Data | No Data | No Data | No Data | No Data | No Data | No Data | -24 | -50.1199 | 27.755 | 31.9991 | 61 | 66.6679
2018-07-15 22:30 | No Data | No Data | No Data | No Data | 9.7353 | 18.2083 | No Data | No Data | No Data | No Data | No Data | No Data | No Data | No Data | 8.4 | 50.636 | -3.64 | -11.5107 | 33.2 | 41.6203
2018-07-15 23:00 | No Data | No Data | No Data | No Data | 6.1952 | 11.0798 | No Data | No Data | No Data | No Data | No Data | No Data | No Data | No Data | 10.4 | 50.6786 | -4.55 | -11.4113 | 36.8 | 47.5421
2018-07-15 23:30 | No Data | No Data | No Data | No Data | 19.4278 | 22.3161 | No Data | No Data | No Data | No Data | No Data | No Data | No Data | No Data | -15.6 | -45.9304 | 21.385 | 26.6632 | 72.3 | 85.9624
2018-07-16 | No Data | No Data | No Data | No Data | 5.89 | 10.9121 | No Data | No Data | No Data | No Data | No Data | No Data | No Data | No Data | -3.2 | -49.2146 | 7.28 | 13.8905 | 54.5 | 64.9878
2018-07-16 00:30 | No Data | No Data | No Data | No Data | 0.0061036 | 9.6986 | No Data | No Data | No Data | No Data | No Data | No Data | No Data | No Data | 32.8 | 63.8661 | -29.575 | -30.1607 | 15.9 | 30.3911
2018-07-16 01:00 | No Data | No Data | No Data | No Data | -7.6478 | -12.3512 | No Data | No Data | No Data | No Data | No Data | No Data | No Data | No Data | 32.8 | 63.181 | -28.665 | -29.4663 | 12.2 | 42.4892
2018-07-16 01:30 | No Data | No Data | No Data | No Data | -5.597 | -11.1978 | No Data | No Data | No Data | No Data | No Data | No Data | No Data | No Data | 33.6 | 63.94 | -30.03 | -30.607 | 12.2 | 43.448
2018-07-16 02:00 | No Data | No Data | No Data | No Data | -9.1859 | -13.3583 | No Data | No Data | No Data | No Data | No Data | No Data | No Data | No Data | 31.6 | 61.1909 | -28.21 | -29.2512 | 8 | 46.789
2018-07-16 02:30 | No Data | No Data | No Data | No Data | 5.0721 | 22.7828 | No Data | No Data | No Data | No Data | No Data | No Data | No Data | No Data | 32.8 | 63.181 | -29.575 | -30.3523 | 5.1 | 37.1517
2018-07-16 03:00 | No Data | No Data | No Data | No Data | -4.2664 | -20.1054 | No Data | No Data | No Data | No Data | No Data | No Data | No Data | No Data | 34 | 63.4741 | -30.485 | -31.1434 | 0.3 | 37.0012
2018-07-16 03:30 | No Data | No Data | No Data | No Data | -6.1097 | -17.1246 | No Data | No Data | No Data | No Data | No Data | No Data | No Data | No Data | 34 | 64.8309 | -30.94 | -31.5889 | 0.4 | 39.0021
2018-07-16 04:00 | No Data | No Data | No Data | No Data | -13.1289 | -20.6951 | No Data | No Data | No Data | No Data | No Data | No Data | No Data | No Data | 33.2 | 63.3896 | -31.395 | -32.0347 | -2.1 | -39.8554
2018-07-16 04:30 | No Data | No Data | No Data | No Data | -12.9824 | -20.6025 | No Data | No Data | No Data | No Data | No Data | No Data | No Data | No Data | 35.2 | 65.1313 | -33.67 | -34.04 | -3.6 | -40.7593
2018-07-16 05:00 | No Data | No Data | No Data | No Data | -14.0566 | -21.6093 | No Data | No Data | No Data | No Data | No Data | No Data | No Data | No Data | 37.2 | 66.5649 | -35.035 | -35.3292 | -5.1 | -39.1337
2018-07-16 05:30 | No Data | No Data | No Data | No Data | -11.078 | -19.8014 | No Data | No Data | No Data | No Data | No Data | No Data | No Data | No Data | 40.8 | 67.6804 | -37.765 | -38.0952 | -6.6 | -39.6531
2018-07-16 06:00 | No Data | No Data | No Data | No Data | -3.3387 | -16.0914 | No Data | No Data | No Data | No Data | No Data | No Data | No Data | No Data | 41.2 | 67.9223 | -37.765 | -38.1577 | -4 | -43.397
2018-07-16 06:30 | No Data | No Data | No Data | No Data | 11.0658 | 19.2416 | No Data | No Data | No Data | No Data | No Data | No Data | No Data | No Data | 28.8 | 59.793 | -25.48 | -26.9066 | 14.3 | 54.8953
2018-07-16 07:00 | No Data | No Data | No Data | No Data | 8.1971 | 13.7026 | No Data | No Data | No Data | No Data | No Data | No Data | No Data | No Data | 37.2 | 62.3205 | -30.485 | -31.451 | 11.5 | 57.5605
2018-07-16 07:30 | No Data | No Data | No Data | No Data | 15.79 | 18.2676 | No Data | No Data | No Data | No Data | No Data | No Data | No Data | No Data | 23.2 | 56.211 | -16.835 | -18.9249 | 22 | 59.5155
2018-07-16 08:00 | No Data | No Data | No Data | No Data | 17.4746 | 19.0118 | No Data | No Data | No Data | No Data | No Data | No Data | No Data | No Data | -4 | -49.3623 | 12.74 | 16.2021 | 50.5 | 69.3975
2018-07-16 08:30 | No Data | No Data | No Data | No Data | 13.6782 | 16.4493 | No Data | No Data | No Data | No Data | No Data | No Data | No Data | No Data | 1.2 | 48.8148 | 8.19 | 12.5847 | 42.6 | 63.9535
2018-07-16 09:00 | No Data | No Data | No Data | No Data | 7.1229 | 11.5854 | No Data | No Data | No Data | No Data | No Data | No Data | No Data | No Data | 7.6 | 50.1199 | 2.275 | 6.7641 | 28.8 | 52.8387
2018-07-16 09:30 | No Data | No Data | No Data | No Data | 8.7098 | 14.5376 | No Data | No Data | No Data | No Data | No Data | No Data | No Data | No Data | 20.8 | 57.4943 | -11.83 | -12.5187 | 17.7 | 39.5784
2018-07-16 10:00 | No Data | No Data | No Data | No Data | 7.7821 | 16.0243 | No Data | No Data | No Data | No Data | No Data | No Data | No Data | No Data | 17.6 | 55.6561 | -5.915 | -7.7484 | 2.9 | 32.0315
2018-07-16 10:30 | No Data | No Data | No Data | No Data | 3.0701 | 18.0068 | No Data | No Data | No Data | No Data | No Data | No Data | No Data | No Data | 14.4 | 52.8015 | -1.82 | -4.4812 | -23 | -39.9786
2018-07-16 11:00 | No Data | No Data | No Data | No Data | 4.9622 | 18.424 | No Data | No Data | No Data | No Data | No Data | No Data | No Data | No Data | 4 | 48.9326 | 6.37 | 10.3756 | -11 | -34.8799
2018-07-16 11:30 | No Data | No Data | No Data | No Data | 5.7313 | 19.3325 | No Data | No Data | No Data | No Data | No Data | No Data | No Data | No Data | 19.6 | 52.218 | -11.375 | -14.2873 | -26.1 | -38.6453
2018-07-16 12:00 | No Data | No Data | No Data | No Data | 3.5828 | 20.5723 | No Data | No Data | No Data | No Data | No Data | No Data | No Data | No Data | 18.4 | 52.5281 | -12.74 | -15.3962 | -24 | -37.1065
2018-07-16 12:30 | No Data | No Data | No Data | No Data | -12.1523 | -16.7599 | No Data | No Data | No Data | No Data | No Data | No Data | No Data | No Data | 24 | 55.8226 | -15.47 | -17.0973 | -10 | -27.4838
2018-07-16 13:00 | No Data | No Data | No Data | No Data | -8.2094 | -14.2434 | No Data | No Data | No Data | No Data | No Data | No Data | No Data | No Data | 21.2 | 55.4155 | -13.195 | -15.295 | -15.3 | -27.5136
2018-07-16 13:30 | No Data | No Data | No Data | No Data | -14.1054 | -21.1001 | No Data | No Data | No Data | No Data | No Data | No Data | No Data | No Data | 16 | 51.7363 | -10.01 | -13.5281 | -10 | -31.6228
2018-07-16 14:00 | No Data | No Data | No Data | No Data | -11.3344 | -20.8799 | No Data | No Data | No Data | No Data | No Data | No Data | No Data | No Data | 8.4 | 47.9416 | 0 | 10.92 | -23.7 | -35.7013
2018-07-16 14:30 | No Data | No Data | No Data | No Data | -7.4891 | -24.7041 | No Data | No Data | No Data | No Data | No Data | No Data | No Data | No Data | 15.2 | 51.1124 | -8.645 | -12.5517 | -5.1 | -28.9527
2018-07-16 15:00 | No Data | No Data | No Data | No Data | -4.2664 | -22.2575 | No Data | No Data | No Data | No Data | No Data | No Data | No Data | No Data | 24.4 | 56.356 | -18.2 | -19.7755 | 0 | 30.1
2018-07-16 15:30 | No Data | No Data | No Data | No Data | 7.0741 | 26.8935 | No Data | No Data | No Data | No Data | No Data | No Data | No Data | No Data | 2.4 | 47.261 | 3.64 | 11.5107 | -6.3 | -25.9756
2018-07-16 16:00 | No Data | No Data | No Data | No Data | 19.0127 | 32.1274 | No Data | No Data | No Data | No Data | No Data | No Data | No Data | No Data | 6.8 | 46.8956 | -0.455 | -12.2934 | 0.4 | 37.9021
2018-07-16 16:30 | No Data | No Data | No Data | No Data | 27.5822 | 39.3801 | No Data | No Data | No Data | No Data | No Data | No Data | No Data | No Data | 11.6 | 47.4401 | -4.55 | -13.9575 | 16.7 | 45.1595
2018-07-16 17:00 | No Data | No Data | No Data | No Data | 28.7541 | 38.9763 | No Data | No Data | No Data | No Data | No Data | No Data | No Data | No Data | 21.2 | 52.1076 | -13.65 | -17.7683 | 15.9 | 44.3705
2018-07-16 17:30 | No Data | No Data | No Data | No Data | 36.1395 | 43.2445 | No Data | No Data | No Data | No Data | No Data | No Data | No Data | No Data | 5.2 | 45.4981 | 2.275 | 13.8383 | 37.4 | 64.7039
2018-07-16 18:00 | No Data | No Data | No Data | No Data | 33.8811 | 39.1658 | No Data | No Data | No Data | No Data | No Data | No Data | No Data | No Data | -1.6 | -43.6293 | 9.555 | 17.4153 | 46.5 | 72.4051
2018-07-16 18:30 | No Data | No Data | No Data | No Data | 30.8049 | 37.4422 | No Data | No Data | No Data | No Data | No Data | No Data | No Data | No Data | -1.2 | -43.6165 | 10.01 | 18.0458 | 47.7 | 73.7901
2018-07-16 19:00 | No Data | No Data | No Data | No Data | 20.2457 | 28.2119 | No Data | No Data | No Data | No Data | No Data | No Data | No Data | No Data | -4 | -44.5798 | 11.83 | 19.4748 | 49.3 | 73.0459
2018-07-16 19:30 | No Data | No Data | No Data | No Data | 11.3222 | 22.6764 | No Data | No Data | No Data | No Data | No Data | No Data | No Data | No Data | -2.4 | -45.6631 | 10.92 | 18.566 | 46.8 | 68.1938
2018-07-16 20:00 | No Data | No Data | No Data | No Data | 5.6825 | 20.0076 | No Data | No Data | No Data | No Data | No Data | No Data | No Data | No Data | -15.6 | -44.4288 | 23.66 | 29.3043 | 58.8 | 79.4965
2018-07-16 20:30 | No Data | No Data | No Data | No Data | 4.6082 | 21.4783 | No Data | No Data | No Data | No Data | No Data | No Data | No Data | No Data | -12.4 | -46.099 | 19.11 | 24.8756 | 54.9 | 73.1886
2018-07-16 21:00 | No Data | No Data | No Data | No Data | -1.4466 | -19.0312 | No Data | No Data | No Data | No Data | No Data | No Data | No Data | No Data | -14.4 | -46.6768 | 19.11 | 24.5868 | 54.1 | 72.3907
2018-07-16 21:30 | No Data | No Data | No Data | No Data | 3.534 | 19.3504 | No Data | No Data | No Data | No Data | No Data | No Data | No Data | No Data | -19.2 | -46.1805 | 27.755 | 32.228 | 65.9 | 82.3001
2018-07-16 22:00 | No Data | No Data | No Data | No Data | -4.7181 | -20.1467 | No Data | No Data | No Data | No Data | No Data | No Data | No Data | No Data | -13.6 | -46.8188 | 22.295 | 26.8797 | 56.8 | 69.1845
2018-07-16 22:30 | No Data | No Data | No Data | No Data | 2.1424 | 20.1645 | No Data | No Data | No Data | No Data | No Data | No Data | No Data | No Data | -15.2 | -46.1736 | 25.025 | 29.6624 | 64.3 | 78.0832
2018-07-16 23:00 | No Data | No Data | No Data | No Data | 3.4852 | 10.8822 | No Data | No Data | No Data | No Data | No Data | No Data | No Data | No Data | -21.6 | -47.2288 | 31.85 | 36.2404 | 75.7 | 90.612
2018-07-16 23:30 | No Data | No Data | No Data | No Data | 11.9936 | 14.3038 | No Data | No Data | No Data | No Data | No Data | No Data | No Data | No Data | -14 | -44.6515 | 22.295 | 28.2137 | 78.6 | 98.9443
2018-07-17 | No Data | No Data | No Data | No Data | 7.9408 | 11.1269 | No Data | No Data | No Data | No Data | No Data | No Data | No Data | No Data | -20.8 | -48.6835 | 31.395 | 35.203 | 81 | 99.103
2018-07-17 00:30 | No Data | No Data | No Data | No Data | 2.2034 | 8.0998 | No Data | No Data | No Data | No Data | No Data | No Data | No Data | No Data | -20.8 | -48.6687 | 28.21 | 32.3946 | 77 | 98.1103
2018-07-17 01:00 | No Data | No Data | No Data | No Data | -5.8534 | -9.7475 | No Data | No Data | No Data | No Data | No Data | No Data | No Data | No Data | 21.6 | 55.9385 | -13.65 | -17.7683 | 28.8 | 63.7734
2018-07-17 01:30 | No Data | No Data | No Data | No Data | -4.0589 | -8.2513 | No Data | No Data | No Data | No Data | No Data | No Data | No Data | No Data | 30.8 | 61.4726 | -21.84 | -23.0214 | 20.9 | 57.1581
2018-07-17 02:00 | No Data | No Data | No Data | No Data | -14.2641 | -15.2657 | No Data | No Data | No Data | No Data | No Data | No Data | No Data | No Data | 32 | 62.4256 | -24.115 | -25.1899 | 15.5 | 59.6491
2018-07-17 02:30 | No Data | No Data | No Data | No Data | -22.0523 | -22.3279 | No Data | No Data | No Data | No Data | No Data | No Data | No Data | No Data | 35.2 | 65.4682 | -29.12 | -29.6275 | 8 | 48.3662
2018-07-17 03:00 | No Data | No Data | No Data | No Data | -23.8468 | -24.1019 | No Data | No Data | No Data | No Data | No Data | No Data | No Data | No Data | 34.4 | 64.7024 | -28.21 | -28.8235 | 6.8 | 54.4265
2018-07-17 03:30 | No Data | No Data | No Data | No Data | -25.8 | -25.8662 | No Data | No Data | No Data | No Data | No Data | No Data | No Data | No Data | 38 | 66.3578 | -30.03 | -30.4442 | 3.8 | 52.9366
2018-07-17 04:00 | No Data | No Data | No Data | No Data | -27.277 | -27.277 | No Data | No Data | No Data | No Data | No Data | No Data | No Data | No Data | 40 | 67.2012 | -32.305 | -32.5094 | 1.1 | 52.8115
2018-07-17 04:30 | No Data | No Data | No Data | No Data | -26.6667 | -26.6667 | No Data | No Data | No Data | No Data | No Data | No Data | No Data | No Data | 40.8 | 67.3617 | -32.76 | -32.9616 | -0.8 | -48.9065
2018-07-17 05:00 | No Data | No Data | No Data | No Data | -25.8976 | -25.8976 | No Data | No Data | No Data | No Data | No Data | No Data | No Data | No Data | 43.2 | 69.1537 | -34.58 | -34.8216 | -1.1 | -50.512
2018-07-17 05:30 | No Data | No Data | No Data | No Data | -27.6432 | -27.6432 | No Data | No Data | No Data | No Data | No Data | No Data | No Data | No Data | 44.8 | 69.857 | -38.675 | -38.8912 | -2.9 | -51.4709
2018-07-17 06:00 | No Data | No Data | No Data | No Data | -19.44 | -19.44 | No Data | No Data | No Data | No Data | No Data | No Data | No Data | No Data | 46.4 | 70.5918 | -40.495 | -40.7015 | -0.9 | -58.9069
2018-07-17 06:30 | No Data | No Data | No Data | No Data | -14.0078 | -15.4221 | No Data | No Data | No Data | No Data | No Data | No Data | No Data | No Data | 6.8 | 47.6873 | 0 | 12.3606 | 44.7 | 77.9008
2018-07-17 07:00 | No Data | No Data | No Data | No Data | -8.8197 | -8.8197 | No Data | No Data | No Data | No Data | No Data | No Data | No Data | No Data | 9.6 | 48.5584 | -3.185 | -12.2513 | 46.8 | 80.5829
2018-07-17 07:30 | No Data | No Data | No Data | No Data | -14.1543 | -14.1543 | No Data | No Data | No Data | No Data | No Data | No Data | No Data | No Data | 20 | 53.8516 | -14.105 | -16.5435 | 28.5 | 62.4789
2018-07-17 08:00 | No Data | No Data | No Data | No Data | -15.9976 | -16.0879 | No Data | No Data | No Data | No Data | No Data | No Data | No Data | No Data | 27.6 | 58.1653 | -20.02 | -21.6305 | 18 | 60.4425
2018-07-17 08:30 | No Data | No Data | No Data | No Data | -19.6963 | -19.6963 | No Data | No Data | No Data | No Data | No Data | No Data | No Data | No Data | 24.4 | 57.4401 | -14.105 | -15.8729 | 4 | 49.761
2018-07-17 09:00 | No Data | No Data | No Data | No Data | -26.6178 | -26.6178 | No Data | No Data | No Data | No Data | No Data | No Data | No Data | No Data | 13.6 | 52.9755 | -3.64 | -8.9625 | -5.9 | -43.1057
2018-07-17 09:30 | No Data | No Data | No Data | No Data | -30.5119 | -30.5812 | No Data | No Data | No Data | No Data | No Data | No Data | No Data | No Data | 8.4 | 49.9119 | 2.73 | 9.5007 | -11 | -45.8394
2018-07-17 10:00 | No Data | No Data | No Data | No Data | -30.7195 | -30.7882 | No Data | No Data | No Data | No Data | No Data | No Data | No Data | No Data | 5.6 | 49.9151 | 2.73 | 8.633 | -14.6 | -39.9625
2018-07-17 10:30 | No Data | No Data | No Data | No Data | -33.1243 | -33.297 | No Data | No Data | No Data | No Data | No Data | No Data | No Data | No Data | 8 | 50.636 | 0.91 | 7.7883 | -18.2 | -41.7732
2018-07-17 11:00 | No Data | No Data | No Data | No Data | -33.0266 | -33.4083 | No Data | No Data | No Data | No Data | No Data | No Data | No Data | No Data | 10.4 | 52.2456 | -1.365 | -7.8545 | -19.3 | -42.4421
2018-07-17 11:30 | No Data | No Data | No Data | No Data | -32.6604 | -33.1448 | No Data | No Data | No Data | No Data | No Data | No Data | No Data | No Data | 7.6 | 51.3654 | 0.91 | 7.7883 | -18.9 | -44.693
2018-07-17 12:00 | No Data | No Data | No Data | No Data | -32.3064 | -32.8237 | No Data | No Data | No Data | No Data | No Data | No Data | No Data | No Data | 6.8 | 51.2531 | 1.365 | 7.8545 | -17.8 | -40.8788
2018-07-17 12:30 | No Data | No Data | No Data | No Data | -32.5628 | -33.0138 | No Data | No Data | No Data | No Data | No Data | No Data | No Data | No Data | 8.8 | 51.1625 | -2.73 | -8.2026 | -21.7 | -44.4559
2018-07-17 13:00 | No Data | No Data | No Data | No Data | -30.3044 | -31.1331 | No Data | No Data | No Data | No Data | No Data | No Data | No Data | No Data | 8 | 49.0567 | -1.82 | -11.0706 | -23 | -38.7613
2018-07-17 13:30 | No Data | No Data | No Data | No Data | -25.9464 | -27.5083 | No Data | No Data | No Data | No Data | No Data | No Data | No Data | No Data | 7.6 | 47.4131 | -2.275 | -12.4939 | -25.5 | -42.42
2018-07-17 14:00 | No Data | No Data | No Data | No Data | 5.0721 | 29.3663 | No Data | No Data | No Data | No Data | No Data | No Data | No Data | No Data | 9.2 | 48.0883 | -3.185 | -12.6912 | -0.8 | -34.0094
2018-07-17 14:30 | No Data | No Data | No Data | No Data | -12.8725 | -12.8725 | No Data | No Data | No Data | No Data | No Data | No Data | No Data | No Data | 20.8 | 52.6802 | -16.38 | -19.6863 | 6.2 | 42.7444
2018-07-17 15:00 | No Data | No Data | No Data | No Data | -20.1602 | -20.2686 | No Data | No Data | No Data | No Data | No Data | No Data | No Data | No Data | 27.6 | 57.4623 | -21.84 | -23.3251 | 2.9 | 45.9915
2018-07-17 15:30 | No Data | No Data | No Data | No Data | -14.313 | -15.6599 | No Data | No Data | No Data | No Data | No Data | No Data | No Data | No Data | 23.6 | 55.2898 | -17.29 | -19.5385 | 8.2 | 47.6115
2018-07-17 16:00 | No Data | No Data | No Data | No Data | -11.957 | -12.8722 | No Data | No Data | No Data | No Data | No Data | No Data | No Data | No Data | 25.2 | 55.9914 | -20.02 | -21.8068 | 4.6 | 48.6181
2018-07-17 16:30 | No Data | No Data | No Data | No Data | -6.2562 | -7.7992 | No Data | No Data | No Data | No Data | No Data | No Data | No Data | No Data | 26 | 56.356 | -20.02 | -21.9911 | 9.8 | 50.1665
2018-07-17 17:00 | No Data | No Data | No Data | No Data | 17.4746 | 26.7904 | No Data | No Data | No Data | No Data | No Data | No Data | No Data | No Data | 16 | 52.1168 | -10.01 | -13.8383 | 21.2 | 50.1483
2018-07-17 17:30 | No Data | No Data | No Data | No Data | 26.0929 | 35.3155 | No Data | No Data | No Data | No Data | No Data | No Data | No Data | No Data | 21.2 | 54.3087 | -15.47 | -17.948 | 22 | 51.4417
2018-07-17 18:00 | No Data | No Data | No Data | No Data | 22.089 | 31.1437 | No Data | No Data | No Data | No Data | No Data | No Data | No Data | No Data | 10.8 | 48.4198 | -7.28 | -14.28 | 35.5 | 62.7972
2018-07-17 18:30 | No Data | No Data | No Data | No Data | 24.2985 | 32.7479 | No Data | No Data | No Data | No Data | No Data | No Data | No Data | No Data | 2.8 | 46.4276 | 3.185 | 14.0167 | 44.9 | 68.8538
2018-07-17 19:00 | No Data | No Data | No Data | No Data | 27.631 | 39.2665 | No Data | No Data | No Data | No Data | No Data | No Data | No Data | No Data | -0.4 | -46.8273 | 6.825 | 15.6694 | 45.3 | 64.9179
2018-07-17 19:30 | No Data | No Data | No Data | No Data | 12.0912 | 22.152 | No Data | No Data | No Data | No Data | No Data | No Data | No Data | No Data | 0.4 | 47.2017 | 5.915 | 14.8765 | 43 | 61.7373
2018-07-17 20:00 | No Data | No Data | No Data | No Data | 13.7392 | 20.9398 | No Data | No Data | No Data | No Data | No Data | No Data | No Data | No Data | -6 | -45.993 | 11.375 | 18.8372 | 48.2 | 66.2148
2018-07-17 20:30 | No Data | No Data | No Data | No Data | 7.7821 | 17.5598 | No Data | No Data | No Data | No Data | No Data | No Data | No Data | No Data | -4 | -46.5721 | 9.1 | 16.7857 | 44.7 | 60.3858
2018-07-17 21:00 | No Data | No Data | No Data | No Data | 5.3285 | 20.6991 | No Data | No Data | No Data | No Data | No Data | No Data | No Data | No Data | -6.8 | -48.4793 | 11.375 | 17.0792 | 45.9 | 57.36
2018-07-17 21:30 | No Data | No Data | No Data | No Data | 11.9448 | 27.2182 | No Data | No Data | No Data | No Data | No Data | No Data | No Data | No Data | -10 | -48.6391 | 16.835 | 21.3898 | 52.8 | 65.6418
2018-07-17 22:00 | No Data | No Data | No Data | No Data | 22.1988 | 35.8162 | No Data | No Data | No Data | No Data | No Data | No Data | No Data | No Data | -19.6 | -50.3698 | 25.935 | 29.5225 | 60.3 | 69.1269
2018-07-17 22:30 | No Data | No Data | No Data | No Data | 19.9893 | 32.5123 | No Data | No Data | No Data | No Data | No Data | No Data | No Data | No Data | -18.4 | -50.6596 | 25.48 | 29.1236 | 63.4 | 71.7064
2018-07-17 23:00 | No Data | No Data | No Data | No Data | 27.1183 | 31.1016 | No Data | No Data | No Data | No Data | No Data | No Data | No Data | No Data | -32.4 | -53.6805 | 39.585 | 42.8401 | 82.7 | 92.5286
2018-07-17 23:30 | No Data | No Data | No Data | No Data | 35.0652 | 38.1712 | No Data | No Data | No Data | No Data | No Data | No Data | No Data | No Data | -27.2 | -50.3746 | 36.855 | 40.518 | 90.6 | 100.4154
2018-07-18 | No Data | No Data | No Data | No Data | 27.216 | 31.1155 | No Data | No Data | No Data | No Data | No Data | No Data | No Data | No Data | -38.4 | -56.9702 | 45.045 | 47.7772 | 95.5 | 102.1308
2018-07-18 00:30 | No Data | No Data | No Data | No Data | 19.9405 | 25.0018 | No Data | No Data | No Data | No Data | No Data | No Data | No Data | No Data | -32.4 | -53.3622 | 40.95 | 44.2755 | 90.4 | 101.3853
2018-07-18 01:00 | No Data | No Data | No Data | No Data | 18.146 | 23.5643 | No Data | No Data | No Data | No Data | No Data | No Data | No Data | No Data | -38.4 | -56.9083 | 44.59 | 47.8248 | 90.3 | 100.2314
2018-07-18 01:30 | No Data | No Data | No Data | No Data | 26.4958 | 31.6656 | No Data | No Data | No Data | No Data | No Data | No Data | No Data | No Data | -33.2 | -53.8516 | 40.495 | 44.0317 | 86.8 | 95.6992
2018-07-18 02:00 | No Data | No Data | No Data | No Data | 15.4238 | 21.7867 | No Data | No Data | No Data | No Data | No Data | No Data | No Data | No Data | -32.8 | -52.6619 | 37.765 | 41.9218 | 81 | 96.3089
2018-07-18 02:30 | No Data | No Data | No Data | No Data | 15.4238 | 23.0527 | No Data | No Data | No Data | No Data | No Data | No Data | No Data | No Data | -32 | -51.8521 | 37.31 | 41.9193 | 76.4 | 94.2474
2018-07-18 03:00 | No Data | No Data | No Data | No Data | 17.7798 | 25.9685 | No Data | No Data | No Data | No Data | No Data | No Data | No Data | No Data | -34 | -53.1097 | 39.13 | 43.5471 | 76.2 | 91.4149
2018-07-18 03:30 | No Data | No Data | No Data | No Data | 13.7392 | 23.3882 | No Data | No Data | No Data | No Data | No Data | No Data | No Data | No Data | -33.2 | -52.6011 | 37.765 | 41.7263 | 73.5 | 88.0596
2018-07-18 04:00 | No Data | No Data | No Data | No Data | 11.8837 | 24.1953 | No Data | No Data | No Data | No Data | No Data | No Data | No Data | No Data | -10 | -45.1221 | 14.56 | 21.2442 | 48.2 | 67.8125
2018-07-18 04:30 | No Data | No Data | No Data | No Data | 9.015 | 24.492 | No Data | No Data | No Data | No Data | No Data | No Data | No Data | No Data | 26 | 58.1378 | -21.84 | -23.4888 | 11.1 | 43.9256
2018-07-18 05:00 | No Data | No Data | No Data | No Data | 7.4769 | 22.1673 | No Data | No Data | No Data | No Data | No Data | No Data | No Data | No Data | 14.8 | 51.761 | -10.92 | -14.5101 | 25.1 | 53.5472
2018-07-18 05:30 | No Data | No Data | No Data | No Data | 9.6864 | 21.3054 | No Data | No Data | No Data | No Data | No Data | No Data | No Data | No Data | -9.2 | -45.3431 | 12.74 | 19.0068 | 51 | 70.4483
2018-07-18 06:00 | No Data | No Data | No Data | No Data | 14.9111 | 23.3736 | No Data | No Data | No Data | No Data | No Data | No Data | No Data | No Data | -16 | -44.9444 | 23.205 | 28.9381 | 62 | 81.9571
2018-07-18 06:30 | No Data | No Data | No Data | No Data | 20.2945 | 25.9401 | No Data | No Data | No Data | No Data | No Data | No Data | No Data | No Data | -14 | -45.0315 | 20.93 | 26.2208 | 67.5 | 85.5132
2018-07-18 07:00 | No Data | No Data | No Data | No Data | 20.5997 | 22.8314 | No Data | No Data | No Data | No Data | No Data | No Data | No Data | No Data | -2 | -46.5394 | 8.645 | 16.5435 | 60.3 | 87.6416
2018-07-18 07:30 | No Data | No Data | No Data | No Data | 13.5805 | 14.6289 | No Data | No Data | No Data | No Data | No Data | No Data | No Data | No Data | -6.4 | -48.3735 | 11.375 | 16.7425 | 55.3 | 74.0184
2018-07-18 08:00 | No Data | No Data | No Data | No Data | 13.5317 | 20.953 | No Data | No Data | No Data | No Data | No Data | No Data | No Data | No Data | -1.6 | -49.226 | 8.645 | 14.2873 | 49.4 | 69.4392
2018-07-18 08:30 | No Data | No Data | No Data | No Data | 11.7861 | 22.8173 | No Data | No Data | No Data | No Data | No Data | No Data | No Data | No Data | -5.2 | -50.6675 | 10.92 | 14.8137 | 33.1 | 54.5818
2018-07-18 09:00 | No Data | No Data | No Data | No Data | 2.3011 | 18.0007 | No Data | No Data | No Data | No Data | No Data | No Data | No Data | No Data | -8.8 | -49.5871 | 15.015 | 18.3021 | 17.8 | 44.4222
2018-07-18 09:30 | No Data | No Data | No Data | No Data | 0.0061036 | 17.4868 | No Data | No Data | No Data | No Data | No Data | No Data | No Data | No Data | -5.6 | -50.3126 | 11.375 | 14.8556 | 4.2 | 39.7227
2018-07-18 10:00 | No Data | No Data | No Data | No Data | -5.2308 | -16.6918 | No Data | No Data | No Data | No Data | No Data | No Data | No Data | No Data | -1.2 | -47.6151 | 6.825 | 14.0535 | -6 | -23.673
2018-07-18 10:30 | No Data | No Data | No Data | No Data | -10.724 | -20.1193 | No Data | No Data | No Data | No Data | No Data | No Data | No Data | No Data | 0.4 | 46.4069 | 4.55 | 13.5281 | -9.4 | -27.3651
2018-07-18 11:00 | No Data | No Data | No Data | No Data | -15.4849 | -16.8802 | No Data | No Data | No Data | No Data | No Data | No Data | No Data | No Data | 4 | 48.1348 | 0.455 | 11.83 | -13.9 | -26.0233
2018-07-18 11:30 | No Data | No Data | No Data | No Data | -16.1563 | -16.9228 | No Data | No Data | No Data | No Data | No Data | No Data | No Data | No Data | 6.4 | 48.0283 | 0.455 | 10.9295 | -15 | -25.1603
2018-07-18 12:00 | No Data | No Data | No Data | No Data | -20.5631 | -20.8246 | No Data | No Data | No Data | No Data | No Data | No Data | No Data | No Data | 5.2 | 48.6785 | 0.91 | 10.9579 | -15.5 | -25.3032
2018-07-18 12:30 | No Data | No Data | No Data | No Data | -27.277 | -27.3228 | No Data | No Data | No Data | No Data | No Data | No Data | No Data | No Data | 9.6 | 49.7353 | -5.46 | -11.8037 | -21.7 | -30.477
2018-07-18 13:00 | No Data | No Data | No Data | No Data | -29.0227 | -29.0657 | No Data | No Data | No Data | No Data | No Data | No Data | No Data | No Data | 14.4 | 52.0323 | -9.1 | -13.195 | -26.8 | -35.7099
2018-07-18 13:30 | No Data | No Data | No Data | No Data | -24.567 | -24.6178 | No Data | No Data | No Data | No Data | No Data | No Data | No Data | No Data | 14.8 | 52.1444 | -9.1 | -13.195 | -22 | -32.2639
2018-07-18 14:00 | No Data | No Data | No Data | No Data | -24.4572 | -24.5082 | No Data | No Data | No Data | No Data | No Data | No Data | No Data | No Data | 13.2 | 50.5537 | -9.1 | -13.5281 | -26 | -37.8451
2018-07-18 14:30 | No Data | No Data | No Data | No Data | -20.3067 | -20.3305 | No Data | No Data | No Data | No Data | No Data | No Data | No Data | No Data | 15.6 | 51.614 | -10.465 | -14.4816 | -29.1 | -38.0402
2018-07-18 15:00 | No Data | No Data | No Data | No Data | -24.2008 | -24.2524 | No Data | No Data | No Data | No Data | No Data | No Data | No Data | No Data | 7.6 | 49.3883 | -4.095 | -11.6626 | -21.6 | -34.0331
2018-07-18 15:30 | No Data | No Data | No Data | No Data | -16.3638 | -16.741 | No Data | No Data | No Data | No Data | No Data | No Data | No Data | No Data | 8.8 | 48.4809 | -5.005 | -12.8452 | -20.4 | -37.0621
2018-07-18 16:00 | No Data | No Data | No Data | No Data | -3.7537 | -4.0922 | No Data | No Data | No Data | No Data | No Data | No Data | No Data | No Data | 5.2 | 47.4856 | -0.91 | -12.3187 | -8.7 | -34.4158
2018-07-18 16:30 | No Data | No Data | No Data | No Data | 1.0193 | 1.0193 | No Data | No Data | No Data | No Data | No Data | No Data | No Data | No Data | 8.4 | 47.1542 | -5.915 | -13.6348 | 2.9 | 38.7088
2018-07-18 17:00 | No Data | No Data | No Data | No Data | 8.7587 | 8.962 | No Data | No Data | No Data | No Data | No Data | No Data | No Data | No Data | 8.8 | 47.2271 | -7.28 | -14.28 | 22.8 | 47.2631
2018-07-18 17:30 | No Data | No Data | No Data | No Data | 11.5785 | 11.5785 | No Data | No Data | No Data | No Data | No Data | No Data | No Data | No Data | 6.8 | 47.6873 | -4.095 | -12.0897 | 30.1 | 58.4467
2018-07-18 18:00 | No Data | No Data | No Data | No Data | 13.019 | 13.648 | No Data | No Data | No Data | No Data | No Data | No Data | No Data | No Data | 8 | 47.0846 | -3.64 | -12.3773 | 34.3 | 60.3046
2018-07-18 18:30 | No Data | No Data | No Data | No Data | 9.5766 | 10.4156 | No Data | No Data | No Data | No Data | No Data | No Data | No Data | No Data | 3.2 | 46.5102 | 1.365 | 12.3606 | 39.1 | 60.22
2018-07-18 19:00 | No Data | No Data | No Data | No Data | 3.4241 | 5.3383 | No Data | No Data | No Data | No Data | No Data | No Data | No Data | No Data | -2.4 | -46.4276 | 6.37 | 13.8383 | 44.1 | 61.8037
2018-07-18 19:30 | No Data | No Data | No Data | No Data | 0.0061036 | 0.0086318 | No Data | No Data | No Data | No Data | No Data | No Data | No Data | No Data | 0.8 | 47.6067 | 3.64 | 11.9432 | 40.1 | 57.0646
2018-07-18 20:00 | No Data | No Data | No Data | No Data | 0.0061036 | 0.0086318 | No Data | No Data | No Data | No Data | No Data | No Data | No Data | No Data | -10.4 | -45.9913 | 14.56 | 20.2718 | 51.2 | 70.5244
2018-07-18 20:30 | No Data | No Data | No Data | No Data | -2.4109 | -2.4109 | No Data | No Data | No Data | No Data | No Data | No Data | No Data | No Data | -8.8 | -46.0834 | 14.105 | 19.6284 | 48.5 | 65.0831
2018-07-18 21:00 | No Data | No Data | No Data | No Data | -4.3641 | -4.8403 | No Data | No Data | No Data | No Data | No Data | No Data | No Data | No Data | -19.2 | -48.7409 | 23.66 | 27.5454 | 57.3 | 69.5955
2018-07-18 21:30 | No Data | No Data | No Data | No Data | 0.0061036 | 0.0086318 | No Data | No Data | No Data | No Data | No Data | No Data | No Data | No Data | -11.6 | -48.2162 | 17.29 | 21.21 | 53.2 | 65.2616
2018-07-18 22:00 | No Data | No Data | No Data | No Data | -7.4891 | -7.7505 | No Data | No Data | No Data | No Data | No Data | No Data | No Data | No Data | -14.8 | -49.0844 | 20.475 | 23.8777 | 54.9 | 63.5453
2018-07-18 22:30 | No Data | No Data | No Data | No Data | -3.5462 | -3.9716 | No Data | No Data | No Data | No Data | No Data | No Data | No Data | No Data | -17.2 | -48.736 | 21.84 | 25.7548 | 60.4 | 70.06
2018-07-18 23:00 | No Data | No Data | No Data | No Data | 0.0061036 | 0.0086318 | No Data | No Data | No Data | No Data | No Data | No Data | No Data | No Data | -15.2 | -47.3083 | 20.475 | 24.8632 | 63 | 75.8277
2018-07-18 23:30 | No Data | No Data | No Data | No Data | 14.3008 | 14.3008 | No Data | No Data | No Data | No Data | No Data | No Data | No Data | No Data | -19.6 | -47.0744 | 25.935 | 30.1984 | 79.4 | 93.0409
2018-07-19 | No Data | No Data | No Data | No Data | 8.1483 | 8.1483 | No Data | No Data | No Data | No Data | No Data | No Data | No Data | No Data | -23.6 | -49.226 | 28.665 | 32.1508 | 79.4 | 89.178
2018-07-19 00:30 | No Data | No Data | No Data | No Data | 3.6805 | 4.5814 | No Data | No Data | No Data | No Data | No Data | No Data | No Data | No Data | -24 | -49.419 | 28.21 | 32.1734 | 77 | 89.6427
2018-07-19 01:00 | No Data | No Data | No Data | No Data | -1.7517 | -3.2423 | No Data | No Data | No Data | No Data | No Data | No Data | No Data | No Data | 0.4 | 46.8017 | 5.005 | 13.2654 | 46.8 | 64.5793
2018-07-19 01:30 | No Data | No Data | No Data | No Data | -4.9256 | -5.301 | No Data | No Data | No Data | No Data | No Data | No Data | No Data | No Data | 26 | 58.1378 | -24.115 | -25.0622 | 20.1 | 43.2539
2018-07-19 02:00 | No Data | No Data | No Data | No Data | -10.2602 | -10.4456 | No Data | No Data | No Data | No Data | No Data | No Data | No Data | No Data | 36.4 | 64.4608 | -34.58 | -34.8216 | 4.3 | 35.8587
2018-07-19 02:30 | No Data | No Data | No Data | No Data | -11.6396 | -11.8033 | No Data | No Data | No Data | No Data | No Data | No Data | No Data | No Data | 36 | 62.9171 | -32.76 | -33.2119 | 3.2 | 45.9413
2018-07-19 03:00 | No Data | No Data | No Data | No Data | -15.4849 | -15.4849 | No Data | No Data | No Data | No Data | No Data | No Data | No Data | No Data | 36.4 | 62.8204 | -34.125 | -34.559 | -0.1 | -44.2001
2018-07-19 03:30 | No Data | No Data | No Data | No Data | -15.4849 | -15.6274 | No Data | No Data | No Data | No Data | No Data | No Data | No Data | No Data | 36.8 | 63.053 | -35.035 | -35.3907 | -1.1 | -47.7127
2018-07-19 04:00 | No Data | No Data | No Data | No Data | -13.2876 | -13.862 | No Data | No Data | No Data | No Data | No Data | No Data | No Data | No Data | 36.4 | 63.1468 | -31.85 | -32.1734 | -0.3 | -45.701
2018-07-19 04:30 | No Data | No Data | No Data | No Data | -12.2621 | -13.0156 | No Data | No Data | No Data | No Data | No Data | No Data | No Data | No Data | 37.6 | 63.5232 | -35.49 | -35.8412 | -3.1 | -44.7219
2018-07-19 05:00 | No Data | No Data | No Data | No Data | -4.0589 | -5.9599 | No Data | No Data | No Data | No Data | No Data | No Data | No Data | No Data | 36.8 | 63.1468 | -34.58 | -34.9403 | -2.4 | -40.571
2018-07-19 05:30 | No Data | No Data | No Data | No Data | -3.1312 | -6.8219 | No Data | No Data | No Data | No Data | No Data | No Data | No Data | No Data | -10.4 | -44.8232 | 13.195 | 19.3147 | 49.7 | 70.7831
2018-07-19 06:00 | No Data | No Data | No Data | No Data | 2.1424 | 3.1173 | No Data | No Data | No Data | No Data | No Data | No Data | No Data | No Data | -9.2 | -44.5601 | 11.375 | 18.1202 | 49.8 | 70.0752
2018-07-19 06:30 | No Data | No Data | No Data | No Data | 4.6571 | 9.3006 | No Data | No Data | No Data | No Data | No Data | No Data | No Data | No Data | -1.2 | -45.2071 | 4.095 | 12.9495 | 49.6 | 74.7327
2018-07-19 07:00 | No Data | No Data | No Data | No Data | 7.1229 | 17.2778 | No Data | No Data | No Data | No Data | No Data | No Data | No Data | No Data | 27.6 | 55.7164 | -23.205 | -25.272 | 24.8 | 68.4506
2018-07-19 07:30 | No Data | No Data | No Data | No Data | 5.2186 | 15.0399 | No Data | No Data | No Data | No Data | No Data | No Data | No Data | No Data | 31.2 | 59.6161 | -29.575 | -30.1607 | 11.9 | 56.0772
2018-07-19 08:00 | No Data | No Data | No Data | No Data | 19.5743 | 25.1568 | No Data | No Data | No Data | No Data | No Data | No Data | No Data | No Data | 22.8 | 54.5894 | -18.655 | -20.195 | 17.4 | 55.2134
2018-07-19 08:30 | No Data | No Data | No Data | No Data | 17.8897 | 25.4904 | No Data | No Data | No Data | No Data | No Data | No Data | No Data | No Data | 21.2 | 55.0462 | -17.745 | -19.0123 | -0.9 | -47.3086
2018-07-19 09:00 | No Data | No Data | No Data | No Data | 21.2711 | 29.1645 | No Data | No Data | No Data | No Data | No Data | No Data | No Data | No Data | 16.4 | 53.3816 | -12.285 | -14.28 | -13 | -47.8979
2018-07-19 09:30 | No Data | No Data | No Data | No Data | 8.5512 | 21.7079 | No Data | No Data | No Data | No Data | No Data | No Data | No Data | No Data | 12 | 52.1981 | -10.465 | -12.7481 | -17.3 | -44.8693
2018-07-19 10:00 | No Data | No Data | No Data | No Data | 9.5277 | 23.877 | No Data | No Data | No Data | No Data | No Data | No Data | No Data | No Data | 2 | 50.1294 | -0.455 | -7.7484 | -13.7 | -38.4253
2018-07-19 10:30 | No Data | No Data | No Data | No Data | 12.8115 | 27.1134 | No Data | No Data | No Data | No Data | No Data | No Data | No Data | No Data | -0.4 | -45.2637 | 2.275 | 12.0468 | -11 | -32.7053
2018-07-19 11:00 | No Data | No Data | No Data | No Data | 9.4789 | 28.0139 | No Data | No Data | No Data | No Data | No Data | No Data | No Data | No Data | -0.4 | -46.0017 | 3.64 | 11.9432 | -13.1 | -28.7117
2018-07-19 11:30 | No Data | No Data | No Data | No Data | 15.1675 | 35.2263 | No Data | No Data | No Data | No Data | No Data | No Data | No Data | No Data | 5.6 | 47.1339 | -2.275 | -10.7094 | -21.2 | -33.5476
2018-07-19 12:00 | No Data | No Data | No Data | No Data | 21.5274 | 36.4693 | No Data | No Data | No Data | No Data | No Data | No Data | No Data | No Data | 6.8 | 46.8956 | -5.005 | -11.6003 | -21.4 | -35.64
2018-07-19 12:30 | No Data | No Data | No Data | No Data | 28.2414 | 40.7941 | No Data | No Data | No Data | No Data | No Data | No Data | No Data | No Data | -1.6 | -45.6281 | 3.185 | 12.6912 | -15.1 | -31.6057
2018-07-19 13:00 | No Data | No Data | No Data | No Data | 26.1906 | 41.0697 | No Data | No Data | No Data | No Data | No Data | No Data | No Data | No Data | -7.6 | -45.0458 | 9.555 | 15.925 | -7.9 | -30.5395
2018-07-19 13:30 | No Data | No Data | No Data | No Data | 28.864 | 44.0186 | No Data | No Data | No Data | No Data | No Data | No Data | No Data | No Data | -10 | -45.1221 | 11.375 | 18.1202 | -0.8 | -39.8288
2018-07-19 14:00 | No Data | No Data | No Data | No Data | 33.8323 | 48.6994 | No Data | No Data | No Data | No Data | No Data | No Data | No Data | No Data | -5.2 | -43.909 | 6.37 | 14.6521 | 19.6 | 46.1671
2018-07-19 14:30 | No Data | No Data | No Data | No Data | 30.9148 | 43.0096 | No Data | No Data | No Data | No Data | No Data | No Data | No Data | No Data | -28.8 | -49.6145 | 30.94 | 35.0084 | 45.1 | 64.5635
2018-07-19 15:00 | No Data | No Data | No Data | No Data | 36.1883 | 43.9669 | No Data | No Data | No Data | No Data | No Data | No Data | No Data | No Data | -30 | -49.3623 | 31.85 | 36.2404 | 38.7 | 60.0375
2018-07-19 15:30 | No Data | No Data | No Data | No Data | 22.0401 | 29.4531 | No Data | No Data | No Data | No Data | No Data | No Data | No Data | No Data | 5.2 | 46.293 | -3.64 | -12.8129 | 20.2 | 45.7957
2018-07-19 16:00 | No Data | No Data | No Data | No Data | 36.5545 | 42.5593 | No Data | No Data | No Data | No Data | No Data | No Data | No Data | No Data | -2 | -46.5394 | 5.005 | 14.5387 | 9.8 | 47.6193
2018-07-19 16:30 | No Data | No Data | No Data | No Data | 44.8066 | 49.0882 | No Data | No Data | No Data | No Data | No Data | No Data | No Data | No Data | -7.6 | -46.6236 | 11.83 | 17.7217 | 24.4 | 54.5601
2018-07-19 17:00 | No Data | No Data | No Data | No Data | 43.0121 | 45.9636 | No Data | No Data | No Data | No Data | No Data | No Data | No Data | No Data | -8.8 | -44.8714 | 15.47 | 21.8779 | 46.5 | 75.0431
2018-07-19 17:30 | No Data | No Data | No Data | No Data | 37.5189 | 41.592 | No Data | No Data | No Data | No Data | No Data | No Data | No Data | No Data | 13.2 | 49.011 | -8.645 | -14.6521 | 24 | 58.0897
2018-07-19 18:00 | No Data | No Data | No Data | No Data | 45.9297 | 50.6213 | No Data | No Data | No Data | No Data | No Data | No Data | No Data | No Data | 9.6 | 48.1664 | -4.55 | -13.1005 | 31.3 | 71.9634
2018-07-19 18:30 | No Data | No Data | No Data | No Data | 50.19 | 55.2211 | No Data | No Data | No Data | No Data | No Data | No Data | No Data | No Data | -12 | -46.3793 | 16.835 | 21.9629 | 55.6 | 86.2981
2018-07-19 19:00 | No Data | No Data | No Data | No Data | 51.667 | 57.2998 | No Data | No Data | No Data | No Data | No Data | No Data | No Data | No Data | -8.8 | -47.6202 | 15.015 | 20.601 | 51.8 | 80.0381
2018-07-19 19:30 | No Data | No Data | No Data | No Data | 53.5714 | 60.5881 | No Data | No Data | No Data | No Data | No Data | No Data | No Data | No Data | -10.4 | -48.7229 | 15.925 | 20.6812 | 53.5 | 78.8331
2018-07-19 20:00 | No Data | No Data | No Data | No Data | 36.1395 | 44.7612 | No Data | No Data | No Data | No Data | No Data | No Data | No Data | No Data | -11.6 | -48.2162 | 16.38 | 21.6161 | 52 | 74.9667
2018-07-19 20:30 | No Data | No Data | No Data | No Data | 24.445 | 33.5088 | No Data | No Data | No Data | No Data | No Data | No Data | No Data | No Data | -5.2 | -49.0763 | 10.92 | 16.4368 | 45.5 | 68.0486
2018-07-19 21:00 | No Data | No Data | No Data | No Data | 26.6056 | 38.1475 | No Data | No Data | No Data | No Data | No Data | No Data | No Data | No Data | -8.4 | -48.3355 | 11.83 | 18.063 | 46.5 | 71.2618
2018-07-19 21:30 | No Data | No Data | No Data | No Data | 33.6248 | 37.019 | No Data | No Data | No Data | No Data | No Data | No Data | No Data | No Data | 0.4 | 49.2065 | 5.915 | 14.0462 | 43 | 67.7847
2018-07-19 22:00 | No Data | No Data | No Data | No Data | 37.0062 | 41.4936 | No Data | No Data | No Data | No Data | No Data | No Data | No Data | No Data | -7.2 | -49.3283 | 15.015 | 19.989 | 48.2 | 67.1824
2018-07-19 22:30 | No Data | No Data | No Data | No Data | 32.3919 | 38.3414 | No Data | No Data | No Data | No Data | No Data | No Data | No Data | No Data | -4.8 | -49.0355 | 10.92 | 17.1276 | 49.6 | 69.4415
2018-07-19 23:00 | No Data | No Data | No Data | No Data | 30.1457 | 35.4851 | No Data | No Data | No Data | No Data | No Data | No Data | No Data | No Data | -7.6 | -49.3883 | 16.38 | 21.322 | 58.1 | 75.9396
2018-07-19 23:30 | No Data | No Data | No Data | No Data | 43.7812 | 46.3903 | No Data | No Data | No Data | No Data | No Data | No Data | No Data | No Data | 0.8 | 48.8066 | 7.735 | 15.295 | 60.6 | 84.9271
2018-07-20 | No Data | No Data | No Data | No Data | 42.2919 | 44.9874 | No Data | No Data | No Data | No Data | No Data | No Data | No Data | No Data | -23.6 | -51.3451 | 30.94 | 34.3909 | 80.2 | 97.8736
2018-07-20 00:30 | No Data | No Data | No Data | No Data | 35.5779 | 38.7435 | No Data | No Data | No Data | No Data | No Data | No Data | No Data | No Data | -12 | -49.8654 | 16.835 | 21.3898 | 64.4 | 80.1414
2018-07-20 01:00 | No Data | No Data | No Data | No Data | 30.2922 | 34.2855 | No Data | No Data | No Data | No Data | No Data | No Data | No Data | No Data | -6 | -49.9616 | 10.01 | 16.2021 | 52.8 | 69.3746
2018-07-20 01:30 | No Data | No Data | No Data | No Data | 25.5314 | 29.1924 | No Data | No Data | No Data | No Data | No Data | No Data | No Data | No Data | -14 | -50.7685 | 19.565 | 23.5987 | 62.2 | 76.3052
2018-07-20 02:00 | No Data | No Data | No Data | No Data | 24.9088 | 29.9175 | No Data | No Data | No Data | No Data | No Data | No Data | No Data | No Data | -17.6 | -47.3895 | 22.75 | 28.5746 | 61 | 71.6048
2018-07-20 02:30 | No Data | No Data | No Data | No Data | 22.8092 | 28.1289 | No Data | No Data | No Data | No Data | No Data | No Data | No Data | No Data | -17.2 | -47.6151 | 21.84 | 27.8555 | 57.2 | 69.0058
2018-07-20 03:00 | No Data | No Data | No Data | No Data | 12.8115 | 22.183 | No Data | No Data | No Data | No Data | No Data | No Data | No Data | No Data | -22 | -48.1232 | 25.48 | 30.7924 | 58.8 | 69.0498
2018-07-20 03:30 | No Data | No Data | No Data | No Data | 18.8663 | 29.0585 | No Data | No Data | No Data | No Data | No Data | No Data | No Data | No Data | -6.8 | -46.4999 | 11.83 | 19.8382 | 43.8 | 56.696
2018-07-20 04:00 | No Data | No Data | No Data | No Data | 9.3812 | 24.8212 | No Data | No Data | No Data | No Data | No Data | No Data | No Data | No Data | -11.6 | -46.2774 | 16.38 | 22.5214 | 48 | 58.363
2018-07-20 04:30 | No Data | No Data | No Data | No Data | 6.244 | 20.2671 | No Data | No Data | No Data | No Data | No Data | No Data | No Data | No Data | -14.4 | -45.5368 | 17.29 | 23.817 | 50.5 | 64.1132
2018-07-20 05:00 | No Data | No Data | No Data | No Data | 4.6082 | 12.5186 | No Data | No Data | No Data | No Data | No Data | No Data | No Data | No Data | -8.8 | -44.8714 | 13.195 | 20.333 | 46.9 | 59.3068
2018-07-20 05:30 | No Data | No Data | No Data | No Data | -3.7537 | -8.4209 | No Data | No Data | No Data | No Data | No Data | No Data | No Data | No Data | -6 | -44.8589 | 11.375 | 19.2019 | 46.2 | 59.5668
2018-07-20 06:00 | No Data | No Data | No Data | No Data | 4.1932 | 10.3315 | No Data | No Data | No Data | No Data | No Data | No Data | No Data | No Data | 7.6 | 47.4131 | -1.365 | -13.7181 | 36 | 51.409
2018-07-20 06:30 | No Data | No Data | No Data | No Data | 15.79 | 22.0816 | No Data | No Data | No Data | No Data | No Data | No Data | No Data | No Data | 3.2 | 47.3083 | 1.82 | 12.8693 | 45.8 | 66.3449
2018-07-20 07:00 | No Data | No Data | No Data | No Data | 19.5743 | 26.1503 | No Data | No Data | No Data | No Data | No Data | No Data | No Data | No Data | -21.2 | -46.6905 | 26.845 | 32.1798 | 77.8 | 96.8614
2018-07-20 07:30 | No Data | No Data | No Data | No Data | 17.731 | 22.787 | No Data | No Data | No Data | No Data | No Data | No Data | No Data | No Data | -22 | -46.3534 | 28.665 | 33.4108 | 73.1 | 93.7513
2018-07-20 08:00 | No Data | No Data | No Data | No Data | 19.2691 | 23.7012 | No Data | No Data | No Data | No Data | No Data | No Data | No Data | No Data | -18 | -45.3273 | 26.39 | 30.5901 | 65.4 | 85.0038
2018-07-20 08:30 | No Data | No Data | No Data | No Data | 15.79 | 18.8307 | No Data | No Data | No Data | No Data | No Data | No Data | No Data | No Data | -17.2 | -46.87 | 24.57 | 28.3308 | 44.6 | 63.9281
2018-07-20 09:00 | No Data | No Data | No Data | No Data | 14.0444 | 19.7929 | No Data | No Data | No Data | No Data | No Data | No Data | No Data | No Data | -38.4 | -54.8744 | 45.5 | 48.2064 | 45.4 | 70.9324
2018-07-20 09:30 | No Data | No Data | No Data | No Data | 7.1717 | 17.3535 | No Data | No Data | No Data | No Data | No Data | No Data | No Data | No Data | -17.6 | -49.252 | 25.025 | 28.0813 | 13 | 40.0406
2018-07-20 10:00 | No Data | No Data | No Data | No Data | 0.0061036 | 17.5357 | No Data | No Data | No Data | No Data | No Data | No Data | No Data | No Data | -44.4 | -57.4136 | 55.055 | 58.2773 | 39 | 52.2689
2018-07-20 10:30 | No Data | No Data | No Data | No Data | -1.8006 | -17.1786 | No Data | No Data | No Data | No Data | No Data | No Data | No Data | No Data | -44.4 | -57.9241 | 48.685 | 51.664 | 34.3 | 46.3673
2018-07-20 11:00 | No Data | No Data | No Data | No Data | -15.9976 | -19.058 | No Data | No Data | No Data | No Data | No Data | No Data | No Data | No Data | -37.6 | -53.1744 | 44.135 | 47.5687 | 28.4 | 40.9489
2018-07-20 11:30 | No Data | No Data | No Data | No Data | -22.0035 | -24.3195 | No Data | No Data | No Data | No Data | No Data | No Data | No Data | No Data | -28 | -50.811 | 34.125 | 37.658 | 17.8 | 31.7574
2018-07-20 12:00 | No Data | No Data | No Data | No Data | -21.2833 | -23.9488 | No Data | No Data | No Data | No Data | No Data | No Data | No Data | No Data | -37.6 | -53.458 | 42.315 | 46.063 | 24.6 | 39.4183
2018-07-20 12:30 | No Data | No Data | No Data | No Data | -23.5904 | -26.3545 | No Data | No Data | No Data | No Data | No Data | No Data | No Data | No Data | -20 | -46.5188 | 23.205 | 28.1439 | 7.9 | 31.0227
2018-07-20 13:00 | No Data | No Data | No Data | No Data | -25.1286 | -28.5693 | No Data | No Data | No Data | No Data | No Data | No Data | No Data | No Data | -0.4 | -47.6017 | 4.095 | 12.0897 | -15.3 | -29.2043
2018-07-20 13:30 | No Data | No Data | No Data | No Data | -23.0777 | -26.7031 | No Data | No Data | No Data | No Data | No Data | No Data | No Data | No Data | -4 | -46.1736 | 9.1 | 16.7857 | 5.4 | 32.3538
2018-07-20 14:00 | No Data | No Data | No Data | No Data | -18.5122 | -26.6944 | No Data | No Data | No Data | No Data | No Data | No Data | No Data | No Data | -1.2 | -46.8154 | 2.73 | 12.5847 | 24 | 38.9678
2018-07-20 14:30 | No Data | No Data | No Data | No Data | -24.4572 | -27.8104 | No Data | No Data | No Data | No Data | No Data | No Data | No Data | No Data | -2.8 | -45.6158 | 6.825 | 14.8556 | 5.1 | 24.2425
2018-07-20 15:00 | No Data | No Data | No Data | No Data | -24.7745 | -27.3986 | No Data | No Data | No Data | No Data | No Data | No Data | No Data | No Data | 7.2 | 49.3283 | -3.64 | -11.08 | -20.8 | -27.3117
2018-07-20 15:30 | No Data | No Data | No Data | No Data | -9.6986 | -18.6245 | No Data | No Data | No Data | No Data | No Data | No Data | No Data | No Data | -1.2 | -46.0156 | 3.64 | 13.2498 | 28.8 | 43.7221
2018-07-20 16:00 | No Data | No Data | No Data | No Data | -3.0823 | -13.6879 | No Data | No Data | No Data | No Data | No Data | No Data | No Data | No Data | 3.6 | 45.7419 | 1.365 | 14.1709 | 29.1 | 47.0724
2018-07-20 16:30 | No Data | No Data | No Data | No Data | 8.5023 | 19.6751 | No Data | No Data | No Data | No Data | No Data | No Data | No Data | No Data | -19.2 | -45.817 | 21.84 | 27.8555 | 44.1 | 56.959
2018-07-20 17:00 | No Data | No Data | No Data | No Data | 9.9428 | 18.929 | No Data | No Data | No Data | No Data | No Data | No Data | No Data | No Data | -32 | -49.9856 | 38.675 | 42.9391 | 71.8 | 83.0812
2018-07-20 17:30 | No Data | No Data | No Data | No Data | 16.3027 | 24.4029 | No Data | No Data | No Data | No Data | No Data | No Data | No Data | No Data | -33.2 | -50.4603 | 40.04 | 44.3666 | 79 | 89.8014
2018-07-20 18:00 | No Data | No Data | No Data | No Data | 24.6525 | 32.769 | No Data | No Data | No Data | No Data | No Data | No Data | No Data | No Data | -23.6 | -46.4431 | 31.395 | 35.8412 | 70.5 | 82.0113
2018-07-20 18:30 | No Data | No Data | No Data | No Data | 19.733 | 29.2481 | No Data | No Data | No Data | No Data | No Data | No Data | No Data | No Data | -21.6 | -48.2991 | 27.3 | 31.6053 | 67.5 | 81.5153
2018-07-20 19:00 | No Data | No Data | No Data | No Data | 20.5508 | 32.6229 | No Data | No Data | No Data | No Data | No Data | No Data | No Data | No Data | -34.4 | -53.6731 | 40.95 | 44.6294 | 80.2 | 90.118
2018-07-20 19:30 | No Data | No Data | No Data | No Data | 19.1714 | 34.783 | No Data | No Data | No Data | No Data | No Data | No Data | No Data | No Data | -33.2 | -52.6011 | 41.405 | 45.0473 | 79.2 | 89.5538
2018-07-20 20:00 | No Data | No Data | No Data | No Data | 19.5254 | 36.482 | No Data | No Data | No Data | No Data | No Data | No Data | No Data | No Data | -4 | -49.761 | 8.645 | 14.6521 | 46.1 | 57.2818
2018-07-20 20:30 | No Data | No Data | No Data | No Data | 29.987 | 44.231 | No Data | No Data | No Data | No Data | No Data | No Data | No Data | No Data | -21.6 | -51.1812 | 30.03 | 32.6207 | 67.5 | 76.8319
2018-07-20 21:00 | No Data | No Data | No Data | No Data | 27.4723 | 43.8284 | No Data | No Data | No Data | No Data | No Data | No Data | No Data | No Data | -20.4 | -52.1552 | 28.21 | 30.5901 | 64.6 | 70.3674
2018-07-20 21:30 | No Data | No Data | No Data | No Data | 36.6522 | 50.0625 | No Data | No Data | No Data | No Data | No Data | No Data | No Data | No Data | -14.4 | -51.264 | 23.66 | 26.2524 | 63.8 | 69.0218
2018-07-20 22:00 | No Data | No Data | No Data | No Data | 41.2177 | 54.5928 | No Data | No Data | No Data | No Data | No Data | No Data | No Data | No Data | -25.6 | -54.0474 | 33.67 | 35.6878 | 72.2 | 77.4393
2018-07-20 22:30 | No Data | No Data | No Data | No Data | 51.0079 | 62.3159 | No Data | No Data | No Data | No Data | No Data | No Data | No Data | No Data | -37.6 | -57.5736 | 46.865 | 48.9416 | 90.3 | 95.4082
2018-07-20 23:00 | No Data | No Data | No Data | No Data | 53.0098 | 63.965 | No Data | No Data | No Data | No Data | No Data | No Data | No Data | No Data | -31.2 | -53.9392 | 43.225 | 45.3291 | 89.5 | 94.2364
2018-07-20 23:30 | No Data | No Data | No Data | No Data | 55.7198 | 63.8522 | No Data | No Data | No Data | No Data | No Data | No Data | No Data | No Data | -11.6 | -45.5034 | 25.48 | 29.3466 | 82.8 | 95.9588
2018-07-21 | No Data | No Data | No Data | No Data | 54.1329 | 62.4722 | No Data | No Data | No Data | No Data | No Data | No Data | No Data | No Data | -24 | -49.0697 | 37.31 | 40.3901 | 91.5 | 100.5542
2018-07-21 00:30 | No Data | No Data | No Data | No Data | 50.5928 | 60.3053 | No Data | No Data | No Data | No Data | No Data | No Data | No Data | No Data | -28 | -51.1453 | 38.22 | 41.2321 | 92 | 99.964
2018-07-21 01:00 | No Data | No Data | No Data | No Data | 43.476 | 50.6862 | No Data | No Data | No Data | No Data | No Data | No Data | No Data | No Data | -34 | -52.803 | 44.59 | 47.8248 | 93.2 | 105.3892
2018-07-21 01:30 | No Data | No Data | No Data | No Data | 46.3447 | 53.1673 | No Data | No Data | No Data | No Data | No Data | No Data | No Data | No Data | -36.4 | -53.7877 | 46.865 | 49.9527 | 96.5 | 107.1191
2018-07-21 02:00 | No Data | No Data | No Data | No Data | 37.8363 | 46.8875 | No Data | No Data | No Data | No Data | No Data | No Data | No Data | No Data | -36 | -54.1125 | 47.775 | 50.8074 | 92.4 | 103.0837
2018-07-21 02:30 | No Data | No Data | No Data | No Data | 41.2177 | 50.5867 | No Data | No Data | No Data | No Data | No Data | No Data | No Data | No Data | -38.8 | -55.7265 | 49.595 | 52.23 | 90.8 | 100.5099
2018-07-21 03:00 | No Data | No Data | No Data | No Data | 41.3153 | 50.6663 | No Data | No Data | No Data | No Data | No Data | No Data | No Data | No Data | -39.6 | -56.5714 | 48.685 | 51.664 | 89.1 | 97.3822
2018-07-21 03:30 | No Data | No Data | No Data | No Data | 41.1688 | 51.5206 | No Data | No Data | No Data | No Data | No Data | No Data | No Data | No Data | -37.6 | -56.3716 | 46.41 | 49.2158 | 84.1 | 92.8294
2018-07-21 04:00 | No Data | No Data | No Data | No Data | 39.472 | 50.1751 | No Data | No Data | No Data | No Data | No Data | No Data | No Data | No Data | -39.6 | -56.0029 | 47.775 | 50.505 | 85.7 | 93.0319
2018-07-21 04:30 | No Data | No Data | No Data | No Data | 37.5799 | 48.7006 | No Data | No Data | No Data | No Data | No Data | No Data | No Data | No Data | -36.8 | -54.9443 | 44.59 | 47.3484 | 80.2 | 88.3235
2018-07-21 05:00 | No Data | No Data | No Data | No Data | 40.2899 | 50.821 | No Data | No Data | No Data | No Data | No Data | No Data | No Data | No Data | -36.4 | -54.3794 | 44.135 | 46.9202 | 82.1 | 91.1948
2018-07-21 05:30 | No Data | No Data | No Data | No Data | 44.2451 | 54.0104 | No Data | No Data | No Data | No Data | No Data | No Data | No Data | No Data | -37.6 | -54.8977 | 45.5 | 48.2064 | 83.5 | 93.558
2018-07-21 06:00 | No Data | No Data | No Data | No Data | 49.6773 | 57.6636 | No Data | No Data | No Data | No Data | No Data | No Data | No Data | No Data | -28.8 | -48.9653 | 37.765 | 40.9854 | 77.4 | 88.1567
2018-07-21 06:30 | No Data | No Data | No Data | No Data | 51.4717 | 58.4251 | No Data | No Data | No Data | No Data | No Data | No Data | No Data | No Data | -15.2 | -46.1736 | 25.48 | 29.575 | 66.6 | 79.9325
2018-07-21 07:00 | No Data | No Data | No Data | No Data | 46.4912 | 52.1118 | No Data | No Data | No Data | No Data | No Data | No Data | No Data | No Data | -30 | -48.1016 | 41.405 | 45.6023 | 83.9 | 99.3451
2018-07-21 07:30 | No Data | No Data | No Data | No Data | 43.83 | 48.9503 | No Data | No Data | No Data | No Data | No Data | No Data | No Data | No Data | -40 | -54.0829 | 48.23 | 52.22 | 86.4 | 102.0996
2018-07-21 08:00 | No Data | No Data | No Data | No Data | 49.7749 | 54.3379 | No Data | No Data | No Data | No Data | No Data | No Data | No Data | No Data | -38.8 | -53.2015 | 47.775 | 51.4552 | 81.3 | 94.9247
2018-07-21 08:30 | No Data | No Data | No Data | No Data | 48.1392 | 53.8581 | No Data | No Data | No Data | No Data | No Data | No Data | No Data | No Data | -46.8 | -58.8014 | 56.42 | 59.5685 | 74.9 | 89.8894
2018-07-21 09:00 | No Data | No Data | No Data | No Data | 51.0567 | 56.481 | No Data | No Data | No Data | No Data | No Data | No Data | No Data | No Data | -41.6 | -55.541 | 47.775 | 51.626 | 74.9 | 89.8341
2018-07-21 09:30 | No Data | No Data | No Data | No Data | 51.0567 | 56.481 | No Data | No Data | No Data | No Data | No Data | No Data | No Data | No Data | -42 | -56.1056 | 46.865 | 50.6115 | 71 | 85.984
2018-07-21 10:00 | No Data | No Data | No Data | No Data | 49.6162 | 55.9232 | No Data | No Data | No Data | No Data | No Data | No Data | No Data | No Data | -48.8 | -59.9373 | 55.965 | 58.7109 | 74.8 | 86.9341
2018-07-21 10:30 | No Data | No Data | No Data | No Data | 44.184 | 52.9507 | No Data | No Data | No Data | No Data | No Data | No Data | No Data | No Data | -50.8 | -61.3514 | 57.785 | 60.8629 | 73.4 | 83.4961
2018-07-21 11:00 | No Data | No Data | No Data | No Data | 34.1375 | 44.9101 | No Data | No Data | No Data | No Data | No Data | No Data | No Data | No Data | -60 | -68.1891 | 66.885 | 69.8169 | 79 | 88.6399
2018-07-21 11:30 | No Data | No Data | No Data | No Data | 35.8343 | 46.2131 | No Data | No Data | No Data | No Data | No Data | No Data | No Data | No Data | -51.2 | -63.5232 | 54.145 | 56.8386 | 66.8 | 74.8644
2018-07-21 12:00 | No Data | No Data | No Data | No Data | 29.9382 | 41.8073 | No Data | No Data | No Data | No Data | No Data | No Data | No Data | No Data | -71.6 | -77.7864 | 78.26 | 80.7801 | 88.3 | 93.3202
2018-07-21 12:30 | No Data | No Data | No Data | No Data | 26.3493 | 39.3171 | No Data | No Data | No Data | No Data | No Data | No Data | No Data | No Data | -27.6 | -50.9274 | 30.485 | 34.6069 | 37.9 | 44.0756
2018-07-21 13:00 | No Data | No Data | No Data | No Data | 28.0949 | 42.1182 | No Data | No Data | No Data | No Data | No Data | No Data | No Data | No Data | -30.4 | -49.9231 | 34.58 | 39.0771 | 41.7 | 53.92
2018-07-21 13:30 | No Data | No Data | No Data | No Data | 31.6838 | 44.5924 | No Data | No Data | No Data | No Data | No Data | No Data | No Data | No Data | -34 | -51.289 | 37.765 | 42.3248 | 49.8 | 61.391
2018-07-21 14:00 | No Data | No Data | No Data | No Data | 33.2219 | 45.6981 | No Data | No Data | No Data | No Data | No Data | No Data | No Data | No Data | -39.6 | -54.0592 | 43.225 | 48.0257 | 65.2 | 76.5969
2018-07-21 14:30 | No Data | No Data | No Data | No Data | 38.5443 | 49.7019 | No Data | No Data | No Data | No Data | No Data | No Data | No Data | No Data | -51.6 | -60.9288 | 59.15 | 62.7438 | 77 | 88.3396
2018-07-21 15:00 | No Data | No Data | No Data | No Data | 41.9867 | 51.4541 | No Data | No Data | No Data | No Data | No Data | No Data | No Data | No Data | -29.6 | -48.8016 | 37.31 | 42.1287 | 55.5 | 69.2402
2018-07-21 15:30 | No Data | No Data | No Data | No Data | 44.184 | 53.2622 | No Data | No Data | No Data | No Data | No Data | No Data | No Data | No Data | -28.8 | -48.6424 | 37.31 | 42.3419 | 64.2 | 77.1034
2018-07-21 16:00 | No Data | No Data | No Data | No Data | 49.6773 | 57.0775 | No Data | No Data | No Data | No Data | No Data | No Data | No Data | No Data | -18.4 | -44.0291 | 27.755 | 34.4901 | 56.5 | 72.5431
2018-07-21 16:30 | No Data | No Data | No Data | No Data | 54.9508 | 59.0216 | No Data | No Data | No Data | No Data | No Data | No Data | No Data | No Data | -48.4 | -58.4671 | 57.33 | 61.8482 | 86.5 | 98.7803
2018-07-21 17:00 | No Data | No Data | No Data | No Data | 54.902 | 58.3778 | No Data | No Data | No Data | No Data | No Data | No Data | No Data | No Data | -16.8 | -43.7539 | 24.115 | 30.7689 | 54.4 | 70.3457
2018-07-21 17:30 | No Data | No Data | No Data | No Data | 58.2834 | 61.0139 | No Data | No Data | No Data | No Data | No Data | No Data | No Data | No Data | -48 | -56.184 | 55.51 | 61.0786 | 45.7 | 64.7711
2018-07-21 18:00 | No Data | No Data | No Data | No Data | 60.383 | 62.4537 | No Data | No Data | No Data | No Data | No Data | No Data | No Data | No Data | -29.2 | -49.5241 | 36.855 | 41.3074 | 76.8 | 99.5882
2018-07-21 18:30 | No Data | No Data | No Data | No Data | 57.0504 | 59.2378 | No Data | No Data | No Data | No Data | No Data | No Data | No Data | No Data | -32.4 | -51.7873 | 40.95 | 44.4505 | 79.4 | 98.9807
2018-07-21 19:00 | No Data | No Data | No Data | No Data | 53.0587 | 55.4038 | No Data | No Data | No Data | No Data | No Data | No Data | No Data | No Data | -23.2 | -47.6319 | 31.395 | 35.203 | 69.7 | 89.3471
2018-07-21 19:30 | No Data | No Data | No Data | No Data | 45.832 | 49.8418 | No Data | No Data | No Data | No Data | No Data | No Data | No Data | No Data | -21.6 | -47.5849 | 29.575 | 33.3767 | 65.9 | 85.7079
2018-07-21 20:00 | No Data | No Data | No Data | No Data | 42.3896 | 46.6959 | No Data | No Data | No Data | No Data | No Data | No Data | No Data | No Data | -28 | -49.8141 | 36.4 | 39.9157 | 72.7 | 91.524
2018-07-21 20:30 | No Data | No Data | No Data | No Data | 38.7518 | 43.4204 | No Data | No Data | No Data | No Data | No Data | No Data | No Data | No Data | -12.8 | -46.5927 | 20.475 | 24.8632 | 55.5 | 73.9693
2018-07-21 21:00 | No Data | No Data | No Data | No Data | 33.1609 | 38.5133 | No Data | No Data | No Data | No Data | No Data | No Data | No Data | No Data | -15.6 | -47.8163 | 23.205 | 26.4722 | 56.3 | 73.7255
2018-07-21 21:30 | No Data | No Data | No Data | No Data | 35.2728 | 40.346 | No Data | No Data | No Data | No Data | No Data | No Data | No Data | No Data | -13.6 | -48.352 | 20.93 | 25.2392 | 58.8 | 74.3484
2018-07-21 22:00 | No Data | No Data | No Data | No Data | 31.8791 | 38.6179 | No Data | No Data | No Data | No Data | No Data | No Data | No Data | No Data | -2.4 | -48.4595 | 10.92 | 16.7796 | 46.9 | 64.1038
2018-07-21 22:30 | No Data | No Data | No Data | No Data | 35.7855 | 41.9006 | No Data | No Data | No Data | No Data | No Data | No Data | No Data | No Data | 0 | 48.4 | 8.19 | 14.7647 | 48.5 | 65.0831
2018-07-21 23:00 | No Data | No Data | No Data | No Data | 39.5697 | 45.1755 | No Data | No Data | No Data | No Data | No Data | No Data | No Data | No Data | -15.6 | -49.3315 | 23.66 | 27.7811 | 68.9 | 82.6783
2018-07-21 23:30 | No Data | No Data | No Data | No Data | 41.7304 | 46.3185 | No Data | No Data | No Data | No Data | No Data | No Data | No Data | No Data | 7.2 | 50.1199 | 2.275 | 12.0468 | 55.6 | 74.5751
2018-07-22 | No Data | No Data | No Data | No Data | 37.9828 | 42.9729 | No Data | No Data | No Data | No Data | No Data | No Data | No Data | No Data | -19.6 | -49.2666 | 28.21 | 31.9571 | 77.3 | 92.2792
2018-07-22 00:30 | No Data | No Data | No Data | No Data | 30.7561 | 36.7412 | No Data | No Data | No Data | No Data | No Data | No Data | No Data | No Data | -8 | -48.2676 | 17.29 | 22.3136 | 64.2 | 78.5731
2018-07-22 01:00 | No Data | No Data | No Data | No Data | 22.858 | 30.4379 | No Data | No Data | No Data | No Data | No Data | No Data | No Data | No Data | 5.2 | 51.0654 | 1.82 | 11.5197 | 46.6 | 64.4345
2018-07-22 01:30 | No Data | No Data | No Data | No Data | 32.5505 | 38.2559 | No Data | No Data | No Data | No Data | No Data | No Data | No Data | No Data | -39.6 | -57.7249 | 46.865 | 49.6451 | 93 | 105.119
2018-07-22 02:00 | No Data | No Data | No Data | No Data | 25.7267 | 34.1884 | No Data | No Data | No Data | No Data | No Data | No Data | No Data | No Data | -21.6 | -47.9416 | 29.575 | 34.2582 | 69.8 | 84.825
2018-07-22 02:30 | No Data | No Data | No Data | No Data | 18.9151 | 32.1092 | No Data | No Data | No Data | No Data | No Data | No Data | No Data | No Data | -2.8 | -47.283 | 8.19 | 17.9076 | 47.2 | 68.614
2018-07-22 03:00 | No Data | No Data | No Data | No Data | 16.4492 | 30.7212 | No Data | No Data | No Data | No Data | No Data | No Data | No Data | No Data | 23.6 | 56.7408 | -20.02 | -21.9911 | 15.5 | 42.7117
2018-07-22 03:30 | No Data | No Data | No Data | No Data | 14.4472 | 29.6975 | No Data | No Data | No Data | No Data | No Data | No Data | No Data | No Data | 22.4 | 57.355 | -17.745 | -19.9423 | 16.3 | 44.4933
2018-07-22 04:00 | No Data | No Data | No Data | No Data | 8.4535 | 27.2888 | No Data | No Data | No Data | No Data | No Data | No Data | No Data | No Data | 27.6 | 58.5177 | -21.84 | -23.3251 | 10.3 | 37.6368
2018-07-22 04:30 | No Data | No Data | No Data | No Data | 8.8685 | 27.2239 | No Data | No Data | No Data | No Data | No Data | No Data | No Data | No Data | 34 | 63.4741 | -28.665 | -29.3643 | 2.1 | 35.6103
2018-07-22 05:00 | No Data | No Data | No Data | No Data | 12.2499 | 28.5053 | No Data | No Data | No Data | No Data | No Data | No Data | No Data | No Data | 45.6 | 70.6779 | -40.95 | -41.2547 | -8.3 | -33.4462
2018-07-22 05:30 | No Data | No Data | No Data | No Data | 8.5023 | 25.4667 | No Data | No Data | No Data | No Data | No Data | No Data | No Data | No Data | 25.6 | 56.8858 | -20.475 | -22.0522 | 12.3 | 39.846
2018-07-22 06:00 | No Data | No Data | No Data | No Data | 12.4575 | 27.0454 | No Data | No Data | No Data | No Data | No Data | No Data | No Data | No Data | 14.8 | 52.1444 | -10.01 | -14.4816 | 22.6 | 49.9992
2018-07-22 06:30 | No Data | No Data | No Data | No Data | 16.0464 | 27.4803 | No Data | No Data | No Data | No Data | No Data | No Data | No Data | No Data | 16.4 | 52.241 | -11.83 | -16.0995 | 24.1 | 48.51
2018-07-22 07:00 | No Data | No Data | No Data | No Data | 20.7584 | 30.4727 | No Data | No Data | No Data | No Data | No Data | No Data | No Data | No Data | 3.2 | 45.6158 | 0.91 | 12.7725 | 37.8 | 58.1591
2018-07-22 07:30 | No Data | No Data | No Data | No Data | 20.502 | 30.2987 | No Data | No Data | No Data | No Data | No Data | No Data | No Data | No Data | -8 | -46.2964 | 12.74 | 19.3469 | 43.9 | 63.1535
2018-07-22 08:00 | No Data | No Data | No Data | No Data | 20.0381 | 28.2779 | No Data | No Data | No Data | No Data | No Data | No Data | No Data | No Data | -3.2 | -47.8029 | 9.555 | 15.925 | 39.9 | 55.1
2018-07-22 08:30 | No Data | No Data | No Data | No Data | 15.0698 | 25.0042 | No Data | No Data | No Data | No Data | No Data | No Data | No Data | No Data | 22.4 | 55.5194 | -18.2 | -19.9579 | 11.3 | 38.4003
2018-07-22 09:00 | No Data | No Data | No Data | No Data | 21.4298 | 31.6096 | No Data | No Data | No Data | No Data | No Data | No Data | No Data | No Data | 29.2 | 59.9867 | -24.57 | -25.6258 | 3.1 | 38.5876
2018-07-22 09:30 | No Data | No Data | No Data | No Data | 23.4806 | 34.2403 | No Data | No Data | No Data | No Data | No Data | No Data | No Data | No Data | 44 | 70.5907 | -41.86 | -42.018 | -17 | -37.5666
2018-07-22 10:00 | No Data | No Data | No Data | No Data | 25.275 | 36.6707 | No Data | No Data | No Data | No Data | No Data | No Data | No Data | No Data | 48.4 | 74.0173 | -44.135 | -44.2193 | -23.3 | -39.1809
2018-07-22 10:30 | No Data | No Data | No Data | No Data | 19.8306 | 33.1537 | No Data | No Data | No Data | No Data | No Data | No Data | No Data | No Data | 60 | 82.8966 | -56.875 | -56.8823 | -42.6 | -48.3177
2018-07-22 11:00 | No Data | No Data | No Data | No Data | 13.4829 | 29.7943 | No Data | No Data | No Data | No Data | No Data | No Data | No Data | No Data | 68 | 89.8968 | -65.065 | -65.1667 | -60.1 | -63.7295
2018-07-22 11:30 | No Data | No Data | No Data | No Data | 5.7923 | 24.9912 | No Data | No Data | No Data | No Data | No Data | No Data | No Data | No Data | 24.8 | 60.5151 | -25.025 | -25.3578 | -27.3 | -36.8827
2018-07-22 12:00 | No Data | No Data | No Data | No Data | -7.4403 | -23.6673 | No Data | No Data | No Data | No Data | No Data | No Data | No Data | No Data | 42.4 | 68.6568 | -42.315 | -42.4713 | -48.4 | -51.8509
2018-07-22 12:30 | No Data | No Data | No Data | No Data | -23.798 | -25.1072 | No Data | No Data | No Data | No Data | No Data | No Data | No Data | No Data | 59.6 | 82.331 | -60.06 | -60.0669 | -73 | -76.4777
2018-07-22 13:00 | No Data | No Data | No Data | No Data | -34.5159 | -34.5654 | No Data | No Data | No Data | No Data | No Data | No Data | No Data | No Data | 60.8 | 82.6598 | -59.15 | -59.15 | -76.4 | -80.0212
2018-07-22 13:30 | No Data | No Data | No Data | No Data | -38.8739 | -38.8739 | No Data | No Data | No Data | No Data | No Data | No Data | No Data | No Data | 57.2 | 80.3293 | -55.51 | -55.51 | -74.9 | -79.6519
2018-07-22 14:00 | No Data | No Data | No Data | No Data | -40.9735 | -40.9735 | No Data | No Data | No Data | No Data | No Data | No Data | No Data | No Data | 55.6 | 78.9136 | -53.235 | -53.2525 | -80.9 | -84.8538
2018-07-22 14:30 | No Data | No Data | No Data | No Data | -39.9481 | -39.9481 | No Data | No Data | No Data | No Data | No Data | No Data | No Data | No Data | 56.4 | 79.198 | -53.69 | -53.6919 | -78.9 | -81.9637
2018-07-22 15:00 | No Data | No Data | No Data | No Data | -36.3592 | -36.3592 | No Data | No Data | No Data | No Data | No Data | No Data | No Data | No Data | 54 | 76.6509 | -53.235 | -53.2836 | -74.2 | -79.0283
2018-07-22 15:30 | No Data | No Data | No Data | No Data | -29.1814 | -29.243 | No Data | No Data | No Data | No Data | No Data | No Data | No Data | No Data | 7.2 | 49.3283 | -5.915 | -14.0462 | -27.1 | -43.0113
2018-07-22 16:00 | No Data | No Data | No Data | No Data | -20.8682 | -21.1493 | No Data | No Data | No Data | No Data | No Data | No Data | No Data | No Data | -24 | -48.3735 | 25.935 | 30.9199 | 11 | 40.2329
2018-07-22 16:30 | No Data | No Data | No Data | No Data | -11.0292 | -12.2068 | No Data | No Data | No Data | No Data | No Data | No Data | No Data | No Data | -38.4 | -54.5894 | 41.86 | 46.0158 | 44.5 | 64.29
2018-07-22 17:00 | No Data | No Data | No Data | No Data | 0.0061036 | 5.2308 | No Data | No Data | No Data | No Data | No Data | No Data | No Data | No Data | -4.4 | -44.2195 | 9.1 | 18.3416 | 33.2 | 54.8811
2018-07-22 17:30 | No Data | No Data | No Data | No Data | 4.5106 | 10.4643 | No Data | No Data | No Data | No Data | No Data | No Data | No Data | No Data | -12 | -43.2962 | 21.385 | 28.0813 | 52.1 | 76.1956
2018-07-22 18:00 | No Data | No Data | No Data | No Data | 10.7118 | 12.2068 | No Data | No Data | No Data | No Data | No Data | No Data | No Data | No Data | -16 | -46.4431 | 21.84 | 27.0295 | 58.5 | 87.1516
2018-07-22 18:30 | No Data | No Data | No Data | No Data | 10.5043 | 11.2789 | No Data | No Data | No Data | No Data | No Data | No Data | No Data | No Data | -10 | -45.9025 | 15.925 | 21.2734 | 54.4 | 85.3756
2018-07-22 19:00 | No Data | No Data | No Data | No Data | 4.7059 | 6.1827 | No Data | No Data | No Data | No Data | No Data | No Data | No Data | No Data | -9.2 | -46.1268 | 15.925 | 20.9745 | 53 | 82.7118
2018-07-22 19:30 | No Data | No Data | No Data | No Data | -1.6419 | -2.797 | No Data | No Data | No Data | No Data | No Data | No Data | No Data | No Data | -14 | -47.3185 | 19.565 | 24.1193 | 56.9 | 83.5646
2018-07-22 20:00 | No Data | No Data | No Data | No Data | -3.1312 | -3.1312 | No Data | No Data | No Data | No Data | No Data | No Data | No Data | No Data | -15.2 | -48.8262 | 22.295 | 26.1417 | 59.3 | 84.9301
2018-07-22 20:30 | No Data | No Data | No Data | No Data | -6.4637 | -6.4637 | No Data | No Data | No Data | No Data | No Data | No Data | No Data | No Data | -6 | -47.9767 | 11.83 | 17.3855 | 47.2 | 73.6854
2018-07-22 21:00 | No Data | No Data | No Data | No Data | -10.0526 | -10.0526 | No Data | No Data | No Data | No Data | No Data | No Data | No Data | No Data | -8.8 | -47.2271 | 16.38 | 20.7512 | 49.2 | 74.168
2018-07-22 21:30 | No Data | No Data | No Data | No Data | -7.1839 | -7.184 | No Data | No Data | No Data | No Data | No Data | No Data | No Data | No Data | -18.4 | -51.0325 | 25.025 | 28.7263 | 61.2 | 81.1562
2018-07-22 22:00 | No Data | No Data | No Data | No Data | -8.4657 | -8.4657 | No Data | No Data | No Data | No Data | No Data | No Data | No Data | No Data | -63.2 | -73.3354 | 71.89 | 74.0477 | 107.3 | 122.3069
2018-07-22 22:30 | No Data | No Data | No Data | No Data | -6.4637 | -6.9558 | No Data | No Data | No Data | No Data | No Data | No Data | No Data | No Data | -42.4 | -58.8422 | 50.505 | 53.2369 | 90.3 | 109.3099
2018-07-22 23:00 | No Data | No Data | No Data | No Data | -4.5716 | -5.2443 | No Data | No Data | No Data | No Data | No Data | No Data | No Data | No Data | -30 | -52.9241 | 36.855 | 40.1484 | 80.6 | 99.78
2018-07-22 23:30 | No Data | No Data | No Data | No Data | 3.888 | 3.888 | No Data | No Data | No Data | No Data | No Data | No Data | No Data | No Data | -27.6 | -51.6015 | 36.4 | 39.7312 | 89.9 | 110.1225
2018-07-23 | No Data | No Data | No Data | No Data | 3.7415 | 3.7415 | No Data | No Data | No Data | No Data | No Data | No Data | No Data | No Data | -70 | -78.352 | 79.17 | 81.036 | 132 | 150.0732
2018-07-23 00:30 | No Data | No Data | No Data | No Data | -1.1902 | -1.1902 | No Data | No Data | No Data | No Data | No Data | No Data | No Data | No Data | -79.6 | -86.093 | 91 | 92.628 | 141.2 | 154.4979
2018-07-23 01:00 | No Data | No Data | No Data | No Data | -11.1269 | -12.2744 | No Data | No Data | No Data | No Data | No Data | No Data | No Data | No Data | -37.2 | -58.5396 | 43.68 | 46.1887 | 88.4 | 106.3917
2018-07-23 01:30 | No Data | No Data | No Data | No Data | -9.1371 | -10.5043 | No Data | No Data | No Data | No Data | No Data | No Data | No Data | No Data | 6.4 | 52.3924 | -0.91 | -7.7883 | 44.9 | 72.1683
2018-07-23 02:00 | No Data | No Data | No Data | No Data | -13.5927 | -14.547 | No Data | No Data | No Data | No Data | No Data | No Data | No Data | No Data | -16 | -52.1168 | 21.385 | 24.2221 | 63.2 | 84.11
2018-07-23 02:30 | No Data | No Data | No Data | No Data | -23.2364 | -23.4614 | No Data | No Data | No Data | No Data | No Data | No Data | No Data | No Data | 30 | 63.1772 | -23.205 | -23.947 | 13.8 | 52.0623
2018-07-23 03:00 | No Data | No Data | No Data | No Data | -27.1305 | -27.3234 | No Data | No Data | No Data | No Data | No Data | No Data | No Data | No Data | 48.4 | 74.9293 | -43.225 | -43.2633 | -7.9 | -41.3425
2018-07-23 03:30 | No Data | No Data | No Data | No Data | -29.0227 | -29.0955 | No Data | No Data | No Data | No Data | No Data | No Data | No Data | No Data | 50 | 75.9726 | -45.5 | -45.6113 | -11.3 | -43.9766
2018-07-23 04:00 | No Data | No Data | No Data | No Data | -25.0797 | -25.1639 | No Data | No Data | No Data | No Data | No Data | No Data | No Data | No Data | 0 | 46.8615 | 2.73 | 14.3668 | 35.8 | 56.183
2018-07-23 04:30 | No Data | No Data | No Data | No Data | -26.8742 | -26.9528 | No Data | No Data | No Data | No Data | No Data | No Data | No Data | No Data | 24 | 55.4617 | -20.475 | -22.7909 | 12.5 | 42.0986
2018-07-23 05:00 | No Data | No Data | No Data | No Data | -28.8762 | -28.9493 | No Data | No Data | No Data | No Data | No Data | No Data | No Data | No Data | 34.4 | 62.6827 | -31.395 | -32.3338 | 2 | 40.9489
2018-07-23 05:30 | No Data | No Data | No Data | No Data | -24.7745 | -24.7745 | No Data | No Data | No Data | No Data | No Data | No Data | No Data | No Data | 20.4 | 54.3721 | -16.38 | -19.1965 | 20.8 | 47.6765
2018-07-23 06:00 | No Data | No Data | No Data | No Data | -21.442 | -21.5164 | No Data | No Data | No Data | No Data | No Data | No Data | No Data | No Data | 11.2 | 51.6295 | -5.915 | -10.4749 | 32.3 | 62.5799
2018-07-23 06:30 | No Data | No Data | No Data | No Data | -12.665 | -13.9471 | No Data | No Data | No Data | No Data | No Data | No Data | No Data | No Data | 36.8 | 65.0169 | -30.485 | -30.9701 | 11.1 | 51.0221
2018-07-23 07:00 | No Data | No Data | No Data | No Data | -11.7494 | -14.0126 | No Data | No Data | No Data | No Data | No Data | No Data | No Data | No Data | 55.2 | 77.501 | -46.41 | -46.4657 | -2 | -54.037
2018-07-23 07:30 | No Data | No Data | No Data | No Data | -10.9316 | -13.8788 | No Data | No Data | No Data | No Data | No Data | No Data | No Data | No Data | 56 | 77.7946 | -48.23 | -48.2836 | -7.2 | -51.9018
2018-07-23 08:00 | No Data | No Data | No Data | No Data | -10.2113 | -13.2564 | No Data | No Data | No Data | No Data | No Data | No Data | No Data | No Data | 47.2 | 71.1202 | -37.765 | -37.94 | 3.3 | 56.3966
2018-07-23 08:30 | No Data | No Data | No Data | No Data | -10.4677 | -11.0173 | No Data | No Data | No Data | No Data | No Data | No Data | No Data | No Data | 48.4 | 71.3325 | -40.04 | -40.2051 | -0.4 | -57.7125
2018-07-23 09:00 | No Data | No Data | No Data | No Data | -13.0312 | -13.4924 | No Data | No Data | No Data | No Data | No Data | No Data | No Data | No Data | 82.8 | 99.9592 | -73.255 | -73.3962 | -39.7 | -64.158
2018-07-23 09:30 | No Data | No Data | No Data | No Data | -14.2641 | -15.1268 | No Data | No Data | No Data | No Data | No Data | No Data | No Data | No Data | 47.2 | 71.4199 | -36.855 | -37.0343 | -7.9 | -56.0594
2018-07-23 10:00 | No Data | No Data | No Data | No Data | -16.7178 | -17.9238 | No Data | No Data | No Data | No Data | No Data | No Data | No Data | No Data | 27.2 | 59.3943 | -19.11 | -19.8747 | -5.1 | -50.4584
2018-07-23 10:30 | No Data | No Data | No Data | No Data | -20.3555 | -21.3571 | No Data | No Data | No Data | No Data | No Data | No Data | No Data | No Data | 22.8 | 56.0471 | -15.925 | -16.988 | -18.9 | -50.9362
2018-07-23 11:00 | No Data | No Data | No Data | No Data | -20.1602 | -21.1711 | No Data | No Data | No Data | No Data | No Data | No Data | No Data | No Data | 22.8 | 57.5124 | -16.38 | -17.266 | -32.4 | -53.5212
2018-07-23 11:30 | No Data | No Data | No Data | No Data | -23.2853 | -23.8872 | No Data | No Data | No Data | No Data | No Data | No Data | No Data | No Data | 46.8 | 71.7607 | -40.04 | -40.0503 | -46.6 | -59.5026
2018-07-23 12:00 | No Data | No Data | No Data | No Data | -17.084 | -17.1057 | No Data | No Data | No Data | No Data | No Data | No Data | No Data | No Data | 30 | 61.4244 | -23.66 | -23.8734 | -24.1 | -46.9564
2018-07-23 12:30 | No Data | No Data | No Data | No Data | -13.5927 | -13.5927 | No Data | No Data | No Data | No Data | No Data | No Data | No Data | No Data | -1.2 | -49.6145 | 7.735 | 11.2653 | -1.3 | -45.5186
2018-07-23 13:00 | No Data | No Data | No Data | No Data | -14.0566 | -14.0566 | No Data | No Data | No Data | No Data | No Data | No Data | No Data | No Data | -4.8 | -49.0355 | 11.83 | 14.9251 | 2.8 | 43.59
2018-07-23 13:30 | No Data | No Data | No Data | No Data | -17.7432 | -17.7432 | No Data | No Data | No Data | No Data | No Data | No Data | No Data | No Data | -20.4 | -51.0529 | 29.575 | 31.2231 | 47.2 | 70.5981
2018-07-23 14:00 | No Data | No Data | No Data | No Data | -21.9547 | -21.9547 | No Data | No Data | No Data | No Data | No Data | No Data | No Data | No Data | -4.8 | -48.6374 | 14.105 | 16.7857 | 35.4 | 62.3286
2018-07-23 14:30 | No Data | No Data | No Data | No Data | -19.4888 | -19.5908 | No Data | No Data | No Data | No Data | No Data | No Data | No Data | No Data | -8 | -47.0846 | 15.47 | 18.9359 | 41.7 | 66.9675
2018-07-23 15:00 | No Data | No Data | No Data | No Data | -19.8428 | -20.1724 | No Data | No Data | No Data | No Data | No Data | No Data | No Data | No Data | 8 | 51.031 | 0.91 | 8.6928 | 34 | 62.2964
2018-07-23 15:30 | No Data | No Data | No Data | No Data | -20.5631 | -21.2545 | No Data | No Data | No Data | No Data | No Data | No Data | No Data | No Data | 30.4 | 59.8892 | -21.385 | -22.5902 | 17.4 | 55.249
2018-07-23 16:00 | No Data | No Data | No Data | No Data | -17.084 | -19.639 | No Data | No Data | No Data | No Data | No Data | No Data | No Data | No Data | 28.4 | 58.1997 | -19.11 | -20.4497 | 20.5 | 61.8935
2018-07-23 16:30 | No Data | No Data | No Data | No Data | -13.9467 | -19.8623 | No Data | No Data | No Data | No Data | No Data | No Data | No Data | No Data | 29.6 | 59.1405 | -20.93 | -22.1599 | 18.1 | 57.7118
2018-07-23 17:00 | No Data | No Data | No Data | No Data | -12.6162 | -18.9517 | No Data | No Data | No Data | No Data | No Data | No Data | No Data | No Data | 46 | 70.9366 | -36.855 | -37.0343 | 4.4 | 53.0827
2018-07-23 17:30 | No Data | No Data | No Data | No Data | -8.8808 | -15.0022 | No Data | No Data | No Data | No Data | No Data | No Data | No Data | No Data | 52.4 | 75.5322 | -42.315 | -42.4713 | -0.9 | -58.8008
2018-07-23 18:00 | No Data | No Data | No Data | No Data | 10.5043 | 10.756 | No Data | No Data | No Data | No Data | No Data | No Data | No Data | No Data | 34.4 | 63.353 | -25.48 | -26.3782 | 17.4 | 54.0759
2018-07-23 18:30 | No Data | No Data | No Data | No Data | 12.2499 | 14.9184 | No Data | No Data | No Data | No Data | No Data | No Data | No Data | No Data | 19.6 | 54.45 | -12.285 | -15.0219 | 31.3 | 66.259
2018-07-23 19:00 | No Data | No Data | No Data | No Data | 10.9194 | 14.9834 | No Data | No Data | No Data | No Data | No Data | No Data | No Data | No Data | 21.6 | 55.5698 | -13.195 | -16.0287 | 27.6 | 58.9591
2018-07-23 19:30 | No Data | No Data | No Data | No Data | 4.7669 | 13.0538 | No Data | No Data | No Data | No Data | No Data | No Data | No Data | No Data | 24.8 | 59.4226 | -16.835 | -17.9998 | 21.8 | 49.6427
2018-07-23 20:00 | No Data | No Data | No Data | No Data | -7.9042 | -9.7135 | No Data | No Data | No Data | No Data | No Data | No Data | No Data | No Data | 15.6 | 55.4401 | -7.28 | -11.302 | 31.2 | 59.6161
2018-07-23 20:30 | No Data | No Data | No Data | No Data | -5.9022 | -8.0257 | No Data | No Data | No Data | No Data | No Data | No Data | No Data | No Data | 24 | 59.0931 | -16.38 | -17.575 | 19.6 | 49.3584
2018-07-23 21:00 | No Data | No Data | No Data | No Data | -12.0058 | -12.5609 | No Data | No Data | No Data | No Data | No Data | No Data | No Data | No Data | 11.6 | 54.45 | -4.095 | -9.1567 | 30.8 | 54.2015
2018-07-23 21:30 | No Data | No Data | No Data | No Data | -8.0018 | -11.3942 | No Data | No Data | No Data | No Data | No Data | No Data | No Data | No Data | 6.4 | 51.5984 | 1.365 | 9.652 | 40.2 | 62.9944
2018-07-23 22:00 | No Data | No Data | No Data | No Data | -7.6478 | -9.8499 | No Data | No Data | No Data | No Data | No Data | No Data | No Data | No Data | -30 | -54.9181 | 38.675 | 41.1668 | 74.1 | 89.2796
2018-07-23 22:30 | No Data | No Data | No Data | No Data | -4.3641 | -5.6541 | No Data | No Data | No Data | No Data | No Data | No Data | No Data | No Data | 8.4 | 52.6741 | 0 | 9.652 | 39.7 | 60.3096
2018-07-23 23:00 | No Data | No Data | No Data | No Data | -1.8006 | -6.6158 | No Data | No Data | No Data | No Data | No Data | No Data | No Data | No Data | 4 | 50.0783 | 5.46 | 12.6175 | 49 | 71.6727
2018-07-23 23:30 | No Data | No Data | No Data | No Data | 12.1401 | 13.708 | No Data | No Data | No Data | No Data | No Data | No Data | No Data | No Data | 10.4 | 50.6786 | -1.365 | -11.9085 | 53.7 | 81.5699
2018-07-24 | No Data | No Data | No Data | No Data | 8.1483 | 9.6304 | No Data | No Data | No Data | No Data | No Data | No Data | No Data | No Data | -2 | -47.7074 | 10.01 | 16.2021 | 62 | 83.2788
2018-07-24 00:30 | No Data | No Data | No Data | No Data | 7.892 | 9.4145 | No Data | No Data | No Data | No Data | No Data | No Data | No Data | No Data | -32.8 | -52.9755 | 42.77 | 45.964 | 92.6 | 109.745
2018-07-24 01:00 | No Data | No Data | No Data | No Data | 0.0061036 | 4.4129 | No Data | No Data | No Data | No Data | No Data | No Data | No Data | No Data | -20 | -48.6966 | 28.665 | 32.1508 | 74.2 | 92.3019
2018-07-24 01:30 | No Data | No Data | No Data | No Data | 6.7079 | 9.1393 | No Data | No Data | No Data | No Data | No Data | No Data | No Data | No Data | -9.6 | -47.7745 | 18.655 | 23.1156 | 63 | 81.6884
2018-07-24 02:00 | No Data | No Data | No Data | No Data | -3.3875 | -9.1183 | No Data | No Data | No Data | No Data | No Data | No Data | No Data | No Data | 4.8 | 49.4336 | 4.095 | 12.5187 | 43.1 | 66.1638
2018-07-24 02:30 | No Data | No Data | No Data | No Data | -3.4363 | -9.1365 | No Data | No Data | No Data | No Data | No Data | No Data | No Data | No Data | -2.4 | -49.658 | 9.555 | 15.925 | 48.9 | 70.8001
2018-07-24 03:00 | No Data | No Data | No Data | No Data | -2.6673 | -8.876 | No Data | No Data | No Data | No Data | No Data | No Data | No Data | No Data | 15.2 | 55.3288 | -8.19 | -12.2428 | 27.3 | 53.6631
2018-07-24 03:30 | No Data | No Data | No Data | No Data | -2.8748 | -8.9405 | No Data | No Data | No Data | No Data | No Data | No Data | No Data | No Data | 15.6 | 54.2896 | -7.735 | -11.9432 | 25.5 | 54.5297
2018-07-24 04:00 | No Data | No Data | No Data | No Data | -2.9847 | -8.9764 | No Data | No Data | No Data | No Data | No Data | No Data | No Data | No Data | 34.8 | 64.9159 | -28.21 | -28.5057 | 4.7 | 40.5611
2018-07-24 04:30 | No Data | No Data | No Data | No Data | -4.828 | -11.8944 | No Data | No Data | No Data | No Data | No Data | No Data | No Data | No Data | 37.6 | 66.459 | -30.94 | -31.2728 | 1.7 | 43.9256
2018-07-24 05:00 | No Data | No Data | No Data | No Data | -3.4974 | -9.7836 | No Data | No Data | No Data | No Data | No Data | No Data | No Data | No Data | 32.4 | 62.9743 | -26.845 | -27.3946 | 8.2 | 43.382
2018-07-24 05:30 | No Data | No Data | No Data | No Data | -1.7029 | -7.6803 | No Data | No Data | No Data | No Data | No Data | No Data | No Data | No Data | 20.4 | 55.1144 | -13.65 | -15.6893 | 22.4 | 48.1302
2018-07-24 06:00 | No Data | No Data | No Data | No Data | 0.0061036 | 7.4891 | No Data | No Data | No Data | No Data | No Data | No Data | No Data | No Data | 6 | 48.3735 | 1.365 | 11.9085 | 38 | 67.6757
2018-07-24 06:30 | No Data | No Data | No Data | No Data | 4.2542 | 4.6008 | No Data | No Data | No Data | No Data | No Data | No Data | No Data | No Data | 12.8 | 50.4508 | -5.005 | -11.6003 | 38.4 | 68.4796
2018-07-24 07:00 | No Data | No Data | No Data | No Data | 6.0975 | 6.4158 | No Data | No Data | No Data | No Data | No Data | No Data | No Data | No Data | 19.2 | 52.4412 | -12.74 | -16.4871 | 35.2 | 69.9085
2018-07-24 07:30 | No Data | No Data | No Data | No Data | 1.886 | 6.1846 | No Data | No Data | No Data | No Data | No Data | No Data | No Data | No Data | -3.2 | -45.7121 | 11.375 | 18.1202 | 51.2 | 80.3309
2018-07-24 08:00 | No Data | No Data | No Data | No Data | 20.5997 | 21.1918 | No Data | No Data | No Data | No Data | No Data | No Data | No Data | No Data | 7.2 | 46.5601 | 1.82 | 11.5197 | 39.9 | 75.0798
2018-07-24 08:30 | No Data | No Data | No Data | No Data | 7.1717 | 7.6141 | No Data | No Data | No Data | No Data | No Data | No Data | No Data | No Data | 2 | 48.9048 | 5.915 | 11.627 | 28.3 | 60.3472
2018-07-24 09:00 | No Data | No Data | No Data | No Data | 15.1675 | 15.2496 | No Data | No Data | No Data | No Data | No Data | No Data | No Data | No Data | -12.8 | -46.5927 | 20.475 | 23.6469 | 23 | 57.592
2018-07-24 09:30 | No Data | No Data | No Data | No Data | 2.3011 | 3.711 | No Data | No Data | No Data | No Data | No Data | No Data | No Data | No Data | -3.6 | -46.9383 | 12.285 | 16.7425 | 1.7 | 45.0444
2018-07-24 10:00 | No Data | No Data | No Data | No Data | -5.951 | -5.951 | No Data | No Data | No Data | No Data | No Data | No Data | No Data | No Data | 8.4 | 49.9119 | -2.73 | -9.5007 | -18.5 | -45.0717
2018-07-24 10:30 | No Data | No Data | No Data | No Data | -9.4911 | -9.4911 | No Data | No Data | No Data | No Data | No Data | No Data | No Data | No Data | 14.8 | 52.912 | -7.735 | -10.9389 | -24.6 | -44.2651
2018-07-24 11:00 | No Data | No Data | No Data | No Data | -10.7729 | -10.7729 | No Data | No Data | No Data | No Data | No Data | No Data | No Data | No Data | 14.4 | 52.8015 | -7.735 | -10.6221 | -26.4 | -45.779
2018-07-24 11:30 | No Data | No Data | No Data | No Data | -13.1777 | -13.292 | No Data | No Data | No Data | No Data | No Data | No Data | No Data | No Data | 41.6 | 70.4045 | -34.58 | -34.6279 | -53.5 | -60.154
2018-07-24 12:00 | No Data | No Data | No Data | No Data | -11.5419 | -11.791 | No Data | No Data | No Data | No Data | No Data | No Data | No Data | No Data | 40.4 | 68.4047 | -32.76 | -32.8105 | -51.8 | -61.6344
2018-07-24 12:30 | No Data | No Data | No Data | No Data | -11.4443 | -11.6276 | No Data | No Data | No Data | No Data | No Data | No Data | No Data | No Data | 50.8 | 75.0179 | -41.405 | -41.405 | -61.8 | -68.8723
2018-07-24 13:00 | No Data | No Data | No Data | No Data | -15.6435 | -15.7048 | No Data | No Data | No Data | No Data | No Data | No Data | No Data | No Data | 59.2 | 81.4901 | -50.05 | -50.0583 | -70.3 | -79.0729
2018-07-24 13:30 | No Data | No Data | No Data | No Data | -14.4106 | -14.4971 | No Data | No Data | No Data | No Data | No Data | No Data | No Data | No Data | 33.2 | 64.0725 | -25.025 | -25.3578 | -44.9 | -57.8011
2018-07-24 14:00 | No Data | No Data | No Data | No Data | -17.9995 | -18.0688 | No Data | No Data | No Data | No Data | No Data | No Data | No Data | No Data | 28.4 | 60.659 | -20.93 | -21.1709 | -41.4 | -56.399
2018-07-24 14:30 | No Data | No Data | No Data | No Data | -8.9784 | -15.5745 | No Data | No Data | No Data | No Data | No Data | No Data | No Data | No Data | 33.6 | 64.622 | -28.665 | -28.7227 | -21.2 | -46.0679
2018-07-24 15:00 | No Data | No Data | No Data | No Data | -26.4591 | -27.5798 | No Data | No Data | No Data | No Data | No Data | No Data | No Data | No Data | 58.4 | 82.3077 | -51.415 | -51.4472 | -33.5 | -50.5832
2018-07-24 15:30 | No Data | No Data | No Data | No Data | -21.0269 | -21.8932 | No Data | No Data | No Data | No Data | No Data | No Data | No Data | No Data | 33.6 | 63.6 | -27.755 | -27.9371 | -15.4 | -46.806
2018-07-24 16:00 | No Data | No Data | No Data | No Data | -15.2285 | -17.1017 | No Data | No Data | No Data | No Data | No Data | No Data | No Data | No Data | 26 | 58.4958 | -20.93 | -21.8779 | 0.5 | 54.5023
2018-07-24 16:30 | No Data | No Data | No Data | No Data | -12.5185 | -13.9032 | No Data | No Data | No Data | No Data | No Data | No Data | No Data | No Data | 46.4 | 71.8053 | -40.95 | -40.9904 | -13.4 | -55.5407
2018-07-24 17:00 | No Data | No Data | No Data | No Data | -4.1077 | -7.6895 | No Data | No Data | No Data | No Data | No Data | No Data | No Data | No Data | 33.6 | 62.5843 | -27.755 | -28.3783 | 3.5 | 52.6841
2018-07-24 17:30 | No Data | No Data | No Data | No Data | 0.0061036 | 6.5003 | No Data | No Data | No Data | No Data | No Data | No Data | No Data | No Data | 38.8 | 65.8459 | -31.395 | -31.7914 | 2.1 | 54.1407
2018-07-24 18:00 | No Data | No Data | No Data | No Data | 11.4321 | 12.1768 | No Data | No Data | No Data | No Data | No Data | No Data | No Data | No Data | 29.6 | 59.1405 | -20.93 | -22.4753 | 14.9 | 62.7934
2018-07-24 18:30 | No Data | No Data | No Data | No Data | 17.6333 | 18.125 | No Data | No Data | No Data | No Data | No Data | No Data | No Data | No Data | 7.2 | 48.9326 | 0.455 | 12.3606 | 37.9 | 73.179
2018-07-24 19:00 | No Data | No Data | No Data | No Data | 9.7353 | 11.1453 | No Data | No Data | No Data | No Data | No Data | No Data | No Data | No Data | 11.2 | 50.8488 | -2.73 | -11.2561 | 33.1 | 66.0867
2018-07-24 19:30 | No Data | No Data | No Data | No Data | 19.2691 | 21.0272 | No Data | No Data | No Data | No Data | No Data | No Data | No Data | No Data | 2 | 48.841 | 5.915 | 13.2263 | 40.3 | 66.5019
2018-07-24 20:00 | No Data | No Data | No Data | No Data | 2.8626 | 6.6478 | No Data | No Data | No Data | No Data | No Data | No Data | No Data | No Data | 2.4 | 48 | 5.915 | 13.6348 | 38 | 65.9485
2018-07-24 20:30 | No Data | No Data | No Data | No Data | 6.5614 | 10.3103 | No Data | No Data | No Data | No Data | No Data | No Data | No Data | No Data | -27.2 | -51.7285 | 33.215 | 36.2661 | 67 | 88.0307
2018-07-24 21:00 | No Data | No Data | No Data | No Data | 4.6571 | 10.3426 | No Data | No Data | No Data | No Data | No Data | No Data | No Data | No Data | -18 | -49.3964 | 25.935 | 29.5225 | 58 | 76.5768
2018-07-24 21:30 | No Data | No Data | No Data | No Data | 21.2222 | 23.8946 | No Data | No Data | No Data | No Data | No Data | No Data | No Data | No Data | -61.6 | -71.1472 | 71.435 | 73.717 | 108.2 | 123.771
2018-07-24 22:00 | No Data | No Data | No Data | No Data | 15.8389 | 17.3718 | No Data | No Data | No Data | No Data | No Data | No Data | No Data | No Data | -65.2 | -73.9059 | 73.71 | 75.9237 | 108.1 | 120.5259
2018-07-24 22:30 | No Data | No Data | No Data | No Data | 15.375 | 18.2307 | No Data | No Data | No Data | No Data | No Data | No Data | No Data | No Data | -57.2 | -67.3736 | 68.25 | 70.7536 | 106.6 | 123.2185
2018-07-24 23:00 | No Data | No Data | No Data | No Data | 23.0167 | 24.4043 | No Data | No Data | No Data | No Data | No Data | No Data | No Data | No Data | -74.4 | -80.072 | 84.63 | 87.0716 | 129.1 | 143.6956
2018-07-24 23:30 | No Data | No Data | No Data | No Data | 31.0124 | 32.0557 | No Data | No Data | No Data | No Data | No Data | No Data | No Data | No Data | -52 | -62.1289 | 64.61 | 67.5073 | 118.2 | 137.4236
2018-07-25 | No Data | No Data | No Data | No Data | 29.572 | 30.6643 | No Data | No Data | No Data | No Data | No Data | No Data | No Data | No Data | -79.6 | -85.0656 | 91 | 92.9849 | 142.8 | 158.2501
2018-07-25 00:30 | No Data | No Data | No Data | No Data | 30.0359 | 33.1623 | No Data | No Data | No Data | No Data | No Data | No Data | No Data | No Data | -94 | -97.6369 | 106.47 | 108.0919 | 153.5 | 166.7732
2018-07-25 01:00 | No Data | No Data | No Data | No Data | 26.3493 | 29.8642 | No Data | No Data | No Data | No Data | No Data | No Data | No Data | No Data | -102.8 | -105.5644 | 114.66 | 116.2416 | 157.1 | 168.855
2018-07-25 01:30 | No Data | No Data | No Data | No Data | 25.3239 | 28.2708 | No Data | No Data | No Data | No Data | No Data | No Data | No Data | No Data | -98 | -101.0893 | 109.655 | 111.3077 | 152.6 | 165.2462
2018-07-25 02:00 | No Data | No Data | No Data | No Data | 23.5782 | 29.3551 | No Data | No Data | No Data | No Data | No Data | No Data | No Data | No Data | -109.6 | -111.4099 | 122.85 | 124.4706 | 163 | 176.9639
2018-07-25 02:30 | No Data | No Data | No Data | No Data | 23.6759 | 29.4336 | No Data | No Data | No Data | No Data | No Data | No Data | No Data | No Data | -111.6 | -113.4492 | 122.395 | 124.1717 | 160.1 | 172.9427
2018-07-25 03:00 | No Data | No Data | No Data | No Data | 21.5763 | 29.421 | No Data | No Data | No Data | No Data | No Data | No Data | No Data | No Data | -109.6 | -111.6315 | 121.03 | 122.6012 | 155.8 | 167.9059
2018-07-25 03:30 | No Data | No Data | No Data | No Data | 18.7564 | 27.4201 | No Data | No Data | No Data | No Data | No Data | No Data | No Data | No Data | -98.4 | -101.777 | 109.655 | 111.3077 | 141.2 | 154.1721
2018-07-25 04:00 | No Data | No Data | No Data | No Data | 22.9679 | 32.7415 | No Data | No Data | No Data | No Data | No Data | No Data | No Data | No Data | -110.4 | -112.7298 | 119.21 | 120.732 | 154.1 | 167.2867
2018-07-25 04:30 | No Data | No Data | No Data | No Data | 22.4552 | 32.2697 | No Data | No Data | No Data | No Data | No Data | No Data | No Data | No Data | -80.4 | -86.387 | 89.18 | 91.1103 | 121.4 | 135.9537
2018-07-25 05:00 | No Data | No Data | No Data | No Data | 27.4235 | 35.9047 | No Data | No Data | No Data | No Data | No Data | No Data | No Data | No Data | -65.2 | -74.2859 | 71.89 | 74.0477 | 104.8 | 120.414
2018-07-25 05:30 | No Data | No Data | No Data | No Data | 38.9105 | 46.5122 | No Data | No Data | No Data | No Data | No Data | No Data | No Data | No Data | -64 | -73.235 | 72.345 | 74.4895 | 107 | 122.6255
2018-07-25 06:00 | No Data | No Data | No Data | No Data | 42.9023 | 49.0607 | No Data | No Data | No Data | No Data | No Data | No Data | No Data | No Data | -59.2 | -69.2867 | 67.34 | 69.6388 | 104.8 | 121.5125
2018-07-25 06:30 | No Data | No Data | No Data | No Data | 44.0375 | 48.367 | No Data | No Data | No Data | No Data | No Data | No Data | No Data | No Data | -52 | -63.9362 | 60.515 | 62.9366 | 101.8 | 122.8126
2018-07-25 07:00 | No Data | No Data | No Data | No Data | 48.0293 | 50.3857 | No Data | No Data | No Data | No Data | No Data | No Data | No Data | No Data | -14 | -46.5549 | 22.295 | 26.6282 | 65.1 | 93.9939
2018-07-25 07:30 | No Data | No Data | No Data | No Data | 57.7218 | 59.1504 | No Data | No Data | No Data | No Data | No Data | No Data | No Data | No Data | -80.8 | -85.7793 | 93.275 | 95.1222 | 134.9 | 158.1273
2018-07-25 08:00 | No Data | No Data | No Data | No Data | 59.2599 | 60.6523 | No Data | No Data | No Data | No Data | No Data | No Data | No Data | No Data | -28.4 | -51.3654 | 35.945 | 38.6134 | 74.5 | 100.9349
2018-07-25 08:30 | No Data | No Data | No Data | No Data | 59.5163 | 59.5363 | No Data | No Data | No Data | No Data | No Data | No Data | No Data | No Data | -42.8 | -58.3095 | 52.78 | 54.8742 | 88 | 111.3952
2018-07-25 09:00 | No Data | No Data | No Data | No Data | 51.1055 | 51.8527 | No Data | No Data | No Data | No Data | No Data | No Data | No Data | No Data | -34.8 | -55.4732 | 40.95 | 43.0234 | 49.3 | 76.0454
2018-07-25 09:30 | No Data | No Data | No Data | No Data | 58.6496 | 59.8953 | No Data | No Data | No Data | No Data | No Data | No Data | No Data | No Data | -48.4 | -61.535 | 58.24 | 60.378 | 66 | 86.4917
2018-07-25 10:00 | No Data | No Data | No Data | No Data | 58.6496 | 60.4439 | No Data | No Data | No Data | No Data | No Data | No Data | No Data | No Data | -76.8 | -82.5978 | 88.725 | 90.308 | 76.9 | 95.1294
2018-07-25 10:30 | No Data | No Data | No Data | No Data | 55.1583 | 57.0625 | No Data | No Data | No Data | No Data | No Data | No Data | No Data | No Data | -81.6 | -86.6672 | 93.275 | 94.7023 | 80.8 | 95.8708
2018-07-25 11:00 | No Data | No Data | No Data | No Data | 48.0293 | 50.3563 | No Data | No Data | No Data | No Data | No Data | No Data | No Data | No Data | -81.2 | -86.2907 | 92.365 | 93.9693 | 80.5 | 95.0821
2018-07-25 11:30 | No Data | No Data | No Data | No Data | 43.7324 | 46.4461 | No Data | No Data | No Data | No Data | No Data | No Data | No Data | No Data | -82.8 | -87.6657 | 91.455 | 93.1606 | 77.4 | 90.9703
2018-07-25 12:00 | No Data | No Data | No Data | No Data | 40.0336 | 45.2652 | No Data | No Data | No Data | No Data | No Data | No Data | No Data | No Data | -74 | -80.1539 | 82.355 | 84.3421 | 67.8 | 84.065
2018-07-25 12:30 | No Data | No Data | No Data | No Data | 43.061 | 47.9635 | No Data | No Data | No Data | No Data | No Data | No Data | No Data | No Data | -71.2 | -77.5763 | 81.9 | 83.7052 | 80.5 | 94.6062
2018-07-25 13:00 | No Data | No Data | No Data | No Data | 37.5799 | 41.5789 | No Data | No Data | No Data | No Data | No Data | No Data | No Data | No Data | -77.2 | -82.9699 | 89.18 | 90.9283 | 72.1 | 85.7401
2018-07-25 13:30 | No Data | No Data | No Data | No Data | 38.9593 | 43.6332 | No Data | No Data | No Data | No Data | No Data | No Data | No Data | No Data | -56.8 | -67.0343 | 67.34 | 69.3035 | 75.8 | 90.2587
2018-07-25 14:00 | No Data | No Data | No Data | No Data | 39.8871 | 45.2851 | No Data | No Data | No Data | No Data | No Data | No Data | No Data | No Data | -80.4 | -85.2685 | 92.82 | 94.501 | 86.1 | 101.2099
2018-07-25 14:30 | No Data | No Data | No Data | No Data | 50.5928 | 55.628 | No Data | No Data | No Data | No Data | No Data | No Data | No Data | No Data | -69.2 | -75.7448 | 80.99 | 82.815 | 91 | 106.8504
2018-07-25 15:00 | No Data | No Data | No Data | No Data | 48.3955 | 53.6373 | No Data | No Data | No Data | No Data | No Data | No Data | No Data | No Data | -84.4 | -88.6747 | 93.275 | 95.1222 | 109.2 | 125.2781
2018-07-25 15:30 | No Data | No Data | No Data | No Data | 56.1349 | 61.6481 | No Data | No Data | No Data | No Data | No Data | No Data | No Data | No Data | -65.2 | -73.5326 | 73.255 | 75.482 | 93 | 108.7656
2018-07-25 16:00 | No Data | No Data | No Data | No Data | 57.3678 | 61.8357 | No Data | No Data | No Data | No Data | No Data | No Data | No Data | No Data | -31.6 | -52.4976 | 37.765 | 40.9854 | 64 | 82.2733
2018-07-25 16:30 | No Data | No Data | No Data | No Data | 57.1115 | 61.5979 | No Data | No Data | No Data | No Data | No Data | No Data | No Data | No Data | -27.6 | -49.9231 | 34.125 | 37.658 | 64.3 | 85.7285
2018-07-25 17:00 | No Data | No Data | No Data | No Data | 62.8977 | 66.9978 | No Data | No Data | No Data | No Data | No Data | No Data | No Data | No Data | -38 | -53.7401 | 46.865 | 49.9527 | 81.2 | 100.0784
2018-07-25 17:30 | No Data | No Data | No Data | No Data | 79.1577 | 80.2054 | No Data | No Data | No Data | No Data | No Data | No Data | No Data | No Data | -56 | -64.8987 | 65.975 | 68.6869 | 105 | 123.9138
2018-07-25 18:00 | No Data | No Data | No Data | No Data | 85.1514 | 85.381 | No Data | No Data | No Data | No Data | No Data | No Data | No Data | No Data | -78.4 | -82.5988 | 89.18 | 91.6031 | 131.7 | 150.627
2018-07-25 18:30 | No Data | No Data | No Data | No Data | 85.1514 | 85.7075 | No Data | No Data | No Data | No Data | No Data | No Data | No Data | No Data | -81.6 | -86.0139 | 94.64 | 96.6412 | 137.6 | 156.8562
2018-07-25 19:00 | No Data | No Data | No Data | No Data | 79.0478 | 80.682 | No Data | No Data | No Data | No Data | No Data | No Data | No Data | No Data | -86 | -90.0791 | 99.645 | 101.5476 | 139.3 | 156.8991
2018-07-25 19:30 | No Data | No Data | No Data | No Data | 68.0247 | 70.4318 | No Data | No Data | No Data | No Data | No Data | No Data | No Data | No Data | -81.2 | -86.5647 | 95.55 | 97.354 | 132.5 | 147.6288
2018-07-25 20:00 | No Data | No Data | No Data | No Data | 62.2385 | 65.5475 | No Data | No Data | No Data | No Data | No Data | No Data | No Data | No Data | -78.8 | -84.176 | 89.18 | 91.1103 | 126.6 | 140.5296
2018-07-25 20:30 | No Data | No Data | No Data | No Data | 64.4846 | 68.2185 | No Data | No Data | No Data | No Data | No Data | No Data | No Data | No Data | -101.2 | -103.9153 | 113.75 | 115.3441 | 151.2 | 163.6466
2018-07-25 21:00 | No Data | No Data | No Data | No Data | 59.2111 | 63.2571 | No Data | No Data | No Data | No Data | No Data | No Data | No Data | No Data | -94 | -98.0816 | 106.47 | 107.8648 | 141.6 | 154.0618
2018-07-25 21:30 | No Data | No Data | No Data | No Data | 64.4358 | 67.6077 | No Data | No Data | No Data | No Data | No Data | No Data | No Data | No Data | -82.8 | -88.4832 | 96.46 | 97.8409 | 134.1 | 145.5165
2018-07-25 22:00 | No Data | No Data | No Data | No Data | 62.6902 | 66.4719 | No Data | No Data | No Data | No Data | No Data | No Data | No Data | No Data | -100 | -103.3247 | 112.84 | 114.157 | 149.9 | 160.0538
2018-07-25 22:30 | No Data | No Data | No Data | No Data | 68.1346 | 71.6295 | No Data | No Data | No Data | No Data | No Data | No Data | No Data | No Data | -93.2 | -97.2008 | 106.015 | 107.4898 | 146.4 | 157.4705
2018-07-25 23:00 | No Data | No Data | No Data | No Data | 72.3339 | 75.635 | No Data | No Data | No Data | No Data | No Data | No Data | No Data | No Data | -98 | -101.2885 | 111.02 | 112.5019 | 157.3 | 167.5143
2018-07-25 23:30 | No Data | No Data | No Data | No Data | 79.5605 | 80.91 | No Data | No Data | No Data | No Data | No Data | No Data | No Data | No Data | -76.4 | -81.648 | 91 | 93.0795 | 147.2 | 166.8706
2018-07-26 | No Data | No Data | No Data | No Data | 73.4081 | 75.8089 | No Data | No Data | No Data | No Data | No Data | No Data | No Data | No Data | -82.8 | -87.2789 | 96.005 | 97.8885 | 147 | 162.7729
2018-07-26 00:30 | No Data | No Data | No Data | No Data | 64.1306 | 68.103 | No Data | No Data | No Data | No Data | No Data | No Data | No Data | No Data | -92.8 | -96.1607 | 105.56 | 107.5274 | 154.9 | 171.5822
2018-07-26 01:00 | No Data | No Data | No Data | No Data | 58.8449 | 63.7672 | No Data | No Data | No Data | No Data | No Data | No Data | No Data | No Data | -103.2 | -105.603 | 116.48 | 118.2659 | 162.6 | 177.0671
2018-07-26 01:30 | No Data | No Data | No Data | No Data | 64.2893 | 68.8234 | No Data | No Data | No Data | No Data | No Data | No Data | No Data | No Data | -106.4 | -108.7323 | 120.12 | 121.9298 | 165.8 | 179.4313
2018-07-26 02:00 | No Data | No Data | No Data | No Data | 63.8254 | 69.1911 | No Data | No Data | No Data | No Data | No Data | No Data | No Data | No Data | -110.8 | -112.963 | 124.215 | 125.8912 | 166.8 | 179.3094
2018-07-26 02:30 | No Data | No Data | No Data | No Data | 62.1286 | 69.104 | No Data | No Data | No Data | No Data | No Data | No Data | No Data | No Data | -111.6 | -113.378 | 123.76 | 125.6723 | 162.4 | 172.7171
2018-07-26 03:00 | No Data | No Data | No Data | No Data | 62.031 | 69.0162 | No Data | No Data | No Data | No Data | No Data | No Data | No Data | No Data | -114 | -115.5398 | 125.125 | 126.9393 | 163.4 | 172.8925
2018-07-26 03:30 | No Data | No Data | No Data | No Data | 54.3404 | 62.1955 | No Data | No Data | No Data | No Data | No Data | No Data | No Data | No Data | -113.6 | -115.2111 | 125.125 | 127.0167 | 163.8 | 174.2719
2018-07-26 04:00 | No Data | No Data | No Data | No Data | 56.4889 | 64.9236 | No Data | No Data | No Data | No Data | No Data | No Data | No Data | No Data | -112.8 | -114.3559 | 125.58 | 127.3878 | 162.2 | 173.0809
2018-07-26 04:30 | No Data | No Data | No Data | No Data | 56.3912 | 64.8386 | No Data | No Data | No Data | No Data | No Data | No Data | No Data | No Data | -111.2 | -112.8454 | 122.395 | 124.2492 | 159.1 | 170.0024
2018-07-26 05:00 | No Data | No Data | No Data | No Data | 53.0587 | 61.9621 | No Data | No Data | No Data | No Data | No Data | No Data | No Data | No Data | -74 | -80.3084 | 82.355 | 84.8621 | 117.4 | 129.4334
2018-07-26 05:30 | No Data | No Data | No Data | No Data | 54.6456 | 62.5097 | No Data | No Data | No Data | No Data | No Data | No Data | No Data | No Data | -68 | -75.1532 | 77.35 | 79.8988 | 115.5 | 128.1858
2018-07-26 06:00 | No Data | No Data | No Data | No Data | 53.9254 | 61.0953 | No Data | No Data | No Data | No Data | No Data | No Data | No Data | No Data | -53.6 | -64.7914 | 62.335 | 65.1985 | 102.6 | 117.6627
2018-07-26 06:30 | No Data | No Data | No Data | No Data | 61.4084 | 66.2176 | No Data | No Data | No Data | No Data | No Data | No Data | No Data | No Data | -21.6 | -46.8734 | 30.03 | 34.6518 | 75 | 97.949
2018-07-26 07:00 | No Data | No Data | No Data | No Data | 63.154 | 65.9574 | No Data | No Data | No Data | No Data | No Data | No Data | No Data | No Data | 6.4 | 46.8956 | 1.82 | 14.2219 | 49.6 | 80.3393
2018-07-26 07:30 | No Data | No Data | No Data | No Data | 66.9993 | 68.9198 | No Data | No Data | No Data | No Data | No Data | No Data | No Data | No Data | -10 | -43.9527 | 19.565 | 25.2269 | 60.6 | 91.6081
2018-07-26 08:00 | No Data | No Data | No Data | No Data | 69.0501 | 70.1305 | No Data | No Data | No Data | No Data | No Data | No Data | No Data | No Data | -7.2 | -44.98 | 15.47 | 21.2442 | 53.3 | 88.7001
2018-07-26 08:30 | No Data | No Data | No Data | No Data | 73.6645 | 74.0139 | No Data | No Data | No Data | No Data | No Data | No Data | No Data | No Data | -12 | -45.607 | 22.295 | 26.6282 | 58.7 | 90.3625
2018-07-26 09:00 | No Data | No Data | No Data | No Data | 65.5711 | 66.7554 | No Data | No Data | No Data | No Data | No Data | No Data | No Data | No Data | -5.2 | -46.293 | 12.74 | 18.0171 | 43.1 | 76.4148
2018-07-26 09:30 | No Data | No Data | No Data | No Data | 64.802 | 66.8481 | No Data | No Data | No Data | No Data | No Data | No Data | No Data | No Data | -8 | -48.6621 | 18.2 | 21.4623 | 27.1 | 67.5723
2018-07-26 10:00 | No Data | No Data | No Data | No Data | 58.4909 | 61.8004 | No Data | No Data | No Data | No Data | No Data | No Data | No Data | No Data | -0.4 | -48.4413 | 8.645 | 12.8854 | 24.5 | 58.9339
2018-07-26 10:30 | No Data | No Data | No Data | No Data | 63.5691 | 66.6269 | No Data | No Data | No Data | No Data | No Data | No Data | No Data | No Data | -26 | -50.0783 | 33.215 | 35.9104 | 55.5 | 82.248
2018-07-26 11:00 | No Data | No Data | No Data | No Data | 59.7726 | 63.0149 | No Data | No Data | No Data | No Data | No Data | No Data | No Data | No Data | -12.8 | -45.824 | 20.02 | 23.9772 | 33.4 | 61.971
2018-07-26 11:30 | No Data | No Data | No Data | No Data | 55.0607 | 59.3718 | No Data | No Data | No Data | No Data | No Data | No Data | No Data | No Data | -17.6 | -47.7611 | 25.935 | 28.6975 | 29.2 | 56.9548
2018-07-26 12:00 | No Data | No Data | No Data | No Data | 55.1095 | 60.2334 | No Data | No Data | No Data | No Data | No Data | No Data | No Data | No Data | -13.6 | -46.0539 | 23.66 | 27.5454 | 24.4 | 49.093
2018-07-26 12:30 | No Data | No Data | No Data | No Data | 50.7027 | 56.2296 | No Data | No Data | No Data | No Data | No Data | No Data | No Data | No Data | 0.8 | 47.642 | 6.37 | 13.8383 | 9.8 | 40.2124
2018-07-26 13:00 | No Data | No Data | No Data | No Data | 46.9551 | 52.8752 | No Data | No Data | No Data | No Data | No Data | No Data | No Data | No Data | 6.4 | 48.4248 | 0.455 | 10.9295 | 1.1 | 36.7165
2018-07-26 13:30 | No Data | No Data | No Data | No Data | 43.415 | 50.9762 | No Data | No Data | No Data | No Data | No Data | No Data | No Data | No Data | 1.6 | 47.7074 | 5.46 | 13.4437 | -3.1 | -43.4108
2018-07-26 14:00 | No Data | No Data | No Data | No Data | 40.4486 | 48.4748 | No Data | No Data | No Data | No Data | No Data | No Data | No Data | No Data | -5.6 | -46.3396 | 8.645 | 15.3962 | -4.7 | -44.7475
2018-07-26 14:30 | No Data | No Data | No Data | No Data | 42.1332 | 48.9517 | No Data | No Data | No Data | No Data | No Data | No Data | No Data | No Data | -16 | -46.4431 | 22.295 | 26.8797 | 32.4 | 59.2446
2018-07-26 15:00 | No Data | No Data | No Data | No Data | 49.3111 | 55.2507 | No Data | No Data | No Data | No Data | No Data | No Data | No Data | No Data | -30.8 | -49.8526 | 40.95 | 44.2755 | 29.5 | 56.0001
2018-07-26 15:30 | No Data | No Data | No Data | No Data | 54.1817 | 58.9734 | No Data | No Data | No Data | No Data | No Data | No Data | No Data | No Data | -35.2 | -52.6847 | 42.77 | 46.1326 | 36 | 59.3619
2018-07-26 16:00 | No Data | No Data | No Data | No Data | 63.0076 | 66.6192 | No Data | No Data | No Data | No Data | No Data | No Data | No Data | No Data | -46.4 | -58.4835 | 55.055 | 58.2773 | 75.2 | 95.8921
2018-07-26 16:30 | No Data | No Data | No Data | No Data | 65.2048 | 68.2036 | No Data | No Data | No Data | No Data | No Data | No Data | No Data | No Data | -26 | -48.718 | 34.125 | 37.4678 | 57.1 | 82.3219
2018-07-26 17:00 | No Data | No Data | No Data | No Data | 67.0481 | 69.0161 | No Data | No Data | No Data | No Data | No Data | No Data | No Data | No Data | -8.4 | -45.5807 | 15.47 | 20.6812 | 42.9 | 72.4636
2018-07-26 17:30 | No Data | No Data | No Data | No Data | 72.2362 | 73.6311 | No Data | No Data | No Data | No Data | No Data | No Data | No Data | No Data | -8 | -44.4018 | 17.745 | 22.9538 | 50.4 | 82.0137
2018-07-26 18:00 | No Data | No Data | No Data | No Data | 70.3319 | 71.4012 | No Data | No Data | No Data | No Data | No Data | No Data | No Data | No Data | 36 | 62.5895 | -28.21 | -29.1342 | 5.5 | 57.9615
2018-07-26 18:30 | No Data | No Data | No Data | No Data | 72.1263 | 73.1695 | No Data | No Data | No Data | No Data | No Data | No Data | No Data | No Data | 10.8 | 49.2 | 0 | 11.375 | 34.6 | 71.7008
2018-07-26 19:00 | No Data | No Data | No Data | No Data | 70.2342 | 71.6463 | No Data | No Data | No Data | No Data | No Data | No Data | No Data | No Data | -9.6 | -46.2082 | 17.29 | 22.3136 | 51.7 | 80.3439
2018-07-26 19:30 | No Data | No Data | No Data | No Data | 63.5691 | 65.9596 | No Data | No Data | No Data | No Data | No Data | No Data | No Data | No Data | -17.6 | -47.3895 | 25.48 | 29.1236 | 58.5 | 82.6608
2018-07-26 20:00 | No Data | No Data | No Data | No Data | 61.8235 | 65.5005 | No Data | No Data | No Data | No Data | No Data | No Data | No Data | No Data | -21.2 | -46.3482 | 28.665 | 32.7916 | 62.4 | 88.2469
2018-07-26 20:30 | No Data | No Data | No Data | No Data | 57.9294 | 61.8384 | No Data | No Data | No Data | No Data | No Data | No Data | No Data | No Data | -17.6 | -47.3895 | 24.115 | 28.4075 | 58.1 | 81.7426
2018-07-26 21:00 | No Data | No Data | No Data | No Data | 54.4381 | 58.5805 | No Data | No Data | No Data | No Data | No Data | No Data | No Data | No Data | -21.2 | -48.1215 | 29.12 | 32.5572 | 60.4 | 80.9529
2018-07-26 21:30 | No Data | No Data | No Data | No Data | 61.4694 | 65.1664 | No Data | No Data | No Data | No Data | No Data | No Data | No Data | No Data | -8 | -47.0846 | 16.835 | 21.6735 | 52 | 71.7242
2018-07-26 22:00 | No Data | No Data | No Data | No Data | 59.6139 | 64.0536 | No Data | No Data | No Data | No Data | No Data | No Data | No Data | No Data | -1.2 | -48.0816 | 10.92 | 16.0995 | 43.4 | 61.4476
2018-07-26 22:30 | No Data | No Data | No Data | No Data | 61.8235 | 66.1149 | No Data | No Data | No Data | No Data | No Data | No Data | No Data | No Data | 4 | 48.9637 | 5.46 | 13.0292 | 42.2 | 62.5722
2018-07-26 23:00 | No Data | No Data | No Data | No Data | 63.7156 | 67.8876 | No Data | No Data | No Data | No Data | No Data | No Data | No Data | No Data | 4.8 | 48.2394 | 4.55 | 13.1005 | 45.5 | 65.1292
2018-07-26 23:30 | No Data | No Data | No Data | No Data | 71.0033 | 73.163 | No Data | No Data | No Data | No Data | No Data | No Data | No Data | No Data | 12 | 49.4773 | -0.91 | -10.9579 | 50.4 | 75.266
2018-07-27 | No Data | No Data | No Data | No Data | 62.6413 | 65.5416 | No Data | No Data | No Data | No Data | No Data | No Data | No Data | No Data | -14.4 | -46.2964 | 23.66 | 28.0222 | 72.5 | 89.9249
2018-07-27 00:30 | No Data | No Data | No Data | No Data | 53.9742 | 58.001 | No Data | No Data | No Data | No Data | No Data | No Data | No Data | No Data | 0 | 47.2 | 9.555 | 15.925 | 54 | 73.1402
2018-07-27 01:00 | No Data | No Data | No Data | No Data | 50.544 | 56.1768 | No Data | No Data | No Data | No Data | No Data | No Data | No Data | No Data | 8.8 | 50.3746 | 0 | 10.92 | 41.8 | 65.2476
2018-07-27 01:30 | No Data | No Data | No Data | No Data | 50.1289 | 55.8037 | No Data | No Data | No Data | No Data | No Data | No Data | No Data | No Data | 34 | 62.4641 | -24.115 | -25.0622 | 16.1 | 47.0409
2018-07-27 02:00 | No Data | No Data | No Data | No Data | 42.9023 | 50.2966 | No Data | No Data | No Data | No Data | No Data | No Data | No Data | No Data | 32.8 | 62.4986 | -23.66 | -24.3882 | 13.7 | 46.6567
2018-07-27 02:30 | No Data | No Data | No Data | No Data | 29.7795 | 40.8069 | No Data | No Data | No Data | No Data | No Data | No Data | No Data | No Data | 28.4 | 57.8508 | -19.565 | -21.3898 | 13.8 | 43.7343
2018-07-27 03:00 | No Data | No Data | No Data | No Data | 24.1398 | 36.8933 | No Data | No Data | No Data | No Data | No Data | No Data | No Data | No Data | 26.4 | 56.8957 | -19.565 | -21.5777 | 13.4 | 41.3324
2018-07-27 03:30 | No Data | No Data | No Data | No Data | 25.9342 | 38.0916 | No Data | No Data | No Data | No Data | No Data | No Data | No Data | No Data | 27.6 | 57.4623 | -19.565 | -21.5777 | 12.6 | 45.5763
2018-07-27 04:00 | No Data | No Data | No Data | No Data | 20.0381 | 34.3499 | No Data | No Data | No Data | No Data | No Data | No Data | No Data | No Data | 26.8 | 56.7295 | -19.11 | -21.1661 | 11.8 | 47.0304
2018-07-27 04:30 | No Data | No Data | No Data | No Data | 18.1949 | 31.9005 | No Data | No Data | No Data | No Data | No Data | No Data | No Data | No Data | 28.8 | 58.0483 | -20.02 | -21.9911 | 11 | 44.6754
2018-07-27 05:00 | No Data | No Data | No Data | No Data | 18.5 | 32.0755 | No Data | No Data | No Data | No Data | No Data | No Data | No Data | No Data | 31.2 | 59.2756 | -22.295 | -23.9124 | 8.6 | 44.9307
2018-07-27 05:30 | No Data | No Data | No Data | No Data | 28.0339 | 38.373 | No Data | No Data | No Data | No Data | No Data | No Data | No Data | No Data | -27.6 | -47.2897 | 37.31 | 41.5124 | 72.3 | 89.0578
2018-07-27 06:00 | No Data | No Data | No Data | No Data | 34.2473 | 43.1215 | No Data | No Data | No Data | No Data | No Data | No Data | No Data | No Data | -27.2 | -47.3844 | 35.035 | 39.4803 | 71.1 | 87.6165
2018-07-27 06:30 | No Data | No Data | No Data | No Data | 41.9379 | 47.4565 | No Data | No Data | No Data | No Data | No Data | No Data | No Data | No Data | -18.4 | -43.666 | 27.755 | 32.6999 | 69.4 | 92.1343
2018-07-27 07:00 | No Data | No Data | No Data | No Data | 43.9887 | 47.0411 | No Data | No Data | No Data | No Data | No Data | No Data | No Data | No Data | 19.6 | 50.0016 | -9.1 | -16.0287 | 33 | 66.1233
2018-07-27 07:30 | No Data | No Data | No Data | No Data | 45.5146 | 47.4145 | No Data | No Data | No Data | No Data | No Data | No Data | No Data | No Data | 2.8 | 45.6859 | 5.005 | 14.9667 | 43.5 | 70.2801
2018-07-27 08:00 | No Data | No Data | No Data | No Data | 49.8238 | 51.5652 | No Data | No Data | No Data | No Data | No Data | No Data | No Data | No Data | -22.8 | -45.3484 | 31.395 | 36.2889 | 65.9 | 91.5848
2018-07-27 08:30 | No Data | No Data | No Data | No Data | 57.3678 | 58.8865 | No Data | No Data | No Data | No Data | No Data | No Data | No Data | No Data | -64 | -70.8531 | 78.715 | 81.11 | 94.7 | 117.5848
2018-07-27 09:00 | No Data | No Data | No Data | No Data | 54.0352 | 56.1401 | No Data | No Data | No Data | No Data | No Data | No Data | No Data | No Data | -30.4 | -49.6065 | 43.225 | 46.0652 | 44.6 | 73.4033
2018-07-27 09:30 | No Data | No Data | No Data | No Data | 50.2388 | 52.4961 | No Data | No Data | No Data | No Data | No Data | No Data | No Data | No Data | -62.4 | -68.5589 | 78.26 | 81.0105 | 98.9 | 118.7891
2018-07-27 10:00 | No Data | No Data | No Data | No Data | 48.4443 | 51.9354 | No Data | No Data | No Data | No Data | No Data | No Data | No Data | No Data | -66.8 | -72.4309 | 79.625 | 82.2154 | 94 | 110.2964
2018-07-27 10:30 | No Data | No Data | No Data | No Data | 45.9785 | 51.309 | No Data | No Data | No Data | No Data | No Data | No Data | No Data | No Data | -61.6 | -68 | 74.62 | 77.4997 | 67.4 | 89.1814
2018-07-27 11:00 | No Data | No Data | No Data | No Data | 45.8808 | 51.9694 | No Data | No Data | No Data | No Data | No Data | No Data | No Data | No Data | -50.4 | -58.6529 | 63.7 | 67.0504 | 78.6 | 94.4654
2018-07-27 11:30 | No Data | No Data | No Data | No Data | 47.2602 | 55.0367 | No Data | No Data | No Data | No Data | No Data | No Data | No Data | No Data | -52.8 | -61.7401 | 64.61 | 67.9155 | 50.9 | 71.6308
2018-07-27 12:00 | No Data | No Data | No Data | No Data | 47.3091 | 55.0787 | No Data | No Data | No Data | No Data | No Data | No Data | No Data | No Data | -56.8 | -64.05 | 69.615 | 72.8256 | 69.7 | 86.6028
2018-07-27 12:30 | No Data | No Data | No Data | No Data | 43.415 | 51.7723 | No Data | No Data | No Data | No Data | No Data | No Data | No Data | No Data | -23.2 | -47.283 | 32.305 | 36.2204 | 20.1 | 42.9885
2018-07-27 13:00 | No Data | No Data | No Data | No Data | 38.2879 | 46.4577 | No Data | No Data | No Data | No Data | No Data | No Data | No Data | No Data | -16.8 | -42.6483 | 25.48 | 31.5791 | 16.2 | 39.0217
2018-07-27 13:30 | No Data | No Data | No Data | No Data | 36.7498 | 45.1985 | No Data | No Data | No Data | No Data | No Data | No Data | No Data | No Data | -4.4 | -41.832 | 12.74 | 20.3939 | -4.4 | -31.5087
2018-07-27 14:00 | No Data | No Data | No Data | No Data | 37.0062 | 46.4996 | No Data | No Data | No Data | No Data | No Data | No Data | No Data | No Data | -46.8 | -55.8068 | 56.42 | 60.4996 | 65.5 | 80.1542
2018-07-27 14:30 | No Data | No Data | No Data | No Data | 41.1078 | 48.9134 | No Data | No Data | No Data | No Data | No Data | No Data | No Data | No Data | -85.6 | -87.8153 | 96.005 | 99.4464 | 102.1 | 114.0397
2018-07-27 15:00 | No Data | No Data | No Data | No Data | 43.3661 | 50.8261 | No Data | No Data | No Data | No Data | No Data | No Data | No Data | No Data | -97.6 | -98.9683 | 111.93 | 114.7935 | 118.6 | 130.0263
2018-07-27 15:30 | No Data | No Data | No Data | No Data | 45.3681 | 52.5446 | No Data | No Data | No Data | No Data | No Data | No Data | No Data | No Data | -102.8 | -103.9177 | 113.295 | 116.3279 | 127.5 | 139.2159
2018-07-27 16:00 | No Data | No Data | No Data | No Data | 52.4971 | 57.9146 | No Data | No Data | No Data | No Data | No Data | No Data | No Data | No Data | -88.4 | -91.0007 | 98.28 | 101.416 | 115.2 | 127.7422
2018-07-27 16:30 | No Data | No Data | No Data | No Data | 52.4971 | 56.3452 | No Data | No Data | No Data | No Data | No Data | No Data | No Data | No Data | -90.8 | -92.9766 | 99.645 | 102.8511 | 115.5 | 128.8436
2018-07-27 17:00 | No Data | No Data | No Data | No Data | 54.1817 | 57.918 | No Data | No Data | No Data | No Data | No Data | No Data | No Data | No Data | -61.6 | -68 | 70.98 | 75.1122 | 94.2 | 109.1819
2018-07-27 17:30 | No Data | No Data | No Data | No Data | 50.898 | 54.8583 | No Data | No Data | No Data | No Data | No Data | No Data | No Data | No Data | -10.8 | -45.3061 | 17.745 | 23.5416 | 47.2 | 66.328
2018-07-27 18:00 | No Data | No Data | No Data | No Data | 52.5948 | 55.8105 | No Data | No Data | No Data | No Data | No Data | No Data | No Data | No Data | -16.4 | -45.0884 | 22.295 | 27.9371 | 54.3 | 76.6505
2018-07-27 18:30 | No Data | No Data | No Data | No Data | 61.1521 | 63.4641 | No Data | No Data | No Data | No Data | No Data | No Data | No Data | No Data | -15.6 | -44.4288 | 22.295 | 27.9371 | 54.1 | 76.4383
2018-07-27 19:00 | No Data | No Data | No Data | No Data | 61.1521 | 64.1051 | No Data | No Data | No Data | No Data | No Data | No Data | No Data | No Data | -3.2 | -44.4882 | 8.19 | 17.1034 | 40.3 | 63.753
2018-07-27 19:30 | No Data | No Data | No Data | No Data | 63.2639 | 66.1369 | No Data | No Data | No Data | No Data | No Data | No Data | No Data | No Data | -9.6 | -44.6444 | 15.47 | 22.2019 | 45.4 | 65.7793
2018-07-27 20:00 | No Data | No Data | No Data | No Data | 63.1052 | 65.9851 | No Data | No Data | No Data | No Data | No Data | No Data | No Data | No Data | -2.4 | -46.4069 | 6.825 | 15.6694 | 37.9 | 58.7573
2018-07-27 20:30 | No Data | No Data | No Data | No Data | 61.4694 | 65.3758 | No Data | No Data | No Data | No Data | No Data | No Data | No Data | No Data | -4 | -45.7751 | 9.1 | 16.7857 | 40.1 | 61.7059
2018-07-27 21:00 | No Data | No Data | No Data | No Data | 59.2599 | 63.3028 | No Data | No Data | No Data | No Data | No Data | No Data | No Data | No Data | -2.8 | -45.6859 | 7.735 | 16.4871 | 36.7 | 59.5525
2018-07-27 21:30 | No Data | No Data | No Data | No Data | 66.389 | 69.5006 | No Data | No Data | No Data | No Data | No Data | No Data | No Data | No Data | -4.4 | -45.4137 | 10.92 | 18.566 | 44.3 | 65.0982
2018-07-27 22:00 | No Data | No Data | No Data | No Data | 64.4358 | 67.6374 | No Data | No Data | No Data | No Data | No Data | No Data | No Data | No Data | -15.6 | -46.6836 | 20.93 | 26.2996 | 52 | 67.9241
2018-07-27 22:30 | No Data | No Data | No Data | No Data | 69.868 | 72.7899 | No Data | No Data | No Data | No Data | No Data | No Data | No Data | No Data | 4 | 47.8414 | 1.365 | 13.7181 | 38.8 | 57.9918
2018-07-27 23:00 | No Data | No Data | No Data | No Data | 75.0561 | 77.7834 | No Data | No Data | No Data | No Data | No Data | No Data | No Data | No Data | -17.2 | -46.1268 | 24.115 | 29.41 | 65.8 | 80.5723
2018-07-27 23:30 | No Data | No Data | No Data | No Data | 86.7872 | 87.1365 | No Data | No Data | No Data | No Data | No Data | No Data | No Data | No Data | -2.4 | -43.666 | 12.285 | 20.1129 | 63.1 | 82.8571
2018-07-28 | No Data | No Data | No Data | No Data | 79.9756 | 81.2463 | No Data | No Data | No Data | No Data | No Data | No Data | No Data | No Data | -24.8 | -48.4314 | 33.215 | 37.2378 | 81 | 90.9213
2018-07-28 00:30 | No Data | No Data | No Data | No Data | 76.2768 | 79.4448 | No Data | No Data | No Data | No Data | No Data | No Data | No Data | No Data | -28 | -50.1454 | 35.035 | 39.0691 | 78.5 | 87.3011
2018-07-28 01:00 | No Data | No Data | No Data | No Data | 71.2596 | 75.1594 | No Data | No Data | No Data | No Data | No Data | No Data | No Data | No Data | -26.8 | -49.8221 | 35.035 | 38.675 | 74.6 | 83.1387
2018-07-28 01:30 | No Data | No Data | No Data | No Data | 72.8954 | 76.7121 | No Data | No Data | No Data | No Data | No Data | No Data | No Data | No Data | -35.2 | -53.5836 | 42.77 | 46.1326 | 82.7 | 90.5996
2018-07-28 02:00 | No Data | No Data | No Data | No Data | 69.514 | 74.6742 | No Data | No Data | No Data | No Data | No Data | No Data | No Data | No Data | -52.4 | -63.1253 | 60.06 | 62.8905 | 96.7 | 103.7323
2018-07-28 02:30 | No Data | No Data | No Data | No Data | 67.7195 | 73.9633 | No Data | No Data | No Data | No Data | No Data | No Data | No Data | No Data | -68 | -75.1532 | 76.44 | 78.7925 | 110.7 | 117.1056
2018-07-28 03:00 | No Data | No Data | No Data | No Data | 64.2283 | 71.4835 | No Data | No Data | No Data | No Data | No Data | No Data | No Data | No Data | -58 | -67.8457 | 63.7 | 66.249 | 96.3 | 102.1319
2018-07-28 03:30 | No Data | No Data | No Data | No Data | 66.0838 | 73.8989 | No Data | No Data | No Data | No Data | No Data | No Data | No Data | No Data | -88.4 | -92.6084 | 97.825 | 99.8525 | 129 | 134.4523
2018-07-28 04:00 | No Data | No Data | No Data | No Data | 66.0838 | 73.8989 | No Data | No Data | No Data | No Data | No Data | No Data | No Data | No Data | -102.4 | -104.4123 | 112.385 | 114.2349 | 144.3 | 152.3284
2018-07-28 04:30 | No Data | No Data | No Data | No Data | 66.0838 | 73.8989 | No Data | No Data | No Data | No Data | No Data | No Data | No Data | No Data | -102.8 | -104.9632 | 111.93 | 114.0408 | 142.7 | 150.8459
2018-07-28 05:00 | No Data | No Data | No Data | No Data | 66.0838 | 73.8989 | No Data | No Data | No Data | No Data | No Data | No Data | No Data | No Data | -105.2 | -107.0103 | 114.205 | 116.3609 | 144.9 | 153.8134
2018-07-28 05:30 | No Data | No Data | No Data | No Data | 68.4398 | 76.0131 | No Data | No Data | No Data | No Data | No Data | No Data | No Data | No Data | -108.8 | -110.2789 | 119.21 | 121.3614 | 152.2 | 161.4622
2018-07-28 06:00 | No Data | No Data | No Data | No Data | 71.7235 | 78.3117 | No Data | No Data | No Data | No Data | No Data | No Data | No Data | No Data | -98.8 | -100.8841 | 109.655 | 111.9901 | 143.2 | 152.9026
2018-07-28 06:30 | No Data | No Data | No Data | No Data | 71.7235 | 77.0342 | No Data | No Data | No Data | No Data | No Data | No Data | No Data | No Data | -68.4 | -74.6898 | 75.53 | 78.3763 | 110.5 | 120.3559
2018-07-28 07:00 | No Data | No Data | No Data | No Data | 66.2791 | 71.1768 | No Data | No Data | No Data | No Data | No Data | No Data | No Data | No Data | -18.4 | -44.7571 | 23.66 | 31.2893 | 56.1 | 72.3581
2018-07-28 07:30 | No Data | No Data | No Data | No Data | 60.383 | 64.9798 | No Data | No Data | No Data | No Data | No Data | No Data | No Data | No Data | 4 | 47.3692 | -0.455 | -14.5671 | 29.7 | 49.7403
2018-07-28 08:00 | No Data | No Data | No Data | No Data | 62.8 | 67.2317 | No Data | No Data | No Data | No Data | No Data | No Data | No Data | No Data | -79.2 | -82.6414 | 85.54 | 89.2543 | 117.2 | 128.0966
2018-07-28 08:30 | No Data | No Data | No Data | No Data | 52.0821 | 57.3481 | No Data | No Data | No Data | No Data | No Data | No Data | No Data | No Data | -84.8 | -87.3137 | 95.55 | 99.0072 | 121.9 | 133.9812
2018-07-28 09:00 | No Data | No Data | No Data | No Data | 50.3853 | 56.5345 | No Data | No Data | No Data | No Data | No Data | No Data | No Data | No Data | -88.8 | -90.6863 | 101.465 | 104.7271 | 122.7 | 134.7095
2018-07-28 09:30 | No Data | No Data | No Data | No Data | 53.7179 | 59.5238 | No Data | No Data | No Data | No Data | No Data | No Data | No Data | No Data | -92.8 | -94.9307 | 103.74 | 106.9327 | 127.5 | 138.8966
2018-07-28 10:00 | No Data | No Data | No Data | No Data | 48.5908 | 56.5484 | No Data | No Data | No Data | No Data | No Data | No Data | No Data | No Data | -87.2 | -89.6464 | 98.735 | 101.857 | 112.4 | 124.5691
2018-07-28 10:30 | No Data | No Data | No Data | No Data | 43.1586 | 53.0317 | No Data | No Data | No Data | No Data | No Data | No Data | No Data | No Data | -86.4 | -88.5953 | 99.19 | 102.1878 | 116.5 | 126.8554
2018-07-28 11:00 | No Data | No Data | No Data | No Data | 41.7792 | 52.9102 | No Data | No Data | No Data | No Data | No Data | No Data | No Data | No Data | -91.2 | -93.2824 | 103.74 | 106.6099 | 118.6 | 128.4385
2018-07-28 11:30 | No Data | No Data | No Data | No Data | 39.9359 | 51.4671 | No Data | No Data | No Data | No Data | No Data | No Data | No Data | No Data | -75.6 | -79.946 | 84.63 | 87.8751 | 92.4 | 104.0317
2018-07-28 12:00 | No Data | No Data | No Data | No Data | 36.5545 | 50.0243 | No Data | No Data | No Data | No Data | No Data | No Data | No Data | No Data | -63.6 | -69.6528 | 70.07 | 73.6707 | 75.8 | 89.2943
2018-07-28 12:30 | No Data | No Data | No Data | No Data | 36.4446 | 50.1197 | No Data | No Data | No Data | No Data | No Data | No Data | No Data | No Data | -69.6 | -74.8727 | 76.895 | 80.5877 | 82 | 95.2694
2018-07-28 13:00 | No Data | No Data | No Data | No Data | 31.3664 | 48.325 | No Data | No Data | No Data | No Data | No Data | No Data | No Data | No Data | -16 | -45.6929 | 18.2 | 24.1836 | 18.9 | 42.8434
2018-07-28 13:30 | No Data | No Data | No Data | No Data | 33.2219 | 49.5494 | No Data | No Data | No Data | No Data | No Data | No Data | No Data | No Data | 35.6 | 63.6805 | -31.395 | -31.7914 | -27.1 | -42.7014
2018-07-28 14:00 | No Data | No Data | No Data | No Data | 36.701 | 51.9462 | No Data | No Data | No Data | No Data | No Data | No Data | No Data | No Data | -39.2 | -53.7669 | 43.68 | 48.2407 | 42.3 | 56.4628
2018-07-28 14:30 | No Data | No Data | No Data | No Data | 33.4173 | 49.6806 | No Data | No Data | No Data | No Data | No Data | No Data | No Data | No Data | 29.6 | 60.531 | -25.935 | -26.601 | -27.2 | -37.5586
2018-07-28 15:00 | No Data | No Data | No Data | No Data | 35.2117 | 50.9049 | No Data | No Data | No Data | No Data | No Data | No Data | No Data | No Data | 33.6 | 61.2405 | -25.935 | -26.818 | -20 | -35.3927
2018-07-28 15:30 | No Data | No Data | No Data | No Data | 35.2117 | 49.702 | No Data | No Data | No Data | No Data | No Data | No Data | No Data | No Data | 29.2 | 58.9413 | -25.935 | -26.9374 | -8.3 | -35.6788
2018-07-28 16:00 | No Data | No Data | No Data | No Data | 39.118 | 50.217 | No Data | No Data | No Data | No Data | No Data | No Data | No Data | No Data | 30 | 58.6529 | -24.115 | -25.6178 | -5.8 | -33.3089
2018-07-28 16:30 | No Data | No Data | No Data | No Data | 46.0273 | 54.6887 | No Data | No Data | No Data | No Data | No Data | No Data | No Data | No Data | -53.2 | -60.1185 | 65.065 | 69.0791 | 86.3 | 101.3801
2018-07-28 17:00 | No Data | No Data | No Data | No Data | 49.5186 | 56.5107 | No Data | No Data | No Data | No Data | No Data | No Data | No Data | No Data | -37.2 | -49.3315 | 45.5 | 50.8705 | 72.5 | 91.4261
2018-07-28 17:30 | No Data | No Data | No Data | No Data | 54.5968 | 60.102 | No Data | No Data | No Data | No Data | No Data | No Data | No Data | No Data | -60 | -65.3911 | 69.16 | 73.8629 | 101.1 | 117.3092
2018-07-28 18:00 | No Data | No Data | No Data | No Data | 54.6456 | 59.1399 | No Data | No Data | No Data | No Data | No Data | No Data | No Data | No Data | -93.6 | -95.3151 | 103.74 | 107.044 | 140.4 | 150.752
2018-07-28 18:30 | No Data | No Data | No Data | No Data | 53.0098 | 57.6319 | No Data | No Data | No Data | No Data | No Data | No Data | No Data | No Data | -88 | -90.1563 | 100.1 | 103.6372 | 133.3 | 144.5465
2018-07-28 19:00 | No Data | No Data | No Data | No Data | 47.8218 | 52.899 | No Data | No Data | No Data | No Data | No Data | No Data | No Data | No Data | -86 | -88.1172 | 97.825 | 101.2045 | 130.2 | 139.5424
2018-07-28 19:30 | No Data | No Data | No Data | No Data | 45.9785 | 51.2387 | No Data | No Data | No Data | No Data | No Data | No Data | No Data | No Data | -32.4 | -52.0999 | 40.04 | 43.2609 | 69.4 | 79.0266
2018-07-28 20:00 | No Data | No Data | No Data | No Data | 43.061 | 48.6378 | No Data | No Data | No Data | No Data | No Data | No Data | No Data | No Data | -46.4 | -60.4847 | 51.87 | 54.6758 | 82.5 | 89.6172
2018-07-28 20:30 | No Data | No Data | No Data | No Data | 28.4001 | 37.5194 | No Data | No Data | No Data | No Data | No Data | No Data | No Data | No Data | -22 | -48.4793 | 28.21 | 32.1734 | 57.5 | 67.5759
2018-07-28 21:00 | No Data | No Data | No Data | No Data | 15.5825 | 29.0509 | No Data | No Data | No Data | No Data | No Data | No Data | No Data | No Data | -24.8 | -51.2062 | 27.755 | 31.1334 | 56.5 | 66.3573
2018-07-28 21:30 | No Data | No Data | No Data | No Data | 25.7877 | 35.583 | No Data | No Data | No Data | No Data | No Data | No Data | No Data | No Data | -12.4 | -46.87 | 19.11 | 23.7517 | 49.8 | 61.3325
2018-07-28 22:00 | No Data | No Data | No Data | No Data | 20.7584 | 30.814 | No Data | No Data | No Data | No Data | No Data | No Data | No Data | No Data | 28.8 | 60.4953 | -24.57 | -25.3823 | 4 | 36.2215
2018-07-28 22:30 | No Data | No Data | No Data | No Data | 20.856 | 30.8798 | No Data | No Data | No Data | No Data | No Data | No Data | No Data | No Data | 29.2 | 59.9867 | -25.025 | -25.939 | 8.7 | 35.4831
2018-07-28 23:00 | No Data | No Data | No Data | No Data | 25.275 | 32.878 | No Data | No Data | No Data | No Data | No Data | No Data | No Data | No Data | 37.2 | 65.5732 | -30.03 | -30.607 | 7.1 | 30.0508
2018-07-28 23:30 | No Data | No Data | No Data | No Data | 26.7521 | 32.7074 | No Data | No Data | No Data | No Data | No Data | No Data | No Data | No Data | 36 | 63.5748 | -29.575 | -30.4578 | 17.4 | 42.3405
2018-07-29 | No Data | No Data | No Data | No Data | 22.1378 | 29.0547 | No Data | No Data | No Data | No Data | No Data | No Data | No Data | No Data | 15.2 | 52.6422 | -9.1 | -13.195 | 33.5 | 48.5931
2018-07-29 00:30 | No Data | No Data | No Data | No Data | 12.8115 | 22.7647 | No Data | No Data | No Data | No Data | No Data | No Data | No Data | No Data | 36.8 | 66.0097 | -32.305 | -32.6904 | 8.8 | 25.6564
2018-07-29 01:00 | No Data | No Data | No Data | No Data | 11.017 | 25.3855 | No Data | No Data | No Data | No Data | No Data | No Data | No Data | No Data | 33.2 | 63.0492 | -27.3 | -28.1402 | 7.5 | 36.5772
2018-07-29 01:30 | No Data | No Data | No Data | No Data | 16.0464 | 29.3432 | No Data | No Data | No Data | No Data | No Data | No Data | No Data | No Data | 6.8 | 50.4603 | 0.91 | 10.9579 | 35.8 | 49.9267
2018-07-29 02:00 | No Data | No Data | No Data | No Data | 5.1209 | 23.4842 | No Data | No Data | No Data | No Data | No Data | No Data | No Data | No Data | 28.8 | 60.1438 | -22.75 | -24.029 | 7.2 | 33.0927
2018-07-29 02:30 | No Data | No Data | No Data | No Data | 0.0061036 | 22.9191 | No Data | No Data | No Data | No Data | No Data | No Data | No Data | No Data | 24.4 | 57.8024 | -19.565 | -21.0385 | 8.8 | 43.2057
2018-07-29 03:00 | No Data | No Data | No Data | No Data | 3.9979 | 23.2651 | No Data | No Data | No Data | No Data | No Data | No Data | No Data | No Data | 23.6 | 56.3773 | -18.655 | -20.5608 | 8.7 | 41.6195
2018-07-29 03:30 | No Data | No Data | No Data | No Data | -11.2367 | -21.9171 | No Data | No Data | No Data | No Data | No Data | No Data | No Data | No Data | 31.6 | 61.1909 | -27.3 | -28.254 | -2.1 | -39.5558
2018-07-29 04:00 | No Data | No Data | No Data | No Data | -9.4911 | -22.8363 | No Data | No Data | No Data | No Data | No Data | No Data | No Data | No Data | 34.8 | 63.9062 | -30.94 | -31.5003 | -4.2 | -35.8469
2018-07-29 04:30 | No Data | No Data | No Data | No Data | -8.6732 | -20.7755 | No Data | No Data | No Data | No Data | No Data | No Data | No Data | No Data | 30.4 | 61.969 | -26.39 | -27.1479 | -1.1 | -40.6149
2018-07-29 05:00 | No Data | No Data | No Data | No Data | -14.8745 | -23.3502 | No Data | No Data | No Data | No Data | No Data | No Data | No Data | No Data | 32.8 | 62.8395 | -30.03 | -30.6982 | -4.2 | -38.132
2018-07-29 05:30 | No Data | No Data | No Data | No Data | -18.9761 | -25.0573 | No Data | No Data | No Data | No Data | No Data | No Data | No Data | No Data | 36.8 | 65.3471 | -32.76 | -33.2119 | -5.6 | -46.7367
2018-07-29 06:00 | No Data | No Data | No Data | No Data | -18.2071 | -20.8216 | No Data | No Data | No Data | No Data | No Data | No Data | No Data | No Data | 39.6 | 67.2868 | -34.58 | -35.0084 | -6.6 | -41.2317
2018-07-29 06:30 | No Data | No Data | No Data | No Data | -9.2836 | -14.2211 | No Data | No Data | No Data | No Data | No Data | No Data | No Data | No Data | 28 | 59.0593 | -22.75 | -24.5025 | 7.6 | 47.0239
2018-07-29 07:00 | No Data | No Data | No Data | No Data | -7.3915 | -13.4907 | No Data | No Data | No Data | No Data | No Data | No Data | No Data | No Data | 38.4 | 64.964 | -35.49 | -36.229 | -2.9 | -40.4042
2018-07-29 07:30 | No Data | No Data | No Data | No Data | -8.9784 | -14.9039 | No Data | No Data | No Data | No Data | No Data | No Data | No Data | No Data | 34.8 | 63.2367 | -30.03 | -30.8998 | -3.6 | -39.9625
2018-07-29 08:00 | No Data | No Data | No Data | No Data | -2.9236 | -15.5666 | No Data | No Data | No Data | No Data | No Data | No Data | No Data | No Data | 37.2 | 64.5885 | -33.215 | -33.9089 | -12.6 | -48.1769
2018-07-29 08:30 | No Data | No Data | No Data | No Data | 2.1424 | 13.7123 | No Data | No Data | No Data | No Data | No Data | No Data | No Data | No Data | 13.2 | 51.7131 | -8.19 | -13.2888 | -5.8 | -36.0694
2018-07-29 09:00 | No Data | No Data | No Data | No Data | 3.8392 | 15.9537 | No Data | No Data | No Data | No Data | No Data | No Data | No Data | No Data | -2.8 | -46.8154 | 6.825 | 14.8556 | -9.5 | -41.2099
2018-07-29 09:30 | No Data | No Data | No Data | No Data | -1.4954 | -15.5569 | No Data | No Data | No Data | No Data | No Data | No Data | No Data | No Data | 28 | 58.7074 | -23.66 | -24.7547 | -48.1 | -58.1627
2018-07-29 10:00 | No Data | No Data | No Data | No Data | -11.8959 | -18.2568 | No Data | No Data | No Data | No Data | No Data | No Data | No Data | No Data | 40.8 | 68 | -36.4 | -36.6833 | -63 | -69.9511
2018-07-29 10:30 | No Data | No Data | No Data | No Data | -8.307 | -14.6799 | No Data | No Data | No Data | No Data | No Data | No Data | No Data | No Data | 43.6 | 70.0286 | -37.765 | -37.9864 | -65.2 | -73.8588
2018-07-29 11:00 | No Data | No Data | No Data | No Data | -9.3324 | -16.6191 | No Data | No Data | No Data | No Data | No Data | No Data | No Data | No Data | 33.6 | 60.9065 | -28.665 | -29.2689 | -52.4 | -67.9754
2018-07-29 11:30 | No Data | No Data | No Data | No Data | -13.8003 | -19.2253 | No Data | No Data | No Data | No Data | No Data | No Data | No Data | No Data | 46.8 | 71.7607 | -41.86 | -42.018 | -56.8 | -68.5064
2018-07-29 12:00 | No Data | No Data | No Data | No Data | -16.8765 | -19.6436 | No Data | No Data | No Data | No Data | No Data | No Data | No Data | No Data | 39.2 | 65.1202 | -35.035 | -35.6094 | -61.5 | -72.6632
2018-07-29 12:30 | No Data | No Data | No Data | No Data | -12.3598 | -17.1545 | No Data | No Data | No Data | No Data | No Data | No Data | No Data | No Data | -10.4 | -45.9913 | 15.47 | 20.9349 | 15.4 | 48.9838
2018-07-29 13:00 | No Data | No Data | No Data | No Data | -15.3384 | -20.6655 | No Data | No Data | No Data | No Data | No Data | No Data | No Data | No Data | -14 | -45.7926 | 17.745 | 22.9538 | -1.7 | -51.8927
2018-07-29 13:30 | No Data | No Data | No Data | No Data | -23.8468 | -25.8981 | No Data | No Data | No Data | No Data | No Data | No Data | No Data | No Data | 35.6 | 63.0187 | -29.575 | -30.0748 | -57.7 | -70.323
2018-07-29 14:00 | No Data | No Data | No Data | No Data | -12.0546 | -18.0951 | No Data | No Data | No Data | No Data | No Data | No Data | No Data | No Data | -39.6 | -54.607 | 44.59 | 48.335 | 19.3 | 53.7822
2018-07-29 14:30 | No Data | No Data | No Data | No Data | -17.5967 | -24.92 | No Data | No Data | No Data | No Data | No Data | No Data | No Data | No Data | -15.6 | -47.4384 | 18.2 | 22.75 | -6.3 | -44.1518
2018-07-29 15:00 | No Data | No Data | No Data | No Data | -15.9976 | -25.1384 | No Data | No Data | No Data | No Data | No Data | No Data | No Data | No Data | -11.6 | -46.6648 | 15.925 | 21.2734 | 4.2 | 46.3905
2018-07-29 15:30 | No Data | No Data | No Data | No Data | -15.1797 | -23.2763 | No Data | No Data | No Data | No Data | No Data | No Data | No Data | No Data | 21.6 | 53.7327 | -18.655 | -20.9597 | -13.8 | -47.7381
2018-07-29 16:00 | No Data | No Data | No Data | No Data | -10.0038 | -22.1783 | No Data | No Data | No Data | No Data | No Data | No Data | No Data | No Data | -3.6 | -46.1407 | 9.1 | 16.7857 | -3.9 | -50.6504
2018-07-29 16:30 | No Data | No Data | No Data | No Data | -9.7963 | -18.4991 | No Data | No Data | No Data | No Data | No Data | No Data | No Data | No Data | 15.2 | 51.4945 | -11.375 | -15.7682 | -7.9 | -44.5067
2018-07-29 17:00 | No Data | No Data | No Data | No Data | -2.0569 | -17.6074 | No Data | No Data | No Data | No Data | No Data | No Data | No Data | No Data | -13.6 | -44.147 | 18.2 | 24.1836 | 46.2 | 70.3096
2018-07-29 17:30 | No Data | No Data | No Data | No Data | 2.3011 | 17.686 | No Data | No Data | No Data | No Data | No Data | No Data | No Data | No Data | -6.4 | -44.463 | 11.375 | 18.8372 | 45.9 | 68.5392
2018-07-29 18:00 | No Data | No Data | No Data | No Data | 7.5868 | 20.6748 | No Data | No Data | No Data | No Data | No Data | No Data | No Data | No Data | -11.6 | -44.7303 | 18.655 | 24.5278 | 55.3 | 77.2207
2018-07-29 18:30 | No Data | No Data | No Data | No Data | 10.4067 | 23.3738 | No Data | No Data | No Data | No Data | No Data | No Data | No Data | No Data | -22 | -47.4131 | 30.03 | 33.9913 | 65.9 | 86.1572
2018-07-29 19:00 | No Data | No Data | No Data | No Data | 12.6528 | 24.4566 | No Data | No Data | No Data | No Data | No Data | No Data | No Data | No Data | -68 | -74.1631 | 74.62 | 77.4997 | 112.7 | 127.865
2018-07-29 19:30 | No Data | No Data | No Data | No Data | 10.0404 | 26.0206 | No Data | No Data | No Data | No Data | No Data | No Data | No Data | No Data | -42.8 | -56.4454 | 49.595 | 53.6553 | 85.5 | 101.3391
2018-07-29 20:00 | No Data | No Data | No Data | No Data | 13.7392 | 29.1333 | No Data | No Data | No Data | No Data | No Data | No Data | No Data | No Data | -67.2 | -74.9538 | 73.255 | 76.1863 | 108.2 | 122.2026
2018-07-29 20:30 | No Data | No Data | No Data | No Data | 7.6844 | 25.1008 | No Data | No Data | No Data | No Data | No Data | No Data | No Data | No Data | -97.6 | -100.8008 | 106.47 | 108.5077 | 141.7 | 152.922
2018-07-29 21:00 | No Data | No Data | No Data | No Data | 13.373 | 28.9624 | No Data | No Data | No Data | No Data | No Data | No Data | No Data | No Data | -106.8 | -109.2908 | 116.48 | 118.188 | 150.7 | 162.428
2018-07-29 21:30 | No Data | No Data | No Data | No Data | 19.6353 | 32.3346 | No Data | No Data | No Data | No Data | No Data | No Data | No Data | No Data | -87.6 | -92.2128 | 96.46 | 98.5156 | 135.3 | 148.7874
2018-07-29 22:00 | No Data | No Data | No Data | No Data | 19.8306 | 28.2353 | No Data | No Data | No Data | No Data | No Data | No Data | No Data | No Data | -107.2 | -109.5978 | 116.935 | 118.7933 | 153.3 | 164.8799
2018-07-29 22:30 | No Data | No Data | No Data | No Data | 22.7604 | 27.6734 | No Data | No Data | No Data | No Data | No Data | No Data | No Data | No Data | -108.4 | -110.5311 | 120.575 | 122.3781 | 161.6 | 173.0854
2018-07-29 23:00 | No Data | No Data | No Data | No Data | 31.8303 | 35.5806 | No Data | No Data | No Data | No Data | No Data | No Data | No Data | No Data | -109.2 | -111.6373 | 121.485 | 123.0504 | 166 | 173.3091
2018-07-29 23:30 | No Data | No Data | No Data | No Data | 36.9574 | 40.3983 | No Data | No Data | No Data | No Data | No Data | No Data | No Data | No Data | -49.2 | -63.6616 | 57.785 | 60.3163 | 110.4 | 126.3255
2018-07-30 | No Data | No Data | No Data | No Data | 32.9046 | 36.7272 | No Data | No Data | No Data | No Data | No Data | No Data | No Data | No Data | -75.2 | -82.6946 | 83.265 | 85.3292 | 133.3 | 145.4115
2018-07-30 00:30 | No Data | No Data | No Data | No Data | 30.6584 | 34.7292 | No Data | No Data | No Data | No Data | No Data | No Data | No Data | No Data | -77.2 | -84.3554 | 85.54 | 87.4547 | 135.2 | 146.2242
2018-07-30 01:00 | No Data | No Data | No Data | No Data | 23.2242 | 29.8601 | No Data | No Data | No Data | No Data | No Data | No Data | No Data | No Data | -44 | -60.5521 | 50.505 | 53.8402 | 94.8 | 104.9383
2018-07-30 01:30 | No Data | No Data | No Data | No Data | 27.1183 | 35.2787 | No Data | No Data | No Data | No Data | No Data | No Data | No Data | No Data | -13.2 | -50.5537 | 20.93 | 24.9877 | 64.8 | 76.6814
2018-07-30 02:00 | No Data | No Data | No Data | No Data | 24.5548 | 34.4763 | No Data | No Data | No Data | No Data | No Data | No Data | No Data | No Data | -21.2 | -49.5629 | 25.48 | 30.7924 | 65.5 | 77.4868
2018-07-30 02:30 | No Data | No Data | No Data | No Data | 26.5568 | 37.0597 | No Data | No Data | No Data | No Data | No Data | No Data | No Data | No Data | -22.4 | -50.446 | 26.39 | 31.5496 | 64.6 | 75.305
2018-07-30 03:00 | No Data | No Data | No Data | No Data | 24.7623 | 35.7957 | No Data | No Data | No Data | No Data | No Data | No Data | No Data | No Data | -23.2 | -49.7417 | 26.845 | 31.4477 | 63.8 | 74.7759
2018-07-30 03:30 | No Data | No Data | No Data | No Data | 21.1124 | 33.375 | No Data | No Data | No Data | No Data | No Data | No Data | No Data | No Data | 14.8 | 54.0651 | -12.285 | -15.5634 | 20.4 | 34.7242
2018-07-30 04:00 | No Data | No Data | No Data | No Data | 22.9679 | 36.2978 | No Data | No Data | No Data | No Data | No Data | No Data | No Data | No Data | 8 | 50.241 | -4.55 | -11.8037 | 27.3 | 43.448
2018-07-30 04:30 | No Data | No Data | No Data | No Data | 20.7095 | 34.9127 | No Data | No Data | No Data | No Data | No Data | No Data | No Data | No Data | 5.6 | 49.9151 | -3.185 | -11.8125 | 29.2 | 43.7653
2018-07-30 05:00 | No Data | No Data | No Data | No Data | 20.148 | 34.4537 | No Data | No Data | No Data | No Data | No Data | No Data | No Data | No Data | -6.4 | -46.4431 | 9.555 | 18.1829 | 41.5 | 61.3179
2018-07-30 05:30 | No Data | No Data | No Data | No Data | 26.4958 | 37.3414 | No Data | No Data | No Data | No Data | No Data | No Data | No Data | No Data | -31.2 | -50.4143 | 35.035 | 39.6921 | 72.1 | 88.0265
2018-07-30 06:00 | No Data | No Data | No Data | No Data | 34.2962 | 40.8006 | No Data | No Data | No Data | No Data | No Data | No Data | No Data | No Data | -39.6 | -54.607 | 43.225 | 47.6361 | 80.8 | 97.8554
2018-07-30 06:30 | No Data | No Data | No Data | No Data | 40.5951 | 44.5966 | No Data | No Data | No Data | No Data | No Data | No Data | No Data | No Data | -25.2 | -46.9383 | 30.03 | 35.3527 | 73.8 | 92.1002
2018-07-30 07:00 | No Data | No Data | No Data | No Data | 50.4952 | 53.7648 | No Data | No Data | No Data | No Data | No Data | No Data | No Data | No Data | 1.2 | 42.8168 | 5.46 | 16.835 | 53.2 | 75.7328
2018-07-30 07:30 | No Data | No Data | No Data | No Data | 51.9844 | 54.1554 | No Data | No Data | No Data | No Data | No Data | No Data | No Data | No Data | -17.2 | -44.6462 | 23.66 | 29.0381 | 67.2 | 86.2081
2018-07-30 08:00 | No Data | No Data | No Data | No Data | 50.2388 | 52.482 | No Data | No Data | No Data | No Data | No Data | No Data | No Data | No Data | -13.2 | -44.7893 | 26.39 | 30.5901 | 66 | 89.6011
2018-07-30 08:30 | No Data | No Data | No Data | No Data | 42.4506 | 45.083 | No Data | No Data | No Data | No Data | No Data | No Data | No Data | No Data | 10.8 | 24.1495 | 0 | 0 | 33.1 | 63.3373
2018-07-30 09:00 | No Data | No Data | No Data | No Data | 44.3915 | 46.9152 | No Data | No Data | No Data | No Data | No Data | No Data | No Data | No Data | 12.4 | 25.2539 | 0 | 0 | 31.1 | 63.7942
2018-07-30 09:30 | No Data | No Data | No Data | No Data | 43.7324 | 50.5905 | No Data | No Data | No Data | No Data | No Data | No Data | No Data | No Data | 12.8 | 24.7645 | 0 | 0 | 24.5 | 56.2193
2018-07-30 10:00 | No Data | No Data | No Data | No Data | 36.3958 | 45.4829 | No Data | No Data | No Data | No Data | No Data | No Data | No Data | No Data | 13.6 | 25.5249 | 0 | 0 | 19.4 | 46.3548
2018-07-30 10:30 | No Data | No Data | No Data | No Data | 25.9831 | 38.1249 | No Data | No Data | No Data | No Data | No Data | No Data | No Data | No Data | 11.6 | 23.816 | 0 | 0 | 15.4 | 45.2981
2018-07-30 11:00 | No Data | No Data | No Data | No Data | 21.735 | 35.3666 | No Data | No Data | No Data | No Data | No Data | No Data | No Data | No Data | 10.8 | 24.1495 | 0 | 0 | 12.1 | 44.3813
2018-07-30 11:30 | No Data | No Data | No Data | No Data | 12.6528 | 30.6346 | No Data | No Data | No Data | No Data | No Data | No Data | No Data | No Data | 11.2 | 24.3311 | 0 | 0 | 3.8 | 40.4788
2018-07-30 12:00 | No Data | No Data | No Data | No Data | 1.532 | 27.9416 | No Data | No Data | No Data | No Data | No Data | No Data | No Data | No Data | 10.8 | 24.1495 | 0 | 0 | -4.7 | -38.1432
2018-07-30 12:30 | No Data | No Data | No Data | No Data | 7.6844 | 28.9385 | No Data | No Data | No Data | No Data | No Data | No Data | No Data | No Data | 10.4 | 24.3343 | 0 | 0 | -1.5 | -37.6191
2018-07-30 13:00 | No Data | No Data | No Data | No Data | 1.532 | 24.3102 | No Data | No Data | No Data | No Data | No Data | No Data | No Data | No Data | 8.8 | 22.9539 | 0 | 0 | 7.8 | 46.1637
2018-07-30 13:30 | No Data | No Data | No Data | No Data | -6.6712 | -26.9914 | No Data | No Data | No Data | No Data | No Data | No Data | No Data | No Data | 8.8 | 23.6947 | 0 | 0 | 3.9 | 46.9622
2018-07-30 14:00 | No Data | No Data | No Data | No Data | -7.7455 | -23.9035 | No Data | No Data | No Data | No Data | No Data | No Data | No Data | No Data | 7.6 | 23.6542 | 0 | 0 | 1.6 | 46.4276
2018-07-30 14:30 | No Data | No Data | No Data | No Data | -10.6752 | -25.0069 | No Data | No Data | No Data | No Data | No Data | No Data | No Data | No Data | 6.4 | 22.912 | 0 | 0 | -15.8 | -43.566
2018-07-30 15:00 | No Data | No Data | No Data | No Data | -14.4106 | -24.4446 | No Data | No Data | No Data | No Data | No Data | No Data | No Data | No Data | 6 | 23.1897 | 0 | 0 | -29.1 | -50.6859
2018-07-30 15:30 | No Data | No Data | No Data | No Data | -16.1563 | -25.5127 | No Data | No Data | No Data | No Data | No Data | No Data | No Data | No Data | 6 | 23.1897 | 0 | 0 | -2.9 | -46.1911
2018-07-30 16:00 | No Data | No Data | No Data | No Data | -10.309 | -20.1209 | No Data | No Data | No Data | No Data | No Data | No Data | No Data | No Data | 5.6 | 23.5763 | 0 | 0 | 6.4 | 47.8301
2018-07-30 16:30 | No Data | No Data | No Data | No Data | -5.597 | -18.1632 | No Data | No Data | No Data | No Data | No Data | No Data | No Data | No Data | 6.8 | 23.7924 | 0 | 0 | 3.5 | 46.0332
2018-07-30 17:00 | No Data | No Data | No Data | No Data | -3.3387 | -17.4072 | No Data | No Data | No Data | No Data | No Data | No Data | No Data | No Data | 9.6 | 24.7386 | 0 | 0 | 28.4 | 59.3378
2018-07-30 17:30 | No Data | No Data | No Data | No Data | 3.4241 | 13.3673 | No Data | No Data | No Data | No Data | No Data | No Data | No Data | No Data | 11.6 | 25.2254 | 0 | 0 | 35.2 | 63.2083
2018-07-30 18:00 | No Data | No Data | No Data | No Data | 2.5574 | 13.1764 | No Data | No Data | No Data | No Data | No Data | No Data | No Data | No Data | -37.6 | -55.1899 | 47.32 | 49.6451 | 88 | 111.3339
2018-07-30 18:30 | No Data | No Data | No Data | No Data | 3.7903 | 15.1488 | No Data | No Data | No Data | No Data | No Data | No Data | No Data | No Data | -71.2 | -78.0605 | 85.54 | 87.1809 | 128.7 | 148.3581
2018-07-30 19:00 | No Data | No Data | No Data | No Data | 9.1249 | 18.7786 | No Data | No Data | No Data | No Data | No Data | No Data | No Data | No Data | -77.6 | -83.6373 | 89.18 | 90.8406 | 132.1 | 150.7354
2018-07-30 19:30 | No Data | No Data | No Data | No Data | 2.7161 | 18.6621 | No Data | No Data | No Data | No Data | No Data | No Data | No Data | No Data | -69.6 | -77.286 | 82.355 | 83.9682 | 123.5 | 138.4594
2018-07-30 20:00 | No Data | No Data | No Data | No Data | -4.0589 | -17.2035 | No Data | No Data | No Data | No Data | No Data | No Data | No Data | No Data | -58.8 | -69.1549 | 70.525 | 72.3006 | 108.8 | 124.6358
2018-07-30 20:30 | No Data | No Data | No Data | No Data | -6.5126 | -16.3832 | No Data | No Data | No Data | No Data | No Data | No Data | No Data | No Data | -50.8 | -64.166 | 62.79 | 64.5603 | 99.9 | 114.7705
2018-07-30 21:00 | No Data | No Data | No Data | No Data | -9.9062 | -20.867 | No Data | No Data | No Data | No Data | No Data | No Data | No Data | No Data | -58 | -69.1213 | 69.615 | 71.5161 | 104.8 | 121.1096
2018-07-30 21:30 | No Data | No Data | No Data | No Data | -3.949 | -18.881 | No Data | No Data | No Data | No Data | No Data | No Data | No Data | No Data | -45.6 | -60.3947 | 56.42 | 58.5025 | 96.2 | 113.0085
2018-07-30 22:00 | No Data | No Data | No Data | No Data | -9.2836 | -20.1659 | No Data | No Data | No Data | No Data | No Data | No Data | No Data | No Data | -43.2 | -58.8992 | 54.6 | 57.0041 | 91.2 | 104.5891
2018-07-30 22:30 | No Data | No Data | No Data | No Data | -5.0355 | -22.8223 | No Data | No Data | No Data | No Data | No Data | No Data | No Data | No Data | -31.6 | -52.241 | 43.68 | 46.6503 | 82.8 | 103.0815
2018-07-30 23:00 | No Data | No Data | No Data | No Data | -3.0335 | -22.4656 | No Data | No Data | No Data | No Data | No Data | No Data | No Data | No Data | -18 | -47.5395 | 27.3 | 31.3785 | 71.5 | 93.7262
2018-07-30 23:30 | No Data | No Data | No Data | No Data | 15.4238 | 27.0813 | No Data | No Data | No Data | No Data | No Data | No Data | No Data | No Data | -8.8 | -45.2637 | 21.385 | 26.3939 | 73.9 | 100.4929
2018-07-31 | No Data | No Data | No Data | No Data | 12.6528 | 27.6339 | No Data | No Data | No Data | No Data | No Data | No Data | No Data | No Data | -43.6 | -58.3644 | 56.42 | 59.0098 | 106.4 | 126.2195
2018-07-31 00:30 | No Data | No Data | No Data | No Data | 4.7059 | 24.5103 | No Data | No Data | No Data | No Data | No Data | No Data | No Data | No Data | -10 | -47.8565 | 22.295 | 25.907 | 70.2 | 93.3289
2018-07-31 01:00 | No Data | No Data | No Data | No Data | 2.1424 | 24.2241 | No Data | No Data | No Data | No Data | No Data | No Data | No Data | No Data | 12.4 | 52.2915 | -3.185 | -7.9462 | 40.1 | 67.1805
2018-07-31 01:30 | No Data | No Data | No Data | No Data | 0.81178 | 17.7618 | No Data | No Data | No Data | No Data | No Data | No Data | No Data | No Data | 21.6 | 54.8336 | -10.92 | -14.8137 | 31.7 | 64.0888
2018-07-31 02:00 | No Data | No Data | No Data | No Data | -1.4466 | -17.8021 | No Data | No Data | No Data | No Data | No Data | No Data | No Data | No Data | 34 | 63.1367 | -25.025 | -26.0624 | 14.6 | 54.2033
2018-07-31 02:30 | No Data | No Data | No Data | No Data | -2.8748 | -17.9746 | No Data | No Data | No Data | No Data | No Data | No Data | No Data | No Data | 32.4 | 61.6078 | -22.75 | -23.7517 | 13.4 | 54.6677
2018-07-31 03:00 | No Data | No Data | No Data | No Data | -2.3133 | -18.5109 | No Data | No Data | No Data | No Data | No Data | No Data | No Data | No Data | 34.4 | 63.6892 | -25.48 | -26.2642 | 8.8 | 49.2919
2018-07-31 03:30 | No Data | No Data | No Data | No Data | 1.8372 | 21.6665 | No Data | No Data | No Data | No Data | No Data | No Data | No Data | No Data | 32.4 | 61.2679 | -23.205 | -24.1879 | 10.7 | 53.0895
2018-07-31 04:00 | No Data | No Data | No Data | No Data | 1.8372 | 21.5885 | No Data | No Data | No Data | No Data | No Data | No Data | No Data | No Data | 29.6 | 59.4871 | -21.84 | -23.0214 | 9.5 | 48.9311
2018-07-31 04:30 | No Data | No Data | No Data | No Data | 4.4007 | 21.7813 | No Data | No Data | No Data | No Data | No Data | No Data | No Data | No Data | 28 | 59.0593 | -20.475 | -21.8873 | 11.3 | 51.8464
2018-07-31 05:00 | No Data | No Data | No Data | No Data | 3.6316 | 23.41 | No Data | No Data | No Data | No Data | No Data | No Data | No Data | No Data | 32.4 | 61.6078 | -25.025 | -25.823 | 8.6 | 51.5228
2018-07-31 05:30 | No Data | No Data | No Data | No Data | 5.9876 | 23.8891 | No Data | No Data | No Data | No Data | No Data | No Data | No Data | No Data | 32 | 60.0387 | -23.66 | -24.8923 | 10.3 | 60.582
2018-07-31 06:00 | No Data | No Data | No Data | No Data | 10.5531 | 21.3514 | No Data | No Data | No Data | No Data | No Data | No Data | No Data | No Data | 23.6 | 54.207 | -16.835 | -19.5862 | 21 | 66.2181
2018-07-31 06:30 | No Data | No Data | No Data | No Data | 20.5997 | 24.2136 | No Data | No Data | No Data | No Data | No Data | No Data | No Data | No Data | 6 | 45.5965 | 2.73 | 13.9203 | 46.5 | 74.5731
2018-07-31 07:00 | No Data | No Data | No Data | No Data | 26.7033 | 29.5807 | No Data | No Data | No Data | No Data | No Data | No Data | No Data | No Data | 19.2 | 50.5854 | -9.555 | -15.2068 | 36.3 | 68.0841
2018-07-31 07:30 | No Data | No Data | No Data | No Data | 18.5489 | 21.5802 | No Data | No Data | No Data | No Data | No Data | No Data | No Data | No Data | 18 | 50.8897 | -8.19 | -14.3884 | 32.4 | 67.3986
2018-07-31 08:00 | No Data | No Data | No Data | No Data | 16.3027 | 17.5554 | No Data | No Data | No Data | No Data | No Data | No Data | No Data | No Data | 10.8 | 47.2508 | -1.365 | -12.3606 | 31.2 | 69.7653
2018-07-31 08:30 | No Data | No Data | No Data | No Data | 17.5845 | 18.7517 | No Data | No Data | No Data | No Data | No Data | No Data | No Data | No Data | -2 | -44.445 | 10.92 | 17.4805 | 24.9 | 63.947
2018-07-31 09:00 | No Data | No Data | No Data | No Data | 14.3496 | 16.0256 | No Data | No Data | No Data | No Data | No Data | No Data | No Data | No Data | -12.4 | -45.7139 | 21.385 | 25.6178 | 12.9 | 56.5899
2018-07-31 09:30 | No Data | No Data | No Data | No Data | 7.9896 | 10.8512 | No Data | No Data | No Data | No Data | No Data | No Data | No Data | No Data | -21.2 | -47.4046 | 26.845 | 30.9835 | 9.5 | 50.207
2018-07-31 10:00 | No Data | No Data | No Data | No Data | 0.0061036 | 9.4911 | No Data | No Data | No Data | No Data | No Data | No Data | No Data | No Data | 10.4 | 48.7229 | -4.55 | -11.83 | -25.9 | -52.1814
2018-07-31 10:30 | No Data | No Data | No Data | No Data | -6.0609 | -13.2206 | No Data | No Data | No Data | No Data | No Data | No Data | No Data | No Data | -6 | -46.7863 | 8.645 | 15.0219 | -14.7 | -45.065
2018-07-31 11:00 | No Data | No Data | No Data | No Data | -13.6416 | -16.8232 | No Data | No Data | No Data | No Data | No Data | No Data | No Data | No Data | 2 | 47.642 | 4.095 | 11.2377 | -20.2 | -48.8701
2018-07-31 11:30 | No Data | No Data | No Data | No Data | -20.4654 | -22.0324 | No Data | No Data | No Data | No Data | No Data | No Data | No Data | No Data | 28.8 | 58.7442 | -22.75 | -23.8864 | -47.3 | -61.3686
2018-07-31 12:00 | No Data | No Data | No Data | No Data | -23.4928 | -25.0427 | No Data | No Data | No Data | No Data | No Data | No Data | No Data | No Data | 51.2 | 73.8355 | -44.135 | -44.2193 | -65.8 | -74.5295
2018-07-31 12:30 | No Data | No Data | No Data | No Data | -24.8722 | -25.764 | No Data | No Data | No Data | No Data | No Data | No Data | No Data | No Data | 49.6 | 73.0282 | -44.59 | -44.648 | -68.7 | -75.1256
2018-07-31 13:00 | No Data | No Data | No Data | No Data | -25.7389 | -30.832 | No Data | No Data | No Data | No Data | No Data | No Data | No Data | No Data | 55.6 | 77.7864 | -51.87 | -51.878 | -76.5 | -85.6867
2018-07-31 13:30 | No Data | No Data | No Data | No Data | -21.442 | -28.264 | No Data | No Data | No Data | No Data | No Data | No Data | No Data | No Data | 62.4 | 84.3801 | -56.42 | -56.4658 | -62.3 | -74.9679
2018-07-31 14:00 | No Data | No Data | No Data | No Data | -17.792 | -25.5268 | No Data | No Data | No Data | No Data | No Data | No Data | No Data | No Data | 54.8 | 76.6551 | -45.955 | -45.9573 | -48.9 | -66.2518
2018-07-31 14:30 | No Data | No Data | No Data | No Data | -15.2285 | -23.971 | No Data | No Data | No Data | No Data | No Data | No Data | No Data | No Data | 20.8 | 53.4161 | -12.74 | -15.925 | -40.3 | -60.4077
2018-07-31 15:00 | No Data | No Data | No Data | No Data | -15.5459 | -23.941 | No Data | No Data | No Data | No Data | No Data | No Data | No Data | No Data | 7.2 | 49.724 | -0.455 | -10.4749 | -24.1 | -55.235
2018-07-31 15:30 | No Data | No Data | No Data | No Data | -17.3404 | -22.6485 | No Data | No Data | No Data | No Data | No Data | No Data | No Data | No Data | 29.6 | 60.8802 | -22.75 | -23.396 | -39.9 | -61.6523
2018-07-31 16:00 | No Data | No Data | No Data | No Data | -10.4677 | -21.4477 | No Data | No Data | No Data | No Data | No Data | No Data | No Data | No Data | 1.2 | 47.3083 | 6.37 | 13.8383 | 0.9 | 56.8043
2018-07-31 16:30 | No Data | No Data | No Data | No Data | -6.5126 | -17.6121 | No Data | No Data | No Data | No Data | No Data | No Data | No Data | No Data | -40.8 | -55.7552 | 47.775 | 50.505 | 60.1 | 86.6358
2018-07-31 17:00 | No Data | No Data | No Data | No Data | -2.3621 | -14.35 | No Data | No Data | No Data | No Data | No Data | No Data | No Data | No Data | -40 | -54.8977 | 46.41 | 49.3691 | 72.3 | 97.7596
2018-07-31 17:30 | No Data | No Data | No Data | No Data | 10.1503 | 15.5267 | No Data | No Data | No Data | No Data | No Data | No Data | No Data | No Data | -71.2 | -77.8974 | 82.355 | 84.1504 | 119 | 132.3382
2018-07-31 18:00 | No Data | No Data | No Data | No Data | 16.0952 | 21.4014 | No Data | No Data | No Data | No Data | No Data | No Data | No Data | No Data | -51.6 | -63.3782 | 60.97 | 63.132 | 101.3 | 115.6035
2018-07-31 18:30 | No Data | No Data | No Data | No Data | 13.0678 | 20.9032 | No Data | No Data | No Data | No Data | No Data | No Data | No Data | No Data | -63.6 | -72.1177 | 77.35 | 79.1608 | 116.4 | 129.4753
2018-07-31 19:00 | No Data | No Data | No Data | No Data | 7.1717 | 19.4778 | No Data | No Data | No Data | No Data | No Data | No Data | No Data | No Data | -59.6 | -69.8364 | 69.615 | 71.4133 | 110 | 122.2706
2018-07-31 19:30 | No Data | No Data | No Data | No Data | 6.4027 | 13.1562 | No Data | No Data | No Data | No Data | No Data | No Data | No Data | No Data | -39.6 | -56.8577 | 51.415 | 53.5626 | 88.1 | 99.2938
2018-07-31 20:00 | No Data | No Data | No Data | No Data | 7.7333 | 15.5009 | No Data | No Data | No Data | No Data | No Data | No Data | No Data | No Data | -15.2 | -48.0666 | 24.57 | 28.1071 | 59.5 | 73.6465
2018-07-31 20:30 | No Data | No Data | No Data | No Data | 13.3242 | 18.9211 | No Data | No Data | No Data | No Data | No Data | No Data | No Data | No Data | -52.4 | -64.7284 | 62.335 | 64.5683 | 97.5 | 108.7635
2018-07-31 21:00 | No Data | No Data | No Data | No Data | 13.2753 | 20.3965 | No Data | No Data | No Data | No Data | No Data | No Data | No Data | No Data | -54.4 | -66.1296 | 63.7 | 65.8871 | 97.3 | 107.97
2018-07-31 21:30 | No Data | No Data | No Data | No Data | 22.3453 | 27.1863 | No Data | No Data | No Data | No Data | No Data | No Data | No Data | No Data | -72.8 | -79.3625 | 85.54 | 87.3612 | 122.8 | 132.3639
2018-07-31 22:00 | No Data | No Data | No Data | No Data | 18.4512 | 25.3876 | No Data | No Data | No Data | No Data | No Data | No Data | No Data | No Data | -85.2 | -89.3156 | 97.37 | 99.2276 | 133.4 | 144.0657
2018-07-31 22:30 | No Data | No Data | No Data | No Data | 25.1164 | 29.5382 | No Data | No Data | No Data | No Data | No Data | No Data | No Data | No Data | -78 | -83.4276 | 90.545 | 92.5397 | 129.7 | 139.9226
2018-07-31 23:00 | No Data | No Data | No Data | No Data | 24.86 | 29.2624 | No Data | No Data | No Data | No Data | No Data | No Data | No Data | No Data | -93.2 | -96.8669 | 107.835 | 109.2123 | 150.3 | 161.6857
2018-07-31 23:30 | No Data | No Data | No Data | No Data | 31.7327 | 35.2879 | No Data | No Data | No Data | No Data | No Data | No Data | No Data | No Data | -43.2 | -57.7997 | 55.055 | 57.3119 | 110.3 | 129.2627
2018-08-01 | No Data | No Data | No Data | No Data | 28.0949 | 32.0561 | No Data | No Data | No Data | No Data | No Data | No Data | No Data | No Data | -86.8 | -91.0824 | 100.1 | 101.6607 | 151.2 | 164.5796
2018-08-01 00:30 | No Data | No Data | No Data | No Data | 28.1926 | 32.9649 | No Data | No Data | No Data | No Data | No Data | No Data | No Data | No Data | -102 | -104.6946 | 116.48 | 117.7563 | 163.4 | 174.2754
2018-08-01 01:00 | No Data | No Data | No Data | No Data | 26.862 | 33.0656 | No Data | No Data | No Data | No Data | No Data | No Data | No Data | No Data | -108.8 | -111.3301 | 121.94 | 123.2907 | 164.6 | 173.8976
2018-08-01 01:30 | No Data | No Data | No Data | No Data | 36.347 | 41.1445 | No Data | No Data | No Data | No Data | No Data | No Data | No Data | No Data | -110.8 | -112.5202 | 126.945 | 128.3753 | 169.3 | 177.8253
2018-08-01 02:00 | No Data | No Data | No Data | No Data | 30.2922 | 36.8192 | No Data | No Data | No Data | No Data | No Data | No Data | No Data | No Data | -114.8 | -116.2652 | 129.675 | 131.2815 | 169.1 | 178.7703
2018-08-01 02:30 | No Data | No Data | No Data | No Data | 29.6818 | 36.3187 | No Data | No Data | No Data | No Data | No Data | No Data | No Data | No Data | -120 | -121.062 | 133.315 | 135.0193 | 173.3 | 188.556
2018-08-01 03:00 | No Data | No Data | No Data | No Data | 31.3176 | 38.9965 | No Data | No Data | No Data | No Data | No Data | No Data | No Data | No Data | -120.4 | -121.5664 | 134.225 | 135.5786 | 170.1 | 183.0773
2018-08-01 03:30 | No Data | No Data | No Data | No Data | 35.6268 | 42.5347 | No Data | No Data | No Data | No Data | No Data | No Data | No Data | No Data | -113.6 | -115.2784 | 127.4 | 128.8936 | 160.9 | 175.6675
2018-08-01 04:00 | No Data | No Data | No Data | No Data | 35.3216 | 43.6473 | No Data | No Data | No Data | No Data | No Data | No Data | No Data | No Data | -69.6 | -76.9415 | 80.535 | 82.7712 | 111.3 | 129.8073
2018-08-01 04:30 | No Data | No Data | No Data | No Data | 36.9574 | 44.9813 | No Data | No Data | No Data | No Data | No Data | No Data | No Data | No Data | -60 | -68.9638 | 69.16 | 71.4002 | 99.7 | 116.9329
2018-08-01 05:00 | No Data | No Data | No Data | No Data | 51.9234 | 57.9095 | No Data | No Data | No Data | No Data | No Data | No Data | No Data | No Data | -83.2 | -87.9136 | 95.095 | 96.9961 | 126.9 | 142.6241
2018-08-01 05:30 | No Data | No Data | No Data | No Data | 48.1392 | 54.5422 | No Data | No Data | No Data | No Data | No Data | No Data | No Data | No Data | -80.8 | -85.7793 | 92.365 | 94.3212 | 126.5 | 141.4984
2018-08-01 06:00 | No Data | No Data | No Data | No Data | 49.8238 | 54.95 | No Data | No Data | No Data | No Data | No Data | No Data | No Data | No Data | -74.4 | -80.3711 | 86.45 | 88.4399 | 121.8 | 138.1531
2018-08-01 06:30 | No Data | No Data | No Data | No Data | 59.1012 | 62.3278 | No Data | No Data | No Data | No Data | No Data | No Data | No Data | No Data | -68.4 | -75.0147 | 81.445 | 83.5542 | 122.4 | 142.3624
2018-08-01 07:00 | No Data | No Data | No Data | No Data | 67.7195 | 69.9807 | No Data | No Data | No Data | No Data | No Data | No Data | No Data | No Data | -78.8 | -83.4937 | 91 | 93.0795 | 137.4 | 161.8302
2018-08-01 07:30 | No Data | No Data | No Data | No Data | 68.6473 | 69.1793 | No Data | No Data | No Data | No Data | No Data | No Data | No Data | No Data | -82.8 | -87.4062 | 93.73 | 95.5684 | 135.4 | 158.9195
2018-08-01 08:00 | No Data | No Data | No Data | No Data | 77.2534 | 77.2534 | No Data | No Data | No Data | No Data | No Data | No Data | No Data | No Data | -74 | -80.4647 | 87.36 | 88.9673 | 121.1 | 143.4532
2018-08-01 08:30 | No Data | No Data | No Data | No Data | 78.999 | 79.0267 | No Data | No Data | No Data | No Data | No Data | No Data | No Data | No Data | -84 | -89.3317 | 96.005 | 97.4699 | 108.5 | 129.5019
2018-08-01 09:00 | No Data | No Data | No Data | No Data | 78.4375 | 78.4375 | No Data | No Data | No Data | No Data | No Data | No Data | No Data | No Data | -93.2 | -96.9767 | 106.47 | 107.7226 | 100.1 | 122.7812
2018-08-01 09:30 | No Data | No Data | No Data | No Data | 77.1069 | 77.1569 | No Data | No Data | No Data | No Data | No Data | No Data | No Data | No Data | -92 | -95.9366 | 104.65 | 105.8548 | 103.8 | 121.9444
2018-08-01 10:00 | No Data | No Data | No Data | No Data | 72.8954 | 73.7959 | No Data | No Data | No Data | No Data | No Data | No Data | No Data | No Data | -89.6 | -94.1148 | 99.19 | 100.4603 | 98.5 | 115.0761
2018-08-01 10:30 | No Data | No Data | No Data | No Data | 69.16 | 71.7032 | No Data | No Data | No Data | No Data | No Data | No Data | No Data | No Data | -92.8 | -97.5287 | 101.01 | 102.1199 | 87.3 | 100.1223
2018-08-01 11:00 | No Data | No Data | No Data | No Data | 64.1794 | 68.1695 | No Data | No Data | No Data | No Data | No Data | No Data | No Data | No Data | -93.2 | -97.5483 | 101.465 | 102.7071 | 80.4 | 93.6385
2018-08-01 11:30 | No Data | No Data | No Data | No Data | 61.8723 | 66.8773 | No Data | No Data | No Data | No Data | No Data | No Data | No Data | No Data | -77.2 | -82.5377 | 84.63 | 86.7607 | 65.8 | 75.9845
2018-08-01 12:00 | No Data | No Data | No Data | No Data | 62.385 | 67.3519 | No Data | No Data | No Data | No Data | No Data | No Data | No Data | No Data | -88 | -91.8747 | 96.46 | 98.162 | 77 | 86.5405
2018-08-01 12:30 | No Data | No Data | No Data | No Data | 62.2873 | 67.2615 | No Data | No Data | No Data | No Data | No Data | No Data | No Data | No Data | -84.8 | -89.5571 | 92.365 | 94.3212 | 72.3 | 81.3089
2018-08-01 13:00 | No Data | No Data | No Data | No Data | 57.1603 | 63.4036 | No Data | No Data | No Data | No Data | No Data | No Data | No Data | No Data | -27.2 | -51.7285 | 32.305 | 35.2118 | 8.6 | 28.2413
2018-08-01 13:30 | No Data | No Data | No Data | No Data | 57.1603 | 64.1284 | No Data | No Data | No Data | No Data | No Data | No Data | No Data | No Data | -28.4 | -50.7007 | 35.035 | 37.94 | 10.2 | 27.9292
2018-08-01 14:00 | No Data | No Data | No Data | No Data | 57.1603 | 64.1284 | No Data | No Data | No Data | No Data | No Data | No Data | No Data | No Data | -25.6 | -49.529 | 31.85 | 35.2118 | 7.1 | 27.2415
2018-08-01 14:30 | No Data | No Data | No Data | No Data | 57.7218 | 64.6294 | No Data | No Data | No Data | No Data | No Data | No Data | No Data | No Data | -34 | -53.7267 | 36.855 | 39.9701 | 9.1 | 27.2635
2018-08-01 15:00 | No Data | No Data | No Data | No Data | 57.8805 | 64.7712 | No Data | No Data | No Data | No Data | No Data | No Data | No Data | No Data | -27.6 | -50.5917 | 32.305 | 35.8181 | 10.2 | 27.0934
2018-08-01 15:30 | No Data | No Data | No Data | No Data | 59.5651 | 66.2809 | No Data | No Data | No Data | No Data | No Data | No Data | No Data | No Data | -37.2 | -54.6245 | 40.495 | 43.5138 | 17.8 | 32.9261
2018-08-01 16:00 | No Data | No Data | No Data | No Data | 64.6433 | 69.9462 | No Data | No Data | No Data | No Data | No Data | No Data | No Data | No Data | -26 | -49.3964 | 30.94 | 34.7978 | 42.6 | 56.6879
2018-08-01 16:30 | No Data | No Data | No Data | No Data | 70.0267 | 73.07 | No Data | No Data | No Data | No Data | No Data | No Data | No Data | No Data | -30.4 | -50.5601 | 38.22 | 41.5821 | 45.4 | 60.4415
2018-08-01 17:00 | No Data | No Data | No Data | No Data | 74.9462 | 77.3746 | No Data | No Data | No Data | No Data | No Data | No Data | No Data | No Data | -33.2 | -52.2915 | 37.31 | 40.7473 | 60 | 74.94
2018-08-01 17:30 | No Data | No Data | No Data | No Data | 80.1221 | 81.6163 | No Data | No Data | No Data | No Data | No Data | No Data | No Data | No Data | -28.4 | -49.3834 | 33.215 | 37.4457 | 66.7 | 87.8026
2018-08-01 18:00 | No Data | No Data | No Data | No Data | 83.8209 | 84.7888 | No Data | No Data | No Data | No Data | No Data | No Data | No Data | No Data | -22.8 | -46.3897 | 29.12 | 33.8662 | 65.6 | 91.23
2018-08-01 18:30 | No Data | No Data | No Data | No Data | 89.6681 | 89.6895 | No Data | No Data | No Data | No Data | No Data | No Data | No Data | No Data | -20.8 | -45.7961 | 29.12 | 33.6362 | 66.6 | 86.6938
2018-08-01 19:00 | No Data | No Data | No Data | No Data | 87.6661 | 87.8415 | No Data | No Data | No Data | No Data | No Data | No Data | No Data | No Data | -20.4 | -45.6158 | 27.755 | 32.4616 | 65.1 | 83.9465
2018-08-01 19:30 | No Data | No Data | No Data | No Data | 81.6602 | 83.5218 | No Data | No Data | No Data | No Data | No Data | No Data | No Data | No Data | -20.8 | -46.1528 | 28.665 | 32.7916 | 65.2 | 82.777
2018-08-01 20:00 | No Data | No Data | No Data | No Data | 79.8169 | 82.1386 | No Data | No Data | No Data | No Data | No Data | No Data | No Data | No Data | -21.6 | -46.5188 | 27.3 | 31.837 | 64.2 | 80.5208
2018-08-01 20:30 | No Data | No Data | No Data | No Data | 76.1791 | 79.0278 | No Data | No Data | No Data | No Data | No Data | No Data | No Data | No Data | -19.6 | -46.3482 | 26.845 | 31.6871 | 62.7 | 77.3523
2018-08-01 21:00 | No Data | No Data | No Data | No Data | 71.0033 | 74.5658 | No Data | No Data | No Data | No Data | No Data | No Data | No Data | No Data | -15.6 | -46.3068 | 21.385 | 26.1298 | 55.7 | 68.4001
2018-08-01 21:30 | No Data | No Data | No Data | No Data | 72.7489 | 75.7539 | No Data | No Data | No Data | No Data | No Data | No Data | No Data | No Data | -15.2 | -46.5515 | 21.385 | 26.6632 | 59.3 | 72.9116
2018-08-01 22:00 | No Data | No Data | No Data | No Data | 60.0778 | 64.3929 | No Data | No Data | No Data | No Data | No Data | No Data | No Data | No Data | -18 | -47.9099 | 23.66 | 28.2686 | 60.1 | 71.3202
2018-08-01 22:30 | No Data | No Data | No Data | No Data | 58.4421 | 62.8695 | No Data | No Data | No Data | No Data | No Data | No Data | No Data | No Data | -16.8 | -47.0982 | 25.025 | 29.9091 | 63.9 | 76.7982
2018-08-01 23:00 | No Data | No Data | No Data | No Data | 60.1877 | 64.4954 | No Data | No Data | No Data | No Data | No Data | No Data | No Data | No Data | -14.8 | -46.4224 | 23.66 | 28.7767 | 67.1 | 80.7367
2018-08-01 23:30 | No Data | No Data | No Data | No Data | 65.0584 | 68.4361 | No Data | No Data | No Data | No Data | No Data | No Data | No Data | No Data | -7.6 | -43.8634 | 18.2 | 24.7923 | 70.1 | 88.2438
2018-08-02 | No Data | No Data | No Data | No Data | 51.7769 | 59.2551 | No Data | No Data | No Data | No Data | No Data | No Data | No Data | No Data | -16 | -46.0678 | 25.48 | 30.5393 | 74.9 | 87.7411
2018-08-02 00:30 | No Data | No Data | No Data | No Data | 42.2431 | 52.2318 | No Data | No Data | No Data | No Data | No Data | No Data | No Data | No Data | -18.8 | -46.747 | 28.665 | 33.713 | 77 | 90.9481
2018-08-02 01:00 | No Data | No Data | No Data | No Data | 32.0378 | 45.568 | No Data | No Data | No Data | No Data | No Data | No Data | No Data | No Data | -22.8 | -48.8475 | 30.94 | 35.6675 | 74.3 | 87.8641
2018-08-02 01:30 | No Data | No Data | No Data | No Data | 33.0144 | 44.7482 | No Data | No Data | No Data | No Data | No Data | No Data | No Data | No Data | -20.4 | -47.0523 | 30.03 | 34.881 | 74.5 | 91.6845
2018-08-02 02:00 | No Data | No Data | No Data | No Data | 24.0421 | 39.2885 | No Data | No Data | No Data | No Data | No Data | No Data | No Data | No Data | -16.4 | -47.332 | 25.48 | 30.2908 | 65.9 | 79.4059
2018-08-02 02:30 | No Data | No Data | No Data | No Data | 15.021 | 34.5136 | No Data | No Data | No Data | No Data | No Data | No Data | No Data | No Data | 30.8 | 61.4726 | -24.115 | -25.6178 | 11.8 | 42.9526
2018-08-02 03:00 | No Data | No Data | No Data | No Data | 9.6376 | 25.9132 | No Data | No Data | No Data | No Data | No Data | No Data | No Data | No Data | 32.4 | 62.6316 | -25.935 | -26.818 | 9.1 | 34.3281
2018-08-02 03:30 | No Data | No Data | No Data | No Data | 7.5868 | 23.2286 | No Data | No Data | No Data | No Data | No Data | No Data | No Data | No Data | 32 | 62.0825 | -25.935 | -26.9374 | 6.2 | 41.0707
2018-08-02 04:00 | No Data | No Data | No Data | No Data | 5.7313 | 22.8322 | No Data | No Data | No Data | No Data | No Data | No Data | No Data | No Data | 21.6 | 55.5698 | -15.47 | -17.7217 | 18.1 | 43.2678
2018-08-02 04:30 | No Data | No Data | No Data | No Data | 5.7923 | 22.8476 | No Data | No Data | No Data | No Data | No Data | No Data | No Data | No Data | -19.2 | -47.2745 | 25.48 | 29.575 | 57.2 | 71.9828
2018-08-02 05:00 | No Data | No Data | No Data | No Data | 6.0975 | 22.9269 | No Data | No Data | No Data | No Data | No Data | No Data | No Data | No Data | -18.4 | -35.1932 | 25.48 | 40.0813 | 57.7 | 76.0884
2018-08-02 05:30 | No Data | No Data | No Data | No Data | 7.8431 | 21.2005 | No Data | No Data | No Data | No Data | No Data | No Data | No Data | No Data | -15.2 | -33.2746 | 22.295 | 38.1359 | 56.7 | 72.7145
2018-08-02 06:00 | No Data | No Data | No Data | No Data | 10.9194 | 21.1741 | No Data | No Data | No Data | No Data | No Data | No Data | No Data | No Data | -12.4 | -30.989 | 20.02 | 37.6194 | 58 | 80.0001
2018-08-02 06:30 | No Data | No Data | No Data | No Data | 17.5235 | 20.8696 | No Data | No Data | No Data | No Data | No Data | No Data | No Data | No Data | -8.4 | -31.9249 | 15.015 | 33.5746 | 58.8 | 76.0308
2018-08-02 07:00 | No Data | No Data | No Data | No Data | 17.8897 | 19.5139 | No Data | No Data | No Data | No Data | No Data | No Data | No Data | No Data | 0.4 | 32.0025 | 6.825 | 29.4663 | 56.4 | 73.4163
2018-08-02 07:30 | No Data | No Data | No Data | No Data | 14.3496 | 15.6786 | No Data | No Data | No Data | No Data | No Data | No Data | No Data | No Data | -0.8 | -31.241 | 9.1 | 30.0748 | 50.9 | 67.347
2018-08-02 08:00 | No Data | No Data | No Data | No Data | 10.7118 | 11.0272 | No Data | No Data | No Data | No Data | No Data | No Data | No Data | No Data | 4.4 | 33.043 | 4.55 | 28.0555 | 36.2 | 54.3949
2018-08-02 08:30 | No Data | No Data | No Data | No Data | 13.5317 | 13.7827 | No Data | No Data | No Data | No Data | No Data | No Data | No Data | No Data | 1.6 | 32 | 4.55 | 29.0239 | 16.7 | 40.23
2018-08-02 09:00 | No Data | No Data | No Data | No Data | 5.0233 | 5.6648 | No Data | No Data | No Data | No Data | No Data | No Data | No Data | No Data | -2.8 | -31.264 | 5.915 | 30.0748 | -1.7 | -28.0029
2018-08-02 09:30 | No Data | No Data | No Data | No Data | -1.4466 | -5.5331 | No Data | No Data | No Data | No Data | No Data | No Data | No Data | No Data | -0.8 | -30.8415 | 5.46 | 28.287 | -11 | -20.5854
2018-08-02 10:00 | No Data | No Data | No Data | No Data | -8.8197 | -12.6206 | No Data | No Data | No Data | No Data | No Data | No Data | No Data | No Data | 1.6 | 36.8022 | 1.82 | 23.7299 | -19.4 | -28.2243
2018-08-02 10:30 | No Data | No Data | No Data | No Data | -15.5459 | -16.4377 | No Data | No Data | No Data | No Data | No Data | No Data | No Data | No Data | -4.8 | -35.9221 | 7.735 | 24.4602 | -15.8 | -35.5985
2018-08-02 11:00 | No Data | No Data | No Data | No Data | -14.0078 | -14.781 | No Data | No Data | No Data | No Data | No Data | No Data | No Data | No Data | -4 | -36.2215 | 6.825 | 24.6247 | -15.9 | -32.9851
2018-08-02 11:30 | No Data | No Data | No Data | No Data | -18.6709 | -19.2973 | No Data | No Data | No Data | No Data | No Data | No Data | No Data | No Data | -4.4 | -37.4593 | 4.55 | 23.2005 | -18.1 | -37.9891
2018-08-02 12:00 | No Data | No Data | No Data | No Data | -22.3575 | -22.6525 | No Data | No Data | No Data | No Data | No Data | No Data | No Data | No Data | -3.6 | -38.0757 | 2.275 | 21.9582 | -21.3 | -38.1084
2018-08-02 12:30 | No Data | No Data | No Data | No Data | -24.8234 | -25.008 | No Data | No Data | No Data | No Data | No Data | No Data | No Data | No Data | -3.6 | -38.1701 | 4.095 | 21.7735 | -20.6 | -35.1655
2018-08-02 13:00 | No Data | No Data | No Data | No Data | -26.1051 | -27.4586 | No Data | No Data | No Data | No Data | No Data | No Data | No Data | No Data | -2.8 | -36.9064 | 3.64 | 22.668 | -22.8 | -42.7818
2018-08-02 13:30 | No Data | No Data | No Data | No Data | -26.2516 | -26.5101 | No Data | No Data | No Data | No Data | No Data | No Data | No Data | No Data | -1.2 | -37.2193 | 1.82 | 22.8227 | -22 | -46.1775
2018-08-02 14:00 | No Data | No Data | No Data | No Data | -26.923 | -27.1751 | No Data | No Data | No Data | No Data | No Data | No Data | No Data | No Data | -3.2 | -37.2773 | 3.64 | 22.5902 | -20.9 | -46.6444
2018-08-02 14:30 | No Data | No Data | No Data | No Data | -26.8254 | -27.0783 | No Data | No Data | No Data | No Data | No Data | No Data | No Data | No Data | -9.6 | -36.4856 | 11.375 | 26.6593 | -15.4 | -42.0234
2018-08-02 15:00 | No Data | No Data | No Data | No Data | -25.4826 | -25.6497 | No Data | No Data | No Data | No Data | No Data | No Data | No Data | No Data | -12.8 | -38.585 | 13.65 | 26.1417 | -11 | -40.1368
2018-08-02 15:30 | No Data | No Data | No Data | No Data | -21.4908 | -21.6888 | No Data | No Data | No Data | No Data | No Data | No Data | No Data | No Data | -13.6 | -38.1093 | 19.565 | 31.0535 | -5.1 | -45.1453
2018-08-02 16:00 | No Data | No Data | No Data | No Data | -19.3301 | -19.55 | No Data | No Data | No Data | No Data | No Data | No Data | No Data | No Data | -15.2 | -33.6309 | 18.2 | 33.1901 | 0.7 | 40.7001
2018-08-02 16:30 | No Data | No Data | No Data | No Data | -15.6435 | -15.6744 | No Data | No Data | No Data | No Data | No Data | No Data | No Data | No Data | -4.4 | -32.6974 | 10.92 | 31.5266 | 17.8 | 37.6707
2018-08-02 17:00 | No Data | No Data | No Data | No Data | -11.1879 | -11.6031 | No Data | No Data | No Data | No Data | No Data | No Data | No Data | No Data | 2 | 32.839 | 6.825 | 30.3523 | 29.6 | 47.4612
2018-08-02 17:30 | No Data | No Data | No Data | No Data | -3.595 | -4.9732 | No Data | No Data | No Data | No Data | No Data | No Data | No Data | No Data | 12.8 | 35.9555 | -6.825 | -29.0239 | 25.5 | 46.3459
2018-08-02 18:00 | No Data | No Data | No Data | No Data | 3.3753 | 4.604 | No Data | No Data | No Data | No Data | No Data | No Data | No Data | No Data | 8.8 | 33.96 | 1.365 | 28.243 | 35.4 | 58.2031
2018-08-02 18:30 | No Data | No Data | No Data | No Data | 7.3793 | 9.7458 | No Data | No Data | No Data | No Data | No Data | No Data | No Data | No Data | 7.2 | 33.1059 | 1.82 | 28.2686 | 38 | 57.7603
2018-08-02 19:00 | No Data | No Data | No Data | No Data | 5.536 | 8.7918 | No Data | No Data | No Data | No Data | No Data | No Data | No Data | No Data | 4 | 31.8522 | 3.64 | 28.8952 | 39 | 58.7215
2018-08-02 19:30 | No Data | No Data | No Data | No Data | -1.593 | -6.3612 | No Data | No Data | No Data | No Data | No Data | No Data | No Data | No Data | 9.6 | 34.176 | -0.455 | -28.2137 | 33.9 | 49.741
2018-08-02 20:00 | No Data | No Data | No Data | No Data | -4.2054 | -7.0792 | No Data | No Data | No Data | No Data | No Data | No Data | No Data | No Data | 3.2 | 31.7616 | 1.82 | 29.1768 | 37 | 50.3849
2018-08-02 20:30 | No Data | No Data | No Data | No Data | -11.4931 | -12.7622 | No Data | No Data | No Data | No Data | No Data | No Data | No Data | No Data | 11.2 | 35.0383 | -5.46 | -28.7335 | 28.7 | 44.3411
2018-08-02 21:00 | No Data | No Data | No Data | No Data | -17.1328 | -17.474 | No Data | No Data | No Data | No Data | No Data | No Data | No Data | No Data | 15.6 | 38.5019 | -9.1 | -28.3454 | 24.1 | 38.8724
2018-08-02 21:30 | No Data | No Data | No Data | No Data | -13.8491 | -14.7529 | No Data | No Data | No Data | No Data | No Data | No Data | No Data | No Data | 10.8 | 36.4373 | -1.82 | -27.8146 | 33.1 | 45.2816
2018-08-02 22:00 | No Data | No Data | No Data | No Data | -17.6455 | -18.5119 | No Data | No Data | No Data | No Data | No Data | No Data | No Data | No Data | 9.2 | 36.2833 | -1.365 | -27.7699 | 31.3 | 42.6016
2018-08-02 22:30 | No Data | No Data | No Data | No Data | -12.9824 | -14.1375 | No Data | No Data | No Data | No Data | No Data | No Data | No Data | No Data | 8.8 | 37.06 | -0.91 | -27.7699 | 34.8 | 43.7412
2018-08-02 23:00 | No Data | No Data | No Data | No Data | -10.724 | -12.0968 | No Data | No Data | No Data | No Data | No Data | No Data | No Data | No Data | 8 | 34.1503 | 1.82 | 29.6065 | 39.5 | 55.0195
2018-08-02 23:30 | No Data | No Data | No Data | No Data | 1.6297 | 7.7121 | No Data | No Data | No Data | No Data | No Data | No Data | No Data | No Data | 11.6 | 34.7908 | -2.275 | -29.2087 | 47.8 | 68.5965
2018-08-03 | No Data | No Data | No Data | No Data | 1.532 | 7.6921 | No Data | No Data | No Data | No Data | No Data | No Data | No Data | No Data | 6.8 | 33.9718 | 0.91 | 29.152 | 47 | 64.177
2018-08-03 00:30 | No Data | No Data | No Data | No Data | -5.4871 | -9.3236 | No Data | No Data | No Data | No Data | No Data | No Data | No Data | No Data | 2.4 | 33.2096 | 5.005 | 29.547 | 47.8 | 62.3927
2018-08-03 01:00 | No Data | No Data | No Data | No Data | 0.0061036 | 8.1117 | No Data | No Data | No Data | No Data | No Data | No Data | No Data | No Data | -7.2 | -32.02 | 15.015 | 33.9821 | 52.2 | 64.981
2018-08-03 01:30 | No Data | No Data | No Data | No Data | 1.0681 | 7.6806 | No Data | No Data | No Data | No Data | No Data | No Data | No Data | No Data | -8.8 | -32.8024 | 17.29 | 34.6518 | 56.5 | 67.537
2018-08-03 02:00 | No Data | No Data | No Data | No Data | -14.667 | -16.5186 | No Data | No Data | No Data | No Data | No Data | No Data | No Data | No Data | -10 | -33.1445 | 16.835 | 34.8246 | 52 | 61.9109
2018-08-03 02:30 | No Data | No Data | No Data | No Data | -17.084 | -19.0882 | No Data | No Data | No Data | No Data | No Data | No Data | No Data | No Data | -10 | -32.3827 | 16.38 | 34.2068 | 49.4 | 58.6423
2018-08-03 03:00 | No Data | No Data | No Data | No Data | -19.5865 | -22.5808 | No Data | No Data | No Data | No Data | No Data | No Data | No Data | No Data | -4 | -32.646 | 10.01 | 30.7924 | 41.7 | 50.7356
2018-08-03 03:30 | No Data | No Data | No Data | No Data | -23.6881 | -25.5188 | No Data | No Data | No Data | No Data | No Data | No Data | No Data | No Data | -1.6 | -34.0376 | 7.28 | 29.1342 | 37.6 | 47.3017
2018-08-03 04:00 | No Data | No Data | No Data | No Data | -21.3321 | -24.0879 | No Data | No Data | No Data | No Data | No Data | No Data | No Data | No Data | 1.2 | 34.0212 | 6.825 | 29.0239 | 35.4 | 46.8578
2018-08-03 04:30 | No Data | No Data | No Data | No Data | -21.796 | -25.0807 | No Data | No Data | No Data | No Data | No Data | No Data | No Data | No Data | -0.4 | -33.2024 | 6.37 | 29.3643 | 35.4 | 47.6526
2018-08-03 05:00 | No Data | No Data | No Data | No Data | -24.5182 | -26.5409 | No Data | No Data | No Data | No Data | No Data | No Data | No Data | No Data | 2.4 | 32.0025 | 3.185 | 29.2937 | 34 | 54.1148
2018-08-03 05:30 | No Data | No Data | No Data | No Data | -21.7472 | -23.9787 | No Data | No Data | No Data | No Data | No Data | No Data | No Data | No Data | -2.8 | -30.5287 | 10.01 | 32.0864 | 41.7 | 59.6125
2018-08-03 06:00 | No Data | No Data | No Data | No Data | -18.5611 | -21.1318 | No Data | No Data | No Data | No Data | No Data | No Data | No Data | No Data | -3.2 | -30.9658 | 8.645 | 31.6871 | 44.1 | 59.8754
2018-08-03 06:30 | No Data | No Data | No Data | No Data | -11.957 | -13.2021 | No Data | No Data | No Data | No Data | No Data | No Data | No Data | No Data | 8 | 32.2093 | -0.455 | -29.5785 | 39.1 | 60.5248
2018-08-03 07:00 | No Data | No Data | No Data | No Data | -7.7455 | -9.2053 | No Data | No Data | No Data | No Data | No Data | No Data | No Data | No Data | 10.4 | 32.5085 | -4.55 | -30.3727 | 38.8 | 63.1307
2018-08-03 07:30 | No Data | No Data | No Data | No Data | 3.0213 | 15.3338 | No Data | No Data | No Data | No Data | No Data | No Data | No Data | No Data | -48.4 | -52.5235 | 55.055 | 64.7732 | 95.1 | 109.4112
2018-08-03 08:00 | No Data | No Data | No Data | No Data | -4.4129 | -12.1632 | No Data | No Data | No Data | No Data | No Data | No Data | No Data | No Data | 2 | 30.4105 | 7.28 | 30.8998 | 42.3 | 61.2518
2018-08-03 08:30 | No Data | No Data | No Data | No Data | -1.2879 | -13.7508 | No Data | No Data | No Data | No Data | No Data | No Data | No Data | No Data | -6.4 | -29.1122 | 15.015 | 34.8008 | 43 | 65.0418
2018-08-03 09:00 | No Data | No Data | No Data | No Data | -5.1331 | -13.102 | No Data | No Data | No Data | No Data | No Data | No Data | No Data | No Data | -21.6 | -34.7333 | 30.485 | 43.7605 | 54.7 | 70.0752
2018-08-03 09:30 | No Data | No Data | No Data | No Data | -7.3915 | -17.0704 | No Data | No Data | No Data | No Data | No Data | No Data | No Data | No Data | -24 | -35.0907 | 34.125 | 47.3047 | 58.5 | 75.9901
2018-08-03 10:00 | No Data | No Data | No Data | No Data | -8.2094 | -9.2972 | No Data | No Data | No Data | No Data | No Data | No Data | No Data | No Data | -16.4 | -31.4197 | 25.935 | 41.4275 | 55.3 | 71.5489
2018-08-03 10:30 | No Data | No Data | No Data | No Data | -5.4871 | -8.2849 | No Data | No Data | No Data | No Data | No Data | No Data | No Data | No Data | 0.8 | 30.8104 | 10.01 | 31.2231 | 40.3 | 55.3218
2018-08-03 11:00 | No Data | No Data | No Data | No Data | 1.2268 | 7.9506 | No Data | No Data | No Data | No Data | No Data | No Data | No Data | No Data | 1.6 | 30.4026 | 8.19 | 31.1268 | 36.8 | 54.7219
2018-08-03 11:30 | No Data | No Data | No Data | No Data | 1.7395 | 8.0456 | No Data | No Data | No Data | No Data | No Data | No Data | No Data | No Data | -2.4 | -30.5287 | 11.375 | 32.1122 | 40.6 | 57.7006
2018-08-03 12:00 | No Data | No Data | No Data | No Data | 11.6884 | 15.3849 | No Data | No Data | No Data | No Data | No Data | No Data | No Data | No Data | -10 | -30.4867 | 17.29 | 36.2404 | 47.6 | 67.0343
2018-08-03 12:30 | No Data | No Data | No Data | No Data | 9.1737 | 18.135 | No Data | No Data | No Data | No Data | No Data | No Data | No Data | No Data | 9.2 | 34.4511 | -2.275 | -28.7551 | 26.9 | 55.8106
2018-08-03 13:00 | No Data | No Data | No Data | No Data | 13.0678 | 20.3835 | No Data | No Data | No Data | No Data | No Data | No Data | No Data | No Data | 2.8 | 32.1223 | 3.64 | 31.1534 | 32.2 | 50.0373
2018-08-03 13:30 | No Data | No Data | No Data | No Data | 22.1378 | 27.1072 | No Data | No Data | No Data | No Data | No Data | No Data | No Data | No Data | 10.4 | 35.1727 | -4.55 | -28.1255 | 20.5 | 44.4141
2018-08-03 14:00 | No Data | No Data | No Data | No Data | 29.0105 | 33.9554 | No Data | No Data | No Data | No Data | No Data | No Data | No Data | No Data | 2.8 | 33.3179 | 0.91 | 27.7699 | 28.3 | 49.2441
2018-08-03 14:30 | No Data | No Data | No Data | No Data | 40.5463 | 44.2195 | No Data | No Data | No Data | No Data | No Data | No Data | No Data | No Data | 2 | 33.6595 | 1.365 | 27.3341 | 32.3 | 49.5686
2018-08-03 15:00 | No Data | No Data | No Data | No Data | 48.2368 | 52.0434 | No Data | No Data | No Data | No Data | No Data | No Data | No Data | No Data | 3.2 | 32.9557 | 1.82 | 30.03 | 33.4 | 50.143
2018-08-03 15:30 | No Data | No Data | No Data | No Data | 47.8828 | 51.0645 | No Data | No Data | No Data | No Data | No Data | No Data | No Data | No Data | 12 | 37.5681 | -9.1 | -29.2087 | 25.5 | 45.1009
2018-08-03 16:00 | No Data | No Data | No Data | No Data | 58.5885 | 61.0285 | No Data | No Data | No Data | No Data | No Data | No Data | No Data | No Data | 5.6 | 34.4581 | -3.64 | -28.8952 | 28.5 | 50.0146
2018-08-03 16:30 | No Data | No Data | No Data | No Data | 62.6902 | 64.9763 | No Data | No Data | No Data | No Data | No Data | No Data | No Data | No Data | 1.2 | 32.839 | 0.455 | 30.0334 | 30.9 | 52.5458
2018-08-03 17:00 | No Data | No Data | No Data | No Data | 62.4338 | 64.2039 | No Data | No Data | No Data | No Data | No Data | No Data | No Data | No Data | -1.6 | -30.0426 | 5.005 | 32.2409 | 41.5 | 61.5833
2018-08-03 17:30 | No Data | No Data | No Data | No Data | 62.8 | 64.5601 | No Data | No Data | No Data | No Data | No Data | No Data | No Data | No Data | -2.4 | -30.8934 | 8.645 | 33.4417 | 48.9 | 69.6518
2018-08-03 18:00 | No Data | No Data | No Data | No Data | 58.7961 | 60.6724 | No Data | No Data | No Data | No Data | No Data | No Data | No Data | No Data | -8.8 | -29.7321 | 15.925 | 37.2461 | 56.8 | 76.8058
2018-08-03 18:30 | No Data | No Data | No Data | No Data | 49.8238 | 52.0247 | No Data | No Data | No Data | No Data | No Data | No Data | No Data | No Data | -17.6 | -31.97 | 25.025 | 42.3174 | 67.1 | 84.9519
2018-08-03 19:00 | No Data | No Data | No Data | No Data | 43.6225 | 46.1204 | No Data | No Data | No Data | No Data | No Data | No Data | No Data | No Data | -17.6 | -33.0648 | 24.57 | 41.0459 | 63.2 | 79.604
2018-08-03 19:30 | No Data | No Data | No Data | No Data | 41.4252 | 44.6897 | No Data | No Data | No Data | No Data | No Data | No Data | No Data | No Data | -23.2 | -35.7502 | 29.575 | 44.4738 | 68.7 | 82.9575
2018-08-03 20:00 | No Data | No Data | No Data | No Data | 24.5548 | 29.7331 | No Data | No Data | No Data | No Data | No Data | No Data | No Data | No Data | -27.2 | -37.3524 | 33.215 | 47.6209 | 70.7 | 85.3424
2018-08-03 20:30 | No Data | No Data | No Data | No Data | 18.6587 | 23.6056 | No Data | No Data | No Data | No Data | No Data | No Data | No Data | No Data | -30.8 | -40.05 | 36.4 | 50.2069 | 74.1 | 88.1255
2018-08-03 21:00 | No Data | No Data | No Data | No Data | 9.3812 | 15.7218 | No Data | No Data | No Data | No Data | No Data | No Data | No Data | No Data | -24.4 | -36.8391 | 29.12 | 44.1725 | 63.8 | 76.4385
2018-08-03 21:30 | No Data | No Data | No Data | No Data | 11.8349 | 16.4632 | No Data | No Data | No Data | No Data | No Data | No Data | No Data | No Data | -24.8 | -35.931 | 33.67 | 47.2959 | 72.9 | 84.2333
2018-08-03 22:00 | No Data | No Data | No Data | No Data | 6.305 | 16.0657 | No Data | No Data | No Data | No Data | No Data | No Data | No Data | No Data | -24 | -35.9755 | 31.85 | 46.3475 | 68.5 | 81.1449
2018-08-03 22:30 | No Data | No Data | No Data | No Data | 10.5531 | 18.0294 | No Data | No Data | No Data | No Data | No Data | No Data | No Data | No Data | -27.6 | -37.1053 | 36.4 | 50.2069 | 77.2 | 90.6951
2018-08-03 23:00 | No Data | No Data | No Data | No Data | 18.6099 | 23.567 | No Data | No Data | No Data | No Data | No Data | No Data | No Data | No Data | -32 | -40 | 40.95 | 53.8921 | 86.3 | 99.5382
2018-08-03 23:30 | No Data | No Data | No Data | No Data | 31.22 | 34.4058 | No Data | No Data | No Data | No Data | No Data | No Data | No Data | No Data | -21.2 | -32.0225 | 30.94 | 47.0832 | 88 | 103.2473
2018-08-04 | No Data | No Data | No Data | No Data | 29.6818 | 32.884 | No Data | No Data | No Data | No Data | No Data | No Data | No Data | No Data | -27.6 | -37.9178 | 36.855 | 50.2276 | 88.7 | 102.0189
2018-08-04 00:30 | No Data | No Data | No Data | No Data | 26.9108 | 30.4062 | No Data | No Data | No Data | No Data | No Data | No Data | No Data | No Data | -34 | -41.6173 | 43.225 | 55.355 | 93.1 | 107.2777
2018-08-04 01:00 | No Data | No Data | No Data | No Data | 18.7076 | 23.4588 | No Data | No Data | No Data | No Data | No Data | No Data | No Data | No Data | -20 | -34.4093 | 27.3 | 42.644 | 73 | 86.1249
2018-08-04 01:30 | No Data | No Data | No Data | No Data | 18.6099 | 23.381 | No Data | No Data | No Data | No Data | No Data | No Data | No Data | No Data | 27.2 | 45.4401 | -20.02 | -33.7621 | 23.3 | 40.152
2018-08-04 02:00 | No Data | No Data | No Data | No Data | 18.6099 | 24.878 | No Data | No Data | No Data | No Data | No Data | No Data | No Data | No Data | 24.8 | 44.0454 | -18.2 | -33.1901 | 20.6 | 40.6985
2018-08-04 02:30 | No Data | No Data | No Data | No Data | 26.4469 | 35.1323 | No Data | No Data | No Data | No Data | No Data | No Data | No Data | No Data | 27.2 | 46.0834 | -21.84 | -34.6069 | 15.8 | 38.766
2018-08-04 03:00 | No Data | No Data | No Data | No Data | 17.2671 | 28.6176 | No Data | No Data | No Data | No Data | No Data | No Data | No Data | No Data | 27.2 | 46.0834 | -21.84 | -34.6069 | 12.3 | 38.7063
2018-08-04 03:30 | No Data | No Data | No Data | No Data | 10.0893 | 24.9521 | No Data | No Data | No Data | No Data | No Data | No Data | No Data | No Data | 28.8 | 46.1025 | -24.115 | -35.4141 | 9.4 | 40.895
2018-08-04 04:00 | No Data | No Data | No Data | No Data | 8.0385 | 23.9081 | No Data | No Data | No Data | No Data | No Data | No Data | No Data | No Data | 28.4 | 45.5403 | -22.295 | -34.2007 | 9.2 | 39.4867
2018-08-04 04:30 | No Data | No Data | No Data | No Data | -1.8982 | -20.9058 | No Data | No Data | No Data | No Data | No Data | No Data | No Data | No Data | 29.2 | 46.6648 | -25.48 | -35.3965 | 5.9 | 30.6728
2018-08-04 05:00 | No Data | No Data | No Data | No Data | -7.3915 | -20.2171 | No Data | No Data | No Data | No Data | No Data | No Data | No Data | No Data | 32.4 | 48.7311 | -27.755 | -37.0678 | 3.9 | 35.6142
2018-08-04 05:30 | No Data | No Data | No Data | No Data | -3.949 | -16.4778 | No Data | No Data | No Data | No Data | No Data | No Data | No Data | No Data | 31.2 | 47.9416 | -27.3 | -37.3433 | 4.3 | 36.1566
2018-08-04 06:00 | No Data | No Data | No Data | No Data | -4.2664 | -14.7833 | No Data | No Data | No Data | No Data | No Data | No Data | No Data | No Data | 34.4 | 50.3746 | -29.12 | -38.1006 | 3.2 | 37.7359
2018-08-04 06:30 | No Data | No Data | No Data | No Data | -4.4617 | -14.5501 | No Data | No Data | No Data | No Data | No Data | No Data | No Data | No Data | 36 | 50.3492 | -30.485 | -39.7312 | 5.5 | 42.8544
2018-08-04 07:00 | No Data | No Data | No Data | No Data | -3.4974 | -10.9323 | No Data | No Data | No Data | No Data | No Data | No Data | No Data | No Data | 6.4 | 29.8931 | -1.82 | -31.902 | 35.6 | 56.4429
2018-08-04 07:30 | No Data | No Data | No Data | No Data | -5.4383 | -9.98 | No Data | No Data | No Data | No Data | No Data | No Data | No Data | No Data | 4 | 29.4727 | 0 | 33.215 | 32.4 | 58.6598
2018-08-04 08:00 | No Data | No Data | No Data | No Data | -2.7771 | -8.8168 | No Data | No Data | No Data | No Data | No Data | No Data | No Data | No Data | -19.6 | -29.7644 | 22.75 | 42.5395 | 44.9 | 72.4034
2018-08-04 08:30 | No Data | No Data | No Data | No Data | -3.1312 | -8.8775 | No Data | No Data | No Data | No Data | No Data | No Data | No Data | No Data | -41.2 | -44.4936 | 43.68 | 58.9484 | 58.8 | 81.8233
2018-08-04 09:00 | No Data | No Data | No Data | No Data | 0.0061036 | 10.1015 | No Data | No Data | No Data | No Data | No Data | No Data | No Data | No Data | -74.4 | -74.8727 | 76.895 | 88.4352 | 88.4 | 110.3203
2018-08-04 09:30 | No Data | No Data | No Data | No Data | 0.0061036 | 12.2133 | No Data | No Data | No Data | No Data | No Data | No Data | No Data | No Data | -39.6 | -43.499 | 40.95 | 56.6397 | 50 | 77.2607
2018-08-04 10:00 | No Data | No Data | No Data | No Data | -5.0355 | -11.6599 | No Data | No Data | No Data | No Data | No Data | No Data | No Data | No Data | 7.2 | 32.02 | -6.825 | -30.3523 | -29.9 | -51.3118
2018-08-04 10:30 | No Data | No Data | No Data | No Data | -9.6498 | -14.237 | No Data | No Data | No Data | No Data | No Data | No Data | No Data | No Data | 25.2 | 41.6807 | -22.295 | -34.2007 | -39.7 | -55.1632
2018-08-04 11:00 | No Data | No Data | No Data | No Data | -14.2641 | -17.7508 | No Data | No Data | No Data | No Data | No Data | No Data | No Data | No Data | 23.6 | 41.7171 | -23.66 | -35.1058 | -29.1 | -48.9009
2018-08-04 11:30 | No Data | No Data | No Data | No Data | -16.4126 | -18.5123 | No Data | No Data | No Data | No Data | No Data | No Data | No Data | No Data | 33.2 | 48.6785 | -30.03 | -38.8006 | -26.1 | -46.3476
2018-08-04 12:00 | No Data | No Data | No Data | No Data | -17.023 | -18.8307 | No Data | No Data | No Data | No Data | No Data | No Data | No Data | No Data | 34.4 | 49.5047 | -33.67 | -41.415 | -39.1 | -49.0618
2018-08-04 12:30 | No Data | No Data | No Data | No Data | -9.3324 | -21.8837 | No Data | No Data | No Data | No Data | No Data | No Data | No Data | No Data | 42 | 56.9083 | -40.95 | -45.9888 | -37 | -47.634
2018-08-04 13:00 | No Data | No Data | No Data | No Data | -16.4614 | -24.0516 | No Data | No Data | No Data | No Data | No Data | No Data | No Data | No Data | 42.4 | 57.2042 | -42.77 | -47.4183 | -38.4 | -49.7941
2018-08-04 13:30 | No Data | No Data | No Data | No Data | -18.3658 | -23.3747 | No Data | No Data | No Data | No Data | No Data | No Data | No Data | No Data | 43.6 | 57.0544 | -43.225 | -48.6361 | -44.3 | -55.8434
2018-08-04 14:00 | No Data | No Data | No Data | No Data | -19.2813 | -23.7966 | No Data | No Data | No Data | No Data | No Data | No Data | No Data | No Data | 39.6 | 54.3323 | -40.95 | -47.0678 | -49.8 | -58.7133
2018-08-04 14:30 | No Data | No Data | No Data | No Data | -10.4189 | -22.6933 | No Data | No Data | No Data | No Data | No Data | No Data | No Data | No Data | 30 | 46.2498 | -29.12 | -38.9949 | -54.7 | -61.772
2018-08-04 15:00 | No Data | No Data | No Data | No Data | -16.1074 | -21.958 | No Data | No Data | No Data | No Data | No Data | No Data | No Data | No Data | -2.8 | -28.5377 | 1.365 | 31.8792 | -26.4 | -44.2404
2018-08-04 15:30 | No Data | No Data | No Data | No Data | -13.1289 | -20.1066 | No Data | No Data | No Data | No Data | No Data | No Data | No Data | No Data | 19.6 | 38.5539 | -20.02 | -34.2219 | -49.4 | -60.891
2018-08-04 16:00 | No Data | No Data | No Data | No Data | -6.4637 | -15.0072 | No Data | No Data | No Data | No Data | No Data | No Data | No Data | No Data | -16.4 | -29.7321 | 14.105 | 37.3461 | 4.6 | 45.2345
2018-08-04 16:30 | No Data | No Data | No Data | No Data | -5.0843 | -14.2727 | No Data | No Data | No Data | No Data | No Data | No Data | No Data | No Data | -60.4 | -61.5038 | 64.155 | 76.356 | 56.1 | 76.2218
2018-08-04 17:00 | No Data | No Data | No Data | No Data | 3.6316 | 10.2078 | No Data | No Data | No Data | No Data | No Data | No Data | No Data | No Data | -67.6 | -68.0259 | 72.345 | 84.2746 | 98.3 | 116.1126
2018-08-04 17:30 | No Data | No Data | No Data | No Data | 7.6356 | 12.1433 | No Data | No Data | No Data | No Data | No Data | No Data | No Data | No Data | -67.6 | -67.9023 | 75.53 | 87.71 | 105.6 | 123.4802
2018-08-04 18:00 | No Data | No Data | No Data | No Data | 3.8392 | 7.8776 | No Data | No Data | No Data | No Data | No Data | No Data | No Data | No Data | -66.8 | -67.2773 | 75.53 | 87.024 | 110.1 | 126.3567
2018-08-04 18:30 | No Data | No Data | No Data | No Data | 9.5277 | 12.2175 | No Data | No Data | No Data | No Data | No Data | No Data | No Data | No Data | -7.2 | -29.6864 | 13.65 | 34.234 | 47 | 65.625
2018-08-04 19:00 | No Data | No Data | No Data | No Data | 2.3987 | 9.6949 | No Data | No Data | No Data | No Data | No Data | No Data | No Data | No Data | -4 | -29.4727 | 11.83 | 32.6999 | 43.4 | 60.8839
2018-08-04 19:30 | No Data | No Data | No Data | No Data | -2.5208 | -11.3612 | No Data | No Data | No Data | No Data | No Data | No Data | No Data | No Data | -13.6 | -31.4884 | 18.655 | 36.1288 | 51.8 | 67.8357
2018-08-04 20:00 | No Data | No Data | No Data | No Data | -2.3621 | -11.3271 | No Data | No Data | No Data | No Data | No Data | No Data | No Data | No Data | -20.8 | -33.5476 | 26.39 | 42.0672 | 59.7 | 76.8547
2018-08-04 20:30 | No Data | No Data | No Data | No Data | -7.1839 | -13.2035 | No Data | No Data | No Data | No Data | No Data | No Data | No Data | No Data | -20.8 | -33.6095 | 25.935 | 41.7833 | 58.7 | 75.6372
2018-08-04 21:00 | No Data | No Data | No Data | No Data | -7.1839 | -13.2035 | No Data | No Data | No Data | No Data | No Data | No Data | No Data | No Data | -24.8 | -35.931 | 29.12 | 43.8314 | 61.5 | 77.1609
2018-08-04 21:30 | No Data | No Data | No Data | No Data | 0.0061036 | 11.0781 | No Data | No Data | No Data | No Data | No Data | No Data | No Data | No Data | -22 | -34.3651 | 28.21 | 43.2322 | 64 | 80.2857
2018-08-04 22:00 | No Data | No Data | No Data | No Data | -6.5126 | -11.1709 | No Data | No Data | No Data | No Data | No Data | No Data | No Data | No Data | 5.2 | 34 | -1.82 | -28.7227 | 32.8 | 53.8436
2018-08-04 22:30 | No Data | No Data | No Data | No Data | -8.4657 | -12.4114 | No Data | No Data | No Data | No Data | No Data | No Data | No Data | No Data | 40 | 55.1725 | -33.215 | -40.518 | 4.2 | 39.3249
2018-08-04 23:00 | No Data | No Data | No Data | No Data | -8.1117 | -11.9111 | No Data | No Data | No Data | No Data | No Data | No Data | No Data | No Data | 39.2 | 54.0415 | -32.76 | -40.6786 | 8.6 | 40.7185
2018-08-04 23:30 | No Data | No Data | No Data | No Data | 7.5257 | 13.1412 | No Data | No Data | No Data | No Data | No Data | No Data | No Data | No Data | -2.8 | -30.5287 | 10.465 | 33.0932 | 63.5 | 91.7316
2018-08-05 | No Data | No Data | No Data | No Data | 3.888 | 13.155 | No Data | No Data | No Data | No Data | No Data | No Data | No Data | No Data | 38 | 52.345 | -31.395 | -39.5876 | 15.7 | 56.7163
2018-08-05 00:30 | No Data | No Data | No Data | No Data | -2.4109 | -12.7965 | No Data | No Data | No Data | No Data | No Data | No Data | No Data | No Data | 43.2 | 58.6038 | -36.855 | -42.8401 | 6 | 44.3081
2018-08-05 01:00 | No Data | No Data | No Data | No Data | -7.6478 | -14.4931 | No Data | No Data | No Data | No Data | No Data | No Data | No Data | No Data | 37.6 | 54.3176 | -33.215 | -40.2591 | 7.2 | 48.7348
2018-08-05 01:30 | No Data | No Data | No Data | No Data | -2.5696 | -14.1335 | No Data | No Data | No Data | No Data | No Data | No Data | No Data | No Data | 38.8 | 55.7265 | -33.215 | -39.752 | 7.1 | 47.9288
2018-08-05 02:00 | No Data | No Data | No Data | No Data | -6.7201 | -18.597 | No Data | No Data | No Data | No Data | No Data | No Data | No Data | No Data | 42.8 | 59.4077 | -35.945 | -41.8254 | 0.1 | 36.8001
2018-08-05 02:30 | No Data | No Data | No Data | No Data | -8.8808 | -20.9956 | No Data | No Data | No Data | No Data | No Data | No Data | No Data | No Data | 40.4 | 56.0143 | -35.49 | -42.1557 | -2 | -36.8196
2018-08-05 03:00 | No Data | No Data | No Data | No Data | -12.4086 | -24.4573 | No Data | No Data | No Data | No Data | No Data | No Data | No Data | No Data | 42.4 | 57.7443 | -37.765 | -44.0881 | -6.7 | -32.2047
2018-08-05 03:30 | No Data | No Data | No Data | No Data | -14.667 | -24.3913 | No Data | No Data | No Data | No Data | No Data | No Data | No Data | No Data | 45.6 | 60.3947 | -40.04 | -45.6091 | -8.6 | -31.3045
2018-08-05 04:00 | No Data | No Data | No Data | No Data | -7.9042 | -27.521 | No Data | No Data | No Data | No Data | No Data | No Data | No Data | No Data | 45.2 | 59.8304 | -38.675 | -44.1936 | -9.6 | -37.6447
2018-08-05 04:30 | No Data | No Data | No Data | No Data | -17.6944 | -28.6369 | No Data | No Data | No Data | No Data | No Data | No Data | No Data | No Data | 53.2 | 67.288 | -46.865 | -50.4414 | -18 | -22.865
2018-08-05 05:00 | No Data | No Data | No Data | No Data | -16.8277 | -28.1879 | No Data | No Data | No Data | No Data | No Data | No Data | No Data | No Data | 45.6 | 60.9222 | -41.405 | -45.991 | -10.3 | -29.7405
2018-08-05 05:30 | No Data | No Data | No Data | No Data | -16.5713 | -28.0356 | No Data | No Data | No Data | No Data | No Data | No Data | No Data | No Data | 51.2 | 64.7271 | -44.59 | -48.8781 | -13.5 | -31.5357
2018-08-05 06:00 | No Data | No Data | No Data | No Data | -12.7749 | -24.4263 | No Data | No Data | No Data | No Data | No Data | No Data | No Data | No Data | 28.8 | 47.3624 | -23.66 | -34.1098 | 9.4 | 42.4537
2018-08-05 06:30 | No Data | No Data | No Data | No Data | -6.5736 | -19.6907 | No Data | No Data | No Data | No Data | No Data | No Data | No Data | No Data | 0.4 | 31.6025 | 4.095 | 29.8572 | 39.9 | 61.5761
2018-08-05 07:00 | No Data | No Data | No Data | No Data | -3.8514 | -17.2033 | No Data | No Data | No Data | No Data | No Data | No Data | No Data | No Data | 5.2 | 32.8146 | 0 | 29.12 | 34.7 | 55.8013
2018-08-05 07:30 | No Data | No Data | No Data | No Data | -7.3915 | -16.6535 | No Data | No Data | No Data | No Data | No Data | No Data | No Data | No Data | 42 | 57.4512 | -40.04 | -45.1804 | -9.5 | -41.9888
2018-08-05 08:00 | No Data | No Data | No Data | No Data | -6.6224 | -15.8151 | No Data | No Data | No Data | No Data | No Data | No Data | No Data | No Data | 45.6 | 60.3947 | -42.77 | -47.4183 | -18.1 | -41.6396
2018-08-05 08:30 | No Data | No Data | No Data | No Data | -21.5885 | -22.098 | No Data | No Data | No Data | No Data | No Data | No Data | No Data | No Data | 52 | 65.8495 | -47.775 | -51.626 | -24.9 | -44.5983
2018-08-05 09:00 | No Data | No Data | No Data | No Data | -23.6881 | -24.3153 | No Data | No Data | No Data | No Data | No Data | No Data | No Data | No Data | 44.4 | 59.4939 | -41.86 | -46.5992 | -50 | -60.3526
2018-08-05 09:30 | No Data | No Data | No Data | No Data | -22.565 | -23.6045 | No Data | No Data | No Data | No Data | No Data | No Data | No Data | No Data | 42 | 57.4512 | -42.77 | -46.8451 | -69.5 | -75.8178
2018-08-05 10:00 | No Data | No Data | No Data | No Data | -29.279 | -29.7534 | No Data | No Data | No Data | No Data | No Data | No Data | No Data | No Data | 48.8 | 63.8661 | -49.14 | -52.093 | -78.1 | -82.0649
2018-08-05 10:30 | No Data | No Data | No Data | No Data | -34.1497 | -34.3662 | No Data | No Data | No Data | No Data | No Data | No Data | No Data | No Data | 50.8 | 65.6597 | -50.96 | -53.8132 | -81.4 | -83.8689
2018-08-05 11:00 | No Data | No Data | No Data | No Data | -37.995 | -38.2392 | No Data | No Data | No Data | No Data | No Data | No Data | No Data | No Data | 52.4 | 66.6573 | -52.325 | -55.1076 | -84.5 | -86.9276
2018-08-05 11:30 | No Data | No Data | No Data | No Data | -39.7894 | -39.8931 | No Data | No Data | No Data | No Data | No Data | No Data | No Data | No Data | 50.8 | 65.6597 | -51.87 | -54.5336 | -81.4 | -84.4524
2018-08-05 12:00 | No Data | No Data | No Data | No Data | -43.7934 | -43.8659 | No Data | No Data | No Data | No Data | No Data | No Data | No Data | No Data | 53.6 | 68.0952 | -53.235 | -55.5659 | -83.5 | -86.2736
2018-08-05 12:30 | No Data | No Data | No Data | No Data | -42.9755 | -43.0465 | No Data | No Data | No Data | No Data | No Data | No Data | No Data | No Data | 54.4 | 68.483 | -53.235 | -55.5659 | -84.8 | -87.2427
2018-08-05 13:00 | No Data | No Data | No Data | No Data | -44.6113 | -44.6797 | No Data | No Data | No Data | No Data | No Data | No Data | No Data | No Data | 54.8 | 69.2878 | -54.145 | -56.3116 | -85.3 | -87.7522
2018-08-05 13:30 | No Data | No Data | No Data | No Data | -40.5585 | -40.8032 | No Data | No Data | No Data | No Data | No Data | No Data | No Data | No Data | 50.8 | 65.6597 | -50.05 | -52.5225 | -80.2 | -86.4227
2018-08-05 14:00 | No Data | No Data | No Data | No Data | -44.0986 | -44.1792 | No Data | No Data | No Data | No Data | No Data | No Data | No Data | No Data | 55.2 | 68.8802 | -53.235 | -55.698 | -84.5 | -87.7878
2018-08-05 14:30 | No Data | No Data | No Data | No Data | -38.41 | -38.8157 | No Data | No Data | No Data | No Data | No Data | No Data | No Data | No Data | 51.6 | 65.5341 | -50.05 | -52.9523 | -82.8 | -85.9351
2018-08-05 15:00 | No Data | No Data | No Data | No Data | -35.4314 | -35.8708 | No Data | No Data | No Data | No Data | No Data | No Data | No Data | No Data | 45.6 | 59.6148 | -41.86 | -46.0158 | -74.3 | -79.9791
2018-08-05 15:30 | No Data | No Data | No Data | No Data | -36.054 | -36.2644 | No Data | No Data | No Data | No Data | No Data | No Data | No Data | No Data | 43.2 | 58.6038 | -40.495 | -44.9737 | -70.7 | -73.5017
2018-08-05 16:00 | No Data | No Data | No Data | No Data | -29.9016 | -30.2255 | No Data | No Data | No Data | No Data | No Data | No Data | No Data | No Data | 40.4 | 56.0143 | -38.22 | -43.5756 | -61.9 | -67.1001
2018-08-05 16:30 | No Data | No Data | No Data | No Data | -21.442 | -22.1482 | No Data | No Data | No Data | No Data | No Data | No Data | No Data | No Data | 44.8 | 59.0051 | -44.59 | -49.0662 | -52.1 | -59.9708
2018-08-05 17:00 | No Data | No Data | No Data | No Data | -15.4849 | -16.7986 | No Data | No Data | No Data | No Data | No Data | No Data | No Data | No Data | 39.2 | 54.0415 | -34.125 | -41.2673 | -20.2 | -42.2428
2018-08-05 17:30 | No Data | No Data | No Data | No Data | -1.3367 | -7.3072 | No Data | No Data | No Data | No Data | No Data | No Data | No Data | No Data | -21.2 | -33.5476 | 25.48 | 42.2244 | 55.3 | 75.2269
2018-08-05 18:00 | No Data | No Data | No Data | No Data | 1.3733 | 6.6558 | No Data | No Data | No Data | No Data | No Data | No Data | No Data | No Data | -26 | -35.6561 | 32.305 | 47.3222 | 64.7 | 81.5245
2018-08-05 18:30 | No Data | No Data | No Data | No Data | 8.3558 | 9.5247 | No Data | No Data | No Data | No Data | No Data | No Data | No Data | No Data | -24.4 | -35.9489 | 27.755 | 43.2848 | 62.7 | 77.3523
2018-08-05 19:00 | No Data | No Data | No Data | No Data | 4.303 | 9.312 | No Data | No Data | No Data | No Data | No Data | No Data | No Data | No Data | -17.2 | -33.5452 | 22.295 | 38.506 | 56.4 | 71.9035
2018-08-05 19:30 | No Data | No Data | No Data | No Data | 8.7587 | 13.5646 | No Data | No Data | No Data | No Data | No Data | No Data | No Data | No Data | -28 | -37.1397 | 34.125 | 48.5828 | 65.8 | 79.2114
2018-08-05 20:00 | No Data | No Data | No Data | No Data | 6.4027 | 14.3332 | No Data | No Data | No Data | No Data | No Data | No Data | No Data | No Data | -30.4 | -38.981 | 36.4 | 49.5846 | 66.2 | 80.272
2018-08-05 20:30 | No Data | No Data | No Data | No Data | 7.4281 | 18.0598 | No Data | No Data | No Data | No Data | No Data | No Data | No Data | No Data | -26 | -37.3395 | 30.485 | 44.0881 | 60.1 | 69.0508
2018-08-05 21:00 | No Data | No Data | No Data | No Data | 3.9979 | 15.7445 | No Data | No Data | No Data | No Data | No Data | No Data | No Data | No Data | -21.2 | -35.7614 | 26.39 | 41.3625 | 54.7 | 65.5937
2018-08-05 21:30 | No Data | No Data | No Data | No Data | 8.2948 | 18.9912 | No Data | No Data | No Data | No Data | No Data | No Data | No Data | No Data | -27.6 | -38.7505 | 31.395 | 44.7314 | 64.3 | 72.8295
2018-08-05 22:00 | No Data | No Data | No Data | No Data | 15.1675 | 24.1311 | No Data | No Data | No Data | No Data | No Data | No Data | No Data | No Data | -31.6 | -41.1767 | 35.945 | 49.2515 | 66 | 76.1079
2018-08-05 22:30 | No Data | No Data | No Data | No Data | 18.0362 | 27.3155 | No Data | No Data | No Data | No Data | No Data | No Data | No Data | No Data | 1.2 | 32.0225 | 4.095 | 30.7588 | 39 | 57.756
2018-08-05 23:00 | No Data | No Data | No Data | No Data | 29.5232 | 37.4426 | No Data | No Data | No Data | No Data | No Data | No Data | No Data | No Data | 9.6 | 34.5601 | -5.005 | -30.8931 | 34.8 | 55.3176
2018-08-05 23:30 | No Data | No Data | No Data | No Data | 39.8871 | 44.0407 | No Data | No Data | No Data | No Data | No Data | No Data | No Data | No Data | -17.6 | -32.0624 | 25.48 | 42.9535 | 72.5 | 89.5713
2018-08-06 | No Data | No Data | No Data | No Data | 25.7877 | 30.6796 | No Data | No Data | No Data | No Data | No Data | No Data | No Data | No Data | -16.8 | -31.97 | 22.295 | 40.0038 | 66.3 | 82.5611
2018-08-06 00:30 | No Data | No Data | No Data | No Data | 17.1206 | 23.8609 | No Data | No Data | No Data | No Data | No Data | No Data | No Data | No Data | 40 | 55.4487 | -34.125 | -41.5248 | 5.4 | 41.2549
2018-08-06 01:00 | No Data | No Data | No Data | No Data | 23.4806 | 33.4665 | No Data | No Data | No Data | No Data | No Data | No Data | No Data | No Data | 37.6 | 53.458 | -31.395 | -39.8664 | 5 | 35.0584
2018-08-06 01:30 | No Data | No Data | No Data | No Data | 19.8306 | 31.0149 | No Data | No Data | No Data | No Data | No Data | No Data | No Data | No Data | 34.8 | 50.94 | -27.755 | -37.9864 | 9.2 | 40.1678
2018-08-06 02:00 | No Data | No Data | No Data | No Data | 26.2394 | 39.544 | No Data | No Data | No Data | No Data | No Data | No Data | No Data | No Data | 34.4 | 51.2328 | -28.21 | -37.7101 | 4.7 | 35.0169
2018-08-06 02:30 | No Data | No Data | No Data | No Data | 24.1886 | 38.214 | No Data | No Data | No Data | No Data | No Data | No Data | No Data | No Data | 32.8 | 49.8959 | -27.3 | -37.0343 | 3.2 | 36.4408
2018-08-06 03:00 | No Data | No Data | No Data | No Data | 17.0718 | 34.1566 | No Data | No Data | No Data | No Data | No Data | No Data | No Data | No Data | 32.8 | 49.8959 | -25.935 | -36.0399 | 2.7 | 43.4839
2018-08-06 03:30 | No Data | No Data | No Data | No Data | 4.8646 | 26.6025 | No Data | No Data | No Data | No Data | No Data | No Data | No Data | No Data | 37.6 | 54.3176 | -32.76 | -40.4106 | -2.8 | -34.9125
2018-08-06 04:00 | No Data | No Data | No Data | No Data | -8.0018 | -24.9569 | No Data | No Data | No Data | No Data | No Data | No Data | No Data | No Data | 36.4 | 52.6209 | -32.305 | -39.5117 | -3.1 | -39.6215
2018-08-06 04:30 | No Data | No Data | No Data | No Data | -9.8451 | -24.0054 | No Data | No Data | No Data | No Data | No Data | No Data | No Data | No Data | 38.8 | 54.5894 | -34.58 | -41.3925 | -4.3 | -34.8662
2018-08-06 05:00 | No Data | No Data | No Data | No Data | -14.1543 | -22.5354 | No Data | No Data | No Data | No Data | No Data | No Data | No Data | No Data | 36.4 | 51.761 | -31.395 | -39.04 | -2.3 | -38.7683
2018-08-06 05:30 | No Data | No Data | No Data | No Data | 0.0061036 | 20.209 | No Data | No Data | No Data | No Data | No Data | No Data | No Data | No Data | 38.8 | 53.476 | -32.76 | -40.6786 | -2.7 | -38.6374
2018-08-06 06:00 | No Data | No Data | No Data | No Data | 11.2245 | 24.5598 | No Data | No Data | No Data | No Data | No Data | No Data | No Data | No Data | 42.4 | 56.1427 | -35.945 | -43.2848 | -2.1 | -38.2577
2018-08-06 06:30 | No Data | No Data | No Data | No Data | 19.0616 | 24.721 | No Data | No Data | No Data | No Data | No Data | No Data | No Data | No Data | 43.6 | 56.7972 | -38.675 | -45.5773 | 1.9 | 42.2428
2018-08-06 07:00 | No Data | No Data | No Data | No Data | 21.3199 | 26.1435 | No Data | No Data | No Data | No Data | No Data | No Data | No Data | No Data | -64.8 | -65.5671 | 72.8 | 84.4341 | 119.6 | 139.755
2018-08-06 07:30 | No Data | No Data | No Data | No Data | 12.5551 | 15.2319 | No Data | No Data | No Data | No Data | No Data | No Data | No Data | No Data | -56.8 | -58.5969 | 64.155 | 75.3846 | 102.5 | 116.3712
2018-08-06 08:00 | No Data | No Data | No Data | No Data | 20.6607 | 22.4074 | No Data | No Data | No Data | No Data | No Data | No Data | No Data | No Data | -53.2 | -56.0357 | 62.335 | 72.7317 | 90 | 104.9057
2018-08-06 08:30 | No Data | No Data | No Data | No Data | 10.0404 | 12.2542 | No Data | No Data | No Data | No Data | No Data | No Data | No Data | No Data | -49.2 | -53.1097 | 57.33 | 67.9094 | 82.9 | 98.6644
2018-08-06 09:00 | No Data | No Data | No Data | No Data | 11.2734 | 14.3512 | No Data | No Data | No Data | No Data | No Data | No Data | No Data | No Data | -60.8 | -62.482 | 70.07 | 79.599 | 100.3 | 115.8624
2018-08-06 09:30 | No Data | No Data | No Data | No Data | 0.97047 | 6.1863 | No Data | No Data | No Data | No Data | No Data | No Data | No Data | No Data | -46 | -49.8462 | 55.055 | 65.7503 | 66.2 | 82.6002
2018-08-06 10:00 | No Data | No Data | No Data | No Data | -8.4169 | -11.1295 | No Data | No Data | No Data | No Data | No Data | No Data | No Data | No Data | -16 | -32.5969 | 20.02 | 37.235 | 37.8 | 52.4767
2018-08-06 10:30 | No Data | No Data | No Data | No Data | -16.9741 | -19.7027 | No Data | No Data | No Data | No Data | No Data | No Data | No Data | No Data | -12.4 | -30.2576 | 18.2 | 36.6833 | 30.8 | 50.0888
2018-08-06 11:00 | No Data | No Data | No Data | No Data | -19.44 | -21.863 | No Data | No Data | No Data | No Data | No Data | No Data | No Data | No Data | -9.6 | -29.9787 | 16.835 | 35.6239 | 26.5 | 46.0001
2018-08-06 11:30 | No Data | No Data | No Data | No Data | -15.082 | -18.2962 | No Data | No Data | No Data | No Data | No Data | No Data | No Data | No Data | -5.2 | -29.6594 | 10.01 | 31.6544 | 11.3 | 38.8784
2018-08-06 12:00 | No Data | No Data | No Data | No Data | -15.4849 | -17.4301 | No Data | No Data | No Data | No Data | No Data | No Data | No Data | No Data | -8 | -30.662 | 15.47 | 33.3767 | 30.3 | 45.8416
2018-08-06 12:30 | No Data | No Data | No Data | No Data | -19.3912 | -20.3456 | No Data | No Data | No Data | No Data | No Data | No Data | No Data | No Data | -66 | -67.8186 | 74.62 | 83.0247 | 62.6 | 73.179
2018-08-06 13:00 | No Data | No Data | No Data | No Data | -15.9487 | -17.0965 | No Data | No Data | No Data | No Data | No Data | No Data | No Data | No Data | -25.6 | -36.2039 | 29.12 | 42.4883 | 28.4 | 42.785
2018-08-06 13:30 | No Data | No Data | No Data | No Data | -20.6119 | -21.6347 | No Data | No Data | No Data | No Data | No Data | No Data | No Data | No Data | 22.4 | 42.4 | -18.2 | -30.2121 | -39.7 | -44.4983
2018-08-06 14:00 | No Data | No Data | No Data | No Data | -17.438 | -18.8229 | No Data | No Data | No Data | No Data | No Data | No Data | No Data | No Data | 36 | 53.5178 | -32.305 | -37.7677 | -45.4 | -48.6202
2018-08-06 14:30 | No Data | No Data | No Data | No Data | -20.7706 | -21.8647 | No Data | No Data | No Data | No Data | No Data | No Data | No Data | No Data | 50.8 | 64.9061 | -46.41 | -49.6868 | -47.3 | -50.6807
2018-08-06 15:00 | No Data | No Data | No Data | No Data | -11.3832 | -13.7138 | No Data | No Data | No Data | No Data | No Data | No Data | No Data | No Data | 64.8 | 76.7885 | -59.605 | -61.6957 | -44.2 | -46.9055
2018-08-06 15:30 | No Data | No Data | No Data | No Data | -17.5967 | -18.4179 | No Data | No Data | No Data | No Data | No Data | No Data | No Data | No Data | 35.6 | 52.6574 | -28.21 | -35.1265 | -36.7 | -41.7958
2018-08-06 16:00 | No Data | No Data | No Data | No Data | 0.0061036 | 3.8026 | No Data | No Data | No Data | No Data | No Data | No Data | No Data | No Data | 30.8 | 48.2958 | -20.475 | -31.2893 | -1.9 | -28.7628
2018-08-06 16:30 | No Data | No Data | No Data | No Data | 12.1401 | 12.7217 | No Data | No Data | No Data | No Data | No Data | No Data | No Data | No Data | 22.4 | 42.4 | -15.47 | -29.4206 | -4.6 | -31.1416
2018-08-06 17:00 | No Data | No Data | No Data | No Data | 11.5297 | 12.8378 | No Data | No Data | No Data | No Data | No Data | No Data | No Data | No Data | 12.8 | 34.4651 | -4.095 | -28.956 | 28.9 | 51.3951
2018-08-06 17:30 | No Data | No Data | No Data | No Data | 6.8666 | 7.3445 | No Data | No Data | No Data | No Data | No Data | No Data | No Data | No Data | 33.2 | 48.9718 | -24.115 | -34.7532 | 16.3 | 42.2693
2018-08-06 18:00 | No Data | No Data | No Data | No Data | 23.3707 | 23.6703 | No Data | No Data | No Data | No Data | No Data | No Data | No Data | No Data | 18 | 37.4144 | -7.28 | -29.575 | 35.1 | 58.6601
2018-08-06 18:30 | No Data | No Data | No Data | No Data | 29.4743 | 30.0287 | No Data | No Data | No Data | No Data | No Data | No Data | No Data | No Data | 2.4 | 29.2027 | 8.645 | 32.5635 | 50.9 | 70.238
2018-08-06 19:00 | No Data | No Data | No Data | No Data | 21.4298 | 22.6687 | No Data | No Data | No Data | No Data | No Data | No Data | No Data | No Data | -9.2 | -30.615 | 17.745 | 36.4597 | 61 | 77.1287
2018-08-06 19:30 | No Data | No Data | No Data | No Data | 19.8306 | 21.8089 | No Data | No Data | No Data | No Data | No Data | No Data | No Data | No Data | -14 | -31.6632 | 23.205 | 39.7754 | 63.9 | 77.3011
2018-08-06 20:00 | No Data | No Data | No Data | No Data | 18.3536 | 20.432 | No Data | No Data | No Data | No Data | No Data | No Data | No Data | No Data | -12.8 | -31.1512 | 20.93 | 39.2594 | 60 | 75.6651
2018-08-06 20:30 | No Data | No Data | No Data | No Data | 13.7392 | 16.5272 | No Data | No Data | No Data | No Data | No Data | No Data | No Data | No Data | -10.8 | -31.1333 | 19.11 | 37.5341 | 58 | 69.285
2018-08-06 21:00 | No Data | No Data | No Data | No Data | 12.1401 | 18.1521 | No Data | No Data | No Data | No Data | No Data | No Data | No Data | No Data | -6.4 | -31.8496 | 13.65 | 33.8172 | 50.2 | 60.7991
2018-08-06 21:30 | No Data | No Data | No Data | No Data | 13.6294 | 19.1801 | No Data | No Data | No Data | No Data | No Data | No Data | No Data | No Data | -6.4 | -31.8496 | 15.47 | 34.9995 | 54.8 | 65.2939
2018-08-06 22:00 | No Data | No Data | No Data | No Data | 15.8389 | 22.5902 | No Data | No Data | No Data | No Data | No Data | No Data | No Data | No Data | -2 | -32.4395 | 11.83 | 32.2761 | 47.3 | 56.365
2018-08-06 22:30 | No Data | No Data | No Data | No Data | 11.4809 | 19.9496 | No Data | No Data | No Data | No Data | No Data | No Data | No Data | No Data | 12.8 | 37.455 | -4.55 | -29.0239 | 35.4 | 44.3402
2018-08-06 23:00 | No Data | No Data | No Data | No Data | 26.3004 | 30.6012 | No Data | No Data | No Data | No Data | No Data | No Data | No Data | No Data | -0.8 | -32.4099 | 10.01 | 31.6544 | 54 | 61.5325
2018-08-06 23:30 | No Data | No Data | No Data | No Data | 29.633 | 32.536 | No Data | No Data | No Data | No Data | No Data | No Data | No Data | No Data | 15.2 | 37.6085 | -5.46 | -28.287 | 52 | 61.8026
2018-08-07 | No Data | No Data | No Data | No Data | 21.7838 | 25.5931 | No Data | No Data | No Data | No Data | No Data | No Data | No Data | No Data | 3.6 | 33.3946 | 6.825 | 29.9091 | 58.5 | 65.9273
2018-08-07 00:30 | No Data | No Data | No Data | No Data | 21.1734 | 26.0241 | No Data | No Data | No Data | No Data | No Data | No Data | No Data | No Data | 1.6 | 32.839 | 6.825 | 30.3523 | 58.9 | 66.5133
2018-08-07 01:00 | No Data | No Data | No Data | No Data | 13.6782 | 20.3969 | No Data | No Data | No Data | No Data | No Data | No Data | No Data | No Data | -3.2 | -32.9557 | 11.375 | 31.6871 | 57.5 | 65.0884
2018-08-07 01:30 | No Data | No Data | No Data | No Data | 8.0995 | 17.9311 | No Data | No Data | No Data | No Data | No Data | No Data | No Data | No Data | 2.8 | 33.7165 | 7.28 | 30.0162 | 53.3 | 60.7744
2018-08-07 02:00 | No Data | No Data | No Data | No Data | 5.9388 | 17.259 | No Data | No Data | No Data | No Data | No Data | No Data | No Data | No Data | 8.4 | 35.0223 | 0 | 29.575 | 41.8 | 56.8964
2018-08-07 02:30 | No Data | No Data | No Data | No Data | 3.1678 | 16.4639 | No Data | No Data | No Data | No Data | No Data | No Data | No Data | No Data | 9.6 | 34.176 | 0 | 30.03 | 36.4 | 54.009
2018-08-07 03:00 | No Data | No Data | No Data | No Data | -3.595 | -16.5514 | No Data | No Data | No Data | No Data | No Data | No Data | No Data | No Data | 40 | 53.8145 | -26.845 | -37.3266 | 5.1 | 36.7555
2018-08-07 03:30 | No Data | No Data | No Data | No Data | -6.9276 | -15.3978 | No Data | No Data | No Data | No Data | No Data | No Data | No Data | No Data | 30.4 | 46.5102 | -20.93 | -33.327 | 12.9 | 46.5242
2018-08-07 04:00 | No Data | No Data | No Data | No Data | -7.9042 | -17.7562 | No Data | No Data | No Data | No Data | No Data | No Data | No Data | No Data | 42.8 | 55.9271 | -31.85 | -39.1406 | 1.7 | 35.0413
2018-08-07 04:30 | No Data | No Data | No Data | No Data | -8.8197 | -17.1145 | No Data | No Data | No Data | No Data | No Data | No Data | No Data | No Data | 24.4 | 41.8493 | -17.29 | -31.17 | 17.3 | 39.4038
2018-08-07 05:00 | No Data | No Data | No Data | No Data | -5.0355 | -16.3875 | No Data | No Data | No Data | No Data | No Data | No Data | No Data | No Data | 38.4 | 51.8228 | -29.575 | -39.6373 | 4.2 | 39.3249
2018-08-07 05:30 | No Data | No Data | No Data | No Data | -3.1312 | -13.8536 | No Data | No Data | No Data | No Data | No Data | No Data | No Data | No Data | 37.6 | 50.9619 | -29.575 | -38.7419 | 5.4 | 41.6515
2018-08-07 06:00 | No Data | No Data | No Data | No Data | 5.8412 | 14.705 | No Data | No Data | No Data | No Data | No Data | No Data | No Data | No Data | 17.2 | 36.3296 | -16.38 | -32.228 | 31.1 | 59.3082
2018-08-07 06:30 | No Data | No Data | No Data | No Data | 7.7333 | 13.3543 | No Data | No Data | No Data | No Data | No Data | No Data | No Data | No Data | -6.8 | -26.1013 | 15.015 | 37.3461 | 59.9 | 84.8529
2018-08-07 07:00 | No Data | No Data | No Data | No Data | 13.1167 | 15.5259 | No Data | No Data | No Data | No Data | No Data | No Data | No Data | No Data | -4.4 | -27.9485 | 12.74 | 34.3035 | 61.8 | 88.9676
2018-08-07 07:30 | No Data | No Data | No Data | No Data | 13.7392 | 15.2732 | No Data | No Data | No Data | No Data | No Data | No Data | No Data | No Data | -8 | -28.736 | 15.925 | 35.203 | 57.3 | 83.4732
2018-08-07 08:00 | No Data | No Data | No Data | No Data | 16.6567 | 16.869 | No Data | No Data | No Data | No Data | No Data | No Data | No Data | No Data | -4.4 | -27.9485 | 12.74 | 33.8815 | 43.3 | 76.4589
2018-08-07 08:30 | No Data | No Data | No Data | No Data | 18.4512 | 19.0328 | No Data | No Data | No Data | No Data | No Data | No Data | No Data | No Data | -2 | -29.6675 | 7.28 | 30.8998 | 20.8 | 61.3346
2018-08-07 09:00 | No Data | No Data | No Data | No Data | 15.6313 | 16.2999 | No Data | No Data | No Data | No Data | No Data | No Data | No Data | No Data | -2.4 | -30.0958 | 5.915 | 30.1607 | -0.1 | -52.6001
2018-08-07 09:30 | No Data | No Data | No Data | No Data | 17.6822 | 18.8434 | No Data | No Data | No Data | No Data | No Data | No Data | No Data | No Data | -32.4 | -40.3207 | 37.31 | 49.3103 | 26.1 | 59.9767
2018-08-07 10:00 | No Data | No Data | No Data | No Data | 14.7036 | 16.0813 | No Data | No Data | No Data | No Data | No Data | No Data | No Data | No Data | -33.6 | -42 | 37.765 | 49.6972 | 22.1 | 51.3943
2018-08-07 10:30 | No Data | No Data | No Data | No Data | 11.8349 | 15.5281 | No Data | No Data | No Data | No Data | No Data | No Data | No Data | No Data | -59.2 | -62.2357 | 63.7 | 72.2648 | 45.1 | 65.1384
2018-08-07 11:00 | No Data | No Data | No Data | No Data | 9.3812 | 13.75 | No Data | No Data | No Data | No Data | No Data | No Data | No Data | No Data | -43.6 | -48.4809 | 47.775 | 58.9765 | 30.9 | 53.8251
2018-08-07 11:30 | No Data | No Data | No Data | No Data | 0.0061036 | 10.1625 | No Data | No Data | No Data | No Data | No Data | No Data | No Data | No Data | 1.2 | 30.024 | 1.365 | 29.152 | -14.1 | -37.085
2018-08-07 12:00 | No Data | No Data | No Data | No Data | -2.1057 | -10.3784 | No Data | No Data | No Data | No Data | No Data | No Data | No Data | No Data | 23.6 | 41.7171 | -20.93 | -32.9742 | -35.4 | -48.2597
2018-08-07 12:30 | No Data | No Data | No Data | No Data | -5.7435 | -9.8894 | No Data | No Data | No Data | No Data | No Data | No Data | No Data | No Data | 4.8 | 31.5671 | -2.275 | -29.2087 | -10.3 | -35.1433
2018-08-07 13:00 | No Data | No Data | No Data | No Data | -3.8514 | -8.9245 | No Data | No Data | No Data | No Data | No Data | No Data | No Data | No Data | 11.6 | 34.414 | -7.28 | -27.8146 | -11.4 | -36.6197
2018-08-07 13:30 | No Data | No Data | No Data | No Data | -3.3387 | -8.8623 | No Data | No Data | No Data | No Data | No Data | No Data | No Data | No Data | 4.8 | 31.5671 | -2.73 | -28.3418 | 8.4 | 38.1366
2018-08-07 14:00 | No Data | No Data | No Data | No Data | -3.8025 | -9.0473 | No Data | No Data | No Data | No Data | No Data | No Data | No Data | No Data | 13.2 | 35.7279 | -10.465 | -29.2087 | 6 | 44.209
2018-08-07 14:30 | No Data | No Data | No Data | No Data | -8.1605 | -10.4103 | No Data | No Data | No Data | No Data | No Data | No Data | No Data | No Data | 30.8 | 47.0744 | -20.475 | -32.6872 | -24.2 | -44.7146
2018-08-07 15:00 | No Data | No Data | No Data | No Data | -5.8045 | -10.477 | No Data | No Data | No Data | No Data | No Data | No Data | No Data | No Data | 42 | 56.1056 | -34.58 | -41.8995 | -53.5 | -64.4845
2018-08-07 15:30 | No Data | No Data | No Data | No Data | -10.6752 | -12.6143 | No Data | No Data | No Data | No Data | No Data | No Data | No Data | No Data | 37.6 | 51.7795 | -38.22 | -44.7129 | -41.1 | -56.5212
2018-08-07 16:00 | No Data | No Data | No Data | No Data | -5.5482 | -8.7145 | No Data | No Data | No Data | No Data | No Data | No Data | No Data | No Data | 18.8 | 36.4264 | -10.465 | -30.5155 | -33.5 | -52.022
2018-08-07 16:30 | No Data | No Data | No Data | No Data | 4.4495 | 5.1877 | No Data | No Data | No Data | No Data | No Data | No Data | No Data | No Data | 5.6 | 32.0924 | -6.37 | -29.8086 | -1.6 | -45.801
2018-08-07 17:00 | No Data | No Data | No Data | No Data | 7.4769 | 7.9384 | No Data | No Data | No Data | No Data | No Data | No Data | No Data | No Data | -10 | -27.8568 | 18.2 | 37.4761 | 41.7 | 67.281
2018-08-07 17:30 | No Data | No Data | No Data | No Data | 14.6548 | 14.8955 | No Data | No Data | No Data | No Data | No Data | No Data | No Data | No Data | -27.2 | -36.2745 | 33.215 | 48.9416 | 67.9 | 92.4892
2018-08-07 18:00 | No Data | No Data | No Data | No Data | 8.3558 | 8.8365 | No Data | No Data | No Data | No Data | No Data | No Data | No Data | No Data | 26.4 | 42.7308 | -19.11 | -33.6977 | 18.2 | 59.6418
2018-08-07 18:30 | No Data | No Data | No Data | No Data | 7.7333 | 8.2168 | No Data | No Data | No Data | No Data | No Data | No Data | No Data | No Data | -0.4 | -30.0027 | 6.825 | 32.228 | 48.4 | 78.8914
2018-08-07 19:00 | No Data | No Data | No Data | No Data | 1.4343 | 3.5112 | No Data | No Data | No Data | No Data | No Data | No Data | No Data | No Data | 1.6 | 30.4421 | 5.005 | 31.3422 | 43.3 | 74.4799
2018-08-07 19:30 | No Data | No Data | No Data | No Data | 3.1189 | 5.4038 | No Data | No Data | No Data | No Data | No Data | No Data | No Data | No Data | -2 | -30.0666 | 8.19 | 32.4457 | 45.5 | 75.3808
2018-08-07 20:00 | No Data | No Data | No Data | No Data | -4.2664 | -4.7364 | No Data | No Data | No Data | No Data | No Data | No Data | No Data | No Data | -12 | -30.4631 | 19.565 | 38.1577 | 55.3 | 82.4835
2018-08-07 20:30 | No Data | No Data | No Data | No Data | -9.8451 | -9.8451 | No Data | No Data | No Data | No Data | No Data | No Data | No Data | No Data | -13.2 | -30.5941 | 20.93 | 39.2594 | 55.9 | 83.331
2018-08-07 21:00 | No Data | No Data | No Data | No Data | -10.6752 | -10.8102 | No Data | No Data | No Data | No Data | No Data | No Data | No Data | No Data | -16.8 | -32.311 | 23.205 | 40.1459 | 56.4 | 80.3293
2018-08-07 21:30 | No Data | No Data | No Data | No Data | -4.8768 | -6.4078 | No Data | No Data | No Data | No Data | No Data | No Data | No Data | No Data | 0.4 | 31.6025 | 6.37 | 30.6982 | 41.7 | 67.6741
2018-08-07 22:00 | No Data | No Data | No Data | No Data | -9.4423 | -9.7986 | No Data | No Data | No Data | No Data | No Data | No Data | No Data | No Data | -9.6 | -32.2614 | 16.38 | 35.0084 | 49 | 69.2965
2018-08-07 22:30 | No Data | No Data | No Data | No Data | -13.7514 | -14.2806 | No Data | No Data | No Data | No Data | No Data | No Data | No Data | No Data | 25.2 | 44.9319 | -19.565 | -32.4871 | 16.9 | 49.5698
2018-08-07 23:00 | No Data | No Data | No Data | No Data | -3.4974 | -9.25 | No Data | No Data | No Data | No Data | No Data | No Data | No Data | No Data | -4.8 | -29.5919 | 11.83 | 33.5499 | 53.5 | 84.263
2018-08-07 23:30 | No Data | No Data | No Data | No Data | 8.661 | 12.1797 | No Data | No Data | No Data | No Data | No Data | No Data | No Data | No Data | 22 | 40.4969 | -14.105 | -31.9474 | 37.8 | 70.5762
2018-08-08 | No Data | No Data | No Data | No Data | 2.1424 | 7.0434 | No Data | No Data | No Data | No Data | No Data | No Data | No Data | No Data | 17.2 | 37.7465 | -8.19 | -29.812 | 37.5 | 67.4793
2018-08-08 00:30 | No Data | No Data | No Data | No Data | 7.1717 | 11.6761 | No Data | No Data | No Data | No Data | No Data | No Data | No Data | No Data | -26.4 | -37.0535 | 32.76 | 46.6525 | 79.4 | 97.2192
2018-08-08 01:00 | No Data | No Data | No Data | No Data | 3.2776 | 9.1236 | No Data | No Data | No Data | No Data | No Data | No Data | No Data | No Data | -24 | -35.9755 | 29.575 | 44.7776 | 71 | 91.2375
2018-08-08 01:30 | No Data | No Data | No Data | No Data | 0.0061036 | 9.2836 | No Data | No Data | No Data | No Data | No Data | No Data | No Data | No Data | -1.2 | -32.0225 | 6.825 | 30.7958 | 48 | 75.672
2018-08-08 02:00 | No Data | No Data | No Data | No Data | -10.8217 | -13.1883 | No Data | No Data | No Data | No Data | No Data | No Data | No Data | No Data | 32.8 | 50.8063 | -27.3 | -35.8296 | 9.8 | 43.0308
2018-08-08 02:30 | No Data | No Data | No Data | No Data | -11.5419 | -14.7208 | No Data | No Data | No Data | No Data | No Data | No Data | No Data | No Data | 38.4 | 57.5013 | -32.76 | -37.0427 | 0.1 | 43.314
2018-08-08 03:00 | No Data | No Data | No Data | No Data | -13.4951 | -17.1691 | No Data | No Data | No Data | No Data | No Data | No Data | No Data | No Data | 42 | 60.2515 | -36.855 | -40.1484 | -4.6 | -44.7371
2018-08-08 03:30 | No Data | No Data | No Data | No Data | -11.2856 | -16.1774 | No Data | No Data | No Data | No Data | No Data | No Data | No Data | No Data | 37.6 | 57.5736 | -34.58 | -38.2633 | -3.5 | -45.1151
2018-08-08 04:00 | No Data | No Data | No Data | No Data | -11.0292 | -14.7841 | No Data | No Data | No Data | No Data | No Data | No Data | No Data | No Data | 40.8 | 59.4212 | -35.945 | -39.3147 | -6.4 | -39.6203
2018-08-08 04:30 | No Data | No Data | No Data | No Data | -15.436 | -18.0695 | No Data | No Data | No Data | No Data | No Data | No Data | No Data | No Data | 42 | 60.5389 | -36.855 | -40.1484 | -7.2 | -40.8397
2018-08-08 05:00 | No Data | No Data | No Data | No Data | 0.0061036 | 12.6162 | No Data | No Data | No Data | No Data | No Data | No Data | No Data | No Data | 40 | 58.5819 | -37.765 | -41.3475 | -6 | -47.5798
2018-08-08 05:30 | No Data | No Data | No Data | No Data | -8.1117 | -14.1473 | No Data | No Data | No Data | No Data | No Data | No Data | No Data | No Data | 39.2 | 57.7443 | -34.58 | -38.6616 | -2.3 | -46.684
2018-08-08 06:00 | No Data | No Data | No Data | No Data | -7.1839 | -11.0288 | No Data | No Data | No Data | No Data | No Data | No Data | No Data | No Data | 40 | 58.2903 | -34.58 | -38.8672 | 0.5 | 50.6025
2018-08-08 06:30 | No Data | No Data | No Data | No Data | -3.6927 | -7.0451 | No Data | No Data | No Data | No Data | No Data | No Data | No Data | No Data | 44 | 62.5089 | -38.22 | -40.7397 | 0.9 | 43.3094
2018-08-08 07:00 | No Data | No Data | No Data | No Data | 4.7059 | 5.5989 | No Data | No Data | No Data | No Data | No Data | No Data | No Data | No Data | 38.8 | 58.0662 | -32.76 | -36.6268 | 10.7 | 47.9854
2018-08-08 07:30 | No Data | No Data | No Data | No Data | -0.98268 | -3.3284 | No Data | No Data | No Data | No Data | No Data | No Data | No Data | No Data | 50 | 67.1345 | -42.77 | -45.0358 | -7.1 | -41.3146
2018-08-08 08:00 | No Data | No Data | No Data | No Data | 14.3008 | 14.3677 | No Data | No Data | No Data | No Data | No Data | No Data | No Data | No Data | -56 | -59.0715 | 65.975 | 74.4881 | 102.2 | 121.6045
2018-08-08 08:30 | No Data | No Data | No Data | No Data | 15.9854 | 19.9918 | No Data | No Data | No Data | No Data | No Data | No Data | No Data | No Data | -41.2 | -48.5057 | 46.865 | 56.157 | 79.2 | 96.4813
2018-08-08 09:00 | No Data | No Data | No Data | No Data | 9.7353 | 15.4569 | No Data | No Data | No Data | No Data | No Data | No Data | No Data | No Data | -40 | -47.9266 | 44.59 | 54.2729 | 72.7 | 90.1453
2018-08-08 09:30 | No Data | No Data | No Data | No Data | 6.8666 | 17.4651 | No Data | No Data | No Data | No Data | No Data | No Data | No Data | No Data | -33.6 | -44.2538 | 35.945 | 46.2603 | 61.9 | 78.6375
2018-08-08 10:00 | No Data | No Data | No Data | No Data | 0.0061036 | 15.8999 | No Data | No Data | No Data | No Data | No Data | No Data | No Data | No Data | -26.4 | -41.1767 | 37.765 | 47.6883 | 42.2 | 62.2039
2018-08-08 10:30 | No Data | No Data | No Data | No Data | -9.3324 | -16.7811 | No Data | No Data | No Data | No Data | No Data | No Data | No Data | No Data | -43.6 | -50.1597 | 51.87 | 59.7091 | 36.4 | 58.9739
2018-08-08 11:00 | No Data | No Data | No Data | No Data | -9.6986 | -16.7777 | No Data | No Data | No Data | No Data | No Data | No Data | No Data | No Data | 11.6 | 36.6824 | -3.185 | -27.9371 | -32 | -42.4548
2018-08-08 11:30 | No Data | No Data | No Data | No Data | -13.08 | -19.8075 | No Data | No Data | No Data | No Data | No Data | No Data | No Data | No Data | 45.2 | 64.5501 | -43.68 | -45.6295 | -48.9 | -52.9846
2018-08-08 12:00 | No Data | No Data | No Data | No Data | -18.7198 | -23.7212 | No Data | No Data | No Data | No Data | No Data | No Data | No Data | No Data | 40.4 | 62.8013 | -41.86 | -44.1725 | -47.4 | -52.8613
2018-08-08 12:30 | No Data | No Data | No Data | No Data | -18.6709 | -23.0947 | No Data | No Data | No Data | No Data | No Data | No Data | No Data | No Data | 16 | 41.9695 | -9.1 | -21.9911 | -13.7 | -31.8022
2018-08-08 13:00 | No Data | No Data | No Data | No Data | -19.5865 | -21.526 | No Data | No Data | No Data | No Data | No Data | No Data | No Data | No Data | 64.4 | 79.8448 | -57.33 | -58.0477 | -67.2 | -68.7677
2018-08-08 13:30 | No Data | No Data | No Data | No Data | -27.6921 | -28.8833 | No Data | No Data | No Data | No Data | No Data | No Data | No Data | No Data | 69.6 | 84.7745 | -55.055 | -55.802 | -65.4 | -67.7009
2018-08-08 14:00 | No Data | No Data | No Data | No Data | -35.5901 | -35.6553 | No Data | No Data | No Data | No Data | No Data | No Data | No Data | No Data | 57.6 | 74.2159 | -56.875 | -57.672 | -60.3 | -63.9181
2018-08-08 14:30 | No Data | No Data | No Data | No Data | -25.9953 | -27.339 | No Data | No Data | No Data | No Data | No Data | No Data | No Data | No Data | 68.8 | 83.4343 | -64.155 | -64.6757 | -56.5 | -59.4829
2018-08-08 15:00 | No Data | No Data | No Data | No Data | -31.3787 | -32.26 | No Data | No Data | No Data | No Data | No Data | No Data | No Data | No Data | 64.8 | 79.933 | -55.965 | -57.0204 | -77.6 | -78.9801
2018-08-08 15:30 | No Data | No Data | No Data | No Data | -18.1094 | -23.2425 | No Data | No Data | No Data | No Data | No Data | No Data | No Data | No Data | 0 | 36.8348 | 0.91 | 24.5868 | -4.4 | -32.5983
2018-08-08 16:00 | No Data | No Data | No Data | No Data | -9.2836 | -18.7183 | No Data | No Data | No Data | No Data | No Data | No Data | No Data | No Data | -49.6 | -54.4235 | 55.51 | 63.9983 | 31.1 | 50.4311
2018-08-08 16:30 | No Data | No Data | No Data | No Data | 0.0061036 | 18.5611 | No Data | No Data | No Data | No Data | No Data | No Data | No Data | No Data | -60.4 | -63.5006 | 67.34 | 75.086 | 72.6 | 85.7861
2018-08-08 17:00 | No Data | No Data | No Data | No Data | 22.4552 | 33.4729 | No Data | No Data | No Data | No Data | No Data | No Data | No Data | No Data | -116.4 | -116.4172 | 125.58 | 130.8764 | 146 | 158.3081
2018-08-08 17:30 | No Data | No Data | No Data | No Data | 37.7752 | 46.2112 | No Data | No Data | No Data | No Data | No Data | No Data | No Data | No Data | -29.2 | -43.6165 | 32.305 | 41.4275 | 66.8 | 80.7114
2018-08-08 18:00 | No Data | No Data | No Data | No Data | 50.0801 | 57.5003 | No Data | No Data | No Data | No Data | No Data | No Data | No Data | No Data | -50 | -55.636 | 55.965 | 63.5129 | 92.2 | 107.3073
2018-08-08 18:30 | No Data | No Data | No Data | No Data | 56.2325 | 62.9314 | No Data | No Data | No Data | No Data | No Data | No Data | No Data | No Data | -25.2 | -40.4178 | 33.67 | 43.6349 | 69.8 | 88.0666
2018-08-08 19:00 | No Data | No Data | No Data | No Data | 59.3576 | 66.5298 | No Data | No Data | No Data | No Data | No Data | No Data | No Data | No Data | -52 | -58.1378 | 58.695 | 65.7251 | 96.6 | 109.7541
2018-08-08 19:30 | No Data | No Data | No Data | No Data | 63.0564 | 70.7784 | No Data | No Data | No Data | No Data | No Data | No Data | No Data | No Data | -54 | -59.5906 | 60.06 | 66.9469 | 97.8 | 110.9531
2018-08-08 20:00 | No Data | No Data | No Data | No Data | 61.1521 | 70.2926 | No Data | No Data | No Data | No Data | No Data | No Data | No Data | No Data | -39.2 | -48.4066 | 44.59 | 53.5065 | 78.8 | 94.854
2018-08-08 20:30 | No Data | No Data | No Data | No Data | 55.7687 | 65.663 | No Data | No Data | No Data | No Data | No Data | No Data | No Data | No Data | -61.6 | -68 | 68.705 | 73.4371 | 103.8 | 116.0072
2018-08-08 21:00 | No Data | No Data | No Data | No Data | 49.7749 | 60.655 | No Data | No Data | No Data | No Data | No Data | No Data | No Data | No Data | -57.2 | -64.9652 | 63.245 | 67.5257 | 96.6 | 106.4408
2018-08-08 21:30 | No Data | No Data | No Data | No Data | 54.902 | 64.0136 | No Data | No Data | No Data | No Data | No Data | No Data | No Data | No Data | -54.8 | -63.0593 | 65.52 | 69.9754 | 101.4 | 110.7349
2018-08-08 22:00 | No Data | No Data | No Data | No Data | 55.1583 | 65.1714 | No Data | No Data | No Data | No Data | No Data | No Data | No Data | No Data | -83.2 | -86.9326 | 92.82 | 95.788 | 127.9 | 134.4643
2018-08-08 22:30 | No Data | No Data | No Data | No Data | 52.9 | 63.2715 | No Data | No Data | No Data | No Data | No Data | No Data | No Data | No Data | -60 | -68 | 68.705 | 72.0927 | 108.1 | 115.2286
2018-08-08 23:00 | No Data | No Data | No Data | No Data | 58.0758 | 67.6585 | No Data | No Data | No Data | No Data | No Data | No Data | No Data | No Data | -71.2 | -76.8042 | 80.99 | 84.2487 | 125.4 | 132.0886
2018-08-08 23:30 | No Data | No Data | No Data | No Data | 68.4398 | 74.8687 | No Data | No Data | No Data | No Data | No Data | No Data | No Data | No Data | -65.6 | -71.6436 | 76.44 | 80.1536 | 133.4 | 143.6169
2018-08-09 | No Data | No Data | No Data | No Data | 59.0524 | 66.3966 | No Data | No Data | No Data | No Data | No Data | No Data | No Data | No Data | -64 | -71.3762 | 73.255 | 76.4414 | 124.5 | 129.6003
2018-08-09 00:30 | No Data | No Data | No Data | No Data | 58.4909 | 63.4976 | No Data | No Data | No Data | No Data | No Data | No Data | No Data | No Data | -65.6 | -72.8143 | 75.075 | 78.0613 | 125.7 | 129.9596
2018-08-09 01:00 | No Data | No Data | No Data | No Data | 58.8449 | 64.4998 | No Data | No Data | No Data | No Data | No Data | No Data | No Data | No Data | -88 | -91.648 | 98.28 | 100.7771 | 145.2 | 149.5963
2018-08-09 01:30 | No Data | No Data | No Data | No Data | 59.7726 | 65.3473 | No Data | No Data | No Data | No Data | No Data | No Data | No Data | No Data | -104.8 | -106.5443 | 118.3 | 120.3825 | 164 | 168.5043
2018-08-09 02:00 | No Data | No Data | No Data | No Data | 51.9844 | 59.0675 | No Data | No Data | No Data | No Data | No Data | No Data | No Data | No Data | -85.2 | -89.3156 | 95.095 | 97.5707 | 137.3 | 142.1203
2018-08-09 02:30 | No Data | No Data | No Data | No Data | 51.5206 | 59.4896 | No Data | No Data | No Data | No Data | No Data | No Data | No Data | No Data | -87.6 | -91.264 | 97.825 | 100.5396 | 137.3 | 141.9411
2018-08-09 03:00 | No Data | No Data | No Data | No Data | 50.7027 | 58.7827 | No Data | No Data | No Data | No Data | No Data | No Data | No Data | No Data | -74.8 | -80.2975 | 85.54 | 88.3977 | 121.1 | 126.001
2018-08-09 03:30 | No Data | No Data | No Data | No Data | 43.5737 | 53.0756 | No Data | No Data | No Data | No Data | No Data | No Data | No Data | No Data | -82 | -86.5203 | 91 | 93.5841 | 125.4 | 129.2958
2018-08-09 04:00 | No Data | No Data | No Data | No Data | 41.9379 | 51.684 | No Data | No Data | No Data | No Data | No Data | No Data | No Data | No Data | -72 | -77.6958 | 81.9 | 84.4206 | 117.5 | 121.9653
2018-08-09 04:30 | No Data | No Data | No Data | No Data | 41.828 | 51.5949 | No Data | No Data | No Data | No Data | No Data | No Data | No Data | No Data | -29.6 | -48.168 | 37.765 | 42.7434 | 69.1 | 73.0839
2018-08-09 05:00 | No Data | No Data | No Data | No Data | 45.6245 | 54.7178 | No Data | No Data | No Data | No Data | No Data | No Data | No Data | No Data | -24 | -46.3051 | 30.485 | 35.9795 | 65.2 | 69.9005
2018-08-09 05:30 | No Data | No Data | No Data | No Data | 43.8788 | 53.271 | No Data | No Data | No Data | No Data | No Data | No Data | No Data | No Data | -33.2 | -48.0966 | 40.04 | 45.6091 | 77.4 | 86.1371
2018-08-09 06:00 | No Data | No Data | No Data | No Data | 43.5248 | 49.5826 | No Data | No Data | No Data | No Data | No Data | No Data | No Data | No Data | -11.6 | -41.264 | 18.655 | 27.4399 | 56.9 | 69.2666
2018-08-09 06:30 | No Data | No Data | No Data | No Data | 49.4697 | 52.285 | No Data | No Data | No Data | No Data | No Data | No Data | No Data | No Data | 4.4 | 45.4137 | 1.82 | 15.1249 | 46.2 | 64.9841
2018-08-09 07:00 | No Data | No Data | No Data | No Data | 50.4952 | 52.7134 | No Data | No Data | No Data | No Data | No Data | No Data | No Data | No Data | 21.2 | 51.3778 | -15.925 | -20.6812 | 27.1 | 58.4607
2018-08-09 07:30 | No Data | No Data | No Data | No Data | 51.6182 | 53.5789 | No Data | No Data | No Data | No Data | No Data | No Data | No Data | No Data | 5.2 | 43.8215 | 0.91 | 16.38 | 37.2 | 70.8515
2018-08-09 08:00 | No Data | No Data | No Data | No Data | 48.957 | 49.4585 | No Data | No Data | No Data | No Data | No Data | No Data | No Data | No Data | -10 | -42.785 | 14.105 | 21.6161 | 50.9 | 73.4113
2018-08-09 08:30 | No Data | No Data | No Data | No Data | 42.8534 | 43.4098 | No Data | No Data | No Data | No Data | No Data | No Data | No Data | No Data | -10.8 | -42.592 | 19.11 | 24.8756 | 53.3 | 75.4486
2018-08-09 09:00 | No Data | No Data | No Data | No Data | 35.9319 | 37.0367 | No Data | No Data | No Data | No Data | No Data | No Data | No Data | No Data | 35.2 | 61.4752 | -27.755 | -29.0702 | 2 | 42.3473
2018-08-09 09:30 | No Data | No Data | No Data | No Data | 39.4232 | 41.6336 | No Data | No Data | No Data | No Data | No Data | No Data | No Data | No Data | 17.2 | 50.9886 | -12.74 | -17.0792 | 8 | 34.442
2018-08-09 10:00 | No Data | No Data | No Data | No Data | 26.3493 | 29.6264 | No Data | No Data | No Data | No Data | No Data | No Data | No Data | No Data | 26 | 55.2941 | -19.11 | -21.573 | -26.7 | -38.0434
2018-08-09 10:30 | No Data | No Data | No Data | No Data | 22.2965 | 26.0877 | No Data | No Data | No Data | No Data | No Data | No Data | No Data | No Data | 20 | 53.8516 | -17.745 | -19.9423 | -23.7 | -33.4462
2018-08-09 11:00 | No Data | No Data | No Data | No Data | 6.244 | 14.6373 | No Data | No Data | No Data | No Data | No Data | No Data | No Data | No Data | 46.4 | 69.6919 | -43.68 | -43.9658 | -66 | -67.3665
2018-08-09 11:30 | No Data | No Data | No Data | No Data | -8.6244 | -12.0509 | No Data | No Data | No Data | No Data | No Data | No Data | No Data | No Data | 68.4 | 86.4083 | -65.975 | -65.9891 | -68.5 | -69.8961
2018-08-09 12:00 | No Data | No Data | No Data | No Data | -13.8979 | -17.5843 | No Data | No Data | No Data | No Data | No Data | No Data | No Data | No Data | 74.8 | 92.0217 | -70.07 | -70.0759 | -75.3 | -76.9398
2018-08-09 12:30 | No Data | No Data | No Data | No Data | -13.08 | -14.8242 | No Data | No Data | No Data | No Data | No Data | No Data | No Data | No Data | 23.6 | 53.4879 | -18.655 | -21.6161 | -40.6 | -44.6163
2018-08-09 13:00 | No Data | No Data | No Data | No Data | -21.7472 | -21.9645 | No Data | No Data | No Data | No Data | No Data | No Data | No Data | No Data | 74.4 | 91.5581 | -70.98 | -70.9815 | -82.3 | -84.6483
2018-08-09 13:30 | No Data | No Data | No Data | No Data | -23.8468 | -23.8863 | No Data | No Data | No Data | No Data | No Data | No Data | No Data | No Data | 80 | 96.0741 | -75.075 | -75.075 | -77.4 | -79.9925
2018-08-09 14:00 | No Data | No Data | No Data | No Data | -27.4357 | -27.6486 | No Data | No Data | No Data | No Data | No Data | No Data | No Data | No Data | 71.2 | 88.8801 | -68.25 | -68.2515 | -98.2 | -99.9274
2018-08-09 14:30 | No Data | No Data | No Data | No Data | -24.921 | -25.0048 | No Data | No Data | No Data | No Data | No Data | No Data | No Data | No Data | 69.2 | 87.2862 | -65.52 | -65.52 | -93 | -94.0778
2018-08-09 15:00 | No Data | No Data | No Data | No Data | -23.0777 | -23.1681 | No Data | No Data | No Data | No Data | No Data | No Data | No Data | No Data | 58 | 78.7035 | -52.78 | -52.8506 | -80 | -81.1311
2018-08-09 15:30 | No Data | No Data | No Data | No Data | -26.3615 | -26.7104 | No Data | No Data | No Data | No Data | No Data | No Data | No Data | No Data | 66.8 | 84.8999 | -61.425 | -61.4402 | -86.8 | -88.5465
2018-08-09 16:00 | No Data | No Data | No Data | No Data | -18.8785 | -18.8785 | No Data | No Data | No Data | No Data | No Data | No Data | No Data | No Data | 44.4 | 66.5697 | -38.22 | -38.9072 | -55.5 | -61.9395
2018-08-09 16:30 | No Data | No Data | No Data | No Data | -14.5205 | -14.7723 | No Data | No Data | No Data | No Data | No Data | No Data | No Data | No Data | 30 | 55.9271 | -25.935 | -28.6975 | -26 | -39.3975
2018-08-09 17:00 | No Data | No Data | No Data | No Data | -3.949 | -4.8774 | No Data | No Data | No Data | No Data | No Data | No Data | No Data | No Data | 32.4 | 57.5806 | -28.665 | -30.5155 | -13.5 | -39.9501
2018-08-09 17:30 | No Data | No Data | No Data | No Data | 5.0233 | 8.3803 | No Data | No Data | No Data | No Data | No Data | No Data | No Data | No Data | 37.2 | 61.2875 | -30.485 | -31.8142 | -0.5 | -31.7128
2018-08-09 18:00 | No Data | No Data | No Data | No Data | -2.0081 | -5.5916 | No Data | No Data | No Data | No Data | No Data | No Data | No Data | No Data | 39.2 | 62.2832 | -31.395 | -32.9522 | 3.2 | 52.4976
2018-08-09 18:30 | No Data | No Data | No Data | No Data | 0.0061036 | 8.7099 | No Data | No Data | No Data | No Data | No Data | No Data | No Data | No Data | 30.8 | 56.6957 | -26.39 | -28.3892 | 13.8 | 48.4087
2018-08-09 19:00 | No Data | No Data | No Data | No Data | -1.7029 | -5.594 | No Data | No Data | No Data | No Data | No Data | No Data | No Data | No Data | -1.6 | -42.4302 | 10.01 | 19.1965 | 45.5 | 68.5707
2018-08-09 19:30 | No Data | No Data | No Data | No Data | -4.3153 | -6.7716 | No Data | No Data | No Data | No Data | No Data | No Data | No Data | No Data | -3.2 | -42.4302 | 9.1 | 18.3416 | 45.7 | 68.6289
2018-08-09 20:00 | No Data | No Data | No Data | No Data | -7.4891 | -9.2482 | No Data | No Data | No Data | No Data | No Data | No Data | No Data | No Data | -4.4 | -42.2298 | 12.285 | 20.475 | 45.5 | 66.5019
2018-08-09 20:30 | No Data | No Data | No Data | No Data | -11.4931 | -13.5731 | No Data | No Data | No Data | No Data | No Data | No Data | No Data | No Data | -5.2 | -43.1147 | 12.74 | 20.3939 | 45.3 | 64.632
2018-08-09 21:00 | No Data | No Data | No Data | No Data | -13.434 | -15.5253 | No Data | No Data | No Data | No Data | No Data | No Data | No Data | No Data | -1.2 | -44.4162 | 6.825 | 16.5623 | 38.3 | 60.2423
2018-08-09 21:30 | No Data | No Data | No Data | No Data | -5.8534 | -9.7377 | No Data | No Data | No Data | No Data | No Data | No Data | No Data | No Data | -2 | -44.0454 | 10.465 | 18.6772 | 43.7 | 62.4408
2018-08-09 22:00 | No Data | No Data | No Data | No Data | -12.8725 | -14.2436 | No Data | No Data | No Data | No Data | No Data | No Data | No Data | No Data | 10.8 | 48.4198 | -3.64 | -12.3773 | 30 | 50.4009
2018-08-09 22:30 | No Data | No Data | No Data | No Data | -10.3578 | -12.9923 | No Data | No Data | No Data | No Data | No Data | No Data | No Data | No Data | 42.8 | 67.9682 | -34.58 | -35.2471 | 2.1 | 35.5535
2018-08-09 23:00 | No Data | No Data | No Data | No Data | -7.6967 | -9.2717 | No Data | No Data | No Data | No Data | No Data | No Data | No Data | No Data | 43.6 | 67.8599 | -33.215 | -34.0034 | 7.4 | 40.5005
2018-08-09 23:30 | No Data | No Data | No Data | No Data | 3.7903 | 3.9992 | No Data | No Data | No Data | No Data | No Data | No Data | No Data | No Data | 37.6 | 61.6052 | -24.57 | -26.5308 | 26.3 | 58.0941
2018-08-10 | No Data | No Data | No Data | No Data | -3.595 | -4.7594 | No Data | No Data | No Data | No Data | No Data | No Data | No Data | No Data | 21.2 | 52.1076 | -9.555 | -15.5634 | 37 | 57.0312
2018-08-10 00:30 | No Data | No Data | No Data | No Data | -13.5439 | -14.4797 | No Data | No Data | No Data | No Data | No Data | No Data | No Data | No Data | 50 | 72.4276 | -38.22 | -38.7472 | 3.8 | 37.7915
2018-08-10 01:00 | No Data | No Data | No Data | No Data | -19.5377 | -20.1976 | No Data | No Data | No Data | No Data | No Data | No Data | No Data | No Data | 42.8 | 67.3486 | -34.125 | -34.8929 | 5.9 | 43.8983
2018-08-10 01:30 | No Data | No Data | No Data | No Data | -13.4951 | -15.1638 | No Data | No Data | No Data | No Data | No Data | No Data | No Data | No Data | 38.8 | 64.5601 | -29.12 | -30.1298 | 11.5 | 43.0639
2018-08-10 02:00 | No Data | No Data | No Data | No Data | -24.1032 | -25.1614 | No Data | No Data | No Data | No Data | No Data | No Data | No Data | No Data | 40.4 | 65.2196 | -31.395 | -32.5635 | 4.3 | 50.5831
2018-08-10 02:30 | No Data | No Data | No Data | No Data | -27.7409 | -28.8118 | No Data | No Data | No Data | No Data | No Data | No Data | No Data | No Data | 22.8 | 53.5014 | -14.56 | -18.4766 | 19 | 56.9622
2018-08-10 03:00 | No Data | No Data | No Data | No Data | -29.279 | -30.2307 | No Data | No Data | No Data | No Data | No Data | No Data | No Data | No Data | 46 | 68.8291 | -35.945 | -36.6748 | -4.7 | -45.1453
2018-08-10 03:30 | No Data | No Data | No Data | No Data | -27.5944 | -28.1734 | No Data | No Data | No Data | No Data | No Data | No Data | No Data | No Data | 38.4 | 63.0441 | -30.03 | -31.1268 | 1.1 | 45.9132
2018-08-10 04:00 | No Data | No Data | No Data | No Data | -35.5901 | -36.5001 | No Data | No Data | No Data | No Data | No Data | No Data | No Data | No Data | 48.8 | 70.731 | -41.86 | -42.2146 | -9.9 | -44.8074
2018-08-10 04:30 | No Data | No Data | No Data | No Data | -35.5901 | -36.5001 | No Data | No Data | No Data | No Data | No Data | No Data | No Data | No Data | 46.8 | 69.0716 | -40.95 | -41.5149 | -9.2 | -53.7926
2018-08-10 05:00 | No Data | No Data | No Data | No Data | -35.4803 | -36.393 | No Data | No Data | No Data | No Data | No Data | No Data | No Data | No Data | 48.4 | 70.1473 | -42.315 | -42.8619 | -10.9 | -52.054
2018-08-10 05:30 | No Data | No Data | No Data | No Data | -35.4803 | -36.834 | No Data | No Data | No Data | No Data | No Data | No Data | No Data | No Data | 48.8 | 69.8673 | -40.95 | -41.5149 | -7.9 | -50.4227
2018-08-10 06:00 | No Data | No Data | No Data | No Data | -29.8405 | -30.8263 | No Data | No Data | No Data | No Data | No Data | No Data | No Data | No Data | 48.8 | 70.731 | -41.86 | -42.2758 | -5.6 | -58.2697
2018-08-10 06:30 | No Data | No Data | No Data | No Data | -22.2599 | -22.3887 | No Data | No Data | No Data | No Data | No Data | No Data | No Data | No Data | 48.8 | 70.731 | -42.315 | -42.7918 | -2.7 | -58.9245
2018-08-10 07:00 | No Data | No Data | No Data | No Data | -17.6455 | -17.9106 | No Data | No Data | No Data | No Data | No Data | No Data | No Data | No Data | 50 | 70.9941 | -42.315 | -42.7264 | 2.5 | 61.4509
2018-08-10 07:30 | No Data | No Data | No Data | No Data | -17.792 | -17.8449 | No Data | No Data | No Data | No Data | No Data | No Data | No Data | No Data | 31.2 | 56.5799 | -23.66 | -25.8711 | 12.7 | 67.1126
2018-08-10 08:00 | No Data | No Data | No Data | No Data | -13.8491 | -15.1517 | No Data | No Data | No Data | No Data | No Data | No Data | No Data | No Data | 4.8 | 45.8519 | 1.82 | 13.7708 | 22 | 62.0322
2018-08-10 08:30 | No Data | No Data | No Data | No Data | -18.9273 | -19.776 | No Data | No Data | No Data | No Data | No Data | No Data | No Data | No Data | 4.4 | 46.21 | 2.73 | 12.5847 | 2.1 | 48.4455
2018-08-10 09:00 | No Data | No Data | No Data | No Data | -22.7237 | -22.7237 | No Data | No Data | No Data | No Data | No Data | No Data | No Data | No Data | 2.8 | 44.4882 | 3.64 | 13.2498 | -13.3 | -54.9343
2018-08-10 09:30 | No Data | No Data | No Data | No Data | -33.5882 | -33.6781 | No Data | No Data | No Data | No Data | No Data | No Data | No Data | No Data | 38 | 65.0526 | -30.94 | -31.2098 | -54.3 | -61.796
2018-08-10 10:00 | No Data | No Data | No Data | No Data | -35.285 | -35.3714 | No Data | No Data | No Data | No Data | No Data | No Data | No Data | No Data | 48.8 | 71.8977 | -40.95 | -41.1115 | -67.7 | -76.0293
2018-08-10 10:30 | No Data | No Data | No Data | No Data | -39.0204 | -39.0204 | No Data | No Data | No Data | No Data | No Data | No Data | No Data | No Data | 49.2 | 73.3485 | -44.135 | -44.1561 | -70.5 | -79.2965
2018-08-10 11:00 | No Data | No Data | No Data | No Data | -44.8676 | -44.8676 | No Data | No Data | No Data | No Data | No Data | No Data | No Data | No Data | 68.8 | 88.7694 | -62.335 | -62.3948 | -86.9 | -91.0276
2018-08-10 11:30 | No Data | No Data | No Data | No Data | -44.9653 | -45.1481 | No Data | No Data | No Data | No Data | No Data | No Data | No Data | No Data | 67.6 | 87.2743 | -60.97 | -61.0311 | -85.3 | -92.3539
2018-08-10 12:00 | No Data | No Data | No Data | No Data | -44.1962 | -44.6016 | No Data | No Data | No Data | No Data | No Data | No Data | No Data | No Data | 67.2 | 86.9648 | -63.245 | -63.2859 | -87.1 | -93.1419
2018-08-10 12:30 | No Data | No Data | No Data | No Data | -36.762 | -37.5491 | No Data | No Data | No Data | No Data | No Data | No Data | No Data | No Data | 72.8 | 91.6035 | -66.885 | -66.9608 | -91.2 | -96.5194
2018-08-10 13:00 | No Data | No Data | No Data | No Data | -39.8993 | -40.3036 | No Data | No Data | No Data | No Data | No Data | No Data | No Data | No Data | 52.8 | 75.8103 | -48.685 | -48.6935 | -73.5 | -81.2794
2018-08-10 13:30 | No Data | No Data | No Data | No Data | -38.2025 | -38.9895 | No Data | No Data | No Data | No Data | No Data | No Data | No Data | No Data | 50.8 | 75.0179 | -48.685 | -48.6871 | -72.2 | -82.8324
2018-08-10 14:00 | No Data | No Data | No Data | No Data | -34.5159 | -34.6188 | No Data | No Data | No Data | No Data | No Data | No Data | No Data | No Data | 36 | 64.5675 | -35.035 | -35.2735 | -56.1 | -71.9807
2018-08-10 14:30 | No Data | No Data | No Data | No Data | -21.3809 | -21.4608 | No Data | No Data | No Data | No Data | No Data | No Data | No Data | No Data | 30.8 | 61.1268 | -31.395 | -31.8662 | -53.7 | -66.2505
2018-08-10 15:00 | No Data | No Data | No Data | No Data | -16.5103 | -17.0019 | No Data | No Data | No Data | No Data | No Data | No Data | No Data | No Data | 15.6 | 53.1413 | -16.38 | -18.5214 | -38.4 | -56.7609
2018-08-10 15:30 | No Data | No Data | No Data | No Data | -12.0546 | -14.2499 | No Data | No Data | No Data | No Data | No Data | No Data | No Data | No Data | 17.2 | 52.4976 | -16.835 | -19.3576 | -37 | -52.6925
2018-08-10 16:00 | No Data | No Data | No Data | No Data | 4.4007 | 10.2297 | No Data | No Data | No Data | No Data | No Data | No Data | No Data | No Data | -21.6 | -48.2991 | 22.75 | 27.5115 | 10.3 | 44.8974
2018-08-10 16:30 | No Data | No Data | No Data | No Data | 27.4235 | 30.166 | No Data | No Data | No Data | No Data | No Data | No Data | No Data | No Data | -45.6 | -59.6148 | 48.23 | 51.5497 | 49.2 | 68.5965
2018-08-10 17:00 | No Data | No Data | No Data | No Data | 33.5271 | 35.8051 | No Data | No Data | No Data | No Data | No Data | No Data | No Data | No Data | -2 | -45.6859 | 5.46 | 14.7015 | 27.1 | 55.2089
2018-08-10 17:30 | No Data | No Data | No Data | No Data | 44.1352 | 45.8896 | No Data | No Data | No Data | No Data | No Data | No Data | No Data | No Data | 8.4 | 47.1542 | -5.005 | -13.6879 | 22.4 | 56.987
2018-08-10 18:00 | No Data | No Data | No Data | No Data | 34.0398 | 35.7186 | No Data | No Data | No Data | No Data | No Data | No Data | No Data | No Data | 6.8 | 46.1042 | -1.82 | -13.3199 | 28.3 | 61.9427
2018-08-10 18:30 | No Data | No Data | No Data | No Data | 40.1434 | 42.0501 | No Data | No Data | No Data | No Data | No Data | No Data | No Data | No Data | 10.4 | 47.9416 | -5.005 | -13.2654 | 25.5 | 57.6467
2018-08-10 19:00 | No Data | No Data | No Data | No Data | 31.7327 | 35.5371 | No Data | No Data | No Data | No Data | No Data | No Data | No Data | No Data | -12.8 | -44.29 | 18.2 | 24.1836 | 48.8 | 72.7835
2018-08-10 19:30 | No Data | No Data | No Data | No Data | 28.0949 | 32.3605 | No Data | No Data | No Data | No Data | No Data | No Data | No Data | No Data | -11.6 | -44.7303 | 18.2 | 23.8864 | 48 | 70.9143
2018-08-10 20:00 | No Data | No Data | No Data | No Data | 36.3958 | 40.5119 | No Data | No Data | No Data | No Data | No Data | No Data | No Data | No Data | -21.2 | -45.6246 | 27.3 | 32.5603 | 57.1 | 79.489
2018-08-10 20:30 | No Data | No Data | No Data | No Data | 38.0926 | 43.8391 | No Data | No Data | No Data | No Data | No Data | No Data | No Data | No Data | -26.8 | -47.1559 | 31.85 | 36.6833 | 61.2 | 77.6549
2018-08-10 21:00 | No Data | No Data | No Data | No Data | 54.5968 | 58.7867 | No Data | No Data | No Data | No Data | No Data | No Data | No Data | No Data | -8 | -41.1845 | 12.74 | 21.8447 | 41.1 | 54.6371
2018-08-10 21:30 | No Data | No Data | No Data | No Data | 70.4906 | 73.7834 | No Data | No Data | No Data | No Data | No Data | No Data | No Data | No Data | -21.2 | -42.8168 | 27.3 | 34.3999 | 59.6 | 71.6118
2018-08-10 22:00 | No Data | No Data | No Data | No Data | 70.4906 | 74.3023 | No Data | No Data | No Data | No Data | No Data | No Data | No Data | No Data | -24.8 | -43.7154 | 34.125 | 40.272 | 63 | 75.3854
2018-08-10 22:30 | No Data | No Data | No Data | No Data | 74.3847 | 78.0064 | No Data | No Data | No Data | No Data | No Data | No Data | No Data | No Data | -4.4 | -41.4343 | 10.465 | 21.3898 | 45.5 | 62.0572
2018-08-10 23:00 | No Data | No Data | No Data | No Data | 70.4906 | 73.6796 | No Data | No Data | No Data | No Data | No Data | No Data | No Data | No Data | -28.8 | -45.4805 | 37.765 | 44.0881 | 77.7 | 88.3725
2018-08-10 23:30 | No Data | No Data | No Data | No Data | 88.9967 | 90.4798 | No Data | No Data | No Data | No Data | No Data | No Data | No Data | No Data | -5.2 | -39.94 | 14.56 | 24.0247 | 66 | 78.6085
2018-08-11 | No Data | No Data | No Data | No Data | 82.1241 | 84.063 | No Data | No Data | No Data | No Data | No Data | No Data | No Data | No Data | -25.6 | -45.1575 | 35.945 | 41.1442 | 81.6 | 91.1869
2018-08-11 00:30 | No Data | No Data | No Data | No Data | 75.5077 | 78.7067 | No Data | No Data | No Data | No Data | No Data | No Data | No Data | No Data | -22.8 | -44.3152 | 32.305 | 37.7677 | 75.8 | 85.8471
2018-08-11 01:00 | No Data | No Data | No Data | No Data | 71.87 | 77.0776 | No Data | No Data | No Data | No Data | No Data | No Data | No Data | No Data | -30.4 | -48.6637 | 37.765 | 42.5322 | 76.2 | 84.4046
2018-08-11 01:30 | No Data | No Data | No Data | No Data | 77.2045 | 82.0744 | No Data | No Data | No Data | No Data | No Data | No Data | No Data | No Data | -26.4 | -46.2705 | 35.49 | 40.308 | 74.1 | 83.9236
2018-08-11 02:00 | No Data | No Data | No Data | No Data | 71.9188 | 77.7659 | No Data | No Data | No Data | No Data | No Data | No Data | No Data | No Data | -22.8 | -45.0031 | 30.485 | 35.5046 | 63 | 73.47
2018-08-11 02:30 | No Data | No Data | No Data | No Data | 68.4398 | 74.5602 | No Data | No Data | No Data | No Data | No Data | No Data | No Data | No Data | -46 | -57.4401 | 53.235 | 57.0368 | 84.9 | 94.8541
2018-08-11 03:00 | No Data | No Data | No Data | No Data | 60.5905 | 68.1888 | No Data | No Data | No Data | No Data | No Data | No Data | No Data | No Data | -17.2 | -45.3855 | 20.475 | 26.7987 | 48.6 | 61.1422
2018-08-11 03:30 | No Data | No Data | No Data | No Data | 49.6773 | 59.681 | No Data | No Data | No Data | No Data | No Data | No Data | No Data | No Data | 29.2 | 56.869 | -27.755 | -29.5049 | -1.2 | -32.8219
2018-08-11 04:00 | No Data | No Data | No Data | No Data | 47.8828 | 59.3565 | No Data | No Data | No Data | No Data | No Data | No Data | No Data | No Data | 28.4 | 56.117 | -24.115 | -26.4722 | 0.7 | 23.3482
2018-08-11 04:30 | No Data | No Data | No Data | No Data | 44.4404 | 56.616 | No Data | No Data | No Data | No Data | No Data | No Data | No Data | No Data | 32.4 | 58.9101 | -29.12 | -30.9433 | -5 | -24.3195
2018-08-11 05:00 | No Data | No Data | No Data | No Data | 37.1649 | 48.2485 | No Data | No Data | No Data | No Data | No Data | No Data | No Data | No Data | 35.6 | 61.3788 | -31.395 | -32.9522 | -7 | -30.1246
2018-08-11 05:30 | No Data | No Data | No Data | No Data | 27.7287 | 35.65 | No Data | No Data | No Data | No Data | No Data | No Data | No Data | No Data | 30 | 57.625 | -25.48 | -27.9038 | 0.9 | 26.0156
2018-08-11 06:00 | No Data | No Data | No Data | No Data | 27.7287 | 35.7192 | No Data | No Data | No Data | No Data | No Data | No Data | No Data | No Data | 25.2 | 53.8591 | -21.84 | -25.2842 | 7.1 | 32.3124
2018-08-11 06:30 | No Data | No Data | No Data | No Data | 33.0632 | 40.002 | No Data | No Data | No Data | No Data | No Data | No Data | No Data | No Data | -11.2 | -41.5384 | 15.015 | 24.6625 | 45.5 | 60.9139
2018-08-11 07:00 | No Data | No Data | No Data | No Data | 35.7244 | 40.1912 | No Data | No Data | No Data | No Data | No Data | No Data | No Data | No Data | 20.8 | 50.1199 | -18.2 | -23.1156 | 14.2 | 38.2347
2018-08-11 07:30 | No Data | No Data | No Data | No Data | 39.7772 | 44.778 | No Data | No Data | No Data | No Data | No Data | No Data | No Data | No Data | -7.2 | -41.4304 | 11.83 | 21.7069 | 41.1 | 57.5613
2018-08-11 08:00 | No Data | No Data | No Data | No Data | 45.2094 | 49.8807 | No Data | No Data | No Data | No Data | No Data | No Data | No Data | No Data | -21.6 | -44.0581 | 25.025 | 32.0476 | 53.3 | 67.0019
2018-08-11 08:30 | No Data | No Data | No Data | No Data | 42.7558 | 47.5553 | No Data | No Data | No Data | No Data | No Data | No Data | No Data | No Data | -24.4 | -45.4964 | 25.48 | 32.1251 | 48.9 | 59.7302
2018-08-11 09:00 | No Data | No Data | No Data | No Data | 38.8006 | 44.9096 | No Data | No Data | No Data | No Data | No Data | No Data | No Data | No Data | -19.2 | -44.3694 | 20.475 | 27.3946 | 39.8 | 51.4471
2018-08-11 09:30 | No Data | No Data | No Data | No Data | 31.7327 | 38.966 | No Data | No Data | No Data | No Data | No Data | No Data | No Data | No Data | -14.4 | -43.644 | 15.47 | 23.5416 | 22 | 36.3209
2018-08-11 10:00 | No Data | No Data | No Data | No Data | 27.6799 | 34.6649 | No Data | No Data | No Data | No Data | No Data | No Data | No Data | No Data | -13.6 | -43.3866 | 15.47 | 23.2005 | 21 | 32.5731
2018-08-11 10:30 | No Data | No Data | No Data | No Data | 12.1401 | 20.7497 | No Data | No Data | No Data | No Data | No Data | No Data | No Data | No Data | 41.2 | 66.9722 | -40.04 | -40.4106 | -63.2 | -63.4054
2018-08-11 11:00 | No Data | No Data | No Data | No Data | -3.8514 | -17.2628 | No Data | No Data | No Data | No Data | No Data | No Data | No Data | No Data | 54.8 | 76.9353 | -51.87 | -51.9677 | -62 | -63.7188
2018-08-11 11:30 | No Data | No Data | No Data | No Data | 2.7649 | 17.1497 | No Data | No Data | No Data | No Data | No Data | No Data | No Data | No Data | 19.2 | 52.8136 | -17.745 | -20.154 | -38 | -44.0095
2018-08-11 12:00 | No Data | No Data | No Data | No Data | -8.9784 | -17.8151 | No Data | No Data | No Data | No Data | No Data | No Data | No Data | No Data | 19.6 | 52.589 | -19.11 | -22.01 | -22.5 | -36.1544
2018-08-11 12:30 | No Data | No Data | No Data | No Data | 1.7884 | 18.5122 | No Data | No Data | No Data | No Data | No Data | No Data | No Data | No Data | 0.8 | 44.4072 | 0 | 15.015 | -13.4 | -34.6001
2018-08-11 13:00 | No Data | No Data | No Data | No Data | -6.9276 | -14.5323 | No Data | No Data | No Data | No Data | No Data | No Data | No Data | No Data | -2 | -47.261 | 1.365 | 13.7181 | -3.1 | -24.5961
2018-08-11 13:30 | No Data | No Data | No Data | No Data | -3.949 | -15.095 | No Data | No Data | No Data | No Data | No Data | No Data | No Data | No Data | 22.4 | 54.0592 | -22.295 | -24.8257 | -11.7 | -27.1503
2018-08-11 14:00 | No Data | No Data | No Data | No Data | -3.0335 | -16.9427 | No Data | No Data | No Data | No Data | No Data | No Data | No Data | No Data | 48 | 71.3571 | -49.595 | -49.8033 | -41.4 | -48.6231
2018-08-11 14:30 | No Data | No Data | No Data | No Data | 13.6782 | 26.2514 | No Data | No Data | No Data | No Data | No Data | No Data | No Data | No Data | 55.2 | 76.9415 | -55.51 | -55.5566 | -60.8 | -63.324
2018-08-11 15:00 | No Data | No Data | No Data | No Data | 8.1971 | 21.8988 | No Data | No Data | No Data | No Data | No Data | No Data | No Data | No Data | 40 | 65.2883 | -39.585 | -40.0943 | -48.4 | -52.1433
2018-08-11 15:30 | No Data | No Data | No Data | No Data | 31.989 | 39.7758 | No Data | No Data | No Data | No Data | No Data | No Data | No Data | No Data | 4.8 | 46.2498 | -4.095 | -16.0028 | 1.3 | 33.5252
2018-08-11 16:00 | No Data | No Data | No Data | No Data | 23.8834 | 32.0727 | No Data | No Data | No Data | No Data | No Data | No Data | No Data | No Data | -16 | -43.0813 | 20.475 | 27.3946 | -1.1 | -32.0189
2018-08-11 16:30 | No Data | No Data | No Data | No Data | 13.6294 | 19.1801 | No Data | No Data | No Data | No Data | No Data | No Data | No Data | No Data | -8 | -43.5412 | 10.465 | 19.4376 | 20.2 | 35.5883
2018-08-11 17:00 | No Data | No Data | No Data | No Data | 13.8369 | 18.2157 | No Data | No Data | No Data | No Data | No Data | No Data | No Data | No Data | 0 | 44 | 2.275 | 16.0867 | 31.1 | 47.4976
2018-08-11 17:30 | No Data | No Data | No Data | No Data | 30.9636 | 35.311 | No Data | No Data | No Data | No Data | No Data | No Data | No Data | No Data | -11.6 | -41.648 | 16.835 | 26.1576 | 50.4 | 70.5028
2018-08-11 18:00 | No Data | No Data | No Data | No Data | 46.3447 | 48.519 | No Data | No Data | No Data | No Data | No Data | No Data | No Data | No Data | -4 | -43.3848 | 9.555 | 19.7545 | 45.7 | 59.8847
2018-08-11 18:30 | No Data | No Data | No Data | No Data | 49.7261 | 52.2548 | No Data | No Data | No Data | No Data | No Data | No Data | No Data | No Data | -9.2 | -42.6052 | 16.835 | 25.1282 | 52.6 | 67.0001
2018-08-11 19:00 | No Data | No Data | No Data | No Data | 19.2203 | 21.8104 | No Data | No Data | No Data | No Data | No Data | No Data | No Data | No Data | -3.2 | -43.3184 | 9.1 | 19.5385 | 45.8 | 58.503
2018-08-11 19:30 | No Data | No Data | No Data | No Data | 34.1863 | 38.7324 | No Data | No Data | No Data | No Data | No Data | No Data | No Data | No Data | -4.4 | -43.4235 | 10.01 | 19.9786 | 44.5 | 56.9254
2018-08-11 20:00 | No Data | No Data | No Data | No Data | 43.2197 | 47.119 | No Data | No Data | No Data | No Data | No Data | No Data | No Data | No Data | -13.2 | -44.0254 | 18.2 | 25.7467 | 51.4 | 62.6386
2018-08-11 20:30 | No Data | No Data | No Data | No Data | 39.2157 | 45.0929 | No Data | No Data | No Data | No Data | No Data | No Data | No Data | No Data | -7.6 | -45.0458 | 11.375 | 19.9423 | 44.7 | 54.0578
2018-08-11 21:00 | No Data | No Data | No Data | No Data | 18.4024 | 30.4903 | No Data | No Data | No Data | No Data | No Data | No Data | No Data | No Data | -8.4 | -45.1876 | 12.74 | 20.7512 | 44.7 | 53.3922
2018-08-11 21:30 | No Data | No Data | No Data | No Data | 39.5209 | 45.5091 | No Data | No Data | No Data | No Data | No Data | No Data | No Data | No Data | -13.6 | -45.6719 | 18.655 | 25.4353 | 55.9 | 63.9689
2018-08-11 22:00 | No Data | No Data | No Data | No Data | 29.7307 | 38.3738 | No Data | No Data | No Data | No Data | No Data | No Data | No Data | No Data | -7.2 | -45.3749 | 15.47 | 22.8635 | 49 | 56.0432
2018-08-11 22:30 | No Data | No Data | No Data | No Data | 32.7092 | 40.7251 | No Data | No Data | No Data | No Data | No Data | No Data | No Data | No Data | -13.6 | -44.9088 | 19.565 | 26.4135 | 58.7 | 67.0481
2018-08-11 23:00 | No Data | No Data | No Data | No Data | 37.2137 | 45.2199 | No Data | No Data | No Data | No Data | No Data | No Data | No Data | No Data | -18 | -44.5942 | 24.115 | 30.7689 | 68.5 | 78.141
2018-08-11 23:30 | No Data | No Data | No Data | No Data | 46.0273 | 51.0585 | No Data | No Data | No Data | No Data | No Data | No Data | No Data | No Data | -7.6 | -42.6821 | 14.105 | 24.1193 | 68.6 | 80.9627
2018-08-12 | No Data | No Data | No Data | No Data | 43.2197 | 47.7733 | No Data | No Data | No Data | No Data | No Data | No Data | No Data | No Data | -13.6 | -46.4362 | 18.655 | 25.1282 | 68.3 | 77.6781
2018-08-12 00:30 | No Data | No Data | No Data | No Data | 42.707 | 48.0644 | No Data | No Data | No Data | No Data | No Data | No Data | No Data | No Data | -21.6 | -47.2288 | 26.39 | 32.0573 | 76.6 | 85.6414
2018-08-12 01:00 | No Data | No Data | No Data | No Data | 30.4021 | 37.8321 | No Data | No Data | No Data | No Data | No Data | No Data | No Data | No Data | -24 | -48.3735 | 29.575 | 34.7264 | 74.2 | 83.3645
2018-08-12 01:30 | No Data | No Data | No Data | No Data | 32.2942 | 39.5722 | No Data | No Data | No Data | No Data | No Data | No Data | No Data | No Data | -35.6 | -53.8472 | 40.495 | 44.7776 | 85.5 | 92.1235
2018-08-12 02:00 | No Data | No Data | No Data | No Data | 27.4723 | 35.746 | No Data | No Data | No Data | No Data | No Data | No Data | No Data | No Data | -0.4 | -46.8017 | 3.185 | 15.8925 | 43.9 | 49.149
2018-08-12 02:30 | No Data | No Data | No Data | No Data | 16.6567 | 31.7941 | No Data | No Data | No Data | No Data | No Data | No Data | No Data | No Data | 36.8 | 64.6876 | -30.485 | -31.6871 | 2.5 | 15.6016
2018-08-12 03:00 | No Data | No Data | No Data | No Data | 8.7587 | 28.4628 | No Data | No Data | No Data | No Data | No Data | No Data | No Data | No Data | 18.8 | 54.5425 | -14.56 | -18.2 | 19.8 | 27.8604
2018-08-12 03:30 | No Data | No Data | No Data | No Data | 5.4261 | 27.1653 | No Data | No Data | No Data | No Data | No Data | No Data | No Data | No Data | 37.2 | 64.9159 | -33.67 | -34.5471 | 0.3 | 14.5031
2018-08-12 04:00 | No Data | No Data | No Data | No Data | -2.7283 | -24.2571 | No Data | No Data | No Data | No Data | No Data | No Data | No Data | No Data | 32.4 | 60.2528 | -26.39 | -27.7699 | 4.7 | 22.3009
2018-08-12 04:30 | No Data | No Data | No Data | No Data | 1.4343 | 21.9406 | No Data | No Data | No Data | No Data | No Data | No Data | No Data | No Data | 33.2 | 60.3523 | -29.575 | -30.6881 | 1.5 | 22.2194
2018-08-12 05:00 | No Data | No Data | No Data | No Data | 9.3202 | 25.4557 | No Data | No Data | No Data | No Data | No Data | No Data | No Data | No Data | 33.2 | 60.6867 | -27.755 | -29.2087 | 2.9 | 21.3974
2018-08-12 05:30 | No Data | No Data | No Data | No Data | 5.7923 | 22.5053 | No Data | No Data | No Data | No Data | No Data | No Data | No Data | No Data | 32.8 | 60.1332 | -28.21 | -29.6414 | 5.4 | 23.0417
2018-08-12 06:00 | No Data | No Data | No Data | No Data | 3.0213 | 21.956 | No Data | No Data | No Data | No Data | No Data | No Data | No Data | No Data | 29.6 | 57.7609 | -25.935 | -27.7997 | 8.2 | 19.8708
2018-08-12 06:30 | No Data | No Data | No Data | No Data | 10.602 | 22.1859 | No Data | No Data | No Data | No Data | No Data | No Data | No Data | No Data | 34.8 | 61.247 | -30.94 | -32.2505 | 6 | 19.9249
2018-08-12 07:00 | No Data | No Data | No Data | No Data | 15.5337 | 26.2703 | No Data | No Data | No Data | No Data | No Data | No Data | No Data | No Data | -20.4 | -43.8361 | 23.66 | 31.2893 | 63.9 | 75.0704
2018-08-12 07:30 | No Data | No Data | No Data | No Data | 21.7838 | 30.3444 | No Data | No Data | No Data | No Data | No Data | No Data | No Data | No Data | -41.6 | -53.9807 | 46.41 | 51.4874 | 76.2 | 85.5095
2018-08-12 08:00 | No Data | No Data | No Data | No Data | 15.729 | 21.5814 | No Data | No Data | No Data | No Data | No Data | No Data | No Data | No Data | -47.2 | -58.4055 | 50.05 | 54.6076 | 67.4 | 76.4118
2018-08-12 08:30 | No Data | No Data | No Data | No Data | 15.3262 | 22.4916 | No Data | No Data | No Data | No Data | No Data | No Data | No Data | No Data | -56.8 | -65.1939 | 59.15 | 63.3742 | 54.9 | 64.9469
2018-08-12 09:00 | No Data | No Data | No Data | No Data | 20.148 | 27.1886 | No Data | No Data | No Data | No Data | No Data | No Data | No Data | No Data | -58 | -66.242 | 58.24 | 62.3616 | 39.3 | 51.0612
2018-08-12 09:30 | No Data | No Data | No Data | No Data | 18.4024 | 27.2962 | No Data | No Data | No Data | No Data | No Data | No Data | No Data | No Data | -53.6 | -63.0492 | 55.055 | 59.398 | 30.1 | 41.7279
2018-08-12 10:00 | No Data | No Data | No Data | No Data | 13.8369 | 24.4921 | No Data | No Data | No Data | No Data | No Data | No Data | No Data | No Data | -52.4 | -62.0323 | 54.145 | 58.5555 | 27.6 | 40.107
2018-08-12 10:30 | No Data | No Data | No Data | No Data | 7.013 | 21.3913 | No Data | No Data | No Data | No Data | No Data | No Data | No Data | No Data | -48.8 | -59.7059 | 48.23 | 52.9445 | 20.8 | 34.64
2018-08-12 11:00 | No Data | No Data | No Data | No Data | 6.4515 | 20.8189 | No Data | No Data | No Data | No Data | No Data | No Data | No Data | No Data | -55.6 | -64.1511 | 55.51 | 60.165 | 28.1 | 46.3017
2018-08-12 11:30 | No Data | No Data | No Data | No Data | 0.0061036 | 22.0523 | No Data | No Data | No Data | No Data | No Data | No Data | No Data | No Data | 4.8 | 46.2498 | -6.825 | -16.4934 | -32.3 | -42.1628
2018-08-12 12:00 | No Data | No Data | No Data | No Data | -16.4614 | -22.8864 | No Data | No Data | No Data | No Data | No Data | No Data | No Data | No Data | 34.8 | 60.9183 | -36.4 | -37.4125 | -69.5 | -72.2654
2018-08-12 12:30 | No Data | No Data | No Data | No Data | -13.5439 | -19.9639 | No Data | No Data | No Data | No Data | No Data | No Data | No Data | No Data | 36.4 | 61.5233 | -36.855 | -37.8553 | -63.5 | -67.503
2018-08-12 13:00 | No Data | No Data | No Data | No Data | -18.8174 | -21.9171 | No Data | No Data | No Data | No Data | No Data | No Data | No Data | No Data | 41.2 | 66.0303 | -41.86 | -42.5686 | -59.9 | -63.0563
2018-08-12 13:30 | No Data | No Data | No Data | No Data | -17.1817 | -21.4981 | No Data | No Data | No Data | No Data | No Data | No Data | No Data | No Data | 34.8 | 60.5904 | -36.4 | -37.4125 | -58.8 | -64.1311
2018-08-12 14:00 | No Data | No Data | No Data | No Data | -19.8428 | -24.3455 | No Data | No Data | No Data | No Data | No Data | No Data | No Data | No Data | 50.8 | 71.842 | -50.05 | -50.3983 | -46.2 | -55.9732
2018-08-12 14:30 | No Data | No Data | No Data | No Data | -15.6435 | -18.8499 | No Data | No Data | No Data | No Data | No Data | No Data | No Data | No Data | 42.4 | 64.9492 | -43.225 | -43.9116 | -59.2 | -66.054
2018-08-12 15:00 | No Data | No Data | No Data | No Data | -17.2793 | -19.0013 | No Data | No Data | No Data | No Data | No Data | No Data | No Data | No Data | 50.4 | 70.9941 | -47.775 | -48.3265 | -39.8 | -49.422
2018-08-12 15:30 | No Data | No Data | No Data | No Data | -14.4594 | -17.2694 | No Data | No Data | No Data | No Data | No Data | No Data | No Data | No Data | 49.6 | 70.145 | -48.685 | -49.2263 | -33 | -47.5252
2018-08-12 16:00 | No Data | No Data | No Data | No Data | -4.9744 | -10.3071 | No Data | No Data | No Data | No Data | No Data | No Data | No Data | No Data | 22.8 | 51.6991 | -21.385 | -25.1282 | -12.7 | -39.3081
2018-08-12 16:30 | No Data | No Data | No Data | No Data | 11.017 | 16.9433 | No Data | No Data | No Data | No Data | No Data | No Data | No Data | No Data | 7.6 | 42.6821 | -5.46 | -18.1316 | 17 | 47.4499
2018-08-12 17:00 | No Data | No Data | No Data | No Data | 4.1932 | 4.4357 | No Data | No Data | No Data | No Data | No Data | No Data | No Data | No Data | -9.2 | -38.7092 | 12.74 | 24.5025 | 40.5 | 63.7251
2018-08-12 17:30 | No Data | No Data | No Data | No Data | 12.0912 | 13.1167 | No Data | No Data | No Data | No Data | No Data | No Data | No Data | No Data | -15.6 | -39.602 | 20.475 | 29.9368 | 56.8 | 73.2167
2018-08-12 18:00 | No Data | No Data | No Data | No Data | 22.3941 | 23.9582 | No Data | No Data | No Data | No Data | No Data | No Data | No Data | No Data | -19.2 | -41.1534 | 25.025 | 32.9176 | 65.6 | 92.2085
2018-08-12 18:30 | No Data | No Data | No Data | No Data | 25.1652 | 28.5553 | No Data | No Data | No Data | No Data | No Data | No Data | No Data | No Data | -22.8 | -38.8803 | 29.12 | 38.9949 | 68.3 | 87.3793
2018-08-12 19:00 | No Data | No Data | No Data | No Data | 23.7858 | 25.7661 | No Data | No Data | No Data | No Data | No Data | No Data | No Data | No Data | -30 | -42.4264 | 36.855 | 45.3291 | 75.6 | 92.847
2018-08-12 19:30 | No Data | No Data | No Data | No Data | 10.7118 | 13.0982 | No Data | No Data | No Data | No Data | No Data | No Data | No Data | No Data | -25.6 | -40.05 | 33.215 | 41.8625 | 69.9 | 85.7098
2018-08-12 20:00 | No Data | No Data | No Data | No Data | 12.5063 | 15.6045 | No Data | No Data | No Data | No Data | No Data | No Data | No Data | No Data | -28.4 | -41.8951 | 37.31 | 45.4385 | 71 | 86.0405
2018-08-12 20:30 | No Data | No Data | No Data | No Data | 11.0658 | 13.7785 | No Data | No Data | No Data | No Data | No Data | No Data | No Data | No Data | -27.6 | -42.5206 | 33.215 | 41.8625 | 67.8 | 81.541
2018-08-12 21:00 | No Data | No Data | No Data | No Data | -2.2644 | -6.8489 | No Data | No Data | No Data | No Data | No Data | No Data | No Data | No Data | -19.2 | -40.4475 | 24.115 | 33.4665 | 57.3 | 68.9772
2018-08-12 21:30 | No Data | No Data | No Data | No Data | 8.1971 | 11.8985 | No Data | No Data | No Data | No Data | No Data | No Data | No Data | No Data | -26.8 | -42.8803 | 31.85 | 40.2257 | 68.5 | 79.0229
2018-08-12 22:00 | No Data | No Data | No Data | No Data | 6.4027 | 13.2844 | No Data | No Data | No Data | No Data | No Data | No Data | No Data | No Data | -30 | -44.7464 | 35.49 | 43.6895 | 69.9 | 81.2402
2018-08-12 22:30 | No Data | No Data | No Data | No Data | 12.8115 | 16.4136 | No Data | No Data | No Data | No Data | No Data | No Data | No Data | No Data | -17.2 | -39.8979 | 23.205 | 33.4665 | 60.6 | 73.8458
2018-08-12 23:00 | No Data | No Data | No Data | No Data | 15.4238 | 21.1083 | No Data | No Data | No Data | No Data | No Data | No Data | No Data | No Data | 4.8 | 40.6842 | 0.455 | 20.9349 | 42.9 | 57.3098
2018-08-12 23:30 | No Data | No Data | No Data | No Data | 25.3239 | 27.8963 | No Data | No Data | No Data | No Data | No Data | No Data | No Data | No Data | -19.2 | -39.0466 | 25.935 | 36.6776 | 77.3 | 91.683
2018-08-13 | No Data | No Data | No Data | No Data | 16.5591 | 20.2406 | No Data | No Data | No Data | No Data | No Data | No Data | No Data | No Data | -4.4 | -38.6513 | 11.83 | 26.8604 | 56.5 | 68.824
2018-08-13 00:30 | No Data | No Data | No Data | No Data | 8.5512 | 12.7389 | No Data | No Data | No Data | No Data | No Data | No Data | No Data | No Data | 2.4 | 40.0719 | 1.365 | 21.4285 | 49.3 | 63.9295
2018-08-13 01:00 | No Data | No Data | No Data | No Data | -5.0843 | -10.7671 | No Data | No Data | No Data | No Data | No Data | No Data | No Data | No Data | 33.2 | 57.0544 | -29.575 | -33.3767 | 12.3 | 38.422
2018-08-13 01:30 | No Data | No Data | No Data | No Data | 8.1971 | 16.2721 | No Data | No Data | No Data | No Data | No Data | No Data | No Data | No Data | 30.8 | 54.3662 | -26.39 | -30.8227 | 15.9 | 49.6166
2018-08-13 02:00 | No Data | No Data | No Data | No Data | 2.8626 | 13.4373 | No Data | No Data | No Data | No Data | No Data | No Data | No Data | No Data | 29.6 | 54.7006 | -27.755 | -31.7752 | 11.7 | 41.1005
2018-08-13 02:30 | No Data | No Data | No Data | No Data | 0.0061036 | 17.0581 | No Data | No Data | No Data | No Data | No Data | No Data | No Data | No Data | 35.6 | 58.8014 | -31.85 | -35.0202 | 4 | 25.9106
2018-08-13 03:00 | No Data | No Data | No Data | No Data | -6.5126 | -18.135 | No Data | No Data | No Data | No Data | No Data | No Data | No Data | No Data | 33.6 | 56.642 | -29.12 | -33.1901 | 4.3 | 28.7237
2018-08-13 03:30 | No Data | No Data | No Data | No Data | -17.6944 | -18.5882 | No Data | No Data | No Data | No Data | No Data | No Data | No Data | No Data | 36 | 58.0978 | -32.305 | -35.25 | -0.5 | -27.9045
2018-08-13 04:00 | No Data | No Data | No Data | No Data | -17.5357 | -18.4372 | No Data | No Data | No Data | No Data | No Data | No Data | No Data | No Data | 37.6 | 58.7946 | -34.125 | -36.7537 | -3.6 | -26.248
2018-08-13 04:30 | No Data | No Data | No Data | No Data | -21.9547 | -22.6935 | No Data | No Data | No Data | No Data | No Data | No Data | No Data | No Data | 36.8 | 58.9087 | -35.035 | -37.6002 | -2.7 | -23.1579
2018-08-13 05:00 | No Data | No Data | No Data | No Data | -20.8194 | -22.8605 | No Data | No Data | No Data | No Data | No Data | No Data | No Data | No Data | 39.2 | 59.2284 | -35.945 | -38.955 | -4.7 | -32.2444
2018-08-13 05:30 | No Data | No Data | No Data | No Data | -17.5357 | -19.1308 | No Data | No Data | No Data | No Data | No Data | No Data | No Data | No Data | 40.8 | 60.8907 | -37.31 | -39.8872 | -4 | -33.2415
2018-08-13 06:00 | No Data | No Data | No Data | No Data | -15.8999 | -17.7345 | No Data | No Data | No Data | No Data | No Data | No Data | No Data | No Data | 42.8 | 61.6701 | -39.13 | -41.4425 | -1.7 | -38.2378
2018-08-13 06:30 | No Data | No Data | No Data | No Data | 2.3011 | 10.1105 | No Data | No Data | No Data | No Data | No Data | No Data | No Data | No Data | 12 | 40.9956 | -7.28 | -22.1599 | 33.9 | 53.1997
2018-08-13 07:00 | No Data | No Data | No Data | No Data | 5.7923 | 6.2016 | No Data | No Data | No Data | No Data | No Data | No Data | No Data | No Data | -23.2 | -38.2413 | 29.12 | 39.2989 | 73.8 | 91.6832
2018-08-13 07:30 | No Data | No Data | No Data | No Data | 8.0995 | 9.349 | No Data | No Data | No Data | No Data | No Data | No Data | No Data | No Data | 0.8 | 37.2086 | 4.55 | 21.9629 | 41.8 | 54.3901
2018-08-13 08:00 | No Data | No Data | No Data | No Data | 9.6864 | 11.5644 | No Data | No Data | No Data | No Data | No Data | No Data | No Data | No Data | -21.6 | -39.2734 | 29.575 | 38.1604 | 53.9 | 63.0956
2018-08-13 08:30 | No Data | No Data | No Data | No Data | 0.0061036 | 2.7283 | No Data | No Data | No Data | No Data | No Data | No Data | No Data | No Data | -36.8 | -46.4844 | 45.5 | 52.3725 | 56.9 | 65.5772
2018-08-13 09:00 | No Data | No Data | No Data | No Data | 2.1424 | 6.3249 | No Data | No Data | No Data | No Data | No Data | No Data | No Data | No Data | -47.2 | -54.2778 | 54.145 | 60.0359 | 49 | 58.1437
2018-08-13 09:30 | No Data | No Data | No Data | No Data | -3.8514 | -6.664 | No Data | No Data | No Data | No Data | No Data | No Data | No Data | No Data | -45.6 | -53.9333 | 53.235 | 58.8236 | 31.7 | 35.9707
2018-08-13 10:00 | No Data | No Data | No Data | No Data | 0.0061036 | 5.4871 | No Data | No Data | No Data | No Data | No Data | No Data | No Data | No Data | -49.2 | -57.8342 | 55.51 | 59.991 | 42.1 | 44.1509
2018-08-13 10:30 | No Data | No Data | No Data | No Data | 0.0061036 | 7.538 | No Data | No Data | No Data | No Data | No Data | No Data | No Data | No Data | -42 | -53.2901 | 45.955 | 50.6871 | 22.6 | 25.005
2018-08-13 11:00 | No Data | No Data | No Data | No Data | -4.2664 | -8.7574 | No Data | No Data | No Data | No Data | No Data | No Data | No Data | No Data | -39.2 | -51.37 | 44.59 | 49.6513 | 50.1 | 52.2973
2018-08-13 11:30 | No Data | No Data | No Data | No Data | -10.5165 | -11.9827 | No Data | No Data | No Data | No Data | No Data | No Data | No Data | No Data | -38.8 | -51.5891 | 42.315 | 47.4118 | 46.5 | 49.1433
2018-08-13 12:00 | No Data | No Data | No Data | No Data | -6.7689 | -9.6855 | No Data | No Data | No Data | No Data | No Data | No Data | No Data | No Data | -36 | -50.3492 | 39.13 | 44.3759 | 14.9 | 17.6173
2018-08-13 12:30 | No Data | No Data | No Data | No Data | -11.3832 | -12.2087 | No Data | No Data | No Data | No Data | No Data | No Data | No Data | No Data | -53.6 | -60.2886 | 57.33 | 62.1954 | 58.1 | 62.9385
2018-08-13 13:00 | No Data | No Data | No Data | No Data | -1.3367 | -12.177 | No Data | No Data | No Data | No Data | No Data | No Data | No Data | No Data | -40.8 | -51.8521 | 44.59 | 49.6513 | 31.2 | 35.4831
2018-08-13 13:30 | No Data | No Data | No Data | No Data | -4.6204 | -11.108 | No Data | No Data | No Data | No Data | No Data | No Data | No Data | No Data | -32 | -45.824 | 36.855 | 42.8401 | 25.2 | 30.6805
2018-08-13 14:00 | No Data | No Data | No Data | No Data | 7.5257 | 17.6793 | No Data | No Data | No Data | No Data | No Data | No Data | No Data | No Data | -34.8 | -47.5176 | 40.495 | 45.7948 | 45.9 | 51.43
2018-08-13 14:30 | No Data | No Data | No Data | No Data | -6.1585 | -10.5083 | No Data | No Data | No Data | No Data | No Data | No Data | No Data | No Data | -31.6 | -45.269 | 37.765 | 43.3995 | 51.6 | 56.0161
2018-08-13 15:00 | No Data | No Data | No Data | No Data | -4.2054 | -10.9419 | No Data | No Data | No Data | No Data | No Data | No Data | No Data | No Data | -33.6 | -46.6768 | 38.22 | 44.0199 | 54.1 | 57.406
2018-08-13 15:30 | No Data | No Data | No Data | No Data | 4.1932 | 13.0517 | No Data | No Data | No Data | No Data | No Data | No Data | No Data | No Data | -30.8 | -44.7035 | 37.31 | 43.4638 | 60.6 | 62.708
2018-08-13 16:00 | No Data | No Data | No Data | No Data | 13.5805 | 19.5453 | No Data | No Data | No Data | No Data | No Data | No Data | No Data | No Data | -20.8 | -40.1995 | 25.48 | 33.857 | 54.7 | 59.6136
2018-08-13 16:30 | No Data | No Data | No Data | No Data | 21.8814 | 26.0074 | No Data | No Data | No Data | No Data | No Data | No Data | No Data | No Data | -31.2 | -43.8415 | 37.31 | 44.4249 | 68.2 | 73.9154
2018-08-13 17:00 | No Data | No Data | No Data | No Data | 31.3176 | 34.3276 | No Data | No Data | No Data | No Data | No Data | No Data | No Data | No Data | -24 | -40.6428 | 31.85 | 39.1406 | 63.6 | 70.8407
2018-08-13 17:30 | No Data | No Data | No Data | No Data | 36.6522 | 39.2552 | No Data | No Data | No Data | No Data | No Data | No Data | No Data | No Data | -34 | -44.3008 | 42.315 | 49.1 | 79 | 88.28
2018-08-13 18:00 | No Data | No Data | No Data | No Data | 40.5951 | 41.749 | No Data | No Data | No Data | No Data | No Data | No Data | No Data | No Data | -19.6 | -37.1849 | 30.485 | 39.7312 | 69.3 | 82.4656
2018-08-13 18:30 | No Data | No Data | No Data | No Data | 35.4681 | 35.9988 | No Data | No Data | No Data | No Data | No Data | No Data | No Data | No Data | -18.8 | -37.1139 | 29.575 | 37.6744 | 69.3 | 78.1852
2018-08-13 19:00 | No Data | No Data | No Data | No Data | 39.9847 | 41.3853 | No Data | No Data | No Data | No Data | No Data | No Data | No Data | No Data | -26.8 | -41.7401 | 35.035 | 42.0229 | 74.3 | 82.0459
2018-08-13 19:30 | No Data | No Data | No Data | No Data | 27.7775 | 29.1441 | No Data | No Data | No Data | No Data | No Data | No Data | No Data | No Data | -41.6 | -50.3698 | 49.595 | 55.1471 | 87.2 | 94.0366
2018-08-13 20:00 | No Data | No Data | No Data | No Data | 29.218 | 31.2476 | No Data | No Data | No Data | No Data | No Data | No Data | No Data | No Data | -50.8 | -56.707 | 59.15 | 64.586 | 95.5 | 103.3465
2018-08-13 20:30 | No Data | No Data | No Data | No Data | 22.7604 | 26.2755 | No Data | No Data | No Data | No Data | No Data | No Data | No Data | No Data | -56.4 | -61.1385 | 66.43 | 71.8209 | 101.3 | 108.2632
2018-08-13 21:00 | No Data | No Data | No Data | No Data | 14.2519 | 17.9913 | No Data | No Data | No Data | No Data | No Data | No Data | No Data | No Data | -43.6 | -52.4748 | 50.05 | 55.5566 | 83.2 | 87.0494
2018-08-13 21:30 | No Data | No Data | No Data | No Data | 14.2519 | 19.4853 | No Data | No Data | No Data | No Data | No Data | No Data | No Data | No Data | -42.8 | -51.812 | 52.325 | 58.0013 | 88.7 | 95.1009
2018-08-13 22:00 | No Data | No Data | No Data | No Data | 10.663 | 15.6777 | No Data | No Data | No Data | No Data | No Data | No Data | No Data | No Data | -42.4 | -51.71 | 52.78 | 58.2187 | 87.2 | 92.6136
2018-08-13 22:30 | No Data | No Data | No Data | No Data | 17.1695 | 20.6611 | No Data | No Data | No Data | No Data | No Data | No Data | No Data | No Data | -41.2 | -51.4401 | 51.415 | 56.7894 | 88.7 | 93.1357
2018-08-13 23:00 | No Data | No Data | No Data | No Data | 19.0616 | 21.112 | No Data | No Data | No Data | No Data | No Data | No Data | No Data | No Data | -40.8 | -50.1725 | 50.96 | 56.5739 | 93.8 | 98.0925
2018-08-13 23:30 | No Data | No Data | No Data | No Data | 24.6525 | 25.7227 | No Data | No Data | No Data | No Data | No Data | No Data | No Data | No Data | -34 | -45.3431 | 45.955 | 51.8979 | 100.7 | 106.1261
2018-08-14 | No Data | No Data | No Data | No Data | 21.2711 | 22.5027 | No Data | No Data | No Data | No Data | No Data | No Data | No Data | No Data | -44.4 | -52.9226 | 54.145 | 59.4589 | 104.1 | 108.7615
2018-08-14 00:30 | No Data | No Data | No Data | No Data | 19.1226 | 21.257 | No Data | No Data | No Data | No Data | No Data | No Data | No Data | No Data | -41.2 | -50.9651 | 52.325 | 57.6146 | 98.2 | 101.8974
2018-08-14 01:00 | No Data | No Data | No Data | No Data | 15.375 | 17.0594 | No Data | No Data | No Data | No Data | No Data | No Data | No Data | No Data | -42 | -50.9258 | 53.235 | 58.8236 | 95.8 | 101.4554
2018-08-14 01:30 | No Data | No Data | No Data | No Data | 21.2222 | 23.3742 | No Data | No Data | No Data | No Data | No Data | No Data | No Data | No Data | -43.6 | -52.4748 | 54.145 | 60.0359 | 96.1 | 102.139
2018-08-14 02:00 | No Data | No Data | No Data | No Data | 15.375 | 18.2307 | No Data | No Data | No Data | No Data | No Data | No Data | No Data | No Data | -45.2 | -54.0296 | 55.51 | 60.8901 | 94 | 100.0282
2018-08-14 02:30 | No Data | No Data | No Data | No Data | 14.9111 | 16.6426 | No Data | No Data | No Data | No Data | No Data | No Data | No Data | No Data | -102.8 | -103.5938 | 116.48 | 119.7411 | 155.3 | 160.827
2018-08-14 03:00 | No Data | No Data | No Data | No Data | 9.4789 | 14.3861 | No Data | No Data | No Data | No Data | No Data | No Data | No Data | No Data | -38.8 | -48.0833 | 47.775 | 54.145 | 82.7 | 91.649
2018-08-14 03:30 | No Data | No Data | No Data | No Data | 2.6062 | 11.1311 | No Data | No Data | No Data | No Data | No Data | No Data | No Data | No Data | 3.6 | 38.9667 | 3.185 | 19.8225 | 36.6 | 49.5492
2018-08-14 04:00 | No Data | No Data | No Data | No Data | 0.0061036 | 10.8217 | No Data | No Data | No Data | No Data | No Data | No Data | No Data | No Data | 24.4 | 48.5732 | -16.835 | -23.1738 | 15.9 | 33.5121
2018-08-14 04:30 | No Data | No Data | No Data | No Data | -2.5208 | -11.1114 | No Data | No Data | No Data | No Data | No Data | No Data | No Data | No Data | 24.8 | 48.4314 | -17.745 | -24.1493 | 15.3 | 36.465
2018-08-14 05:00 | No Data | No Data | No Data | No Data | -2.9236 | -11.0095 | No Data | No Data | No Data | No Data | No Data | No Data | No Data | No Data | 26 | 49.7369 | -19.11 | -24.8756 | 13.7 | 37.0277
2018-08-14 05:30 | No Data | No Data | No Data | No Data | -4.6693 | -10.3481 | No Data | No Data | No Data | No Data | No Data | No Data | No Data | No Data | 32 | 52.1674 | -21.385 | -26.3939 | 12.6 | 35.1369
2018-08-14 06:00 | No Data | No Data | No Data | No Data | 6.4027 | 15.9588 | No Data | No Data | No Data | No Data | No Data | No Data | No Data | No Data | 13.2 | 39.4725 | -3.185 | -18.9249 | 35.1 | 59.7877
2018-08-14 06:30 | No Data | No Data | No Data | No Data | 13.8857 | 18.794 | No Data | No Data | No Data | No Data | No Data | No Data | No Data | No Data | 36 | 54.7123 | -24.115 | -28.6506 | 17.5 | 43.7523
2018-08-14 07:00 | No Data | No Data | No Data | No Data | 18.6587 | 20.2025 | No Data | No Data | No Data | No Data | No Data | No Data | No Data | No Data | 2.8 | 36.1796 | 1.82 | 18.7436 | 49.7 | 70.0746
2018-08-14 07:30 | No Data | No Data | No Data | No Data | 20.2457 | 21.6034 | No Data | No Data | No Data | No Data | No Data | No Data | No Data | No Data | 31.6 | 52.5601 | -25.025 | -28.2906 | 12.9 | 46.7164
2018-08-14 08:00 | No Data | No Data | No Data | No Data | 17.5235 | 17.9083 | No Data | No Data | No Data | No Data | No Data | No Data | No Data | No Data | 20.4 | 44.5457 | -16.835 | -21.6735 | 5.8 | 44.11
2018-08-14 08:30 | No Data | No Data | No Data | No Data | 8.2948 | 8.8835 | No Data | No Data | No Data | No Data | No Data | No Data | No Data | No Data | 1.6 | 38.4333 | 2.275 | 15.6364 | 3.1 | 33.7427
2018-08-14 09:00 | No Data | No Data | No Data | No Data | 5.89 | 5.9543 | No Data | No Data | No Data | No Data | No Data | No Data | No Data | No Data | 6.4 | 40.4475 | -3.185 | -14.0167 | -18.1 | -32.0914
2018-08-14 09:30 | No Data | No Data | No Data | No Data | -2.4109 | -2.5855 | No Data | No Data | No Data | No Data | No Data | No Data | No Data | No Data | 11.2 | 42.3093 | -8.19 | -15.1454 | -30.1 | -38.3106
2018-08-14 10:00 | No Data | No Data | No Data | No Data | -12.7749 | -12.8446 | No Data | No Data | No Data | No Data | No Data | No Data | No Data | No Data | 49.2 | 66.5408 | -43.225 | -43.8338 | -70.1 | -70.7817
2018-08-14 10:30 | No Data | No Data | No Data | No Data | -29.9504 | -30.0168 | No Data | No Data | No Data | No Data | No Data | No Data | No Data | No Data | 100.8 | 111.4738 | -93.73 | -93.8635 | -119.1 | -119.1007
2018-08-14 11:00 | No Data | No Data | No Data | No Data | -36.9696 | -37.1786 | No Data | No Data | No Data | No Data | No Data | No Data | No Data | No Data | 106.4 | 116.0772 | -101.465 | -101.6648 | -125.8 | -125.8636
2018-08-14 11:30 | No Data | No Data | No Data | No Data | -34.1497 | -34.2168 | No Data | No Data | No Data | No Data | No Data | No Data | No Data | No Data | 112 | 121.3847 | -105.105 | -105.3568 | -131.3 | -131.5435
2018-08-14 12:00 | No Data | No Data | No Data | No Data | -33.8933 | -33.961 | No Data | No Data | No Data | No Data | No Data | No Data | No Data | No Data | 116.8 | 125.8272 | -108.29 | -108.6345 | -135.4 | -135.4452
2018-08-14 12:30 | No Data | No Data | No Data | No Data | -38.2513 | -38.4752 | No Data | No Data | No Data | No Data | No Data | No Data | No Data | No Data | 120.4 | 129.1759 | -111.93 | -112.3767 | -138.8 | -138.813
2018-08-14 13:00 | No Data | No Data | No Data | No Data | -47.895 | -48.5076 | No Data | No Data | No Data | No Data | No Data | No Data | No Data | No Data | 120.4 | 129.3213 | -113.75 | -114.2304 | -141.7 | -141.7
2018-08-14 13:30 | No Data | No Data | No Data | No Data | -45.4292 | -45.7893 | No Data | No Data | No Data | No Data | No Data | No Data | No Data | No Data | 115.2 | 124.3434 | -109.2 | -109.5417 | -135.4 | -135.5657
2018-08-14 14:00 | No Data | No Data | No Data | No Data | -44.0986 | -44.4447 | No Data | No Data | No Data | No Data | No Data | No Data | No Data | No Data | 112.4 | 121.7539 | -106.925 | -107.2382 | -135.2 | -135.3562
2018-08-14 14:30 | No Data | No Data | No Data | No Data | -45.893 | -46.2316 | No Data | No Data | No Data | No Data | No Data | No Data | No Data | No Data | 115.2 | 124.3434 | -110.11 | -110.4142 | -136.9 | -137.0495
2018-08-14 15:00 | No Data | No Data | No Data | No Data | -48.249 | -48.7863 | No Data | No Data | No Data | No Data | No Data | No Data | No Data | No Data | 113.6 | 122.8625 | -109.2 | -109.5067 | -135.8 | -135.9507
2018-08-14 15:30 | No Data | No Data | No Data | No Data | -46.6621 | -48.0276 | No Data | No Data | No Data | No Data | No Data | No Data | No Data | No Data | 112.4 | 121.7539 | -106.47 | -106.7186 | -129.9 | -130.0885
2018-08-14 16:00 | No Data | No Data | No Data | No Data | -43.4272 | -44.9726 | No Data | No Data | No Data | No Data | No Data | No Data | No Data | No Data | 103.2 | 113.986 | -95.55 | -95.6583 | -113.5 | -113.7677
2018-08-14 16:30 | No Data | No Data | No Data | No Data | -36.8719 | -39.2055 | No Data | No Data | No Data | No Data | No Data | No Data | No Data | No Data | 66.8 | 81.7929 | -60.515 | -60.7216 | -66.4 | -68.929
2018-08-14 17:00 | No Data | No Data | No Data | No Data | -29.4865 | -31.3887 | No Data | No Data | No Data | No Data | No Data | No Data | No Data | No Data | 41.6 | 61.1359 | -38.22 | -39.6268 | -26.1 | -39.5386
2018-08-14 17:30 | No Data | No Data | No Data | No Data | -22.3575 | -23.9765 | No Data | No Data | No Data | No Data | No Data | No Data | No Data | No Data | 2.4 | 37.7719 | 4.095 | 19.5438 | 35.9 | 53.0754
2018-08-14 18:00 | No Data | No Data | No Data | No Data | -20.2579 | -21.4375 | No Data | No Data | No Data | No Data | No Data | No Data | No Data | No Data | 20.4 | 44.5457 | -12.285 | -20.1129 | 22.2 | 47.3295
2018-08-14 18:30 | No Data | No Data | No Data | No Data | -17.023 | -17.023 | No Data | No Data | No Data | No Data | No Data | No Data | No Data | No Data | 8 | 38.4416 | -0.455 | -16.8411 | 39.1 | 57.8236
2018-08-14 19:00 | No Data | No Data | No Data | No Data | -20.7706 | -20.7706 | No Data | No Data | No Data | No Data | No Data | No Data | No Data | No Data | -4.8 | -35.9221 | 14.56 | 25.1241 | 51.8 | 66.249
2018-08-14 19:30 | No Data | No Data | No Data | No Data | -22.8214 | -22.9053 | No Data | No Data | No Data | No Data | No Data | No Data | No Data | No Data | -1.2 | -36.9064 | 9.1 | 21.5777 | 46.8 | 59.1665
2018-08-14 20:00 | No Data | No Data | No Data | No Data | -24.7745 | -24.8823 | No Data | No Data | No Data | No Data | No Data | No Data | No Data | No Data | -10.4 | -36.7042 | 18.655 | 28.037 | 54.1 | 67.8809
2018-08-14 20:30 | No Data | No Data | No Data | No Data | -24.7745 | -24.8823 | No Data | No Data | No Data | No Data | No Data | No Data | No Data | No Data | -13.6 | -37.3631 | 20.93 | 29.923 | 55.3 | 67.4392
2018-08-14 21:00 | No Data | No Data | No Data | No Data | -26.6178 | -26.9732 | No Data | No Data | No Data | No Data | No Data | No Data | No Data | No Data | -7.2 | -37.4977 | 13.65 | 24.2306 | 47.7 | 58.6935
2018-08-14 21:30 | No Data | No Data | No Data | No Data | -22.8702 | -23.6287 | No Data | No Data | No Data | No Data | No Data | No Data | No Data | No Data | -1.6 | -38.833 | 10.465 | 22.188 | 44.7 | 53.6673
2018-08-14 22:00 | No Data | No Data | No Data | No Data | -15.6435 | -15.8434 | No Data | No Data | No Data | No Data | No Data | No Data | No Data | No Data | -9.2 | -38.7092 | 17.745 | 26.4135 | 49.4 | 57.5379
2018-08-14 22:30 | No Data | No Data | No Data | No Data | -9.9062 | -10.346 | No Data | No Data | No Data | No Data | No Data | No Data | No Data | No Data | -10.4 | -37.8566 | 21.84 | 30.2498 | 56.9 | 68.7573
2018-08-14 23:00 | No Data | No Data | No Data | No Data | -5.4871 | -6.4486 | No Data | No Data | No Data | No Data | No Data | No Data | No Data | No Data | -15.2 | -38.3416 | 23.205 | 31.5561 | 66.2 | 76.3311
2018-08-14 23:30 | No Data | No Data | No Data | No Data | 3.2776 | 4.7136 | No Data | No Data | No Data | No Data | No Data | No Data | No Data | No Data | -8 | -36.8782 | 19.565 | 27.9927 | 70.6 | 78.7109
2018-08-15 | No Data | No Data | No Data | No Data | -1.239 | -3.0857 | No Data | No Data | No Data | No Data | No Data | No Data | No Data | No Data | -11.2 | -38.8495 | 20.93 | 28.9632 | 69.9 | 76.1053
2018-08-15 00:30 | No Data | No Data | No Data | No Data | -8.4657 | -8.549 | No Data | No Data | No Data | No Data | No Data | No Data | No Data | No Data | 17.2 | 46.4982 | -7.735 | -17.7041 | 36.7 | 44.7465
2018-08-15 01:00 | No Data | No Data | No Data | No Data | -16.4126 | -16.4557 | No Data | No Data | No Data | No Data | No Data | No Data | No Data | No Data | 50 | 69.3109 | -39.13 | -39.9779 | 0.8 | 22.5142
2018-08-15 01:30 | No Data | No Data | No Data | No Data | -16.8765 | -17.5943 | No Data | No Data | No Data | No Data | No Data | No Data | No Data | No Data | 48.4 | 68.1657 | -39.13 | -40.0736 | 1.2 | 14.7489
2018-08-15 02:00 | No Data | No Data | No Data | No Data | -24.6159 | -25.351 | No Data | No Data | No Data | No Data | No Data | No Data | No Data | No Data | 48.4 | 68.4479 | -40.495 | -41.3149 | -4.6 | -17.2256
2018-08-15 02:30 | No Data | No Data | No Data | No Data | -33.283 | -33.3166 | No Data | No Data | No Data | No Data | No Data | No Data | No Data | No Data | 46.8 | 66.7533 | -40.04 | -40.869 | -6.4 | -20.0489
2018-08-15 03:00 | No Data | No Data | No Data | No Data | -32.6604 | -32.7824 | No Data | No Data | No Data | No Data | No Data | No Data | No Data | No Data | 48.8 | 68.4503 | -39.585 | -40.518 | -8.7 | -18.3003
2018-08-15 03:30 | No Data | No Data | No Data | No Data | -38.41 | -38.5678 | No Data | No Data | No Data | No Data | No Data | No Data | No Data | No Data | 48 | 67.8822 | -42.315 | -43.0162 | -11.1 | -21.4888
2018-08-15 04:00 | No Data | No Data | No Data | No Data | -38.3612 | -38.5094 | No Data | No Data | No Data | No Data | No Data | No Data | No Data | No Data | 50.4 | 69.3247 | -42.77 | -43.4638 | -12.9 | -23.2974
2018-08-15 04:30 | No Data | No Data | No Data | No Data | -37.1283 | -37.169 | No Data | No Data | No Data | No Data | No Data | No Data | No Data | No Data | 50.8 | 69.8902 | -44.135 | -44.8077 | -15.3 | -25.0226
2018-08-15 05:00 | No Data | No Data | No Data | No Data | -36.9696 | -36.9696 | No Data | No Data | No Data | No Data | No Data | No Data | No Data | No Data | 49.6 | 68.7453 | -43.225 | -44.081 | -12.7 | -30.8367
2018-08-15 05:30 | No Data | No Data | No Data | No Data | -32.2576 | -32.3286 | No Data | No Data | No Data | No Data | No Data | No Data | No Data | No Data | 50.4 | 69.0507 | -44.59 | -45.4203 | -12.5 | -26.5294
2018-08-15 06:00 | No Data | No Data | No Data | No Data | -23.1754 | -23.2846 | No Data | No Data | No Data | No Data | No Data | No Data | No Data | No Data | 30.8 | 53.0554 | -24.57 | -28.3308 | 9.5 | 33.2845
2018-08-15 06:30 | No Data | No Data | No Data | No Data | -13.8979 | -14.1225 | No Data | No Data | No Data | No Data | No Data | No Data | No Data | No Data | 10.4 | 40.1696 | -3.64 | -18.1145 | 36.7 | 56.2285
2018-08-15 07:00 | No Data | No Data | No Data | No Data | -9.0272 | -10.3012 | No Data | No Data | No Data | No Data | No Data | No Data | No Data | No Data | -1.6 | -39.6323 | 8.19 | 19.9579 | 52.1 | 73.3278
2018-08-15 07:30 | No Data | No Data | No Data | No Data | -5.951 | -7.7484 | No Data | No Data | No Data | No Data | No Data | No Data | No Data | No Data | 5.6 | 41.5788 | 1.365 | 16.4368 | 38 | 58.8982
2018-08-15 08:00 | No Data | No Data | No Data | No Data | -4.4129 | -9.764 | No Data | No Data | No Data | No Data | No Data | No Data | No Data | No Data | 9.2 | 42.9958 | 0 | 14.5884 | 35 | 51.5889
2018-08-15 08:30 | No Data | No Data | No Data | No Data | -6.1097 | -10.5096 | No Data | No Data | No Data | No Data | No Data | No Data | No Data | No Data | 13.2 | 40.6054 | -1.82 | -17.8381 | 34.7 | 45.6747
2018-08-15 09:00 | No Data | No Data | No Data | No Data | -8.368 | -11.9644 | No Data | No Data | No Data | No Data | No Data | No Data | No Data | No Data | 17.6 | 43.7008 | -6.825 | -17.3259 | 28.8 | 39.1368
2018-08-15 09:30 | No Data | No Data | No Data | No Data | -11.3344 | -13.2775 | No Data | No Data | No Data | No Data | No Data | No Data | No Data | No Data | 24.4 | 48.5732 | -11.375 | -17.4212 | 20.8 | 30.131
2018-08-15 10:00 | No Data | No Data | No Data | No Data | -18.5611 | -19.8246 | No Data | No Data | No Data | No Data | No Data | No Data | No Data | No Data | 18.4 | 45.8537 | -8.645 | -16.1573 | 17.3 | 28.78
2018-08-15 10:30 | No Data | No Data | No Data | No Data | -31.4397 | -31.9777 | No Data | No Data | No Data | No Data | No Data | No Data | No Data | No Data | 15.2 | 44.6659 | -5.915 | -14.8765 | 0 | 24.2
2018-08-15 11:00 | No Data | No Data | No Data | No Data | -29.5354 | -30.1074 | No Data | No Data | No Data | No Data | No Data | No Data | No Data | No Data | 18 | 46.8 | -10.01 | -16.5623 | -4.2 | -26.6332
2018-08-15 11:30 | No Data | No Data | No Data | No Data | -32.9778 | -33.5279 | No Data | No Data | No Data | No Data | No Data | No Data | No Data | No Data | 10.4 | 43.2685 | -3.64 | -14.9667 | -1.6 | -29.7431
2018-08-15 12:00 | No Data | No Data | No Data | No Data | -34.9187 | -35.4284 | No Data | No Data | No Data | No Data | No Data | No Data | No Data | No Data | 6.8 | 41.7574 | -0.91 | -15.4767 | -18.8 | -31.6811
2018-08-15 12:30 | No Data | No Data | No Data | No Data | -27.7409 | -27.8677 | No Data | No Data | No Data | No Data | No Data | No Data | No Data | No Data | 10.4 | 42.4924 | -2.73 | -15.709 | -30.9 | -39.187
2018-08-15 13:00 | No Data | No Data | No Data | No Data | -26.7155 | -26.8471 | No Data | No Data | No Data | No Data | No Data | No Data | No Data | No Data | 17.2 | 46.87 | -15.015 | -20.601 | -44.6 | -48.1328
2018-08-15 13:30 | No Data | No Data | No Data | No Data | -33.4905 | -33.7994 | No Data | No Data | No Data | No Data | No Data | No Data | No Data | No Data | 60 | 77.088 | -56.875 | -57.1365 | -84.5 | -86.1734
2018-08-15 14:00 | No Data | No Data | No Data | No Data | -22.5162 | -22.5162 | No Data | No Data | No Data | No Data | No Data | No Data | No Data | No Data | -6.8 | -41.3628 | 7.28 | 19.1803 | -14.6 | -26.8218
2018-08-15 14:30 | No Data | No Data | No Data | No Data | -25.6901 | -25.9993 | No Data | No Data | No Data | No Data | No Data | No Data | No Data | No Data | -17.6 | -40.0719 | 23.205 | 31.2496 | 25.5 | 36.7764
2018-08-15 15:00 | No Data | No Data | No Data | No Data | -17.2793 | -17.7221 | No Data | No Data | No Data | No Data | No Data | No Data | No Data | No Data | -21.2 | -41.0911 | 23.66 | 31.2893 | 40.7 | 47.2492
2018-08-15 15:30 | No Data | No Data | No Data | No Data | -16.3149 | -16.3149 | No Data | No Data | No Data | No Data | No Data | No Data | No Data | No Data | -22 | -40.1617 | 28.665 | 36.5957 | 26.8 | 39.2674
2018-08-15 16:00 | No Data | No Data | No Data | No Data | -14.1543 | -14.1543 | No Data | No Data | No Data | No Data | No Data | No Data | No Data | No Data | 5.6 | 40.3901 | 0 | 18.2 | 17.4 | 34.9407
2018-08-15 16:30 | No Data | No Data | No Data | No Data | -8.9784 | -9.4387 | No Data | No Data | No Data | No Data | No Data | No Data | No Data | No Data | -0.4 | -38.8021 | 3.64 | 19.4536 | 32.6 | 49.388
2018-08-15 17:00 | No Data | No Data | No Data | No Data | 4.8646 | 4.8646 | No Data | No Data | No Data | No Data | No Data | No Data | No Data | No Data | 12.8 | 42.3792 | -5.915 | -18.7601 | 24.1 | 37.2474
2018-08-15 17:30 | No Data | No Data | No Data | No Data | 5.6336 | 6.0854 | No Data | No Data | No Data | No Data | No Data | No Data | No Data | No Data | 10.8 | 41.4324 | -5.005 | -19.3147 | 28.9 | 42.6016
2018-08-15 18:00 | No Data | No Data | No Data | No Data | 16.144 | 16.6828 | No Data | No Data | No Data | No Data | No Data | No Data | No Data | No Data | 12.8 | 41.6173 | -5.46 | -18.566 | 32.4 | 44.98
2018-08-15 18:30 | No Data | No Data | No Data | No Data | 6.5614 | 6.891 | No Data | No Data | No Data | No Data | No Data | No Data | No Data | No Data | 5.2 | 38.7505 | 3.185 | 19.9007 | 41.5 | 55.599
2018-08-15 19:00 | No Data | No Data | No Data | No Data | 11.2245 | 13.5823 | No Data | No Data | No Data | No Data | No Data | No Data | No Data | No Data | 6.8 | 40.1796 | 0 | 18.6772 | 35.2 | 46.5001
2018-08-15 19:30 | No Data | No Data | No Data | No Data | 9.1249 | 10.782 | No Data | No Data | No Data | No Data | No Data | No Data | No Data | No Data | 2 | 38.9009 | 5.005 | 18.8756 | 40.6 | 49.5471
2018-08-15 20:00 | No Data | No Data | No Data | No Data | 6.5003 | 8.6742 | No Data | No Data | No Data | No Data | No Data | No Data | No Data | No Data | -5.6 | -37.6191 | 11.375 | 23.0259 | 46.2 | 53.8677
2018-08-15 20:30 | No Data | No Data | No Data | No Data | 5.8412 | 9.4592 | No Data | No Data | No Data | No Data | No Data | No Data | No Data | No Data | 0.4 | 38.8186 | 6.825 | 19.8643 | 40.6 | 45.9883
2018-08-15 21:00 | No Data | No Data | No Data | No Data | 11.6884 | 17.9642 | No Data | No Data | No Data | No Data | No Data | No Data | No Data | No Data | -1.6 | -38.9009 | 9.555 | 21.3656 | 42.5 | 46.677
2018-08-15 21:30 | No Data | No Data | No Data | No Data | 12.1401 | 18.2613 | No Data | No Data | No Data | No Data | No Data | No Data | No Data | No Data | -20 | -42.2355 | 28.21 | 34.8573 | 65.9 | 70.066
2018-08-15 22:00 | No Data | No Data | No Data | No Data | 0.0061036 | 10.4677 | No Data | No Data | No Data | No Data | No Data | No Data | No Data | No Data | -16.8 | -41.1825 | 25.935 | 33.0432 | 59.1 | 63.062
2018-08-15 22:30 | No Data | No Data | No Data | No Data | 8.7098 | 17.4163 | No Data | No Data | No Data | No Data | No Data | No Data | No Data | No Data | -17.2 | -38.8186 | 27.755 | 35.3175 | 65.4 | 71.5819
2018-08-15 23:00 | No Data | No Data | No Data | No Data | 9.2226 | 14.0243 | No Data | No Data | No Data | No Data | No Data | No Data | No Data | No Data | -12.4 | -38.0757 | 24.57 | 32.2761 | 67.4 | 73.6133
2018-08-15 23:30 | No Data | No Data | No Data | No Data | 18.6099 | 21.3999 | No Data | No Data | No Data | No Data | No Data | No Data | No Data | No Data | -8.8 | -35.1204 | 21.84 | 30.5664 | 74.3 | 82.2164
2018-08-16 | No Data | No Data | No Data | No Data | 18.4024 | 21.2197 | No Data | No Data | No Data | No Data | No Data | No Data | No Data | No Data | -23.6 | -41.06 | 35.945 | 42.5395 | 85.2 | 89.968
2018-08-16 00:30 | No Data | No Data | No Data | No Data | 19.1226 | 21.8472 | No Data | No Data | No Data | No Data | No Data | No Data | No Data | No Data | -19.6 | -38.8988 | 32.305 | 39.5117 | 79 | 84.7917
2018-08-16 01:00 | No Data | No Data | No Data | No Data | 15.1186 | 21.2091 | No Data | No Data | No Data | No Data | No Data | No Data | No Data | No Data | -28.8 | -44.2538 | 40.04 | 45.8287 | 84.9 | 89.2736
2018-08-16 01:30 | No Data | No Data | No Data | No Data | 22.858 | 28.6911 | No Data | No Data | No Data | No Data | No Data | No Data | No Data | No Data | -32.8 | -45.269 | 46.41 | 52.093 | 89.4 | 93.4462
2018-08-16 02:00 | No Data | No Data | No Data | No Data | 15.5337 | 23.2805 | No Data | No Data | No Data | No Data | No Data | No Data | No Data | No Data | -33.2 | -46.6699 | 44.135 | 50.0769 | 84.4 | 88.5528
2018-08-16 02:30 | No Data | No Data | No Data | No Data | 12.9091 | 23.458 | No Data | No Data | No Data | No Data | No Data | No Data | No Data | No Data | -19.2 | -40.8 | 29.12 | 36.1288 | 68.1 | 72.4752
2018-08-16 03:00 | No Data | No Data | No Data | No Data | 2.8626 | 16.5041 | No Data | No Data | No Data | No Data | No Data | No Data | No Data | No Data | 4 | 41.7919 | 4.095 | 17.7683 | 39.5 | 45.5084
2018-08-16 03:30 | No Data | No Data | No Data | No Data | 2.0935 | 19.5039 | No Data | No Data | No Data | No Data | No Data | No Data | No Data | No Data | 32.4 | 56.5926 | -24.57 | -27.6766 | 8 | 14.9251
2018-08-16 04:00 | No Data | No Data | No Data | No Data | 2.1424 | 19.5092 | No Data | No Data | No Data | No Data | No Data | No Data | No Data | No Data | 12 | 44.4504 | -6.825 | -17.3259 | 26.9 | 31.6623
2018-08-16 04:30 | No Data | No Data | No Data | No Data | 3.7903 | 19.7581 | No Data | No Data | No Data | No Data | No Data | No Data | No Data | No Data | 7.6 | 41.8951 | -2.275 | -17.439 | 30.8 | 37.6191
2018-08-16 05:00 | No Data | No Data | No Data | No Data | 8.246 | 21.0716 | No Data | No Data | No Data | No Data | No Data | No Data | No Data | No Data | -10 | -39.2938 | 16.835 | 26.8604 | 48.5 | 53.9371
2018-08-16 05:30 | No Data | No Data | No Data | No Data | 12.0424 | 22.8262 | No Data | No Data | No Data | No Data | No Data | No Data | No Data | No Data | -17.6 | -40.7922 | 25.48 | 32.9742 | 62.4 | 66.7847
2018-08-16 06:00 | No Data | No Data | No Data | No Data | 17.0718 | 24.5171 | No Data | No Data | No Data | No Data | No Data | No Data | No Data | No Data | -81.2 | -82.2027 | 92.82 | 97.9857 | 134.2 | 140.4407
2018-08-16 06:30 | No Data | No Data | No Data | No Data | 25.0187 | 29.2383 | No Data | No Data | No Data | No Data | No Data | No Data | No Data | No Data | -78 | -79.5447 | 92.365 | 97.2658 | 137.4 | 146.0785
2018-08-16 07:00 | No Data | No Data | No Data | No Data | 35.1629 | 36.7905 | No Data | No Data | No Data | No Data | No Data | No Data | No Data | No Data | -66 | -68.5169 | 75.985 | 81.2121 | 126.7 | 141.1885
2018-08-16 07:30 | No Data | No Data | No Data | No Data | 30.2434 | 35.5168 | No Data | No Data | No Data | No Data | No Data | No Data | No Data | No Data | -68.4 | -71.7295 | 76.44 | 80.8672 | 117.2 | 127.736
2018-08-16 08:00 | No Data | No Data | No Data | No Data | 36.6033 | 41.96 | No Data | No Data | No Data | No Data | No Data | No Data | No Data | No Data | -56.8 | -62.1392 | 64.61 | 68.8059 | 86.5 | 99.8113
2018-08-16 08:30 | No Data | No Data | No Data | No Data | 41.828 | 47.0483 | No Data | No Data | No Data | No Data | No Data | No Data | No Data | No Data | -72.8 | -75.6042 | 82.81 | 86.2498 | 83.1 | 93.3373
2018-08-16 09:00 | No Data | No Data | No Data | No Data | 37.4701 | 44.9737 | No Data | No Data | No Data | No Data | No Data | No Data | No Data | No Data | -82 | -83.7845 | 88.27 | 91.5048 | 73.5 | 85.3062
2018-08-16 09:30 | No Data | No Data | No Data | No Data | 33.4173 | 42.6543 | No Data | No Data | No Data | No Data | No Data | No Data | No Data | No Data | -67.2 | -70.113 | 75.985 | 80.1433 | 52.5 | 58.409
2018-08-16 10:00 | No Data | No Data | No Data | No Data | 25.1164 | 37.7305 | No Data | No Data | No Data | No Data | No Data | No Data | No Data | No Data | -67.2 | -70.113 | 75.985 | 79.9998 | 45.8 | 50.0165
2018-08-16 10:30 | No Data | No Data | No Data | No Data | 27.4235 | 41.9498 | No Data | No Data | No Data | No Data | No Data | No Data | No Data | No Data | -54.8 | -59.6657 | 59.605 | 64.1292 | 31.2 | 34.6619
2018-08-16 11:00 | No Data | No Data | No Data | No Data | 23.0655 | 39.2397 | No Data | No Data | No Data | No Data | No Data | No Data | No Data | No Data | -61.2 | -65.0341 | 67.34 | 71.9993 | 48.9 | 56.4987
2018-08-16 11:30 | No Data | No Data | No Data | No Data | 4.9622 | 30.154 | No Data | No Data | No Data | No Data | No Data | No Data | No Data | No Data | -58.8 | -63.0657 | 67.34 | 71.8396 | 43.3 | 50.9228
2018-08-16 12:00 | No Data | No Data | No Data | No Data | 11.371 | 33.5247 | No Data | No Data | No Data | No Data | No Data | No Data | No Data | No Data | -44 | -51.3124 | 48.685 | 53.9324 | 46.8 | 53.5373
2018-08-16 12:30 | No Data | No Data | No Data | No Data | 10.1503 | 31.5774 | No Data | No Data | No Data | No Data | No Data | No Data | No Data | No Data | -43.2 | -50.4206 | 45.955 | 51.2779 | 48 | 54.0281
2018-08-16 13:00 | No Data | No Data | No Data | No Data | 12.7626 | 34.0219 | No Data | No Data | No Data | No Data | No Data | No Data | No Data | No Data | -46.4 | -52.4244 | 50.96 | 55.9946 | 44.1 | 50.4001
2018-08-16 13:30 | No Data | No Data | No Data | No Data | 5.6336 | 32.0366 | No Data | No Data | No Data | No Data | No Data | No Data | No Data | No Data | -34 | -43.7922 | 38.675 | 44.87 | 34.3 | 41.4654
2018-08-16 14:00 | No Data | No Data | No Data | No Data | 22.9068 | 42.2837 | No Data | No Data | No Data | No Data | No Data | No Data | No Data | No Data | -39.6 | -46.7247 | 45.955 | 52.327 | 53.5 | 60.8067
2018-08-16 14:30 | No Data | No Data | No Data | No Data | 20.9659 | 41.2644 | No Data | No Data | No Data | No Data | No Data | No Data | No Data | No Data | -36 | -45.1203 | 38.675 | 45.5773 | 19.4 | 30.3191
2018-08-16 15:00 | No Data | No Data | No Data | No Data | 23.3219 | 39.6373 | No Data | No Data | No Data | No Data | No Data | No Data | No Data | No Data | -39.6 | -48.4991 | 43.68 | 49.4612 | 31.6 | 39.5
2018-08-16 15:30 | No Data | No Data | No Data | No Data | 32.5017 | 46.9235 | No Data | No Data | No Data | No Data | No Data | No Data | No Data | No Data | -40.8 | -49.0355 | 44.59 | 51.3566 | 56.5 | 62.5768
2018-08-16 16:00 | No Data | No Data | No Data | No Data | 38.4466 | 51.221 | No Data | No Data | No Data | No Data | No Data | No Data | No Data | No Data | -47.2 | -52.5935 | 58.24 | 64.321 | 70.7 | 78.581
2018-08-16 16:30 | No Data | No Data | No Data | No Data | 47.3701 | 57.2829 | No Data | No Data | No Data | No Data | No Data | No Data | No Data | No Data | -70 | -72.2772 | 80.08 | 85.2102 | 80 | 87.8504
2018-08-16 17:00 | No Data | No Data | No Data | No Data | 60.1267 | 67.4255 | No Data | No Data | No Data | No Data | No Data | No Data | No Data | No Data | -72.8 | -74.7133 | 84.63 | 89.9532 | 112.4 | 120.3086
2018-08-16 17:30 | No Data | No Data | No Data | No Data | 58.5397 | 65.0013 | No Data | No Data | No Data | No Data | No Data | No Data | No Data | No Data | -65.6 | -67.7171 | 75.075 | 81.3751 | 113.5 | 123.7048
2018-08-16 18:00 | No Data | No Data | No Data | No Data | 67.512 | 73.1856 | No Data | No Data | No Data | No Data | No Data | No Data | No Data | No Data | -63.6 | -66.3204 | 73.71 | 77.91 | 114.8 | 128.3056
2018-08-16 18:30 | No Data | No Data | No Data | No Data | 64.1306 | 70.0785 | No Data | No Data | No Data | No Data | No Data | No Data | No Data | No Data | -52 | -56.4624 | 63.7 | 70.0405 | 103.6 | 117.3882
2018-08-16 19:00 | No Data | No Data | No Data | No Data | 65.7664 | 71.5785 | No Data | No Data | No Data | No Data | No Data | No Data | No Data | No Data | -46 | -52.6437 | 53.69 | 60.4397 | 94.3 | 107.687
2018-08-16 19:30 | No Data | No Data | No Data | No Data | 64.033 | 69.9892 | No Data | No Data | No Data | No Data | No Data | No Data | No Data | No Data | -42 | -50.2569 | 49.14 | 55.7779 | 88.7 | 102.1178
2018-08-16 20:00 | No Data | No Data | No Data | No Data | 64.0818 | 71.6497 | No Data | No Data | No Data | No Data | No Data | No Data | No Data | No Data | -57.6 | -62.2472 | 66.43 | 72.3507 | 106.9 | 118.5719
2018-08-16 20:30 | No Data | No Data | No Data | No Data | 55.4635 | 65.2171 | No Data | No Data | No Data | No Data | No Data | No Data | No Data | No Data | -57.2 | -61.8773 | 66.43 | 72.1717 | 104.1 | 114.3007
2018-08-16 21:00 | No Data | No Data | No Data | No Data | 48.542 | 59.4423 | No Data | No Data | No Data | No Data | No Data | No Data | No Data | No Data | -52.8 | -58.3342 | 60.515 | 66.5763 | 95.9 | 104.936
2018-08-16 21:30 | No Data | No Data | No Data | No Data | 51.313 | 61.726 | No Data | No Data | No Data | No Data | No Data | No Data | No Data | No Data | -10.8 | -40.2751 | 17.745 | 26.0783 | 56.1 | 65.2899
2018-08-16 22:00 | No Data | No Data | No Data | No Data | 49.4209 | 60.1622 | No Data | No Data | No Data | No Data | No Data | No Data | No Data | No Data | -35.2 | -48.6621 | 43.225 | 48.8463 | 78.9 | 86.1532
2018-08-16 22:30 | No Data | No Data | No Data | No Data | 51.0567 | 62.9145 | No Data | No Data | No Data | No Data | No Data | No Data | No Data | No Data | -35.6 | -48.4066 | 43.68 | 49.2494 | 83.9 | 91.94
2018-08-16 23:00 | No Data | No Data | No Data | No Data | 52.546 | 64.129 | No Data | No Data | No Data | No Data | No Data | No Data | No Data | No Data | -37.2 | -49.5952 | 46.41 | 51.888 | 88.8 | 95.596
2018-08-16 23:30 | No Data | No Data | No Data | No Data | 60.2365 | 69.7301 | No Data | No Data | No Data | No Data | No Data | No Data | No Data | No Data | -29.6 | -44.4792 | 39.585 | 44.9507 | 93.4 | 103.2878
2018-08-17 | No Data | No Data | No Data | No Data | 52.6925 | 62.4021 | No Data | No Data | No Data | No Data | No Data | No Data | No Data | No Data | -32.8 | -47.531 | 41.86 | 47.8616 | 91.2 | 98.6468
2018-08-17 00:30 | No Data | No Data | No Data | No Data | 52.1309 | 57.6922 | No Data | No Data | No Data | No Data | No Data | No Data | No Data | No Data | -22 | -43.2185 | 29.12 | 36.1288 | 77.8 | 86.3227
2018-08-17 01:00 | No Data | No Data | No Data | No Data | 40.4974 | 47.4426 | No Data | No Data | No Data | No Data | No Data | No Data | No Data | No Data | -20 | -43.6513 | 29.12 | 35.8614 | 72.2 | 78.07
2018-08-17 01:30 | No Data | No Data | No Data | No Data | 42.9633 | 50.4061 | No Data | No Data | No Data | No Data | No Data | No Data | No Data | No Data | -26.4 | -44.9658 | 34.125 | 40.0322 | 78.1 | 84.6694
2018-08-17 02:00 | No Data | No Data | No Data | No Data | 32.8557 | 42.1239 | No Data | No Data | No Data | No Data | No Data | No Data | No Data | No Data | -30.8 | -47.3776 | 40.04 | 45.6091 | 77.4 | 83.7542
2018-08-17 02:30 | No Data | No Data | No Data | No Data | 32.6482 | 43.0087 | No Data | No Data | No Data | No Data | No Data | No Data | No Data | No Data | -29.6 | -46.9161 | 38.22 | 43.796 | 73.8 | 80.5188
2018-08-17 03:00 | No Data | No Data | No Data | No Data | 25.7267 | 39.4458 | No Data | No Data | No Data | No Data | No Data | No Data | No Data | No Data | -32.4 | -47.2559 | 40.04 | 45.8287 | 73.7 | 82.1105
2018-08-17 03:30 | No Data | No Data | No Data | No Data | 23.6759 | 36.7873 | No Data | No Data | No Data | No Data | No Data | No Data | No Data | No Data | -9.6 | -41.5249 | 16.835 | 25.4678 | 48.9 | 59.331
2018-08-17 04:00 | No Data | No Data | No Data | No Data | 20.087 | 34.5868 | No Data | No Data | No Data | No Data | No Data | No Data | No Data | No Data | 14.8 | 46.4224 | -7.28 | -17.5101 | 24 | 38.0296
2018-08-17 04:30 | No Data | No Data | No Data | No Data | 15.9365 | 30.8878 | No Data | No Data | No Data | No Data | No Data | No Data | No Data | No Data | 28.4 | 52.706 | -21.84 | -25.9988 | 8.7 | 25.7163
2018-08-17 05:00 | No Data | No Data | No Data | No Data | 15.0698 | 30.4497 | No Data | No Data | No Data | No Data | No Data | No Data | No Data | No Data | 21.2 | 48.1215 | -14.105 | -20.9349 | 16.1 | 30.1573
2018-08-17 05:30 | No Data | No Data | No Data | No Data | 10.0893 | 26.7502 | No Data | No Data | No Data | No Data | No Data | No Data | No Data | No Data | 14 | 44.2719 | -7.735 | -19.3576 | 25.7 | 35.438
2018-08-17 06:00 | No Data | No Data | No Data | No Data | 8.4047 | 19.171 | No Data | No Data | No Data | No Data | No Data | No Data | No Data | No Data | -80 | -80.895 | 90.09 | 96.1763 | 129.4 | 140.7999
2018-08-17 06:30 | No Data | No Data | No Data | No Data | 14.6548 | 18.624 | No Data | No Data | No Data | No Data | No Data | No Data | No Data | No Data | -52.4 | -57.4693 | 60.06 | 66.5499 | 104.1 | 120.1533
2018-08-17 07:00 | No Data | No Data | No Data | No Data | 21.6251 | 23.5144 | No Data | No Data | No Data | No Data | No Data | No Data | No Data | No Data | -66 | -68.2044 | 78.26 | 84.3224 | 125 | 143.6088
2018-08-17 07:30 | No Data | No Data | No Data | No Data | 16.3027 | 17.9203 | No Data | No Data | No Data | No Data | No Data | No Data | No Data | No Data | -48 | -54.9749 | 60.06 | 65.4204 | 99 | 113.9879
2018-08-17 08:00 | No Data | No Data | No Data | No Data | 19.0616 | 20.4622 | No Data | No Data | No Data | No Data | No Data | No Data | No Data | No Data | -46 | -53.0373 | 56.42 | 61.5378 | 76.4 | 92.4736
2018-08-17 08:30 | No Data | No Data | No Data | No Data | 20.856 | 22.8091 | No Data | No Data | No Data | No Data | No Data | No Data | No Data | No Data | -62.4 | -67.1476 | 72.345 | 76.7009 | 69.8 | 85.2821
2018-08-17 09:00 | No Data | No Data | No Data | No Data | 19.0127 | 22.9605 | No Data | No Data | No Data | No Data | No Data | No Data | No Data | No Data | -46 | -52.2594 | 57.785 | 63.9093 | 41 | 52.3809
2018-08-17 09:30 | No Data | No Data | No Data | No Data | 15.0698 | 19.298 | No Data | No Data | No Data | No Data | No Data | No Data | No Data | No Data | -44.4 | -51.6558 | 55.055 | 60.8578 | 33.9 | 41.3058
2018-08-17 10:00 | No Data | No Data | No Data | No Data | 5.536 | 13.822 | No Data | No Data | No Data | No Data | No Data | No Data | No Data | No Data | -52 | -56.1555 | 66.885 | 71.903 | 41.1 | 49.1205
2018-08-17 10:30 | No Data | No Data | No Data | No Data | -2.5696 | -9.3858 | No Data | No Data | No Data | No Data | No Data | No Data | No Data | No Data | -55.2 | -58.5764 | 66.43 | 72.5907 | 41.3 | 54.9193
2018-08-17 11:00 | No Data | No Data | No Data | No Data | -12.5185 | -12.8924 | No Data | No Data | No Data | No Data | No Data | No Data | No Data | No Data | -53.2 | -56.9772 | 64.155 | 69.9014 | 41.8 | 58.4812
2018-08-17 11:30 | No Data | No Data | No Data | No Data | -17.9995 | -18.2616 | No Data | No Data | No Data | No Data | No Data | No Data | No Data | No Data | -36.8 | -44.8286 | 47.775 | 52.5993 | 21 | 40.4742
2018-08-17 12:00 | No Data | No Data | No Data | No Data | -24.2618 | -24.2859 | No Data | No Data | No Data | No Data | No Data | No Data | No Data | No Data | -38.8 | -46.7059 | 46.41 | 54.0761 | 48.6 | 65.7606
2018-08-17 12:30 | No Data | No Data | No Data | No Data | -24.3595 | -24.6526 | No Data | No Data | No Data | No Data | No Data | No Data | No Data | No Data | -39.2 | -46.3862 | 48.23 | 55.4204 | 37.6 | 60.5022
2018-08-17 13:00 | No Data | No Data | No Data | No Data | -25.1774 | -25.2684 | No Data | No Data | No Data | No Data | No Data | No Data | No Data | No Data | 13.6 | 38.8577 | -4.55 | -20.0871 | -8.2 | -35.2666
2018-08-17 13:30 | No Data | No Data | No Data | No Data | -27.6432 | -27.7261 | No Data | No Data | No Data | No Data | No Data | No Data | No Data | No Data | 57.6 | 73.2175 | -46.865 | -47.6557 | -48.5 | -55.412
2018-08-17 14:00 | No Data | No Data | No Data | No Data | -23.4928 | -23.4928 | No Data | No Data | No Data | No Data | No Data | No Data | No Data | No Data | 18.8 | 43.8361 | -11.375 | -21.4623 | -13.8 | -37.0648
2018-08-17 14:30 | No Data | No Data | No Data | No Data | -22.4063 | -22.4962 | No Data | No Data | No Data | No Data | No Data | No Data | No Data | No Data | 40 | 58.8748 | -35.035 | -36.6974 | -58.1 | -62.7857
2018-08-17 15:00 | No Data | No Data | No Data | No Data | -26.2028 | -26.2787 | No Data | No Data | No Data | No Data | No Data | No Data | No Data | No Data | 37.6 | 57.2713 | -30.485 | -33.59 | -57.9 | -62.7539
2018-08-17 15:30 | No Data | No Data | No Data | No Data | -26.7155 | -26.8103 | No Data | No Data | No Data | No Data | No Data | No Data | No Data | No Data | 35.6 | 56.2878 | -32.305 | -35.0704 | -59.2 | -63.0518
2018-08-17 16:00 | No Data | No Data | No Data | No Data | -19.0738 | -19.0738 | No Data | No Data | No Data | No Data | No Data | No Data | No Data | No Data | 12.8 | 40.4772 | -8.645 | -20.9745 | -21 | -40.218
2018-08-17 16:30 | No Data | No Data | No Data | No Data | -19.0249 | -20.1891 | No Data | No Data | No Data | No Data | No Data | No Data | No Data | No Data | -39.6 | -47.1542 | 43.225 | 51.866 | 30.7 | 53.8979
2018-08-17 17:00 | No Data | No Data | No Data | No Data | -15.8999 | -17.276 | No Data | No Data | No Data | No Data | No Data | No Data | No Data | No Data | -35.6 | -44.0836 | 40.95 | 50.2482 | 50.8 | 72.5526
2018-08-17 17:30 | No Data | No Data | No Data | No Data | -14.1054 | -14.31 | No Data | No Data | No Data | No Data | No Data | No Data | No Data | No Data | -39.2 | -45.5509 | 47.32 | 53.007 | 77.6 | 91.5627
2018-08-17 18:00 | No Data | No Data | No Data | No Data | -10.8217 | -13.5244 | No Data | No Data | No Data | No Data | No Data | No Data | No Data | No Data | 12.8 | 43.9072 | -5.46 | -16.835 | 27.6 | 50.7594
2018-08-17 18:30 | No Data | No Data | No Data | No Data | -15.2285 | -15.4357 | No Data | No Data | No Data | No Data | No Data | No Data | No Data | No Data | 4.8 | 41.4787 | 2.73 | 16.6059 | 36.7 | 53.6256
2018-08-17 19:00 | No Data | No Data | No Data | No Data | -17.2305 | -17.4139 | No Data | No Data | No Data | No Data | No Data | No Data | No Data | No Data | -7.2 | -39.4624 | 13.65 | 22.668 | 47.6 | 61.5367
2018-08-17 19:30 | No Data | No Data | No Data | No Data | -21.0758 | -21.0758 | No Data | No Data | No Data | No Data | No Data | No Data | No Data | No Data | -7.6 | -39.9299 | 14.105 | 23.0259 | 47.6 | 60.1053
2018-08-17 20:00 | No Data | No Data | No Data | No Data | -22.1012 | -22.1667 | No Data | No Data | No Data | No Data | No Data | No Data | No Data | No Data | -4.8 | -39.4928 | 11.83 | 21.7069 | 43.9 | 58.1932
2018-08-17 20:30 | No Data | No Data | No Data | No Data | -20.6119 | -21.714 | No Data | No Data | No Data | No Data | No Data | No Data | No Data | No Data | -6 | -39.6565 | 11.83 | 20.9498 | 44.6 | 57.1909
2018-08-17 21:00 | No Data | No Data | No Data | No Data | -23.0289 | -24.5695 | No Data | No Data | No Data | No Data | No Data | No Data | No Data | No Data | -12.4 | -39.972 | 18.2 | 26.39 | 50.1 | 64.6747
2018-08-17 21:30 | No Data | No Data | No Data | No Data | -13.9467 | -15.8977 | No Data | No Data | No Data | No Data | No Data | No Data | No Data | No Data | -3.2 | -40.1278 | 10.01 | 21.171 | 46.4 | 61.8528
2018-08-17 22:00 | No Data | No Data | No Data | No Data | -12.2621 | -12.2622 | No Data | No Data | No Data | No Data | No Data | No Data | No Data | No Data | -4 | -40.1995 | 11.83 | 21.3268 | 46.4 | 59.722
2018-08-17 22:30 | No Data | No Data | No Data | No Data | -3.8025 | -5.5618 | No Data | No Data | No Data | No Data | No Data | No Data | No Data | No Data | 3.2 | 41.7229 | 4.55 | 17.0002 | 43.5 | 56.6563
2018-08-17 23:00 | No Data | No Data | No Data | No Data | 3.888 | 11.4989 | No Data | No Data | No Data | No Data | No Data | No Data | No Data | No Data | -0.8 | -41.6173 | 9.1 | 19.5385 | 51.6 | 62.5757
2018-08-17 23:30 | No Data | No Data | No Data | No Data | 16.1929 | 18.295 | No Data | No Data | No Data | No Data | No Data | No Data | No Data | No Data | 3.6 | 39.365 | 6.825 | 20.7212 | 61 | 77.19
2018-08-18 | No Data | No Data | No Data | No Data | 16.4492 | 18.4999 | No Data | No Data | No Data | No Data | No Data | No Data | No Data | No Data | -8 | -38.4416 | 16.835 | 26.5074 | 67 | 80.5425
2018-08-18 00:30 | No Data | No Data | No Data | No Data | 16.7056 | 19.6048 | No Data | No Data | No Data | No Data | No Data | No Data | No Data | No Data | -18 | -40.6074 | 27.3 | 34.6786 | 74.3 | 85.8959
2018-08-18 01:00 | No Data | No Data | No Data | No Data | 9.3812 | 17.1134 | No Data | No Data | No Data | No Data | No Data | No Data | No Data | No Data | -2.8 | -40.018 | 10.01 | 21.977 | 51.2 | 68.4295
2018-08-18 01:30 | No Data | No Data | No Data | No Data | 13.9956 | 21.2188 | No Data | No Data | No Data | No Data | No Data | No Data | No Data | No Data | 38 | 59.6657 | -29.575 | -30.5393 | 10.7 | 37.1446
2018-08-18 02:00 | No Data | No Data | No Data | No Data | 15.8389 | 23.6752 | No Data | No Data | No Data | No Data | No Data | No Data | No Data | No Data | 37.2 | 60.0973 | -30.03 | -32.2761 | 5.9 | 29.0064
2018-08-18 02:30 | No Data | No Data | No Data | No Data | 16.1929 | 27.1528 | No Data | No Data | No Data | No Data | No Data | No Data | No Data | No Data | 39.6 | 61.9187 | -31.395 | -33.0932 | 0.8 | 24.4131
2018-08-18 03:00 | No Data | No Data | No Data | No Data | 6.9154 | 22.669 | No Data | No Data | No Data | No Data | No Data | No Data | No Data | No Data | 38.4 | 59.3094 | -31.85 | -34.3035 | -1.6 | -21.8586
2018-08-18 03:30 | No Data | No Data | No Data | No Data | 10.0404 | 25.3577 | No Data | No Data | No Data | No Data | No Data | No Data | No Data | No Data | 42 | 66.8431 | -35.035 | -35.3907 | -6.4 | -23.7775
2018-08-18 04:00 | No Data | No Data | No Data | No Data | 9.7353 | 25.2384 | No Data | No Data | No Data | No Data | No Data | No Data | No Data | No Data | 43.2 | 67.6036 | -38.22 | -38.4388 | -10.4 | -23.7933
2018-08-18 04:30 | No Data | No Data | No Data | No Data | 6.305 | 22.4903 | No Data | No Data | No Data | No Data | No Data | No Data | No Data | No Data | 43.6 | 68.1669 | -38.22 | -38.3929 | -9.6 | -20.2237
2018-08-18 05:00 | No Data | No Data | No Data | No Data | 4.303 | 21.8097 | No Data | No Data | No Data | No Data | No Data | No Data | No Data | No Data | 42 | 66.8431 | -36.4 | -36.6833 | -6.8 | -21.8833
2018-08-18 05:30 | No Data | No Data | No Data | No Data | 5.0233 | 21.9631 | No Data | No Data | No Data | No Data | No Data | No Data | No Data | No Data | 43.6 | 68.4748 | -40.495 | -40.6583 | -9.5 | -21.9611
2018-08-18 06:00 | No Data | No Data | No Data | No Data | 0.0061036 | 14.1543 | No Data | No Data | No Data | No Data | No Data | No Data | No Data | No Data | 19.2 | 49.8462 | -16.835 | -18.8372 | 15.8 | 36.9486
2018-08-18 06:30 | No Data | No Data | No Data | No Data | 7.5257 | 16.5285 | No Data | No Data | No Data | No Data | No Data | No Data | No Data | No Data | 24.4 | 51.7177 | -20.93 | -24.0419 | 12.2 | 36.4993
2018-08-18 07:00 | No Data | No Data | No Data | No Data | 5.536 | 12.3406 | No Data | No Data | No Data | No Data | No Data | No Data | No Data | No Data | 10.4 | 44.0454 | -8.19 | -17.1034 | 28.7 | 54.0493
2018-08-18 07:30 | No Data | No Data | No Data | No Data | 8.8075 | 11.0489 | No Data | No Data | No Data | No Data | No Data | No Data | No Data | No Data | -11.6 | -40.8803 | 16.835 | 24.1322 | 45.1 | 60.4156
2018-08-18 08:00 | No Data | No Data | No Data | No Data | 12.6528 | 15.4583 | No Data | No Data | No Data | No Data | No Data | No Data | No Data | No Data | -55.6 | -61.8967 | 60.515 | 65.1429 | 87.5 | 101.4801
2018-08-18 08:30 | No Data | No Data | No Data | No Data | 9.0639 | 11.5656 | No Data | No Data | No Data | No Data | No Data | No Data | No Data | No Data | 0 | 45.2442 | -1.82 | -12.8693 | 24 | 40.9663
2018-08-18 09:00 | No Data | No Data | No Data | No Data | 7.7333 | 7.8859 | No Data | No Data | No Data | No Data | No Data | No Data | No Data | No Data | -61.2 | -67.6379 | 63.7 | 67.6406 | 86.5 | 97.2754
2018-08-18 09:30 | No Data | No Data | No Data | No Data | 3.6316 | 7.8218 | No Data | No Data | No Data | No Data | No Data | No Data | No Data | No Data | 37.2 | 64.5885 | -40.04 | -39.2594 | -14.1 | -24.5524
2018-08-18 10:00 | No Data | No Data | No Data | No Data | -4.1077 | -7.0216 | No Data | No Data | No Data | No Data | No Data | No Data | No Data | No Data | 40.4 | 67.1202 | -41.86 | -41.8995 | -24 | -30.1204
2018-08-18 10:30 | No Data | No Data | No Data | No Data | 2.9114 | 7.1895 | No Data | No Data | No Data | No Data | No Data | No Data | No Data | No Data | 32.8 | 62.4986 | -35.49 | -35.8412 | -26.1 | -31.705
2018-08-18 11:00 | No Data | No Data | No Data | No Data | 1.7395 | 8.2364 | No Data | No Data | No Data | No Data | No Data | No Data | No Data | No Data | 33.6 | 61.9109 | -35.035 | -35.1795 | -26.9 | -31.6623
2018-08-18 11:30 | No Data | No Data | No Data | No Data | -25.4826 | -25.4826 | No Data | No Data | No Data | No Data | No Data | No Data | No Data | No Data | 50.8 | 74.1393 | -52.325 | -52.3428 | -36.2 | -42.465
2018-08-18 12:00 | No Data | No Data | No Data | No Data | -18.9273 | -19.0681 | No Data | No Data | No Data | No Data | No Data | No Data | No Data | No Data | 37.6 | 63.5232 | -36.4 | -36.8072 | -25.2 | -38.9504
2018-08-18 12:30 | No Data | No Data | No Data | No Data | -31.635 | -32.1876 | No Data | No Data | No Data | No Data | No Data | No Data | No Data | No Data | 56 | 78.6323 | -56.875 | -56.8768 | -45 | -50.0024
2018-08-18 13:00 | No Data | No Data | No Data | No Data | -35.6878 | -35.7024 | No Data | No Data | No Data | No Data | No Data | No Data | No Data | No Data | 55.2 | 77.501 | -57.33 | -57.33 | -42.1 | -50.2858
2018-08-18 13:30 | No Data | No Data | No Data | No Data | -40.7172 | -41.0502 | No Data | No Data | No Data | No Data | No Data | No Data | No Data | No Data | 55.2 | 77.501 | -57.785 | -57.785 | -44.9 | -50.0001
2018-08-18 14:00 | No Data | No Data | No Data | No Data | -28.51 | -28.5265 | No Data | No Data | No Data | No Data | No Data | No Data | No Data | No Data | 62.8 | 83.6115 | -60.515 | -60.5167 | -48 | -53.0543
2018-08-18 14:30 | No Data | No Data | No Data | No Data | -35.1263 | -35.2688 | No Data | No Data | No Data | No Data | No Data | No Data | No Data | No Data | 53.2 | 76.6634 | -55.055 | -55.0625 | -44.6 | -50.1355
2018-08-18 15:00 | No Data | No Data | No Data | No Data | -31.8914 | -32.1158 | No Data | No Data | No Data | No Data | No Data | No Data | No Data | No Data | 55.2 | 76.6634 | -55.965 | -55.9946 | -33.2 | -43.6898
2018-08-18 15:30 | No Data | No Data | No Data | No Data | -30.0481 | -30.0772 | No Data | No Data | No Data | No Data | No Data | No Data | No Data | No Data | 50.8 | 72.6955 | -53.69 | -51.0108 | -37.1 | -44.6813
2018-08-18 16:00 | No Data | No Data | No Data | No Data | -24.8722 | -25.4572 | No Data | No Data | No Data | No Data | No Data | No Data | No Data | No Data | 46 | 68.2361 | -46.41 | -46.7301 | -30 | -42.7814
2018-08-18 16:30 | No Data | No Data | No Data | No Data | -24.8234 | -26.8556 | No Data | No Data | No Data | No Data | No Data | No Data | No Data | No Data | 0.8 | 44.089 | -0.455 | -14.5671 | 20 | 42.1475
2018-08-18 17:00 | No Data | No Data | No Data | No Data | -19.0738 | -21.6756 | No Data | No Data | No Data | No Data | No Data | No Data | No Data | No Data | -21.2 | -42.1236 | 24.57 | 31.1268 | 53.3 | 69.0514
2018-08-18 17:30 | No Data | No Data | No Data | No Data | -5.4383 | -10.0107 | No Data | No Data | No Data | No Data | No Data | No Data | No Data | No Data | -73.6 | -77.0506 | 80.535 | 84.3335 | 115.1 | 128.3521
2018-08-18 18:00 | No Data | No Data | No Data | No Data | -10.1625 | -13.0564 | No Data | No Data | No Data | No Data | No Data | No Data | No Data | No Data | -89.2 | -91.078 | 97.37 | 100.6486 | 135 | 151.2039
2018-08-18 18:30 | No Data | No Data | No Data | No Data | -8.6732 | -14.3887 | No Data | No Data | No Data | No Data | No Data | No Data | No Data | No Data | -98 | -99.4979 | 107.38 | 110.3617 | 147.5 | 160.7863
2018-08-18 19:00 | No Data | No Data | No Data | No Data | -2.5696 | -6.6731 | No Data | No Data | No Data | No Data | No Data | No Data | No Data | No Data | -90.4 | -92.3342 | 99.645 | 102.5215 | 138.9 | 151.1074
2018-08-18 19:30 | No Data | No Data | No Data | No Data | -7.7455 | -10.5559 | No Data | No Data | No Data | No Data | No Data | No Data | No Data | No Data | -84.4 | -87.2202 | 91.91 | 96.5597 | 132.5 | 144.0434
2018-08-18 20:00 | No Data | No Data | No Data | No Data | -7.9042 | -7.947 | No Data | No Data | No Data | No Data | No Data | No Data | No Data | No Data | -21.2 | -48.841 | 24.115 | 27.0639 | 62.8 | 78.3204
2018-08-18 20:30 | No Data | No Data | No Data | No Data | -14.9233 | -12.6162 | No Data | No Data | No Data | No Data | No Data | No Data | No Data | No Data | -22.4 | -49.3737 | 27.755 | 30.5393 | 63.6 | 80.2867
2018-08-18 21:00 | No Data | No Data | No Data | No Data | -13.2387 | -13.4052 | No Data | No Data | No Data | No Data | No Data | No Data | No Data | No Data | -23.6 | -50.2824 | 27.755 | 30.3523 | 60.7 | 75.9801
2018-08-18 21:30 | No Data | No Data | No Data | No Data | 2.0447 | 5.8557 | No Data | No Data | No Data | No Data | No Data | No Data | No Data | No Data | -24.8 | -50.5078 | 30.94 | 33.6362 | 68.1 | 82.2925
2018-08-18 22:00 | No Data | No Data | No Data | No Data | -17.084 | -17.4482 | No Data | No Data | No Data | No Data | No Data | No Data | No Data | No Data | 21.2 | 57.6403 | -15.47 | -16.5623 | 19.6 | 39.8529
2018-08-18 22:30 | No Data | No Data | No Data | No Data | -5.1331 | -6.0969 | No Data | No Data | No Data | No Data | No Data | No Data | No Data | No Data | -15.6 | -50.0911 | 20.02 | 23.254 | 61.1 | 76.3001
2018-08-18 23:00 | No Data | No Data | No Data | No Data | -7.8553 | -11.1784 | No Data | No Data | No Data | No Data | No Data | No Data | No Data | No Data | 45.2 | 71.9655 | -37.765 | -37.8088 | 5.2 | 39.8408
2018-08-18 23:30 | No Data | No Data | No Data | No Data | 7.6356 | 11.1757 | No Data | No Data | No Data | No Data | No Data | No Data | No Data | No Data | 12 | 51.4198 | -4.095 | -9.9789 | 49.2 | 72.3163
2018-08-19 | No Data | No Data | No Data | No Data | 2.0447 | 6.6864 | No Data | No Data | No Data | No Data | No Data | No Data | No Data | No Data | 48.4 | 74.0173 | -42.77 | -42.8087 | 5.9 | 40.136
2018-08-19 00:30 | No Data | No Data | No Data | No Data | -4.6204 | -10.8312 | No Data | No Data | No Data | No Data | No Data | No Data | No Data | No Data | 51.2 | 76.1735 | -44.59 | -44.5993 | 3.2 | 38.5331
2018-08-19 01:00 | No Data | No Data | No Data | No Data | -13.6904 | -15.8574 | No Data | No Data | No Data | No Data | No Data | No Data | No Data | No Data | 48.8 | 74.8844 | -44.59 | -44.5923 | 0.5 | 40.102
2018-08-19 01:30 | No Data | No Data | No Data | No Data | -15.8511 | -17.0817 | No Data | No Data | No Data | No Data | No Data | No Data | No Data | No Data | 47.6 | 74.108 | -42.315 | -42.337 | 1.1 | 38.8156
2018-08-19 02:00 | No Data | No Data | No Data | No Data | -24.4083 | -24.7869 | No Data | No Data | No Data | No Data | No Data | No Data | No Data | No Data | 50.8 | 76.801 | -45.5 | -45.5 | -6 | -35.1164
2018-08-19 02:30 | No Data | No Data | No Data | No Data | -26.6667 | -27.0214 | No Data | No Data | No Data | No Data | No Data | No Data | No Data | No Data | 49.6 | 76.6206 | -45.045 | -45.0473 | -8.4 | -33.7617
2018-08-19 03:00 | No Data | No Data | No Data | No Data | -19.8428 | -22.0862 | No Data | No Data | No Data | No Data | No Data | No Data | No Data | No Data | 48.8 | 74.0173 | -45.045 | -45.0657 | -10.3 | -31.3409
2018-08-19 03:30 | No Data | No Data | No Data | No Data | -6.7201 | -15.9447 | No Data | No Data | No Data | No Data | No Data | No Data | No Data | No Data | 41.6 | 68.8012 | -38.675 | -38.7712 | -5.6 | -31.0098
2018-08-19 04:00 | No Data | No Data | No Data | No Data | -15.4849 | -16.482 | No Data | No Data | No Data | No Data | No Data | No Data | No Data | No Data | 47.2 | 72.6284 | -43.68 | -43.6895 | -10.4 | -29.1204
2018-08-19 04:30 | No Data | No Data | No Data | No Data | -11.8471 | -14.9241 | No Data | No Data | No Data | No Data | No Data | No Data | No Data | No Data | 48.8 | 73.9784 | -46.865 | -46.865 | -13.1 | -24.6662
2018-08-19 05:00 | No Data | No Data | No Data | No Data | -3.8025 | -7.8598 | No Data | No Data | No Data | No Data | No Data | No Data | No Data | No Data | 39.6 | 66.3204 | -36.4 | -36.5022 | -3.9 | -27.3792
2018-08-19 05:30 | No Data | No Data | No Data | No Data | -14.2641 | -15.3229 | No Data | No Data | No Data | No Data | No Data | No Data | No Data | No Data | 50.4 | 74.7476 | -47.32 | -47.32 | -13.1 | -33.1943
2018-08-19 06:00 | No Data | No Data | No Data | No Data | -22.15 | -22.8979 | No Data | No Data | No Data | No Data | No Data | No Data | No Data | No Data | 52.4 | 75.8208 | -49.14 | -49.1421 | -13.9 | -30.6349
2018-08-19 06:30 | No Data | No Data | No Data | No Data | -25.0309 | -25.0558 | No Data | No Data | No Data | No Data | No Data | No Data | No Data | No Data | 52 | 75.2553 | -48.23 | -50.0521 | -9.9 | -45.3927
2018-08-19 07:00 | No Data | No Data | No Data | No Data | -10.309 | -15.097 | No Data | No Data | No Data | No Data | No Data | No Data | No Data | No Data | 54 | 76.3675 | -49.14 | -49.1484 | -11.1 | -38.4376
2018-08-19 07:30 | No Data | No Data | No Data | No Data | -17.9507 | -18.0573 | No Data | No Data | No Data | No Data | No Data | No Data | No Data | No Data | 51.2 | 74.1242 | -47.775 | -47.7837 | -16.6 | -40.6444
2018-08-19 08:00 | No Data | No Data | No Data | No Data | -19.6475 | -19.9737 | No Data | No Data | No Data | No Data | No Data | No Data | No Data | No Data | 53.6 | 76.9415 | -53.69 | -53.69 | -26 | -40.8442
2018-08-19 08:30 | No Data | No Data | No Data | No Data | -20.1602 | -20.3424 | No Data | No Data | No Data | No Data | No Data | No Data | No Data | No Data | 16.4 | 52.241 | -16.835 | -19.3576 | 4.3 | 44.3091
2018-08-19 09:00 | No Data | No Data | No Data | No Data | -17.1817 | -17.2757 | No Data | No Data | No Data | No Data | No Data | No Data | No Data | No Data | 36.8 | 66.0097 | -35.49 | -35.5628 | -18.1 | -30.7026
2018-08-19 09:30 | No Data | No Data | No Data | No Data | -20.0504 | -20.0504 | No Data | No Data | No Data | No Data | No Data | No Data | No Data | No Data | -8.4 | -47.5479 | 9.1 | 13.8682 | 23.3 | 41.2176
2018-08-19 10:00 | No Data | No Data | No Data | No Data | -17.2793 | -17.3526 | No Data | No Data | No Data | No Data | No Data | No Data | No Data | No Data | -14 | -48.8492 | 11.375 | 15.4566 | 11.8 | 29.0084
2018-08-19 10:30 | No Data | No Data | No Data | No Data | -19.6475 | -19.6475 | No Data | No Data | No Data | No Data | No Data | No Data | No Data | No Data | -20.8 | -50.4841 | 20.475 | 23.4226 | 17.1 | 32.383
2018-08-19 11:00 | No Data | No Data | No Data | No Data | -24.8722 | -24.8722 | No Data | No Data | No Data | No Data | No Data | No Data | No Data | No Data | -17.6 | -50 | 15.925 | 18.3416 | -4.3 | -22.22
2018-08-19 11:30 | No Data | No Data | No Data | No Data | -24.4572 | -24.5757 | No Data | No Data | No Data | No Data | No Data | No Data | No Data | No Data | -15.6 | -47.0608 | 15.47 | 19.2019 | -9.4 | -25.7752
2018-08-19 12:00 | No Data | No Data | No Data | No Data | -30.5608 | -30.5608 | No Data | No Data | No Data | No Data | No Data | No Data | No Data | No Data | 26.4 | 57.6056 | -27.755 | -28.1255 | -29.7 | -35.2575
2018-08-19 12:30 | No Data | No Data | No Data | No Data | -29.6452 | -29.6452 | No Data | No Data | No Data | No Data | No Data | No Data | No Data | No Data | -20.4 | -48.8623 | 19.565 | 22.8635 | -11.7 | -27.7836
2018-08-19 13:00 | No Data | No Data | No Data | No Data | -31.0735 | -31.1201 | No Data | No Data | No Data | No Data | No Data | No Data | No Data | No Data | -27.2 | -49.3688 | 31.395 | 33.713 | 6.4 | 27.0675
2018-08-19 13:30 | No Data | No Data | No Data | No Data | -28.9738 | -29.2223 | No Data | No Data | No Data | No Data | No Data | No Data | No Data | No Data | 14.8 | 50.9949 | -1.82 | -9.7268 | -26 | -34.1235
2018-08-19 14:00 | No Data | No Data | No Data | No Data | -40.766 | -40.8282 | No Data | No Data | No Data | No Data | No Data | No Data | No Data | No Data | 60.4 | 81.8242 | -57.785 | -57.8727 | -74.1 | -75.9585
2018-08-19 14:30 | No Data | No Data | No Data | No Data | -39.2279 | -39.2811 | No Data | No Data | No Data | No Data | No Data | No Data | No Data | No Data | 57.6 | 79.2283 | -54.145 | -54.1469 | -82.1 | -82.8204
2018-08-19 15:00 | No Data | No Data | No Data | No Data | -29.1814 | -29.2653 | No Data | No Data | No Data | No Data | No Data | No Data | No Data | No Data | 21.2 | 53.5731 | -17.745 | -19.1803 | -47.3 | -51.277
2018-08-19 15:30 | No Data | No Data | No Data | No Data | -26.8742 | -27.1351 | No Data | No Data | No Data | No Data | No Data | No Data | No Data | No Data | 54.8 | 76.3759 | -52.325 | -52.325 | -68.3 | -69.4707
2018-08-19 16:00 | No Data | No Data | No Data | No Data | -5.6947 | -8.0881 | No Data | No Data | No Data | No Data | No Data | No Data | No Data | No Data | -28.4 | -48.7311 | 30.03 | 33.5746 | 11.9 | 35.2683
2018-08-19 16:30 | No Data | No Data | No Data | No Data | -8.4657 | -12.4114 | No Data | No Data | No Data | No Data | No Data | No Data | No Data | No Data | -25.6 | -46.1511 | 32.305 | 36.0169 | 20.1 | 39.8418
2018-08-19 17:00 | No Data | No Data | No Data | No Data | 8.2948 | 15.9655 | No Data | No Data | No Data | No Data | No Data | No Data | No Data | No Data | -23.6 | -45.4137 | 28.21 | 32.1734 | 40.9 | 56.5829
2018-08-19 17:30 | No Data | No Data | No Data | No Data | 27.4723 | 30.6511 | No Data | No Data | No Data | No Data | No Data | No Data | No Data | No Data | -11.6 | -41.264 | 20.475 | 25.1241 | 53.3 | 66.5201
2018-08-19 18:00 | No Data | No Data | No Data | No Data | 29.1203 | 32.9357 | No Data | No Data | No Data | No Data | No Data | No Data | No Data | No Data | -5.2 | -40.3366 | 14.105 | 20.2718 | 54.8 | 71.419
2018-08-19 18:30 | No Data | No Data | No Data | No Data | 40.7538 | 43.5619 | No Data | No Data | No Data | No Data | No Data | No Data | No Data | No Data | -13.2 | -42.8822 | 23.205 | 26.6942 | 65.4 | 78.9915
2018-08-19 19:00 | No Data | No Data | No Data | No Data | 42.9023 | 46.3108 | No Data | No Data | No Data | No Data | No Data | No Data | No Data | No Data | -14.8 | -42.6502 | 26.39 | 30.3625 | 67.5 | 81.9665
2018-08-19 19:30 | No Data | No Data | No Data | No Data | 48.188 | 51.8842 | No Data | No Data | No Data | No Data | No Data | No Data | No Data | No Data | -13.6 | -44.5277 | 24.115 | 27.9371 | 64.7 | 77.0824
2018-08-19 20:00 | No Data | No Data | No Data | No Data | 43.83 | 47.864 | No Data | No Data | No Data | No Data | No Data | No Data | No Data | No Data | -25.6 | -46.4844 | 36.855 | 40.3311 | 76.8 | 87.8237
2018-08-19 20:30 | No Data | No Data | No Data | No Data | 43.476 | 48.6336 | No Data | No Data | No Data | No Data | No Data | No Data | No Data | No Data | -26 | -47.7074 | 35.49 | 38.8992 | 75.3 | 84.4807
2018-08-19 21:00 | No Data | No Data | No Data | No Data | 44.184 | 50.0414 | No Data | No Data | No Data | No Data | No Data | No Data | No Data | No Data | -30 | -50.6423 | 38.22 | 41.405 | 76.6 | 86.0022
2018-08-19 21:30 | No Data | No Data | No Data | No Data | 46.4424 | 51.3026 | No Data | No Data | No Data | No Data | No Data | No Data | No Data | No Data | -39.6 | -55.4401 | 49.14 | 51.7981 | 89.2 | 96.1533
2018-08-19 22:00 | No Data | No Data | No Data | No Data | 30.4021 | 37.4079 | No Data | No Data | No Data | No Data | No Data | No Data | No Data | No Data | -36 | -54.3529 | 44.59 | 47.0502 | 83.2 | 88.6143
2018-08-19 22:30 | No Data | No Data | No Data | No Data | 37.6776 | 45.1736 | No Data | No Data | No Data | No Data | No Data | No Data | No Data | No Data | -37.2 | -54.3323 | 45.955 | 48.787 | 88.3 | 94.9101
2018-08-19 23:00 | No Data | No Data | No Data | No Data | 49.9825 | 55.1403 | No Data | No Data | No Data | No Data | No Data | No Data | No Data | No Data | -39.2 | -55.1551 | 48.23 | 50.9356 | 94.2 | 101.0966
2018-08-19 23:30 | No Data | No Data | No Data | No Data | 60.444 | 63.1408 | No Data | No Data | No Data | No Data | No Data | No Data | No Data | No Data | -28.4 | -49.0355 | 37.765 | 41.3475 | 92.6 | 103.3517
2018-08-20 | No Data | No Data | No Data | No Data | 47.8828 | 52.5245 | No Data | No Data | No Data | No Data | No Data | No Data | No Data | No Data | -36.8 | -54.9443 | 45.955 | 48.489 | 97.7 | 102.5913
2018-08-20 00:30 | No Data | No Data | No Data | No Data | 45.9297 | 52.3309 | No Data | No Data | No Data | No Data | No Data | No Data | No Data | No Data | -32 | -53.4401 | 39.585 | 42.0229 | 92.4 | 96.3486
2018-08-20 01:00 | No Data | No Data | No Data | No Data | 41.7304 | 48.6869 | No Data | No Data | No Data | No Data | No Data | No Data | No Data | No Data | -33.2 | -52.2915 | 41.86 | 44.7869 | 90 | 98.2464
2018-08-20 01:30 | No Data | No Data | No Data | No Data | 50.0801 | 55.9872 | No Data | No Data | No Data | No Data | No Data | No Data | No Data | No Data | -32.8 | -52.0384 | 42.315 | 45.2124 | 92 | 99.3869
2018-08-20 02:00 | No Data | No Data | No Data | No Data | 41.2177 | 49.1184 | No Data | No Data | No Data | No Data | No Data | No Data | No Data | No Data | -0.4 | -47.6017 | 12.74 | 18.3416 | 51.8 | 59.9104
2018-08-20 02:30 | No Data | No Data | No Data | No Data | 34.3938 | 44.5805 | No Data | No Data | No Data | No Data | No Data | No Data | No Data | No Data | 22.8 | 56.4128 | -13.195 | -15.5301 | 27.2 | 36.3407
2018-08-20 03:00 | No Data | No Data | No Data | No Data | 24.0909 | 35.9735 | No Data | No Data | No Data | No Data | No Data | No Data | No Data | No Data | 38 | 66.3578 | -29.575 | -29.8572 | 9 | 21.2953
2018-08-20 03:30 | No Data | No Data | No Data | No Data | 23.5782 | 37.1191 | No Data | No Data | No Data | No Data | No Data | No Data | No Data | No Data | 18.8 | 55.6705 | -11.83 | -13.6576 | 27.2 | 34.3023
2018-08-20 04:00 | No Data | No Data | No Data | No Data | 23.5294 | 37.0881 | No Data | No Data | No Data | No Data | No Data | No Data | No Data | No Data | 34.4 | 64.364 | -25.935 | -26.2563 | 11 | 22.9131
2018-08-20 04:30 | No Data | No Data | No Data | No Data | 27.3747 | 39.6392 | No Data | No Data | No Data | No Data | No Data | No Data | No Data | No Data | 49.2 | 73.0523 | -37.31 | -37.3544 | -6 | -17.3692
2018-08-20 05:00 | No Data | No Data | No Data | No Data | 27.0085 | 39.3872 | No Data | No Data | No Data | No Data | No Data | No Data | No Data | No Data | 48.4 | 72.5159 | -39.585 | -39.6085 | -2.5 | -18.9402
2018-08-20 05:30 | No Data | No Data | No Data | No Data | 34.2473 | 44.6629 | No Data | No Data | No Data | No Data | No Data | No Data | No Data | No Data | -0.4 | -46.4017 | 8.19 | 13.2888 | 48.6 | 57.1662
2018-08-20 06:00 | No Data | No Data | No Data | No Data | 36.347 | 43.8434 | No Data | No Data | No Data | No Data | No Data | No Data | No Data | No Data | -18 | -44.5942 | 26.845 | 30.325 | 68.7 | 79.851
2018-08-20 06:30 | No Data | No Data | No Data | No Data | 37.116 | 42.3844 | No Data | No Data | No Data | No Data | No Data | No Data | No Data | No Data | 13.6 | 47.2017 | -3.64 | -10.6513 | 44.5 | 62.4395
2018-08-20 07:00 | No Data | No Data | No Data | No Data | 42.9633 | 44.1237 | No Data | No Data | No Data | No Data | No Data | No Data | No Data | No Data | -60 | -65.0772 | 68.705 | 72.5179 | 123.2 | 144.2333
2018-08-20 07:30 | No Data | No Data | No Data | No Data | 41.8769 | 42.4204 | No Data | No Data | No Data | No Data | No Data | No Data | No Data | No Data | -78.4 | -82.1092 | 85.995 | 88.3989 | 129.8 | 144.8535
2018-08-20 08:00 | No Data | No Data | No Data | No Data | 45.6733 | 46.1722 | No Data | No Data | No Data | No Data | No Data | No Data | No Data | No Data | -76 | -80.4547 | 85.995 | 87.9952 | 110.3 | 127.024
2018-08-20 08:30 | No Data | No Data | No Data | No Data | 40.2411 | 40.8064 | No Data | No Data | No Data | No Data | No Data | No Data | No Data | No Data | -76.4 | -80.5749 | 83.72 | 85.6754 | 85.2 | 103.6911
2018-08-20 09:00 | No Data | No Data | No Data | No Data | 28.1926 | 33.5008 | No Data | No Data | No Data | No Data | No Data | No Data | No Data | No Data | -81.6 | -85.642 | 89.18 | 91.0182 | 85.2 | 103.3503
2018-08-20 09:30 | No Data | No Data | No Data | No Data | 21.0147 | 27.773 | No Data | No Data | No Data | No Data | No Data | No Data | No Data | No Data | -79.2 | -83.3585 | 85.995 | 87.7159 | 76.5 | 95.5201
2018-08-20 10:00 | No Data | No Data | No Data | No Data | 15.729 | 23.9405 | No Data | No Data | No Data | No Data | No Data | No Data | No Data | No Data | -81.6 | -85.642 | 87.36 | 88.9673 | 71 | 89.3839
2018-08-20 10:30 | No Data | No Data | No Data | No Data | 12.5063 | 21.9579 | No Data | No Data | No Data | No Data | No Data | No Data | No Data | No Data | -64 | -69.6976 | 70.07 | 72.5108 | 54 | 66.8458
2018-08-20 11:00 | No Data | No Data | No Data | No Data | 12.8603 | 25.2651 | No Data | No Data | No Data | No Data | No Data | No Data | No Data | No Data | -51.6 | -61.7945 | 55.965 | 57.828 | 58.9 | 72.399
2018-08-20 11:30 | No Data | No Data | No Data | No Data | 8.4535 | 24.9674 | No Data | No Data | No Data | No Data | No Data | No Data | No Data | No Data | -74.4 | -79.2162 | 82.81 | 84.4145 | 62.6 | 73.9138
2018-08-20 12:00 | No Data | No Data | No Data | No Data | 8.5512 | 24.7599 | No Data | No Data | No Data | No Data | No Data | No Data | No Data | No Data | -64.8 | -69.8215 | 69.16 | 71.8742 | 68.3 | 77.3003
2018-08-20 12:30 | No Data | No Data | No Data | No Data | 1.7395 | 21.0501 | No Data | No Data | No Data | No Data | No Data | No Data | No Data | No Data | -62.4 | -68.0705 | 67.34 | 69.9991 | 56.8 | 68.1175
2018-08-20 13:00 | No Data | No Data | No Data | No Data | -5.8045 | -15.2982 | No Data | No Data | No Data | No Data | No Data | No Data | No Data | No Data | -65.2 | -70.0457 | 67.795 | 70.5617 | 63.1 | 74.3377
2018-08-20 13:30 | No Data | No Data | No Data | No Data | 1.532 | 18.3687 | No Data | No Data | No Data | No Data | No Data | No Data | No Data | No Data | -54 | -61.2 | 57.785 | 61.0073 | 54.3 | 67.3241
2018-08-20 14:00 | No Data | No Data | No Data | No Data | -3.241 | -18.8419 | No Data | No Data | No Data | No Data | No Data | No Data | No Data | No Data | -53.6 | -60.659 | 57.33 | 60.4311 | 61.2 | 74.8535
2018-08-20 14:30 | No Data | No Data | No Data | No Data | 0.0061036 | 17.9995 | No Data | No Data | No Data | No Data | No Data | No Data | No Data | No Data | -43.6 | -52.6984 | 50.05 | 53.5742 | 62.6 | 75.9458
2018-08-20 15:00 | No Data | No Data | No Data | No Data | -6.7201 | -17.1718 | No Data | No Data | No Data | No Data | No Data | No Data | No Data | No Data | -30.4 | -44.4288 | 35.035 | 39.0691 | 57.9 | 69.6427
2018-08-20 15:30 | No Data | No Data | No Data | No Data | -4.9744 | -11.4464 | No Data | No Data | No Data | No Data | No Data | No Data | No Data | No Data | -37.6 | -48.1016 | 42.315 | 46.2447 | 70.6 | 82.6122
2018-08-20 16:00 | No Data | No Data | No Data | No Data | -10.7729 | -12.3073 | No Data | No Data | No Data | No Data | No Data | No Data | No Data | No Data | -45.6 | -53.7208 | 48.685 | 52.9933 | 86.3 | 98.848
2018-08-20 16:30 | No Data | No Data | No Data | No Data | -3.3387 | -4.7912 | No Data | No Data | No Data | No Data | No Data | No Data | No Data | No Data | -60 | -65.8775 | 70.07 | 73.1291 | 104 | 119.7184
2018-08-20 17:00 | No Data | No Data | No Data | No Data | 4.6082 | 9.1494 | No Data | No Data | No Data | No Data | No Data | No Data | No Data | No Data | -66.8 | -70.5839 | 81.445 | 84.5627 | 118.7 | 134.8069
2018-08-20 17:30 | No Data | No Data | No Data | No Data | 8.6122 | 11.6896 | No Data | No Data | No Data | No Data | No Data | No Data | No Data | No Data | -64.8 | -68.9638 | 78.715 | 82.0641 | 122.8 | 141.4492
2018-08-20 18:00 | No Data | No Data | No Data | No Data | 13.7881 | 16.9422 | No Data | No Data | No Data | No Data | No Data | No Data | No Data | No Data | 6.4 | 44.8589 | 5.915 | 13.2263 | 50.5 | 75.0367
2018-08-20 18:30 | No Data | No Data | No Data | No Data | 22.4552 | 25.2478 | No Data | No Data | No Data | No Data | No Data | No Data | No Data | No Data | -7.2 | -43.007 | 18.2 | 23.0259 | 62.2 | 88.2474
2018-08-20 19:00 | No Data | No Data | No Data | No Data | 17.9385 | 21.1933 | No Data | No Data | No Data | No Data | No Data | No Data | No Data | No Data | -12.4 | -44.176 | 21.385 | 25.6178 | 66.2 | 87.5542
2018-08-20 19:30 | No Data | No Data | No Data | No Data | 10.1991 | 15.0581 | No Data | No Data | No Data | No Data | No Data | No Data | No Data | No Data | -19.6 | -47.0744 | 29.575 | 32.2023 | 70.3 | 84.4531
2018-08-20 20:00 | No Data | No Data | No Data | No Data | 6.4515 | 13.1375 | No Data | No Data | No Data | No Data | No Data | No Data | No Data | No Data | -22.4 | -48.3073 | 30.485 | 33.2181 | 70.7 | 83.86
2018-08-20 20:30 | No Data | No Data | No Data | No Data | 5.3285 | 12.4361 | No Data | No Data | No Data | No Data | No Data | No Data | No Data | No Data | -24.4 | -48.9195 | 31.395 | 34.418 | 71.4 | 85.2907
2018-08-20 21:00 | No Data | No Data | No Data | No Data | 1.0681 | 13.0262 | No Data | No Data | No Data | No Data | No Data | No Data | No Data | No Data | -22.8 | -49.5564 | 29.575 | 32.385 | 68.5 | 79.0728
2018-08-20 21:30 | No Data | No Data | No Data | No Data | 1.4832 | 13.1153 | No Data | No Data | No Data | No Data | No Data | No Data | No Data | No Data | -19.6 | -48.168 | 28.21 | 30.9534 | 68.6 | 78.9606
2018-08-20 22:00 | No Data | No Data | No Data | No Data | -5.5482 | -12.6195 | No Data | No Data | No Data | No Data | No Data | No Data | No Data | No Data | -32 | -51.225 | 38.675 | 41.8254 | 76.9 | 84.6568
2018-08-20 22:30 | No Data | No Data | No Data | No Data | 0.0061036 | 15.4849 | No Data | No Data | No Data | No Data | No Data | No Data | No Data | No Data | -32.8 | -51.7285 | 40.495 | 43.3493 | 82.7 | 89.5692
2018-08-20 23:00 | No Data | No Data | No Data | No Data | 6.6102 | 20.8223 | No Data | No Data | No Data | No Data | No Data | No Data | No Data | No Data | -34.8 | -53.6254 | 41.86 | 44.3199 | 87.5 | 92.212
2018-08-20 23:30 | No Data | No Data | No Data | No Data | 27.1672 | 30.9727 | No Data | No Data | No Data | No Data | No Data | No Data | No Data | No Data | -29.6 | -48.8016 | 38.22 | 41.405 | 95.6 | 106.1782
2018-08-21 | No Data | No Data | No Data | No Data | 34.2962 | 38.0898 | No Data | No Data | No Data | No Data | No Data | No Data | No Data | No Data | -35.6 | -52.3633 | 42.77 | 45.7993 | 97.3 | 105.5467
2018-08-21 00:30 | No Data | No Data | No Data | No Data | 36.1395 | 40.4668 | No Data | No Data | No Data | No Data | No Data | No Data | No Data | No Data | -32.8 | -51.4198 | 40.04 | 42.9246 | 92.6 | 100.1699
2018-08-21 01:00 | No Data | No Data | No Data | No Data | 30.5486 | 35.6443 | No Data | No Data | No Data | No Data | No Data | No Data | No Data | No Data | -35.2 | -53.8858 | 41.405 | 44.3619 | 90.2 | 97.2303
2018-08-21 01:30 | No Data | No Data | No Data | No Data | 36.9085 | 43.152 | No Data | No Data | No Data | No Data | No Data | No Data | No Data | No Data | -37.2 | -55.213 | 45.5 | 48.2064 | 93 | 98.4823
2018-08-21 02:00 | No Data | No Data | No Data | No Data | 36.5545 | 43.7858 | No Data | No Data | No Data | No Data | No Data | No Data | No Data | No Data | -40.8 | -57.4345 | 46.865 | 49.4968 | 92 | 97.5385
2018-08-21 02:30 | No Data | No Data | No Data | No Data | 28.5466 | 37.3613 | No Data | No Data | No Data | No Data | No Data | No Data | No Data | No Data | -44 | -58.9291 | 49.595 | 52.0891 | 93.4 | 99.3618
2018-08-21 03:00 | No Data | No Data | No Data | No Data | 31.7815 | 41.0587 | No Data | No Data | No Data | No Data | No Data | No Data | No Data | No Data | -44.4 | -59.4939 | 50.05 | 52.6622 | 88.1 | 93.4282
2018-08-21 03:30 | No Data | No Data | No Data | No Data | 30.7561 | 41.8712 | No Data | No Data | No Data | No Data | No Data | No Data | No Data | No Data | -44 | -59.1959 | 48.23 | 50.6503 | 86.7 | 91.8752
2018-08-21 04:00 | No Data | No Data | No Data | No Data | 31.7815 | 43.7708 | No Data | No Data | No Data | No Data | No Data | No Data | No Data | No Data | -43.6 | -58.3644 | 48.685 | 51.0838 | 86.3 | 91.4646
2018-08-21 04:30 | No Data | No Data | No Data | No Data | 29.4255 | 42.0914 | No Data | No Data | No Data | No Data | No Data | No Data | No Data | No Data | -42.8 | -57.5013 | 47.775 | 50.3593 | 85.6 | 91.1087
2018-08-21 05:00 | No Data | No Data | No Data | No Data | 34.6014 | 45.8593 | No Data | No Data | No Data | No Data | No Data | No Data | No Data | No Data | -44 | -58.4 | 48.685 | 51.0838 | 87.1 | 92.5195
2018-08-21 05:30 | No Data | No Data | No Data | No Data | 32.8069 | 43.4319 | No Data | No Data | No Data | No Data | No Data | No Data | No Data | No Data | -32.8 | -52.6619 | 38.22 | 41.0636 | 77.8 | 83.3478
2018-08-21 06:00 | No Data | No Data | No Data | No Data | 42.5971 | 50.2815 | No Data | No Data | No Data | No Data | No Data | No Data | No Data | No Data | -21.6 | -47.5849 | 26.845 | 30.325 | 68.5 | 76.8329
2018-08-21 06:30 | No Data | No Data | No Data | No Data | 50.0313 | 54.1108 | No Data | No Data | No Data | No Data | No Data | No Data | No Data | No Data | -15.2 | -43.1648 | 20.475 | 25.5814 | 66.4 | 83.6646
2018-08-21 07:00 | No Data | No Data | No Data | No Data | 55.317 | 56.4467 | No Data | No Data | No Data | No Data | No Data | No Data | No Data | No Data | -71.2 | -74.4043 | 81.445 | 83.4649 | 133.2 | 151.3191
2018-08-21 07:30 | No Data | No Data | No Data | No Data | 47.3701 | 48.6959 | No Data | No Data | No Data | No Data | No Data | No Data | No Data | No Data | -51.2 | -60.1664 | 59.605 | 62.8773 | 100.6 | 116.5238
2018-08-21 08:00 | No Data | No Data | No Data | No Data | 52.4361 | 53.3056 | No Data | No Data | No Data | No Data | No Data | No Data | No Data | No Data | -49.2 | -58.4739 | 59.15 | 61.8867 | 94.2 | 110.7814
2018-08-21 08:30 | No Data | No Data | No Data | No Data | 48.7495 | 49.6836 | No Data | No Data | No Data | No Data | No Data | No Data | No Data | No Data | -41.6 | -54.2365 | 52.325 | 54.8289 | 80 | 99.3439
2018-08-21 09:00 | No Data | No Data | No Data | No Data | 49.0547 | 50.9293 | No Data | No Data | No Data | No Data | No Data | No Data | No Data | No Data | -44 | -55.1202 | 51.87 | 54.5336 | 73.4 | 95.5667
2018-08-21 09:30 | No Data | No Data | No Data | No Data | 42.7558 | 45.4238 | No Data | No Data | No Data | No Data | No Data | No Data | No Data | No Data | -53.6 | -62.2215 | 60.06 | 62.4992 | 72.9 | 93.6581
2018-08-21 10:00 | No Data | No Data | No Data | No Data | 30.8049 | 34.6887 | No Data | No Data | No Data | No Data | No Data | No Data | No Data | No Data | -48.8 | -59.4764 | 56.42 | 58.7496 | 66.8 | 86.2119
2018-08-21 10:30 | No Data | No Data | No Data | No Data | 26.2394 | 31.7921 | No Data | No Data | No Data | No Data | No Data | No Data | No Data | No Data | -38.4 | -53.7431 | 44.59 | 46.9069 | 36.8 | 59.5355
2018-08-21 11:00 | No Data | No Data | No Data | No Data | 27.985 | 39.3702 | No Data | No Data | No Data | No Data | No Data | No Data | No Data | No Data | -33.2 | -50.4603 | 39.13 | 41.5946 | 27.5 | 51.4636
2018-08-21 11:30 | No Data | No Data | No Data | No Data | 25.4215 | 40.1852 | No Data | No Data | No Data | No Data | No Data | No Data | No Data | No Data | -22 | -47.4131 | 24.57 | 27.4701 | 26.4 | 49.4389
2018-08-21 12:00 | No Data | No Data | No Data | No Data | 26.862 | 41.1116 | No Data | No Data | No Data | No Data | No Data | No Data | No Data | No Data | -24.4 | -47.1966 | 26.39 | 29.5049 | 30.1 | 50.8627
2018-08-21 12:30 | No Data | No Data | No Data | No Data | 25.0675 | 39.9622 | No Data | No Data | No Data | No Data | No Data | No Data | No Data | No Data | -16.8 | -46.3517 | 16.38 | 20.7512 | 22.1 | 40.8873
2018-08-21 13:00 | No Data | No Data | No Data | No Data | 31.5251 | 45.5779 | No Data | No Data | No Data | No Data | No Data | No Data | No Data | No Data | -14.8 | -45.2866 | 16.38 | 18.4092 | 0.8 | 31.5102
2018-08-21 13:30 | No Data | No Data | No Data | No Data | 31.0124 | 45.2248 | No Data | No Data | No Data | No Data | No Data | No Data | No Data | No Data | -17.6 | -45.1699 | 17.29 | 22.0288 | 18.1 | 41.2798
2018-08-21 14:00 | No Data | No Data | No Data | No Data | 32.5505 | 47.479 | No Data | No Data | No Data | No Data | No Data | No Data | No Data | No Data | -12.4 | -43.0256 | 16.38 | 21.322 | 28.1 | 48.7201
2018-08-21 14:30 | No Data | No Data | No Data | No Data | 29.8894 | 45.6957 | No Data | No Data | No Data | No Data | No Data | No Data | No Data | No Data | -9.6 | -43.8634 | 11.375 | 16.7425 | 28.9 | 47.4233
2018-08-21 15:00 | No Data | No Data | No Data | No Data | 35.7855 | 48.6221 | No Data | No Data | No Data | No Data | No Data | No Data | No Data | No Data | -14 | -44.2719 | 16.38 | 21.0336 | 34.6 | 51.3183
2018-08-21 15:30 | No Data | No Data | No Data | No Data | 31.7327 | 45.7217 | No Data | No Data | No Data | No Data | No Data | No Data | No Data | No Data | -16 | -44.1977 | 18.655 | 21.6735 | 43.3 | 57.8081
2018-08-21 16:00 | No Data | No Data | No Data | No Data | 39.2645 | 49.756 | No Data | No Data | No Data | No Data | No Data | No Data | No Data | No Data | -25.2 | -43.9436 | 30.94 | 35.4433 | 56.1 | 70.6839
2018-08-21 16:30 | No Data | No Data | No Data | No Data | 48.188 | 56.1775 | No Data | No Data | No Data | No Data | No Data | No Data | No Data | No Data | -39.2 | -50.1007 | 42.77 | 48.2321 | 70.3 | 83.8486
2018-08-21 17:00 | No Data | No Data | No Data | No Data | 53.9742 | 60.4312 | No Data | No Data | No Data | No Data | No Data | No Data | No Data | No Data | -65.6 | -67.8174 | 71.89 | 78.2653 | 107.6 | 118.3981
2018-08-21 17:30 | No Data | No Data | No Data | No Data | 64.3381 | 69.585 | No Data | No Data | No Data | No Data | No Data | No Data | No Data | No Data | -44 | -53.476 | 49.595 | 54.3758 | 90.8 | 101.0303
2018-08-21 18:00 | No Data | No Data | No Data | No Data | 67.9759 | 72.9616 | No Data | No Data | No Data | No Data | No Data | No Data | No Data | No Data | -50.4 | -56.8957 | 58.695 | 63.8072 | 102.3 | 111.6395
2018-08-21 18:30 | No Data | No Data | No Data | No Data | 74.7387 | 79.3208 | No Data | No Data | No Data | No Data | No Data | No Data | No Data | No Data | 0.8 | 42.8075 | 6.825 | 16.5623 | 48.9 | 63.6215
2018-08-21 19:00 | No Data | No Data | No Data | No Data | 74.7387 | 79.3208 | No Data | No Data | No Data | No Data | No Data | No Data | No Data | No Data | -20.4 | -43.1296 | 27.3 | 32.5603 | 68.2 | 80.7845
2018-08-21 19:30 | No Data | No Data | No Data | No Data | 74.7387 | 79.3208 | No Data | No Data | No Data | No Data | No Data | No Data | No Data | No Data | -19.6 | -47.4384 | 27.3 | 30.5393 | 66.6 | 78.3661
2018-08-21 20:00 | No Data | No Data | No Data | No Data | 72.639 | 78.59 | No Data | No Data | No Data | No Data | No Data | No Data | No Data | No Data | -28.8 | -51.9199 | 35.035 | 37.4374 | 74.2 | 84.4377
2018-08-21 20:30 | No Data | No Data | No Data | No Data | 68.6473 | 74.916 | No Data | No Data | No Data | No Data | No Data | No Data | No Data | No Data | -34.8 | -55.1623 | 42.315 | 44.3246 | 79.2 | 88.773
2018-08-21 21:00 | No Data | No Data | No Data | No Data | 68.6473 | 77.8999 | No Data | No Data | No Data | No Data | No Data | No Data | No Data | No Data | -34 | -54.9749 | 38.675 | 40.864 | 75.6 | 85.9545
2018-08-21 21:30 | No Data | No Data | No Data | No Data | 76.0815 | 83.8193 | No Data | No Data | No Data | No Data | No Data | No Data | No Data | No Data | -29.6 | -53.3622 | 36.4 | 38.4172 | 75.6 | 85.6236
2018-08-21 22:00 | No Data | No Data | No Data | No Data | 71.0033 | 79.2386 | No Data | No Data | No Data | No Data | No Data | No Data | No Data | No Data | -28.4 | -56.117 | 36.4 | 37.4125 | 72.9 | 82.0254
2018-08-21 22:30 | No Data | No Data | No Data | No Data | 76.1303 | 83.8636 | No Data | No Data | No Data | No Data | No Data | No Data | No Data | No Data | -29.2 | -55.8426 | 36.4 | 37.4125 | 76.5 | 84.8911
2018-08-21 23:00 | No Data | No Data | No Data | No Data | 79.7192 | 87.1346 | No Data | No Data | No Data | No Data | No Data | No Data | No Data | No Data | -38.4 | -58.702 | 46.41 | 47.7837 | 90.6 | 97.6387
2018-08-21 23:30 | No Data | No Data | No Data | No Data | 88.3253 | 92.9714 | No Data | No Data | No Data | No Data | No Data | No Data | No Data | No Data | -27.2 | -46.7316 | 35.945 | 39.8872 | 92.3 | 99.7783
2018-08-22 | No Data | No Data | No Data | No Data | 79.0967 | 81.8974 | No Data | No Data | No Data | No Data | No Data | No Data | No Data | No Data | -27.2 | -55.8684 | 34.125 | 34.8929 | 85.3 | 96.92
2018-08-22 00:30 | No Data | No Data | No Data | No Data | 75.7641 | 79.1548 | No Data | No Data | No Data | No Data | No Data | No Data | No Data | No Data | -24 | -57.2713 | 31.395 | 31.7914 | 80.4 | 92.2835
2018-08-22 01:00 | No Data | No Data | No Data | No Data | 68.8426 | 73.1276 | No Data | No Data | No Data | No Data | No Data | No Data | No Data | No Data | -20 | -61.3514 | 29.12 | 29.1236 | 72.9 | 84.9947
2018-08-22 01:30 | No Data | No Data | No Data | No Data | 72.3339 | 76.4234 | No Data | No Data | No Data | No Data | No Data | No Data | No Data | No Data | -26 | -51.7981 | 37.31 | 39.2805 | 79.6 | 89.1301
2018-08-22 02:00 | No Data | No Data | No Data | No Data | 66.9993 | 72.9137 | No Data | No Data | No Data | No Data | No Data | No Data | No Data | No Data | -30.4 | -57.1552 | 38.675 | 39.7312 | 77 | 86.4949
2018-08-22 02:30 | No Data | No Data | No Data | No Data | 63.6179 | 69.8193 | No Data | No Data | No Data | No Data | No Data | No Data | No Data | No Data | -34 | -59.805 | 42.315 | 43.1003 | 78.6 | 87.7437
2018-08-22 03:00 | No Data | No Data | No Data | No Data | 61.9211 | 68.9873 | No Data | No Data | No Data | No Data | No Data | No Data | No Data | No Data | -29.2 | -56.5261 | 35.49 | 36.6381 | 69.8 | 80.7993
2018-08-22 03:30 | No Data | No Data | No Data | No Data | 62.1286 | 69.9083 | No Data | No Data | No Data | No Data | No Data | No Data | No Data | No Data | -23.2 | -55.1202 | 30.485 | 31.3422 | 61.8 | 73.6699
2018-08-22 04:00 | No Data | No Data | No Data | No Data | 60.4929 | 68.4587 | No Data | No Data | No Data | No Data | No Data | No Data | No Data | No Data | -21.2 | -47.4046 | 29.12 | 32.1605 | 60.3 | 68.7874
2018-08-22 04:30 | No Data | No Data | No Data | No Data | 60.4929 | 68.4587 | No Data | No Data | No Data | No Data | No Data | No Data | No Data | No Data | -19.6 | -47.0744 | 28.21 | 31.5397 | 59.5 | 67.6542
2018-08-22 05:00 | No Data | No Data | No Data | No Data | 62.2873 | 70.0494 | No Data | No Data | No Data | No Data | No Data | No Data | No Data | No Data | -18 | -46.3482 | 24.57 | 28.5601 | 57.7 | 66.1744
2018-08-22 05:30 | No Data | No Data | No Data | No Data | 65.7664 | 72.4586 | No Data | No Data | No Data | No Data | No Data | No Data | No Data | No Data | -16 | -45.3184 | 22.75 | 27.0103 | 57.6 | 65.6987
2018-08-22 06:00 | No Data | No Data | No Data | No Data | 67.4144 | 73.1381 | No Data | No Data | No Data | No Data | No Data | No Data | No Data | No Data | -8.8 | -40.566 | 15.925 | 23.1738 | 53.3 | 61.7603
2018-08-22 06:30 | No Data | No Data | No Data | No Data | 76.2768 | 79.4859 | No Data | No Data | No Data | No Data | No Data | No Data | No Data | No Data | -6.8 | -31.5417 | 15.47 | 29.8086 | 57.6 | 68.2982
2018-08-22 07:00 | No Data | No Data | No Data | No Data | 78.0713 | 78.8533 | No Data | No Data | No Data | No Data | No Data | No Data | No Data | No Data | -14.4 | -33.6381 | 22.75 | 32.1734 | 69.4 | 74.9483
2018-08-22 07:30 | No Data | No Data | No Data | No Data | 77.1557 | 78.2403 | No Data | No Data | No Data | No Data | No Data | No Data | No Data | No Data | -38.8 | -46.2653 | 45.045 | 51.7521 | 86 | 91.349
2018-08-22 08:00 | No Data | No Data | No Data | No Data | 78.7915 | 79.0775 | No Data | No Data | No Data | No Data | No Data | No Data | No Data | No Data | -38 | -46.9655 | 40.95 | 46.1976 | 57.9 | 66.6439
2018-08-22 08:30 | No Data | No Data | No Data | No Data | 74.7997 | 75.101 | No Data | No Data | No Data | No Data | No Data | No Data | No Data | No Data | -30.4 | -45.3114 | 35.49 | 39.0877 | 32.3 | 43.2086
2018-08-22 09:00 | No Data | No Data | No Data | No Data | 71.4672 | 72.2439 | No Data | No Data | No Data | No Data | No Data | No Data | No Data | No Data | -30 | -47.1695 | 35.035 | 36.6409 | 18.5 | 31.6661
2018-08-22 09:30 | No Data | No Data | No Data | No Data | 66.389 | 68.2296 | No Data | No Data | No Data | No Data | No Data | No Data | No Data | No Data | -30.4 | -50.241 | 34.125 | 35.8296 | 18.8 | 30.2511
2018-08-22 10:00 | No Data | No Data | No Data | No Data | 62.9465 | 65.4427 | No Data | No Data | No Data | No Data | No Data | No Data | No Data | No Data | -18.4 | -48.8016 | 22.295 | 23.4535 | -6.7 | -20.8082
2018-08-22 10:30 | No Data | No Data | No Data | No Data | 57.7218 | 62.5146 | No Data | No Data | No Data | No Data | No Data | No Data | No Data | No Data | -2 | -45.6859 | 5.005 | 8.8345 | -21.8 | -29.5845
2018-08-22 11:00 | No Data | No Data | No Data | No Data | 54.4381 | 60.1954 | No Data | No Data | No Data | No Data | No Data | No Data | No Data | No Data | -2 | -44.8018 | 2.275 | 4.2925 | -24.6 | -30.1896
2018-08-22 11:30 | No Data | No Data | No Data | No Data | 54.7433 | 61.6548 | No Data | No Data | No Data | No Data | No Data | No Data | No Data | No Data | -2 | -46.8427 | 2.275 | 3.2173 | -19.3 | -27.5786
2018-08-22 12:00 | No Data | No Data | No Data | No Data | 50.4952 | 58.8907 | No Data | No Data | No Data | No Data | No Data | No Data | No Data | No Data | 26 | 57.7803 | -23.205 | -23.2228 | -58.8 | -59.2638
2018-08-22 12:30 | No Data | No Data | No Data | No Data | 50.4952 | 58.8907 | No Data | No Data | No Data | No Data | No Data | No Data | No Data | No Data | 20.8 | 56.0057 | -18.655 | -18.7049 | -30.3 | -33.6341
2018-08-22 13:00 | No Data | No Data | No Data | No Data | 50.4952 | 58.8907 | No Data | No Data | No Data | No Data | No Data | No Data | No Data | No Data | 6.4 | 46.0469 | -6.37 | -8.3898 | -19.2 | -30.1144
2018-08-22 13:30 | No Data | No Data | No Data | No Data | 52.2896 | 60.4364 | No Data | No Data | No Data | No Data | No Data | No Data | No Data | No Data | 4.4 | 43.0256 | -3.64 | -8.1393 | -27.9 | -35.905
2018-08-22 14:00 | No Data | No Data | No Data | No Data | 52.2896 | 60.4364 | No Data | No Data | No Data | No Data | No Data | No Data | No Data | No Data | 10.4 | 44.0454 | -10.465 | -12.4939 | -16.2 | -29.4551
2018-08-22 14:30 | No Data | No Data | No Data | No Data | 52.2896 | 60.4364 | No Data | No Data | No Data | No Data | No Data | No Data | No Data | No Data | -8.4 | -42.4396 | 11.83 | 15.7945 | -14.7 | -27.2121
2018-08-22 15:00 | No Data | No Data | No Data | No Data | 55.5734 | 62.482 | No Data | No Data | No Data | No Data | No Data | No Data | No Data | No Data | -16.8 | -43.7539 | 19.11 | 22.2392 | -4.7 | -26.0279
2018-08-22 15:30 | No Data | No Data | No Data | No Data | 58.9548 | 64.5602 | No Data | No Data | No Data | No Data | No Data | No Data | No Data | No Data | -14.8 | -40.036 | 16.38 | 21.6161 | 36.3 | 46.9018
2018-08-22 16:00 | No Data | No Data | No Data | No Data | 64.033 | 67.0987 | No Data | No Data | No Data | No Data | No Data | No Data | No Data | No Data | -19.6 | -39.5919 | 22.295 | 28.2137 | 32.4 | 45.0494
2018-08-22 16:30 | No Data | No Data | No Data | No Data | 67.4632 | 69.6927 | No Data | No Data | No Data | No Data | No Data | No Data | No Data | No Data | -20.8 | -35.8508 | 26.39 | 34.2552 | 49.6 | 60.0217
2018-08-22 17:00 | No Data | No Data | No Data | No Data | 70.8446 | 72.9709 | No Data | No Data | No Data | No Data | No Data | No Data | No Data | No Data | -34 | -42.417 | 35.945 | 45.4135 | 62.8 | 73.7667
2018-08-22 17:30 | No Data | No Data | No Data | No Data | 76.6918 | 77.9959 | No Data | No Data | No Data | No Data | No Data | No Data | No Data | No Data | 2.8 | 40.4969 | 3.185 | 15.7945 | 36.4 | 56.0332
2018-08-22 18:00 | No Data | No Data | No Data | No Data | 80.1831 | 81.4313 | No Data | No Data | No Data | No Data | No Data | No Data | No Data | No Data | 10.4 | 44.0454 | -1.365 | -13.7708 | 32.7 | 53.1498
2018-08-22 18:30 | No Data | No Data | No Data | No Data | 83.4546 | 84.6546 | No Data | No Data | No Data | No Data | No Data | No Data | No Data | No Data | 5.2 | 37.9579 | 1.82 | 19.11 | 40.7 | 60.8981
2018-08-22 19:00 | No Data | No Data | No Data | No Data | 78.2299 | 79.9658 | No Data | No Data | No Data | No Data | No Data | No Data | No Data | No Data | 6.8 | 40.1796 | 1.365 | 17.3438 | 38.3 | 58.4098
2018-08-22 19:30 | No Data | No Data | No Data | No Data | 73.2006 | 75.0529 | No Data | No Data | No Data | No Data | No Data | No Data | No Data | No Data | -5.2 | -37.9579 | 13.65 | 22.3877 | 50.4 | 67.566
2018-08-22 20:00 | No Data | No Data | No Data | No Data | 69.6117 | 71.9781 | No Data | No Data | No Data | No Data | No Data | No Data | No Data | No Data | 0.4 | 45.6018 | 7.735 | 14.1343 | 44.2 | 59.5454
2018-08-22 20:30 | No Data | No Data | No Data | No Data | 64.5945 | 67.138 | No Data | No Data | No Data | No Data | No Data | No Data | No Data | No Data | -4.8 | -47.4434 | 11.375 | 15.1523 | 47 | 61.1376
2018-08-22 21:00 | No Data | No Data | No Data | No Data | 55.9762 | 59.426 | No Data | No Data | No Data | No Data | No Data | No Data | No Data | No Data | 18.4 | 58.9454 | -12.285 | -12.4939 | 20.5 | 39.2771
2018-08-22 21:30 | No Data | No Data | No Data | No Data | 62.8489 | 67.4798 | No Data | No Data | No Data | No Data | No Data | No Data | No Data | No Data | 12 | 53.7565 | -3.64 | -8.1393 | 32 | 49.2215
2018-08-22 22:00 | No Data | No Data | No Data | No Data | 54.2306 | 59.5356 | No Data | No Data | No Data | No Data | No Data | No Data | No Data | No Data | 0.4 | 52.4015 | 6.825 | 9.652 | 40.2 | 54.7033
2018-08-22 22:30 | No Data | No Data | No Data | No Data | 54.2306 | 59.5356 | No Data | No Data | No Data | No Data | No Data | No Data | No Data | No Data | 15.2 | 56.869 | -9.555 | -10.2249 | 30 | 46.4022
2018-08-22 23:00 | No Data | No Data | No Data | No Data | 54.2306 | 58.7191 | No Data | No Data | No Data | No Data | No Data | No Data | No Data | No Data | 12.8 | 53.5522 | -6.825 | -9.652 | 36.2 | 51.2653
2018-08-22 23:30 | No Data | No Data | No Data | No Data | 55.9762 | 57.765 | No Data | No Data | No Data | No Data | No Data | No Data | No Data | No Data | 50.4 | 71.5598 | -39.13 | -39.5745 | 13.5 | 34.271
2018-08-23 | No Data | No Data | No Data | No Data | 50.0313 | 51.4402 | No Data | No Data | No Data | No Data | No Data | No Data | No Data | No Data | 21.2 | 52.8394 | -10.01 | -13.2263 | 41 | 54.1679
2018-08-23 00:30 | No Data | No Data | No Data | No Data | 44.5502 | 46.7595 | No Data | No Data | No Data | No Data | No Data | No Data | No Data | No Data | 16 | 50.9761 | -6.37 | -10.7384 | 44.3 | 57.5272
2018-08-23 01:00 | No Data | No Data | No Data | No Data | 39.2157 | 41.7085 | No Data | No Data | No Data | No Data | No Data | No Data | No Data | No Data | 10.4 | 51.8536 | 0.455 | 8.657 | 45.9 | 58.8307
2018-08-23 01:30 | No Data | No Data | No Data | No Data | 36.9085 | 40.1876 | No Data | No Data | No Data | No Data | No Data | No Data | No Data | No Data | 26.4 | 58.3177 | -15.925 | -17.3259 | 29.2 | 45.9662
2018-08-23 02:00 | No Data | No Data | No Data | No Data | 31.3176 | 35.9466 | No Data | No Data | No Data | No Data | No Data | No Data | No Data | No Data | 40.4 | 69.7022 | -29.575 | -29.6309 | 9.8 | 34.3751
2018-08-23 02:30 | No Data | No Data | No Data | No Data | 29.633 | 37.7475 | No Data | No Data | No Data | No Data | No Data | No Data | No Data | No Data | 38.8 | 68.7872 | -29.575 | -29.589 | 7.6 | 34.7415
2018-08-23 03:00 | No Data | No Data | No Data | No Data | 25.6779 | 34.7292 | No Data | No Data | No Data | No Data | No Data | No Data | No Data | No Data | 38.8 | 69.7814 | -30.94 | -30.94 | 5 | 32.9812
2018-08-23 03:30 | No Data | No Data | No Data | No Data | 25.5314 | 35.8917 | No Data | No Data | No Data | No Data | No Data | No Data | No Data | No Data | 37.6 | 68.4514 | -32.76 | -32.7884 | 2.4 | 33.8851
2018-08-23 04:00 | No Data | No Data | No Data | No Data | 25.3239 | 36.9259 | No Data | No Data | No Data | No Data | No Data | No Data | No Data | No Data | 41.6 | 71.7016 | -34.58 | -34.7264 | -1.2 | -31.323
2018-08-23 04:30 | No Data | No Data | No Data | No Data | 25.3239 | 39.8495 | No Data | No Data | No Data | No Data | No Data | No Data | No Data | No Data | 41.2 | 71.4703 | -35.49 | -35.5366 | -2.5 | -32.04
2018-08-23 05:00 | No Data | No Data | No Data | No Data | 25.3239 | 39.8495 | No Data | No Data | No Data | No Data | No Data | No Data | No Data | No Data | 39.6 | 68.9139 | -34.125 | -34.125 | -0.5 | -33.6037
2018-08-23 05:30 | No Data | No Data | No Data | No Data | 32.0378 | 43.2617 | No Data | No Data | No Data | No Data | No Data | No Data | No Data | No Data | 30.4 | 60.9262 | -23.66 | -23.8734 | 12.6 | 38.7081
2018-08-23 06:00 | No Data | No Data | No Data | No Data | 38.5443 | 46.24 | No Data | No Data | No Data | No Data | No Data | No Data | No Data | No Data | 22.8 | 53.8635 | -16.835 | -18.9249 | 22.9 | 43.5133
2018-08-23 06:30 | No Data | No Data | No Data | No Data | 40.2411 | 44.6907 | No Data | No Data | No Data | No Data | No Data | No Data | No Data | No Data | 48.4 | 69.0159 | -40.95 | -41.375 | 1.9 | 32.6221
2018-08-23 07:00 | No Data | No Data | No Data | No Data | 41.9379 | 44.3965 | No Data | No Data | No Data | No Data | No Data | No Data | No Data | No Data | 50.8 | 66.1695 | -41.405 | -43.0618 | 7.6 | 35.321
2018-08-23 07:30 | No Data | No Data | No Data | No Data | 40.5951 | 43.1303 | No Data | No Data | No Data | No Data | No Data | No Data | No Data | No Data | 42 | 62.8827 | -35.945 | -36.97 | 0 | 33.8024
2018-08-23 08:00 | No Data | No Data | No Data | No Data | 42.2919 | 43.3093 | No Data | No Data | No Data | No Data | No Data | No Data | No Data | No Data | 23.2 | 52.5935 | -20.02 | -21.8068 | -4.3 | -36.6531
2018-08-23 08:30 | No Data | No Data | No Data | No Data | 40.2411 | 42.6944 | No Data | No Data | No Data | No Data | No Data | No Data | No Data | No Data | 20.4 | 50.6865 | -14.105 | -16.5435 | -19.3 | -39.4443
2018-08-23 09:00 | No Data | No Data | No Data | No Data | 39.8871 | 42.3609 | No Data | No Data | No Data | No Data | No Data | No Data | No Data | No Data | 16 | 50.5964 | -10.465 | -12.4939 | -26.7 | -41.3697
2018-08-23 09:30 | No Data | No Data | No Data | No Data | 41.6205 | 46.2195 | No Data | No Data | No Data | No Data | No Data | No Data | No Data | No Data | 12.8 | 55.1072 | -8.645 | -8.9393 | -30.4 | -40.9928
2018-08-23 10:00 | No Data | No Data | No Data | No Data | 41.4252 | 48.212 | No Data | No Data | No Data | No Data | No Data | No Data | No Data | No Data | 18.8 | 61.3514 | -17.745 | -17.9538 | -41.8 | -48.0513
2018-08-23 10:30 | No Data | No Data | No Data | No Data | 43.3661 | 51.0954 | No Data | No Data | No Data | No Data | No Data | No Data | No Data | No Data | 16.8 | 62.6929 | -15.015 | -15.8272 | -43.3 | -49.7508
2018-08-23 11:00 | No Data | No Data | No Data | No Data | 43.3661 | 51.0954 | No Data | No Data | No Data | No Data | No Data | No Data | No Data | No Data | 19.2 | 64.9049 | -17.29 | -18.2738 | -45.1 | -49.582
2018-08-23 11:30 | No Data | No Data | No Data | No Data | 43.3173 | 51.9719 | No Data | No Data | No Data | No Data | No Data | No Data | No Data | No Data | 18.8 | 68.6254 | -17.29 | -20.2104 | -44.9 | -51.5374
2018-08-23 12:00 | No Data | No Data | No Data | No Data | 43.5737 | 53.1035 | No Data | No Data | No Data | No Data | No Data | No Data | No Data | No Data | 16.8 | 64.622 | -16.38 | -17.745 | -45.3 | -49.6815
2018-08-23 12:30 | No Data | No Data | No Data | No Data | 43.5737 | 54.0624 | No Data | No Data | No Data | No Data | No Data | No Data | No Data | No Data | -1.6 | -62.0013 | -0.455 | -3.6683 | -28.1 | -36.2494
2018-08-23 13:00 | No Data | No Data | No Data | No Data | 43.5737 | 55.4291 | No Data | No Data | No Data | No Data | No Data | No Data | No Data | No Data | -3.2 | -59.2864 | 0.91 | 1.6405 | -30.9 | -40.1269
2018-08-23 13:30 | No Data | No Data | No Data | No Data | 45.4658 | 56.9285 | No Data | No Data | No Data | No Data | No Data | No Data | No Data | No Data | 0.4 | 53.6015 | -2.73 | -3.0522 | -32.3 | -37.2228
2018-08-23 14:00 | No Data | No Data | No Data | No Data | 45.4658 | 56.9285 | No Data | No Data | No Data | No Data | No Data | No Data | No Data | No Data | -6.4 | -50.4079 | 3.185 | 7.9462 | -24.8 | -31.425
2018-08-23 14:30 | No Data | No Data | No Data | No Data | 47.1626 | 58.2926 | No Data | No Data | No Data | No Data | No Data | No Data | No Data | No Data | -4 | -56.5417 | 0 | 0 | -17.4 | -33.051
2018-08-23 15:00 | No Data | No Data | No Data | No Data | 52.2408 | 62.4725 | No Data | No Data | No Data | No Data | No Data | No Data | No Data | No Data | -7.2 | -55.271 | 3.185 | 3.9141 | -22.9 | -36.5604
2018-08-23 15:30 | No Data | No Data | No Data | No Data | 56.9039 | 65.333 | No Data | No Data | No Data | No Data | No Data | No Data | No Data | No Data | -7.6 | -53.7401 | 6.825 | 7.0635 | -17 | -32.8422
2018-08-23 16:00 | No Data | No Data | No Data | No Data | 60.7004 | 66.9537 | No Data | No Data | No Data | No Data | No Data | No Data | No Data | No Data | 1.2 | 52.8136 | 0 | 1.82 | -20.1 | -36.028
2018-08-23 16:30 | No Data | No Data | No Data | No Data | 63.1052 | 67.8658 | No Data | No Data | No Data | No Data | No Data | No Data | No Data | No Data | 11.2 | 55.1493 | -8.19 | -8.3898 | -20.6 | -36.4607
2018-08-23 17:00 | No Data | No Data | No Data | No Data | 68.2811 | 72.7035 | No Data | No Data | No Data | No Data | No Data | No Data | No Data | No Data | 1.6 | 52 | 1.82 | 4.9005 | 8.7 | 38.2038
2018-08-23 17:30 | No Data | No Data | No Data | No Data | 70.0755 | 73.2648 | No Data | No Data | No Data | No Data | No Data | No Data | No Data | No Data | 9.2 | 50.8394 | -5.005 | -8.8345 | 22.5 | 43.8179
2018-08-23 18:00 | No Data | No Data | No Data | No Data | 71.8212 | 74.9361 | No Data | No Data | No Data | No Data | No Data | No Data | No Data | No Data | 21.2 | 51.3778 | -16.835 | -19.3576 | 18.2 | 42.4044
2018-08-23 18:30 | No Data | No Data | No Data | No Data | 71.6136 | 74.2729 | No Data | No Data | No Data | No Data | No Data | No Data | No Data | No Data | 44.4 | 66.5697 | -38.22 | -38.7472 | -1.7 | -35.0413
2018-08-23 19:00 | No Data | No Data | No Data | No Data | 68.0735 | 70.8522 | No Data | No Data | No Data | No Data | No Data | No Data | No Data | No Data | 22.4 | 52.9694 | -17.29 | -19.9786 | 18.9 | 42.7992
2018-08-23 19:30 | No Data | No Data | No Data | No Data | 68.0735 | 71.4927 | No Data | No Data | No Data | No Data | No Data | No Data | No Data | No Data | 13.6 | 47.5849 | -9.1 | -14.6521 | 26.3 | 48.2902
2018-08-23 20:00 | No Data | No Data | No Data | No Data | 68.0735 | 71.4927 | No Data | No Data | No Data | No Data | No Data | No Data | No Data | No Data | 12 | 47.9266 | -7.28 | -13.1242 | 27.3 | 49.008
2018-08-23 20:30 | No Data | No Data | No Data | No Data | 63.7156 | 68.0491 | No Data | No Data | No Data | No Data | No Data | No Data | No Data | No Data | 9.2 | 52.4137 | -2.73 | -7.3507 | 30.7 | 47.8475
2018-08-23 21:00 | No Data | No Data | No Data | No Data | 65.51 | 70.5742 | No Data | No Data | No Data | No Data | No Data | No Data | No Data | No Data | 7.2 | 50.5157 | -2.73 | -8.2026 | 31.2 | 49.9444
2018-08-23 21:30 | No Data | No Data | No Data | No Data | 72.4926 | 76.5579 | No Data | No Data | No Data | No Data | No Data | No Data | No Data | No Data | 8 | 52.2165 | -1.82 | -7.5041 | 34.4 | 50.8882
2018-08-23 22:00 | No Data | No Data | No Data | No Data | 69.16 | 74.7687 | No Data | No Data | No Data | No Data | No Data | No Data | No Data | No Data | -6.4 | -49.6145 | 12.285 | 16.1381 | 45.9 | 61.2794
2018-08-23 22:30 | No Data | No Data | No Data | No Data | 74.226 | 78.9039 | No Data | No Data | No Data | No Data | No Data | No Data | No Data | No Data | -6.8 | -49.6677 | 12.74 | 15.925 | 51.2 | 65.0959
2018-08-23 23:00 | No Data | No Data | No Data | No Data | 79.4141 | 83.2949 | No Data | No Data | No Data | No Data | No Data | No Data | No Data | No Data | -16.8 | -48.5963 | 22.75 | 26.0743 | 66.8 | 77.7578
2018-08-23 23:30 | No Data | No Data | No Data | No Data | 93.0495 | 94.2464 | No Data | No Data | No Data | No Data | No Data | No Data | No Data | No Data | -9.2 | -38.7092 | 15.47 | 23.5064 | 69.9 | 81.1893
2018-08-24 | No Data | No Data | No Data | No Data | 82.7955 | 84.4664 | No Data | No Data | No Data | No Data | No Data | No Data | No Data | No Data | -4.8 | -51.903 | 10.465 | 12.2513 | 59.1 | 68.1324
2018-08-24 00:30 | No Data | No Data | No Data | No Data | 75.9228 | 79.5651 | No Data | No Data | No Data | No Data | No Data | No Data | No Data | No Data | -5.2 | -53.8516 | 11.83 | 13.0292 | 58.8 | 67.5254
2018-08-24 01:00 | No Data | No Data | No Data | No Data | 72.1263 | 77.352 | No Data | No Data | No Data | No Data | No Data | No Data | No Data | No Data | -4.4 | -57.7678 | 12.285 | 12.3187 | 55.5 | 63.6197
2018-08-24 01:30 | No Data | No Data | No Data | No Data | 72.1263 | 77.352 | No Data | No Data | No Data | No Data | No Data | No Data | No Data | No Data | -10.4 | -51.0701 | 20.02 | 21.009 | 61.8 | 71.8758
2018-08-24 02:00 | No Data | No Data | No Data | No Data | 65.2537 | 71.6468 | No Data | No Data | No Data | No Data | No Data | No Data | No Data | No Data | -15.2 | -55.7136 | 24.115 | 24.6289 | 61.1 | 71.0187
2018-08-24 02:30 | No Data | No Data | No Data | No Data | 61.8235 | 69.2867 | No Data | No Data | No Data | No Data | No Data | No Data | No Data | No Data | -13.6 | -54.5234 | 20.475 | 21.0778 | 58.7 | 69.4413
2018-08-24 03:00 | No Data | No Data | No Data | No Data | 63.5203 | 71.5425 | No Data | No Data | No Data | No Data | No Data | No Data | No Data | No Data | -16 | -55.5539 | 22.75 | 23.396 | 58.3 | 69.0499
2018-08-24 03:30 | No Data | No Data | No Data | No Data | 61.2619 | 69.5452 | No Data | No Data | No Data | No Data | No Data | No Data | No Data | No Data | -3.2 | -55.692 | 10.01 | 10.2653 | 44.3 | 57.2095
2018-08-24 04:00 | No Data | No Data | No Data | No Data | 61.2619 | 69.5452 | No Data | No Data | No Data | No Data | No Data | No Data | No Data | No Data | -3.6 | -54.9181 | 10.01 | 10.5045 | 44.9 | 57.6754
2018-08-24 04:30 | No Data | No Data | No Data | No Data | 61.2619 | 69.5452 | No Data | No Data | No Data | No Data | No Data | No Data | No Data | No Data | 0.4 | 53.2015 | 5.915 | 6.718 | 40.6 | 55.4725
2018-08-24 05:00 | No Data | No Data | No Data | No Data | 63.0076 | 71.0877 | No Data | No Data | No Data | No Data | No Data | No Data | No Data | No Data | 10.4 | 58.1378 | -0.91 | -2.0348 | 30.9 | 46.989
2018-08-24 05:30 | No Data | No Data | No Data | No Data | 64.741 | 71.8595 | No Data | No Data | No Data | No Data | No Data | No Data | No Data | No Data | 13.2 | 56.7563 | -7.28 | -7.5041 | 29.5 | 45.6212
2018-08-24 06:00 | No Data | No Data | No Data | No Data | 70.0267 | 76.0005 | No Data | No Data | No Data | No Data | No Data | No Data | No Data | No Data | 14 | 51.5379 | -7.28 | -10.2955 | 32.4 | 49.2562
2018-08-24 06:30 | No Data | No Data | No Data | No Data | 77.5586 | 79.6088 | No Data | No Data | No Data | No Data | No Data | No Data | No Data | No Data | 13.6 | 44.9088 | -5.005 | -15.3962 | 38.8 | 55.6547
2018-08-24 07:00 | No Data | No Data | No Data | No Data | 82.6856 | 83.53 | No Data | No Data | No Data | No Data | No Data | No Data | No Data | No Data | 41.2 | 57.7027 | -32.76 | -35.8498 | 15.3 | 40.779
2018-08-24 07:30 | No Data | No Data | No Data | No Data | 80.6958 | 81.2765 | No Data | No Data | No Data | No Data | No Data | No Data | No Data | No Data | 18.4 | 46.5876 | -10.465 | -16.4871 | 23.4 | 45.1389
2018-08-24 08:00 | No Data | No Data | No Data | No Data | 79.0478 | 79.7109 | No Data | No Data | No Data | No Data | No Data | No Data | No Data | No Data | 13.6 | 47.2017 | -4.55 | -11.4113 | 8.7 | 40.2515
2018-08-24 08:30 | No Data | No Data | No Data | No Data | 73.9696 | 74.6778 | No Data | No Data | No Data | No Data | No Data | No Data | No Data | No Data | 4.8 | 46.2498 | 0.455 | 7.7484 | -3.1 | -35.824
2018-08-24 09:00 | No Data | No Data | No Data | No Data | 68.8426 | 70.2728 | No Data | No Data | No Data | No Data | No Data | No Data | No Data | No Data | 9.2 | 49.2666 | -3.185 | -4.8367 | -19 | -38.0789
2018-08-24 09:30 | No Data | No Data | No Data | No Data | 65.4124 | 67.3171 | No Data | No Data | No Data | No Data | No Data | No Data | No Data | No Data | 0.4 | 48.859 | 2.73 | 3.2811 | -16.5 | -35.6484
2018-08-24 10:00 | No Data | No Data | No Data | No Data | 62.0798 | 66.4283 | No Data | No Data | No Data | No Data | No Data | No Data | No Data | No Data | 8 | 56.9646 | -2.275 | -3.9141 | -24 | -34.368
2018-08-24 10:30 | No Data | No Data | No Data | No Data | 60.3342 | 65.696 | No Data | No Data | No Data | No Data | No Data | No Data | No Data | No Data | 16 | 58.2409 | -11.83 | -12.5187 | -29.9 | -39.0387
2018-08-24 11:00 | No Data | No Data | No Data | No Data | 58.5397 | 64.0519 | No Data | No Data | No Data | No Data | No Data | No Data | No Data | No Data | 2.8 | 56.5148 | 1.365 | 1.9304 | -22.5 | -33.7085
2018-08-24 11:30 | No Data | No Data | No Data | No Data | 53.3638 | 61.4467 | No Data | No Data | No Data | No Data | No Data | No Data | No Data | No Data | -3.6 | -56.07 | 6.37 | 7.1219 | -17.3 | -31.8148
2018-08-24 12:00 | No Data | No Data | No Data | No Data | 51.7281 | 60.0316 | No Data | No Data | No Data | No Data | No Data | No Data | No Data | No Data | 3.2 | 58.887 | -1.82 | -4.0696 | -29.9 | -37.42
2018-08-24 12:30 | No Data | No Data | No Data | No Data | 49.7749 | 58.357 | No Data | No Data | No Data | No Data | No Data | No Data | No Data | No Data | 7.2 | 59.6362 | -5.46 | -7.7216 | -34.3 | -41.1865
2018-08-24 13:00 | No Data | No Data | No Data | No Data | 47.3701 | 57.6561 | No Data | No Data | No Data | No Data | No Data | No Data | No Data | No Data | 24 | 65.2932 | -24.57 | -25.7588 | -53.9 | -57.7741
2018-08-24 13:30 | No Data | No Data | No Data | No Data | 43.8788 | 54.8238 | No Data | No Data | No Data | No Data | No Data | No Data | No Data | No Data | 39.6 | 74.2428 | -37.31 | -38.6295 | -66.2 | -68.1297
2018-08-24 14:00 | No Data | No Data | No Data | No Data | 42.1332 | 54.4971 | No Data | No Data | No Data | No Data | No Data | No Data | No Data | No Data | 38 | 73.06 | -31.395 | -32.1283 | -60.7 | -63.6944
2018-08-24 14:30 | No Data | No Data | No Data | No Data | 43.7812 | 60.7703 | No Data | No Data | No Data | No Data | No Data | No Data | No Data | No Data | 28 | 65.8495 | -22.75 | -23.0394 | -52 | -56.3462
2018-08-24 15:00 | No Data | No Data | No Data | No Data | 43.7812 | 60.6688 | No Data | No Data | No Data | No Data | No Data | No Data | No Data | No Data | 39.6 | 74.2202 | -28.21 | -29.1342 | -56.1 | -59.1663
2018-08-24 15:30 | No Data | No Data | No Data | No Data | 46.1372 | 62.3903 | No Data | No Data | No Data | No Data | No Data | No Data | No Data | No Data | 17.6 | 63.2961 | -13.195 | -13.9575 | -41.3 | -47.4684
2018-08-24 16:00 | No Data | No Data | No Data | No Data | 51.5206 | 65.4413 | No Data | No Data | No Data | No Data | No Data | No Data | No Data | No Data | 16.8 | 61.9225 | -13.195 | -13.8158 | -36 | -44.001
2018-08-24 16:30 | No Data | No Data | No Data | No Data | 53.315 | 65.8603 | No Data | No Data | No Data | No Data | No Data | No Data | No Data | No Data | 18 | 61.4934 | -15.925 | -15.9834 | -28.4 | -39.5324
2018-08-24 17:00 | No Data | No Data | No Data | No Data | 58.7472 | 69.2755 | No Data | No Data | No Data | No Data | No Data | No Data | No Data | No Data | 12.4 | 56.1854 | -3.64 | -3.752 | 2 | 34.4581
2018-08-24 17:30 | No Data | No Data | No Data | No Data | 60.4929 | 69.6714 | No Data | No Data | No Data | No Data | No Data | No Data | No Data | No Data | 16.8 | 54.266 | -7.28 | -7.9462 | 20.2 | 40.4975
2018-08-24 18:00 | No Data | No Data | No Data | No Data | 62.5925 | 71.5021 | No Data | No Data | No Data | No Data | No Data | No Data | No Data | No Data | 14.4 | 51.264 | -5.46 | -8.7403 | 28.5 | 47.42
2018-08-24 18:30 | No Data | No Data | No Data | No Data | 64.741 | 72.6064 | No Data | No Data | No Data | No Data | No Data | No Data | No Data | No Data | 29.2 | 58.2477 | -20.93 | -21.7498 | 16.1 | 39.4361
2018-08-24 19:00 | No Data | No Data | No Data | No Data | 64.6433 | 73.281 | No Data | No Data | No Data | No Data | No Data | No Data | No Data | No Data | 32.4 | 61.2679 | -23.66 | -24.2818 | 11.5 | 36.8409
2018-08-24 19:30 | No Data | No Data | No Data | No Data | 64.6433 | 73.281 | No Data | No Data | No Data | No Data | No Data | No Data | No Data | No Data | 24.8 | 57.9724 | -16.38 | -16.8841 | 18.5 | 40.3864
2018-08-24 20:00 | No Data | No Data | No Data | No Data | 64.6433 | 73.281 | No Data | No Data | No Data | No Data | No Data | No Data | No Data | No Data | 22 | 57.5694 | -14.105 | -14.4601 | 20.2 | 40.8447
2018-08-24 20:30 | No Data | No Data | No Data | No Data | 66.5965 | 75.0096 | No Data | No Data | No Data | No Data | No Data | No Data | No Data | No Data | 17.6 | 56.4156 | -9.555 | -10.2249 | 24 | 42.7687
2018-08-24 21:00 | No Data | No Data | No Data | No Data | 66.5965 | 75.8229 | No Data | No Data | No Data | No Data | No Data | No Data | No Data | No Data | 14.8 | 57.1496 | -7.735 | -7.9462 | 25.9 | 43.3001
2018-08-24 21:30 | No Data | No Data | No Data | No Data | 74.0307 | 81.6816 | No Data | No Data | No Data | No Data | No Data | No Data | No Data | No Data | 15.6 | 56.5926 | -7.28 | -7.6272 | 28.8 | 45.4805
2018-08-24 22:00 | No Data | No Data | No Data | No Data | 74.0307 | 82.4291 | No Data | No Data | No Data | No Data | No Data | No Data | No Data | No Data | 18.4 | 61.6117 | -9.555 | -9.555 | 24.1 | 40.8633
2018-08-24 22:30 | No Data | No Data | No Data | No Data | 79.0478 | 86.9631 | No Data | No Data | No Data | No Data | No Data | No Data | No Data | No Data | 12.4 | 56.5756 | -1.82 | -2.9134 | 35.1 | 49.6389
2018-08-24 23:00 | No Data | No Data | No Data | No Data | 84.2237 | 90.3169 | No Data | No Data | No Data | No Data | No Data | No Data | No Data | No Data | 5.2 | 51.8614 | 5.005 | 7.4069 | 48.1 | 59.2878
2018-08-24 23:30 | No Data | No Data | No Data | No Data | 94.5388 | 97.5751 | No Data | No Data | No Data | No Data | No Data | No Data | No Data | No Data | 20.8 | 52.6802 | -9.555 | -12.8854 | 46.1 | 57.4008
2018-08-25 | No Data | No Data | No Data | No Data | 87.9225 | 92.1182 | No Data | No Data | No Data | No Data | No Data | No Data | No Data | No Data | 10.4 | 53.4221 | 0.455 | 5.0256 | 51.2 | 61.1857
2018-08-25 00:30 | No Data | No Data | No Data | No Data | 82.6856 | 89.4787 | No Data | No Data | No Data | No Data | No Data | No Data | No Data | No Data | 9.2 | 55.1725 | 1.365 | 4.3165 | 49.3 | 59.4368
2018-08-25 01:00 | No Data | No Data | No Data | No Data | 77.7661 | 86.3755 | No Data | No Data | No Data | No Data | No Data | No Data | No Data | No Data | 10.8 | 55.8541 | 0 | 4.095 | 43.3 | 55.929
2018-08-25 01:30 | No Data | No Data | No Data | No Data | 79.6704 | 88.0939 | No Data | No Data | No Data | No Data | No Data | No Data | No Data | No Data | 5.2 | 53.0554 | 5.46 | 7.7216 | 49 | 60.5083
2018-08-25 02:00 | No Data | No Data | No Data | No Data | 70.9545 | 81.9351 | No Data | No Data | No Data | No Data | No Data | No Data | No Data | No Data | 4.4 | 58.5655 | 2.275 | 2.4503 | 44.1 | 55.08
2018-08-25 02:30 | No Data | No Data | No Data | No Data | 66.5965 | 74.9815 | No Data | No Data | No Data | No Data | No Data | No Data | No Data | No Data | 2.4 | 59.2486 | 6.825 | 6.825 | 43.3 | 54.7461
2018-08-25 03:00 | No Data | No Data | No Data | No Data | 64.5457 | 73.1661 | No Data | No Data | No Data | No Data | No Data | No Data | No Data | No Data | 3.2 | 58.887 | 4.095 | 4.1202 | 40.5 | 52.3688
2018-08-25 03:30 | No Data | No Data | No Data | No Data | 62.8489 | 71.6737 | No Data | No Data | No Data | No Data | No Data | No Data | No Data | No Data | 1.6 | 58.8666 | 6.825 | 6.9602 | 40.5 | 52.3688
2018-08-25 04:00 | No Data | No Data | No Data | No Data | 62.8489 | 71.6737 | No Data | No Data | No Data | No Data | No Data | No Data | No Data | No Data | 4 | 59.335 | 6.37 | 6.5146 | 38.3 | 50.5558
2018-08-25 04:30 | No Data | No Data | No Data | No Data | 61.0056 | 70.063 | No Data | No Data | No Data | No Data | No Data | No Data | No Data | No Data | 3.6 | 57.7124 | 6.37 | 6.6249 | 38.2 | 51.0067
2018-08-25 05:00 | No Data | No Data | No Data | No Data | 61.0056 | 70.063 | No Data | No Data | No Data | No Data | No Data | No Data | No Data | No Data | 2.8 | 57.2685 | 6.825 | 6.8854 | 39.7 | 51.7526
2018-08-25 05:30 | No Data | No Data | No Data | No Data | 61.0056 | 70.063 | No Data | No Data | No Data | No Data | No Data | No Data | No Data | No Data | 3.2 | 57.6888 | 7.28 | 7.3367 | 40.2 | 51.5687
2018-08-25 06:00 | No Data | No Data | No Data | No Data | 61.0056 | 70.063 | No Data | No Data | No Data | No Data | No Data | No Data | No Data | No Data | 8 | 54.9283 | 1.365 | 1.365 | 38.7 | 50.8595
2018-08-25 06:30 | No Data | No Data | No Data | No Data | 64.4358 | 70.5853 | No Data | No Data | No Data | No Data | No Data | No Data | No Data | No Data | 13.6 | 56.4624 | -3.64 | -3.8875 | 35 | 47.4236
2018-08-25 07:00 | No Data | No Data | No Data | No Data | 66.2791 | 70.7196 | No Data | No Data | No Data | No Data | No Data | No Data | No Data | No Data | 12.4 | 53.8472 | -3.64 | -4.8367 | 36.8 | 49.4291
2018-08-25 07:30 | No Data | No Data | No Data | No Data | 63.8254 | 68.4254 | No Data | No Data | No Data | No Data | No Data | No Data | No Data | No Data | 43.6 | 75.1425 | -35.49 | -35.7805 | -9.4 | -28.4007
2018-08-25 08:00 | No Data | No Data | No Data | No Data | 61.5183 | 65.5979 | No Data | No Data | No Data | No Data | No Data | No Data | No Data | No Data | 33.6 | 69.1167 | -25.935 | -26.5035 | -18.6 | -33.5316
2018-08-25 08:30 | No Data | No Data | No Data | No Data | 59.4675 | 63.2316 | No Data | No Data | No Data | No Data | No Data | No Data | No Data | No Data | 35.6 | 69.0797 | -28.665 | -28.8414 | -43 | -50.0436
2018-08-25 09:00 | No Data | No Data | No Data | No Data | 57.4655 | 61.3526 | No Data | No Data | No Data | No Data | No Data | No Data | No Data | No Data | 48 | 79.6804 | -45.045 | -45.7835 | -64 | -66.818
2018-08-25 09:30 | No Data | No Data | No Data | No Data | 54.1329 | 59.5328 | No Data | No Data | No Data | No Data | No Data | No Data | No Data | No Data | 30.4 | 71.2146 | -28.21 | -29.6414 | -50.4 | -54.5234
2018-08-25 10:00 | No Data | No Data | No Data | No Data | 52.4971 | 59.7159 | No Data | No Data | No Data | No Data | No Data | No Data | No Data | No Data | 17.2 | 65.4987 | -11.83 | -13.436 | -39.7 | -46.2361
2018-08-25 10:30 | No Data | No Data | No Data | No Data | 50.8003 | 59.3095 | No Data | No Data | No Data | No Data | No Data | No Data | No Data | No Data | 16.4 | 67.7171 | -13.65 | -16.4053 | -42.2 | -47.1364
2018-08-25 11:00 | No Data | No Data | No Data | No Data | 48.957 | 58.6289 | No Data | No Data | No Data | No Data | No Data | No Data | No Data | No Data | 13.2 | 66.9149 | -9.555 | -13.195 | -41.4 | -46.6039
2018-08-25 11:30 | No Data | No Data | No Data | No Data | 48.957 | 58.6289 | No Data | No Data | No Data | No Data | No Data | No Data | No Data | No Data | 8 | 60.1345 | -7.735 | -7.8545 | -38 | -40.2934
2018-08-25 12:00 | No Data | No Data | No Data | No Data | 49.0547 | 59.6248 | No Data | No Data | No Data | No Data | No Data | No Data | No Data | No Data | -15.2 | -57.4359 | 16.835 | 16.9331 | -14.5 | -23.9008
2018-08-25 12:30 | No Data | No Data | No Data | No Data | 45.6245 | 58.3098 | No Data | No Data | No Data | No Data | No Data | No Data | No Data | No Data | -5.6 | -58.6679 | 4.095 | 4.1202 | -27.7 | -31.4531
2018-08-25 13:00 | No Data | No Data | No Data | No Data | 43.9277 | 56.992 | No Data | No Data | No Data | No Data | No Data | No Data | No Data | No Data | -6 | -60.6973 | 3.64 | 3.8875 | -29.3 | -32.2605
2018-08-25 13:30 | No Data | No Data | No Data | No Data | 41.5717 | 54.4879 | No Data | No Data | No Data | No Data | No Data | No Data | No Data | No Data | 5.2 | 65.407 | -5.005 | -8.4635 | -38.2 | -39.2689
2018-08-25 14:00 | No Data | No Data | No Data | No Data | 48.4443 | 61.192 | No Data | No Data | No Data | No Data | No Data | No Data | No Data | No Data | -61.6 | -73.2011 | 59.15 | 59.6536 | 25.7 | 35.7841
2018-08-25 14:30 | No Data | No Data | No Data | No Data | 44.2939 | 56.433 | No Data | No Data | No Data | No Data | No Data | No Data | No Data | No Data | -6 | -58.7074 | 4.095 | 4.095 | -29.1 | -32.7844
2018-08-25 15:00 | No Data | No Data | No Data | No Data | 41.6205 | 54.3599 | No Data | No Data | No Data | No Data | No Data | No Data | No Data | No Data | -5.2 | -56.5148 | 3.185 | 3.185 | -30.4 | -34.4942
2018-08-25 15:30 | No Data | No Data | No Data | No Data | 46.7475 | 58.3786 | No Data | No Data | No Data | No Data | No Data | No Data | No Data | No Data | -15.2 | -56.869 | 13.65 | 14.0167 | -16.6 | -24.5595
2018-08-25 16:00 | No Data | No Data | No Data | No Data | 52.0333 | 61.6821 | No Data | No Data | No Data | No Data | No Data | No Data | No Data | No Data | -12.8 | -53.9407 | 11.375 | 12.821 | -14.6 | -24.7621
2018-08-25 16:30 | No Data | No Data | No Data | No Data | 54.1329 | 61.7893 | No Data | No Data | No Data | No Data | No Data | No Data | No Data | No Data | -12 | -52.1981 | 10.01 | 12.1153 | -7 | -24.4246
2018-08-25 17:00 | No Data | No Data | No Data | No Data | 57.4655 | 63.9442 | No Data | No Data | No Data | No Data | No Data | No Data | No Data | No Data | -2.8 | -49.679 | 5.915 | 9.3801 | 7.2 | 27.7503
2018-08-25 17:30 | No Data | No Data | No Data | No Data | 62.6413 | 67.9433 | No Data | No Data | No Data | No Data | No Data | No Data | No Data | No Data | 0 | 45.2159 | 2.73 | 12.1409 | 28.5 | 40.8747
2018-08-25 18:00 | No Data | No Data | No Data | No Data | 64.387 | 68.2266 | No Data | No Data | No Data | No Data | No Data | No Data | No Data | No Data | 10 | 40.8431 | -2.275 | -16.5623 | 27.7 | 43.4688
2018-08-25 18:30 | No Data | No Data | No Data | No Data | 64.387 | 66.8852 | No Data | No Data | No Data | No Data | No Data | No Data | No Data | No Data | 13.6 | 47.5849 | -5.46 | -13.4437 | 26.3 | 38.7807
2018-08-25 19:00 | No Data | No Data | No Data | No Data | 64.387 | 66.8852 | No Data | No Data | No Data | No Data | No Data | No Data | No Data | No Data | 12.4 | 48.8016 | -5.915 | -11.2377 | 27.5 | 38.6793
2018-08-25 19:30 | No Data | No Data | No Data | No Data | 64.2283 | 67.1948 | No Data | No Data | No Data | No Data | No Data | No Data | No Data | No Data | 12.4 | 51.5147 | -5.915 | -10.1026 | 27.3 | 36.4819
2018-08-25 20:00 | No Data | No Data | No Data | No Data | 64.2283 | 67.9404 | No Data | No Data | No Data | No Data | No Data | No Data | No Data | No Data | 15.6 | 51.614 | -8.645 | -11.6003 | 24.1 | 34.6529
2018-08-25 20:30 | No Data | No Data | No Data | No Data | 62.4338 | 67.5127 | No Data | No Data | No Data | No Data | No Data | No Data | No Data | No Data | 9.2 | 50.446 | -3.64 | -8.5487 | 29.7 | 39.2757
2018-08-25 21:00 | No Data | No Data | No Data | No Data | 62.4338 | 67.5127 | No Data | No Data | No Data | No Data | No Data | No Data | No Data | No Data | 5.6 | 48.3256 | 0 | 10.01 | 32.2 | 41.9577
2018-08-25 21:30 | No Data | No Data | No Data | No Data | 71.3085 | 75.2407 | No Data | No Data | No Data | No Data | No Data | No Data | No Data | No Data | 6.4 | 48.0283 | 0 | 10.465 | 35.4 | 44.8879
2018-08-25 22:00 | No Data | No Data | No Data | No Data | 71.3085 | 75.2407 | No Data | No Data | No Data | No Data | No Data | No Data | No Data | No Data | 0.4 | 48.8803 | 4.55 | 11.4113 | 39.3 | 47.7378
2018-08-25 22:30 | No Data | No Data | No Data | No Data | 73.2006 | 77.0363 | No Data | No Data | No Data | No Data | No Data | No Data | No Data | No Data | -3.6 | -46.5394 | 9.1 | 15.2883 | 48.9 | 55.9558
2018-08-25 23:00 | No Data | No Data | No Data | No Data | 78.3886 | 81.4746 | No Data | No Data | No Data | No Data | No Data | No Data | No Data | No Data | -4 | -45.4137 | 10.01 | 16.5623 | 54.3 | 60.5535
2018-08-25 23:30 | No Data | No Data | No Data | No Data | 86.9947 | 88.986 | No Data | No Data | No Data | No Data | No Data | No Data | No Data | No Data | 2 | 39.251 | 5.46 | 19.0014 | 58 | 64.405
2018-08-26 | No Data | No Data | No Data | No Data | 80.0244 | 82.5878 | No Data | No Data | No Data | No Data | No Data | No Data | No Data | No Data | 1.6 | 51.6248 | 5.46 | 11.005 | 54 | 64.4596
2018-08-26 00:30 | No Data | No Data | No Data | No Data | 75.0561 | 78.2562 | No Data | No Data | No Data | No Data | No Data | No Data | No Data | No Data | -8 | -52.2165 | 13.65 | 16.1573 | 60.1 | 70.0572
2018-08-26 01:00 | No Data | No Data | No Data | No Data | 71.516 | 76.4719 | No Data | No Data | No Data | No Data | No Data | No Data | No Data | No Data | -38.8 | -61.1006 | 45.5 | 46.7921 | 88.1 | 95.5542
2018-08-26 01:30 | No Data | No Data | No Data | No Data | 71.1009 | 76.0839 | No Data | No Data | No Data | No Data | No Data | No Data | No Data | No Data | -36.4 | -55.213 | 42.77 | 45.6386 | 86.3 | 90.606
2018-08-26 02:00 | No Data | No Data | No Data | No Data | 64.6433 | 70.9247 | No Data | No Data | No Data | No Data | No Data | No Data | No Data | No Data | -38.4 | -58.4 | 43.68 | 45.7631 | 84.1 | 88.2366
2018-08-26 02:30 | No Data | No Data | No Data | No Data | 57.2091 | 64.9814 | No Data | No Data | No Data | No Data | No Data | No Data | No Data | No Data | -20.8 | -54.1539 | 25.48 | 26.9066 | 63 | 67.816
2018-08-26 03:00 | No Data | No Data | No Data | No Data | 55.5734 | 63.546 | No Data | No Data | No Data | No Data | No Data | No Data | No Data | No Data | -49.6 | -65.2527 | 54.145 | 55.2352 | 91 | 94.8643
2018-08-26 03:30 | No Data | No Data | No Data | No Data | 55.671 | 63.6314 | No Data | No Data | No Data | No Data | No Data | No Data | No Data | No Data | -54.4 | -67.0522 | 62.335 | 64.226 | 94.6 | 98.4604
2018-08-26 04:00 | No Data | No Data | No Data | No Data | 45.3681 | 57.1257 | No Data | No Data | No Data | No Data | No Data | No Data | No Data | No Data | 23.2 | 65.076 | -19.11 | -19.1965 | 13 | 22.5291
2018-08-26 04:30 | No Data | No Data | No Data | No Data | 48.7007 | 59.7766 | No Data | No Data | No Data | No Data | No Data | No Data | No Data | No Data | -4.4 | -54.5777 | 8.645 | 9.5658 | 40.3 | 46.3026
2018-08-26 05:00 | No Data | No Data | No Data | No Data | 53.9742 | 64.1459 | No Data | No Data | No Data | No Data | No Data | No Data | No Data | No Data | -56.8 | -68.4047 | 60.97 | 62.022 | 93.9 | 97.6771
2018-08-26 05:30 | No Data | No Data | No Data | No Data | 56.4889 | 65.4351 | No Data | No Data | No Data | No Data | No Data | No Data | No Data | No Data | -81.6 | -85.8883 | 88.725 | 90.9556 | 124.9 | 128.0881
2018-08-26 06:00 | No Data | No Data | No Data | No Data | 56.1349 | 65.1297 | No Data | No Data | No Data | No Data | No Data | No Data | No Data | No Data | -26 | -51.7981 | 30.94 | 33.4603 | 67.8 | 72.7223
2018-08-26 06:30 | No Data | No Data | No Data | No Data | 57.258 | 64.056 | No Data | No Data | No Data | No Data | No Data | No Data | No Data | No Data | -25.2 | -49.2666 | 29.12 | 31.7849 | 68.5 | 73.5197
2018-08-26 07:00 | No Data | No Data | No Data | No Data | 57.9782 | 63.8832 | No Data | No Data | No Data | No Data | No Data | No Data | No Data | No Data | -31.2 | -48.5518 | 36.4 | 40.6964 | 76.2 | 81.3204
2018-08-26 07:30 | No Data | No Data | No Data | No Data | 50.4952 | 56.4239 | No Data | No Data | No Data | No Data | No Data | No Data | No Data | No Data | -13.6 | -48.736 | 17.29 | 19.9786 | 41.3 | 49.1791
2018-08-26 08:00 | No Data | No Data | No Data | No Data | 48.7495 | 54.8673 | No Data | No Data | No Data | No Data | No Data | No Data | No Data | No Data | -16.8 | -50.8551 | 18.2 | 20.1488 | 23.4 | 36.4905
2018-08-26 08:30 | No Data | No Data | No Data | No Data | 42.4994 | 49.3477 | No Data | No Data | No Data | No Data | No Data | No Data | No Data | No Data | 8.8 | 51.5566 | -9.1 | -11.9432 | -24 | -33.1724
2018-08-26 09:00 | No Data | No Data | No Data | No Data | 40.1923 | 47.3752 | No Data | No Data | No Data | No Data | No Data | No Data | No Data | No Data | -12.8 | -48.9048 | 15.47 | 18.4261 | -6.8 | -25.7154
2018-08-26 09:30 | No Data | No Data | No Data | No Data | 28.6564 | 37.5793 | No Data | No Data | No Data | No Data | No Data | No Data | No Data | No Data | 17.2 | 55.5309 | -13.195 | -13.9575 | -38.6 | -42.7612
2018-08-26 10:00 | No Data | No Data | No Data | No Data | 27.216 | 36.4927 | No Data | No Data | No Data | No Data | No Data | No Data | No Data | No Data | 0.8 | 49.6064 | 3.64 | 7.735 | -24 | -32.5576
2018-08-26 10:30 | No Data | No Data | No Data | No Data | 28.9128 | 37.7751 | No Data | No Data | No Data | No Data | No Data | No Data | No Data | No Data | -20 | -52.3695 | 25.025 | 26.0624 | -6 | -23.673
2018-08-26 11:00 | No Data | No Data | No Data | No Data | 24.3961 | 35.7302 | No Data | No Data | No Data | No Data | No Data | No Data | No Data | No Data | -38.4 | -58.702 | 45.045 | 45.7043 | 11.7 | 27.693
2018-08-26 11:30 | No Data | No Data | No Data | No Data | 20.3433 | 31.6995 | No Data | No Data | No Data | No Data | No Data | No Data | No Data | No Data | -15.6 | -51.923 | 20.02 | 20.8755 | -14.1 | -26.6378
2018-08-26 12:00 | No Data | No Data | No Data | No Data | 9.5766 | 26.0267 | No Data | No Data | No Data | No Data | No Data | No Data | No Data | No Data | 19.2 | 59.2 | -15.47 | -15.47 | -50.6 | -52.5818
2018-08-26 12:30 | No Data | No Data | No Data | No Data | 7.3304 | 25.1465 | No Data | No Data | No Data | No Data | No Data | No Data | No Data | No Data | 24.8 | 61.2457 | -22.75 | -22.7545 | -55.1 | -56.976
2018-08-26 13:00 | No Data | No Data | No Data | No Data | -5.5482 | -21.2513 | No Data | No Data | No Data | No Data | No Data | No Data | No Data | No Data | 39.2 | 68.6848 | -34.58 | -34.6548 | -70.1 | -70.8969
2018-08-26 13:30 | No Data | No Data | No Data | No Data | -16.7178 | -24.718 | No Data | No Data | No Data | No Data | No Data | No Data | No Data | No Data | 35.2 | 65.7218 | -31.395 | -31.4247 | -63.4 | -64.6991
2018-08-26 14:00 | No Data | No Data | No Data | No Data | -19.2325 | -25.684 | No Data | No Data | No Data | No Data | No Data | No Data | No Data | No Data | 37.2 | 64.9159 | -35.49 | -35.5366 | -69.3 | -71.1098
2018-08-26 14:30 | No Data | No Data | No Data | No Data | -21.0269 | -27.0923 | No Data | No Data | No Data | No Data | No Data | No Data | No Data | No Data | 40.4 | 69.7022 | -38.22 | -38.2444 | -71.4 | -72.2424
2018-08-26 15:00 | No Data | No Data | No Data | No Data | -17.5967 | -22.05 | No Data | No Data | No Data | No Data | No Data | No Data | No Data | No Data | 36.4 | 66.9101 | -34.58 | -34.583 | -66.4 | -67.7585
2018-08-26 15:30 | No Data | No Data | No Data | No Data | 1.9471 | 17.4978 | No Data | No Data | No Data | No Data | No Data | No Data | No Data | No Data | 14.4 | 54.3426 | -13.65 | -14.7015 | -44.1 | -48.1383
2018-08-26 16:00 | No Data | No Data | No Data | No Data | -8.8197 | -15.9076 | No Data | No Data | No Data | No Data | No Data | No Data | No Data | No Data | -7.2 | -47.746 | 9.1 | 14.2147 | -15.5 | -27.9846
2018-08-26 16:30 | No Data | No Data | No Data | No Data | -6.0609 | -13.3074 | No Data | No Data | No Data | No Data | No Data | No Data | No Data | No Data | 1.2 | 50.8142 | 1.82 | 4.9005 | -9.1 | -25.4804
2018-08-26 17:00 | No Data | No Data | No Data | No Data | 13.5805 | 19.6951 | No Data | No Data | No Data | No Data | No Data | No Data | No Data | No Data | 0.8 | 49.2065 | 4.55 | 8.5849 | 9.2 | 27.9571
2018-08-26 17:30 | No Data | No Data | No Data | No Data | 13.8857 | 19.7586 | No Data | No Data | No Data | No Data | No Data | No Data | No Data | No Data | 6.8 | 46.1042 | -1.365 | -9.652 | 25.9 | 37.8493
2018-08-26 18:00 | No Data | No Data | No Data | No Data | 17.731 | 22.8793 | No Data | No Data | No Data | No Data | No Data | No Data | No Data | No Data | 6.8 | 36.6366 | 1.365 | 19.1587 | 38 | 50.4603
2018-08-26 18:30 | No Data | No Data | No Data | No Data | 20.9659 | 23.7355 | No Data | No Data | No Data | No Data | No Data | No Data | No Data | No Data | 0.8 | 40.4495 | 5.005 | 17.1276 | 44.6 | 53.9189
2018-08-26 19:00 | No Data | No Data | No Data | No Data | 15.0698 | 18.7325 | No Data | No Data | No Data | No Data | No Data | No Data | No Data | No Data | -0.8 | 43.2 | 5.915 | 14.8765 | 44.3 | 52.4605
2018-08-26 19:30 | No Data | No Data | No Data | No Data | 7.5257 | 14.8689 | No Data | No Data | No Data | No Data | No Data | No Data | No Data | No Data | 3.6 | 46.9383 | 3.185 | 11.375 | 39 | 46.9277
2018-08-26 20:00 | No Data | No Data | No Data | No Data | 22.8092 | 29.6395 | No Data | No Data | No Data | No Data | No Data | No Data | No Data | No Data | -1.2 | -46.8017 | 6.37 | 12.6421 | 41.5 | 49.4556
2018-08-26 20:30 | No Data | No Data | No Data | No Data | 28.0949 | 34.845 | No Data | No Data | No Data | No Data | No Data | No Data | No Data | No Data | -2.8 | -46.1736 | 10.01 | 15.8468 | 44.7 | 52.9054
2018-08-26 21:00 | No Data | No Data | No Data | No Data | 26.3004 | 34.7575 | No Data | No Data | No Data | No Data | No Data | No Data | No Data | No Data | -5.2 | -48.2808 | 10.01 | 14.1563 | 44.6 | 51.9139
2018-08-26 21:30 | No Data | No Data | No Data | No Data | 29.9382 | 39.0863 | No Data | No Data | No Data | No Data | No Data | No Data | No Data | No Data | -3.2 | -48.1065 | 9.555 | 13.195 | 48.6 | 54.9768
2018-08-26 22:00 | No Data | No Data | No Data | No Data | 29.5232 | 40.5867 | No Data | No Data | No Data | No Data | No Data | No Data | No Data | No Data | -2 | -47.7359 | 8.645 | 13.574 | 44.6 | 51.7769
2018-08-26 22:30 | No Data | No Data | No Data | No Data | 34.5037 | 44.3415 | No Data | No Data | No Data | No Data | No Data | No Data | No Data | No Data | -8 | -45.2548 | 12.285 | 17.6983 | 53.7 | 60.241
2018-08-26 23:00 | No Data | No Data | No Data | No Data | 43.7324 | 51.8477 | No Data | No Data | No Data | No Data | No Data | No Data | No Data | No Data | -9.2 | -45.3431 | 16.835 | 21.6735 | 58.3 | 64.1232
2018-08-26 23:30 | No Data | No Data | No Data | No Data | 47.8828 | 52.5899 | No Data | No Data | No Data | No Data | No Data | No Data | No Data | No Data | -6 | -39.7854 | 14.56 | 24.3882 | 66.8 | 72.7439
2018-08-27 | No Data | No Data | No Data | No Data | 28.9128 | 36.1786 | No Data | No Data | No Data | No Data | No Data | No Data | No Data | No Data | -16 | -43.453 | 22.295 | 28.4948 | 69.9 | 75.4868
2018-08-27 00:30 | No Data | No Data | No Data | No Data | 33.1121 | 39.615 | No Data | No Data | No Data | No Data | No Data | No Data | No Data | No Data | -9.6 | -45.2124 | 16.38 | 22.8454 | 62.4 | 68.3533
2018-08-27 01:00 | No Data | No Data | No Data | No Data | 35.3216 | 42.5021 | No Data | No Data | No Data | No Data | No Data | No Data | No Data | No Data | -46.8 | -58.0827 | 51.415 | 55.3419 | 95.2 | 99.7253
2018-08-27 01:30 | No Data | No Data | No Data | No Data | 36.8597 | 45.9787 | No Data | No Data | No Data | No Data | No Data | No Data | No Data | No Data | -8.4 | -47.9416 | 15.925 | 19.8382 | 59.2 | 64.4981
2018-08-27 02:00 | No Data | No Data | No Data | No Data | 35.5291 | 44.919 | No Data | No Data | No Data | No Data | No Data | No Data | No Data | No Data | -42 | -58.834 | 50.96 | 53.2564 | 90.3 | 94.5119
2018-08-27 02:30 | No Data | No Data | No Data | No Data | 29.572 | 41.5458 | No Data | No Data | No Data | No Data | No Data | No Data | No Data | No Data | -23.6 | -51.5566 | 32.305 | 34.562 | 69.5 | 74.6695
2018-08-27 03:00 | No Data | No Data | No Data | No Data | 26.0929 | 39.1458 | No Data | No Data | No Data | No Data | No Data | No Data | No Data | No Data | -16 | -51.7363 | 23.205 | 24.9255 | 58.4 | 64.1312
2018-08-27 03:30 | No Data | No Data | No Data | No Data | 30.0359 | 41.8773 | No Data | No Data | No Data | No Data | No Data | No Data | No Data | No Data | -13.6 | -50.2744 | 19.11 | 21.7878 | 53 | 59.895
2018-08-27 04:00 | No Data | No Data | No Data | No Data | 29.5232 | 41.5111 | No Data | No Data | No Data | No Data | No Data | No Data | No Data | No Data | -13.2 | -50.1677 | 16.835 | 18.9249 | 49.6 | 56.762
2018-08-27 04:30 | No Data | No Data | No Data | No Data | 25.275 | 37.2675 | No Data | No Data | No Data | No Data | No Data | No Data | No Data | No Data | -15.2 | -51.1124 | 18.655 | 20.7562 | 51.6 | 58.5649
2018-08-27 05:00 | No Data | No Data | No Data | No Data | 39.826 | 49.3079 | No Data | No Data | No Data | No Data | No Data | No Data | No Data | No Data | -12.4 | -49.5758 | 15.47 | 18.4261 | 49.2 | 56.2181
2018-08-27 05:30 | No Data | No Data | No Data | No Data | 41.474 | 50.6483 | No Data | No Data | No Data | No Data | No Data | No Data | No Data | No Data | -5.6 | -49.0763 | 8.19 | 12.5517 | 45 | 52.1219
2018-08-27 06:00 | No Data | No Data | No Data | No Data | 41.2177 | 49.0653 | No Data | No Data | No Data | No Data | No Data | No Data | No Data | No Data | 7.2 | 46.9553 | -3.64 | -12.3773 | 36.8 | 45.0582
2018-08-27 06:30 | No Data | No Data | No Data | No Data | 51.9844 | 55.9803 | No Data | No Data | No Data | No Data | No Data | No Data | No Data | No Data | 16.4 | 45.8345 | -13.195 | -19.3147 | 31.9 | 41.7279
2018-08-27 07:00 | No Data | No Data | No Data | No Data | 59.3088 | 62.1453 | No Data | No Data | No Data | No Data | No Data | No Data | No Data | No Data | 38 | 52.6209 | -30.94 | -36.607 | 18.5 | 33.5596
2018-08-27 07:30 | No Data | No Data | No Data | No Data | 58.6496 | 60.8342 | No Data | No Data | No Data | No Data | No Data | No Data | No Data | No Data | 25.2 | 48.6374 | -19.565 | -24.3882 | 12.3 | 29.9429
2018-08-27 08:00 | No Data | No Data | No Data | No Data | 48.0293 | 50.1306 | No Data | No Data | No Data | No Data | No Data | No Data | No Data | No Data | 18.4 | 46.9553 | -13.195 | -18.0286 | -2.8 | -25.2792
2018-08-27 08:30 | No Data | No Data | No Data | No Data | 60.9567 | 62.6258 | No Data | No Data | No Data | No Data | No Data | No Data | No Data | No Data | 19.2 | 48.3735 | -13.65 | -18.063 | -24.8 | -33.2182
2018-08-27 09:00 | No Data | No Data | No Data | No Data | 56.8551 | 58.641 | No Data | No Data | No Data | No Data | No Data | No Data | No Data | No Data | 12.8 | 47.7477 | -9.1 | -13.8682 | -24.8 | -32.1759
2018-08-27 09:30 | No Data | No Data | No Data | No Data | 54.3893 | 57.422 | No Data | No Data | No Data | No Data | No Data | No Data | No Data | No Data | 19.6 | 52.9604 | -15.015 | -16.6868 | -35.8 | -40.2517
2018-08-27 10:00 | No Data | No Data | No Data | No Data | 40.3998 | 45.2162 | No Data | No Data | No Data | No Data | No Data | No Data | No Data | No Data | 17.6 | 52.2532 | -13.195 | -14.8556 | -40.3 | -43.7778
2018-08-27 10:30 | No Data | No Data | No Data | No Data | 27.9362 | 34.5369 | No Data | No Data | No Data | No Data | No Data | No Data | No Data | No Data | 14 | 52.4976 | -11.375 | -13.436 | -41.3 | -44.8547
2018-08-27 11:00 | No Data | No Data | No Data | No Data | 27.985 | 34.5764 | No Data | No Data | No Data | No Data | No Data | No Data | No Data | No Data | 17.2 | 52.4976 | -12.285 | -14.0535 | -44.3 | -47.4499
2018-08-27 11:30 | No Data | No Data | No Data | No Data | 29.1691 | 36.8785 | No Data | No Data | No Data | No Data | No Data | No Data | No Data | No Data | 10.4 | 48.7229 | -6.37 | -10.3756 | -37.2 | -42.0476
2018-08-27 12:00 | No Data | No Data | No Data | No Data | 14.0932 | 26.6045 | No Data | No Data | No Data | No Data | No Data | No Data | No Data | No Data | 6 | 48.3735 | -3.64 | -8.9625 | -32.3 | -38.2027
2018-08-27 12:30 | No Data | No Data | No Data | No Data | 33.2219 | 42.7308 | No Data | No Data | No Data | No Data | No Data | No Data | No Data | No Data | 4.8 | 50.6281 | -1.82 | -7.0635 | -32.3 | -37.8336
2018-08-27 13:00 | No Data | No Data | No Data | No Data | 31.0124 | 41.0365 | No Data | No Data | No Data | No Data | No Data | No Data | No Data | No Data | 2 | 50.8394 | -0.91 | -7.3367 | -31.9 | -37.4402
2018-08-27 13:30 | No Data | No Data | No Data | No Data | 33.6248 | 43.0447 | No Data | No Data | No Data | No Data | No Data | No Data | No Data | No Data | -2 | -48.841 | 6.825 | 11.0144 | -20.1 | -28.9969
2018-08-27 14:00 | No Data | No Data | No Data | No Data | 39.9847 | 48.1768 | No Data | No Data | No Data | No Data | No Data | No Data | No Data | No Data | -0.8 | -48.8066 | 3.185 | 7.9462 | -27.9 | -34.4449
2018-08-27 14:30 | No Data | No Data | No Data | No Data | 42.1942 | 51.0122 | No Data | No Data | No Data | No Data | No Data | No Data | No Data | No Data | -4 | -46.5721 | 10.01 | 13.5281 | -25.2 | -32.0481
2018-08-27 15:00 | No Data | No Data | No Data | No Data | 37.116 | 46.8987 | No Data | No Data | No Data | No Data | No Data | No Data | No Data | No Data | -12 | -47.9266 | 15.47 | 18.4261 | -22.5 | -30.7093
2018-08-27 15:30 | No Data | No Data | No Data | No Data | 44.1352 | 52.629 | No Data | No Data | No Data | No Data | No Data | No Data | No Data | No Data | -19.2 | -46.9093 | 20.475 | 23.8777 | -9.9 | -24.9483
2018-08-27 16:00 | No Data | No Data | No Data | No Data | 50.898 | 57.4832 | No Data | No Data | No Data | No Data | No Data | No Data | No Data | No Data | -20.8 | -46.5102 | 23.66 | 28.0222 | -3.1 | -25.6877
2018-08-27 16:30 | No Data | No Data | No Data | No Data | 56.1349 | 60.7728 | No Data | No Data | No Data | No Data | No Data | No Data | No Data | No Data | -23.2 | -44.8642 | 28.21 | 33.327 | 11.5 | 31.2899
2018-08-27 17:00 | No Data | No Data | No Data | No Data | 54.3893 | 58.3697 | No Data | No Data | No Data | No Data | No Data | No Data | No Data | No Data | -16.4 | -39.5596 | 22.295 | 29.0702 | 28.4 | 44.4545
2018-08-27 17:30 | No Data | No Data | No Data | No Data | 63.1052 | 65.9851 | No Data | No Data | No Data | No Data | No Data | No Data | No Data | No Data | 1.6 | 32.4395 | 5.46 | 22.5122 | 36.4 | 51.1953
2018-08-27 18:00 | No Data | No Data | No Data | No Data | 70.1854 | 74.6018 | No Data | No Data | No Data | No Data | No Data | No Data | No Data | No Data | -1.6 | -29.6432 | 10.01 | 28.2247 | 49.7 | 62.0202
2018-08-27 18:30 | No Data | No Data | No Data | No Data | 70.0755 | 73.843 | No Data | No Data | No Data | No Data | No Data | No Data | No Data | No Data | 10.4 | 33.2674 | 0.91 | 24.5868 | 42.2 | 54.6345
2018-08-27 19:00 | No Data | No Data | No Data | No Data | 68.0735 | 71.9459 | No Data | No Data | No Data | No Data | No Data | No Data | No Data | No Data | 3.6 | 35.0291 | 5.46 | 21.1905 | 48.8 | 58.5212
2018-08-27 19:30 | No Data | No Data | No Data | No Data | 68.4398 | 74.4589 | No Data | No Data | No Data | No Data | No Data | No Data | No Data | No Data | -5.2 | -33.6048 | 14.105 | 25.6178 | 56.9 | 65.777
2018-08-27 20:00 | No Data | No Data | No Data | No Data | 70.1244 | 76.0102 | No Data | No Data | No Data | No Data | No Data | No Data | No Data | No Data | -4.8 | -33.9411 | 14.56 | 26.2484 | 56.1 | 65.1369
2018-08-27 20:30 | No Data | No Data | No Data | No Data | 69.9779 | 76.8417 | No Data | No Data | No Data | No Data | No Data | No Data | No Data | No Data | -6.8 | -38.2099 | 13.65 | 23.8561 | 53.3 | 62.1168
2018-08-27 21:00 | No Data | No Data | No Data | No Data | 68.2811 | 72.7245 | No Data | No Data | No Data | No Data | No Data | No Data | No Data | No Data | -14.4 | -38.7732 | 20.475 | 28.9632 | 58.7 | 67.3892
2018-08-27 21:30 | No Data | No Data | No Data | No Data | 73.7133 | 76.6403 | No Data | No Data | No Data | No Data | No Data | No Data | No Data | No Data | -6.8 | -39.3914 | 16.38 | 25.1694 | 57.1 | 64.8772
2018-08-27 22:00 | No Data | No Data | No Data | No Data | 71.9188 | 75.1491 | No Data | No Data | No Data | No Data | No Data | No Data | No Data | No Data | -10 | -43.1741 | 18.655 | 25.1282 | 55.1 | 62.6899
2018-08-27 22:30 | No Data | No Data | No Data | No Data | 75.3613 | 78.9965 | No Data | No Data | No Data | No Data | No Data | No Data | No Data | No Data | 0.4 | 42.4019 | 7.735 | 18.5269 | 50 | 58.5163
2018-08-27 23:00 | No Data | No Data | No Data | No Data | 78.9014 | 81.4848 | No Data | No Data | No Data | No Data | No Data | No Data | No Data | No Data | -1.6 | -42.5883 | 10.92 | 20.0665 | 56.7 | 63.3702
2018-08-27 23:30 | No Data | No Data | No Data | No Data | 90.6325 | 91.796 | No Data | No Data | No Data | No Data | No Data | No Data | No Data | No Data | 10 | 36.9778 | 0 | 22.7682 | 56.9 | 63.9551
2018-08-28 | No Data | No Data | No Data | No Data | 85.5055 | 87.0275 | No Data | No Data | No Data | No Data | No Data | No Data | No Data | No Data | 1.2 | 39.2734 | 7.28 | 21.7307 | 61.9 | 68.0625
2018-08-28 00:30 | No Data | No Data | No Data | No Data | 79.6094 | 81.7695 | No Data | No Data | No Data | No Data | No Data | No Data | No Data | No Data | 6.8 | 42.6127 | 0 | 17.745 | 52.6 | 59.3549
2018-08-28 01:00 | No Data | No Data | No Data | No Data | 74.641 | 77.8582 | No Data | No Data | No Data | No Data | No Data | No Data | No Data | No Data | 5.6 | 46.3396 | 1.365 | 14.6238 | 49.6 | 56.2353
2018-08-28 01:30 | No Data | No Data | No Data | No Data | 78.2299 | 81.3053 | No Data | No Data | No Data | No Data | No Data | No Data | No Data | No Data | 6 | 45.1008 | 3.185 | 14.4601 | 51.3 | 57.6945
2018-08-28 02:00 | No Data | No Data | No Data | No Data | 73.2616 | 76.5368 | No Data | No Data | No Data | No Data | No Data | No Data | No Data | No Data | 2.4 | 48.4595 | 4.55 | 13.1005 | 47.7 | 54.7622
2018-08-28 02:30 | No Data | No Data | No Data | No Data | 71.6136 | 76.9097 | No Data | No Data | No Data | No Data | No Data | No Data | No Data | No Data | -3.2 | -46.9093 | 7.735 | 14.5173 | 50 | 56.8719
2018-08-28 03:00 | No Data | No Data | No Data | No Data | 69.9779 | 76.0365 | No Data | No Data | No Data | No Data | No Data | No Data | No Data | No Data | -1.2 | -49.2146 | 5.915 | 12.821 | 46.1 | 53.6792
2018-08-28 03:30 | No Data | No Data | No Data | No Data | 67.5608 | 75.2442 | No Data | No Data | No Data | No Data | No Data | No Data | No Data | No Data | -2.4 | -47.6605 | 8.19 | 14.3884 | 47.7 | 55.3615
2018-08-28 04:00 | No Data | No Data | No Data | No Data | 67.5608 | 75.2442 | No Data | No Data | No Data | No Data | No Data | No Data | No Data | No Data | 0.8 | 46.007 | 5.915 | 13.6348 | 43.7 | 52.2817
2018-08-28 04:30 | No Data | No Data | No Data | No Data | 65.3147 | 73.9941 | No Data | No Data | No Data | No Data | No Data | No Data | No Data | No Data | 2.4 | 47.2068 | 4.55 | 11.83 | 42.1 | 50.3954
2018-08-28 05:00 | No Data | No Data | No Data | No Data | 65.3147 | 73.2341 | No Data | No Data | No Data | No Data | No Data | No Data | No Data | No Data | 4.8 | 45.8519 | 1.365 | 11.9085 | 39.8 | 48.3765
2018-08-28 05:30 | No Data | No Data | No Data | No Data | 66.9993 | 73.6858 | No Data | No Data | No Data | No Data | No Data | No Data | No Data | No Data | 10.4 | 44.5295 | -3.185 | -14.4601 | 36.8 | 46.2411
2018-08-28 06:00 | No Data | No Data | No Data | No Data | 70.3807 | 74.8022 | No Data | No Data | No Data | No Data | No Data | No Data | No Data | No Data | 22 | 49.1935 | -13.65 | -18.985 | 31.5 | 41.1643
2018-08-28 06:30 | No Data | No Data | No Data | No Data | 78.7427 | 80.7062 | No Data | No Data | No Data | No Data | No Data | No Data | No Data | No Data | 32.4 | 49.3315 | -24.115 | -30.2121 | 26.1 | 37.769
2018-08-28 07:00 | No Data | No Data | No Data | No Data | 82.3804 | 83.3335 | No Data | No Data | No Data | No Data | No Data | No Data | No Data | No Data | 40.8 | 50.8802 | -32.305 | -39.7754 | 22.5 | 36.4683
2018-08-28 07:30 | No Data | No Data | No Data | No Data | 81.9165 | 82.3112 | No Data | No Data | No Data | No Data | No Data | No Data | No Data | No Data | 19.6 | 39.5919 | -14.105 | -24.8632 | 20 | 35.7234
2018-08-28 08:00 | No Data | No Data | No Data | No Data | 81.9165 | 82.1673 | No Data | No Data | No Data | No Data | No Data | No Data | No Data | No Data | 2.4 | 34.4836 | 3.64 | 22.1413 | 14.1 | 34.9687
2018-08-28 08:30 | No Data | No Data | No Data | No Data | 78.3886 | 78.801 | No Data | No Data | No Data | No Data | No Data | No Data | No Data | No Data | -9.2 | -36.3824 | 12.285 | 23.1022 | 0.3 | 28.4016
2018-08-28 09:00 | No Data | No Data | No Data | No Data | 74.0795 | 75.2791 | No Data | No Data | No Data | No Data | No Data | No Data | No Data | No Data | -5.6 | -39.2612 | 8.19 | 17.0367 | -11 | -27.7714
2018-08-28 09:30 | No Data | No Data | No Data | No Data | 70.6371 | 72.2292 | No Data | No Data | No Data | No Data | No Data | No Data | No Data | No Data | -10 | -40.8431 | 12.74 | 17.3855 | -12.2 | -27.012
2018-08-28 10:00 | No Data | No Data | No Data | No Data | 66.9993 | 69.9808 | No Data | No Data | No Data | No Data | No Data | No Data | No Data | No Data | -8 | -41.5769 | 9.555 | 14.5101 | -17.8 | -29.72
2018-08-28 10:30 | No Data | No Data | No Data | No Data | 63.5203 | 67.7594 | No Data | No Data | No Data | No Data | No Data | No Data | No Data | No Data | -8.4 | -42.0476 | 10.01 | 14.4816 | -18.4 | -29.2985
2018-08-28 11:00 | No Data | No Data | No Data | No Data | 61.1032 | 65.499 | No Data | No Data | No Data | No Data | No Data | No Data | No Data | No Data | -12.4 | -44.5601 | 13.65 | 16.1573 | -17.3 | -27.674
2018-08-28 11:30 | No Data | No Data | No Data | No Data | 59.3576 | 64.6591 | No Data | No Data | No Data | No Data | No Data | No Data | No Data | No Data | -8.8 | -43.3036 | 10.92 | 14.5101 | -20.5 | -30.8099
2018-08-28 12:00 | No Data | No Data | No Data | No Data | 61.0544 | 66.2202 | No Data | No Data | No Data | No Data | No Data | No Data | No Data | No Data | -8.4 | -44.0091 | 10.92 | 13.382 | -16.7 | -29.3206
2018-08-28 12:30 | No Data | No Data | No Data | No Data | 57.7707 | 63.2054 | No Data | No Data | No Data | No Data | No Data | No Data | No Data | No Data | -10 | -43.1741 | 10.92 | 15.1249 | -18.5 | -27.5392
2018-08-28 13:00 | No Data | No Data | No Data | No Data | 55.9762 | 61.5695 | No Data | No Data | No Data | No Data | No Data | No Data | No Data | No Data | -8.4 | -43.2241 | 10.01 | 13.5281 | -20.5 | -28.4313
2018-08-28 13:30 | No Data | No Data | No Data | No Data | 54.0841 | 60.6228 | No Data | No Data | No Data | No Data | No Data | No Data | No Data | No Data | -9.6 | -43.0832 | 12.285 | 16.0995 | -17.5 | -26.6507
2018-08-28 14:00 | No Data | No Data | No Data | No Data | 54.0841 | 61.3792 | No Data | No Data | No Data | No Data | No Data | No Data | No Data | No Data | -11.6 | -43.187 | 14.105 | 17.5632 | -15.8 | -25.6453
2018-08-28 14:30 | No Data | No Data | No Data | No Data | 54.0841 | 61.3792 | No Data | No Data | No Data | No Data | No Data | No Data | No Data | No Data | -8.4 | -44.0091 | 10.92 | 13.65 | -19.4 | -28.5161
2018-08-28 15:00 | No Data | No Data | No Data | No Data | 54.0841 | 61.3792 | No Data | No Data | No Data | No Data | No Data | No Data | No Data | No Data | -12.8 | -44.29 | 15.47 | 17.948 | -14.1 | -25.8786
2018-08-28 15:30 | No Data | No Data | No Data | No Data | 58.1369 | 64.2178 | No Data | No Data | No Data | No Data | No Data | No Data | No Data | No Data | -13.2 | -43.2629 | 17.29 | 20.2104 | -10.6 | -23.5236
2018-08-28 16:00 | No Data | No Data | No Data | No Data | 61.5671 | 66.6744 | No Data | No Data | No Data | No Data | No Data | No Data | No Data | No Data | -13.2 | -44.4072 | 17.29 | 20.2104 | -4.2 | -22.7903
2018-08-28 16:30 | No Data | No Data | No Data | No Data | 68.5863 | 72.0294 | No Data | No Data | No Data | No Data | No Data | No Data | No Data | No Data | -19.6 | -40.9898 | 24.57 | 29.2795 | 11.4 | 29.9541
2018-08-28 17:00 | No Data | No Data | No Data | No Data | 73.7743 | 76.5051 | No Data | No Data | No Data | No Data | No Data | No Data | No Data | No Data | -15.2 | -37.9747 | 21.385 | 28.0813 | 27.3 | 43.448
2018-08-28 17:30 | No Data | No Data | No Data | No Data | 78.999 | 80.6025 | No Data | No Data | No Data | No Data | No Data | No Data | No Data | No Data | -18.4 | -30.2417 | 30.03 | 40.5844 | 61.8 | 72.9704
2018-08-28 18:00 | No Data | No Data | No Data | No Data | 84.126 | 84.9141 | No Data | No Data | No Data | No Data | No Data | No Data | No Data | No Data | 17.2 | 36.3296 | -5.46 | -22.071 | 34.6 | 47.676
2018-08-28 18:30 | No Data | No Data | No Data | No Data | 88.3253 | 88.8791 | No Data | No Data | No Data | No Data | No Data | No Data | No Data | No Data | 1.2 | 29.2246 | 9.555 | 25.5165 | 54.3 | 63.7499
2018-08-28 19:00 | No Data | No Data | No Data | No Data | 86.6407 | 87.2052 | No Data | No Data | No Data | No Data | No Data | No Data | No Data | No Data | 6 | 33.7378 | 5.915 | 21.3123 | 50.1 | 58.344
2018-08-28 19:30 | No Data | No Data | No Data | No Data | 81.5137 | 82.5818 | No Data | No Data | No Data | No Data | No Data | No Data | No Data | No Data | 14.4 | 40.6369 | -3.64 | -16.7796 | 39.7 | 48.0677
2018-08-28 20:00 | No Data | No Data | No Data | No Data | 74.641 | 76.615 | No Data | No Data | No Data | No Data | No Data | No Data | No Data | No Data | 21.6 | 46.5188 | -11.83 | -18.063 | 29.3 | 39.7756
2018-08-28 20:30 | No Data | No Data | No Data | No Data | 72.0287 | 74.4864 | No Data | No Data | No Data | No Data | No Data | No Data | No Data | No Data | 17.2 | 48.362 | -7.28 | -13.1242 | 33.8 | 41.0528
2018-08-28 21:00 | No Data | No Data | No Data | No Data | 73.7743 | 77.4061 | No Data | No Data | No Data | No Data | No Data | No Data | No Data | No Data | -3.6 | -40.1617 | 11.83 | 19.1154 | 51.2 | 58.3082
2018-08-28 21:30 | No Data | No Data | No Data | No Data | 78.999 | 82.4008 | No Data | No Data | No Data | No Data | No Data | No Data | No Data | No Data | -1.6 | -40.8314 | 11.375 | 19.5703 | 53.7 | 60.7007
2018-08-28 22:00 | No Data | No Data | No Data | No Data | 75.4589 | 79.0133 | No Data | No Data | No Data | No Data | No Data | No Data | No Data | No Data | -4 | -46.1736 | 12.74 | 17.0792 | 50.4 | 56.4837
2018-08-28 22:30 | No Data | No Data | No Data | No Data | 77.1557 | 81.2244 | No Data | No Data | No Data | No Data | No Data | No Data | No Data | No Data | -5.2 | -43.4659 | 12.74 | 19.0068 | 55.6 | 61.8967
2018-08-28 23:00 | No Data | No Data | No Data | No Data | 78.9502 | 82.9308 | No Data | No Data | No Data | No Data | No Data | No Data | No Data | No Data | 0.8 | 44.0073 | 8.19 | 15.5301 | 56.4 | 61.0616
2018-08-28 23:30 | No Data | No Data | No Data | No Data | 83.3082 | 85.4993 | No Data | No Data | No Data | No Data | No Data | No Data | No Data | No Data | 15.6 | 41.4478 | -1.82 | -16.9331 | 57.9 | 62.2274
2018-08-29 | No Data | No Data | No Data | No Data | 77.9248 | 80.6707 | No Data | No Data | No Data | No Data | No Data | No Data | No Data | No Data | 12.4 | 45.329 | 0 | 12.74 | 55.1 | 59.1825
2018-08-29 00:30 | No Data | No Data | No Data | No Data | 73.0053 | 76.993 | No Data | No Data | No Data | No Data | No Data | No Data | No Data | No Data | 11.6 | 43.9582 | -0.91 | -16.4053 | 52 | 57.6542
2018-08-29 01:00 | No Data | No Data | No Data | No Data | 66.3401 | 71.987 | No Data | No Data | No Data | No Data | No Data | No Data | No Data | No Data | 8.4 | 43.2241 | 1.82 | 16.0287 | 52 | 58.3177
2018-08-29 01:30 | No Data | No Data | No Data | No Data | 66.4378 | 72.077 | No Data | No Data | No Data | No Data | No Data | No Data | No Data | No Data | 10.4 | 43.6568 | 1.365 | 14.1709 | 51.2 | 57.1987
2018-08-29 02:00 | No Data | No Data | No Data | No Data | 62.8489 | 69.5105 | No Data | No Data | No Data | No Data | No Data | No Data | No Data | No Data | 7.2 | 47.3506 | 1.82 | 11.5197 | 48.8 | 55.1072
2018-08-29 02:30 | No Data | No Data | No Data | No Data | 56.1349 | 64.3098 | No Data | No Data | No Data | No Data | No Data | No Data | No Data | No Data | 5.6 | 44.7518 | 3.64 | 13.6879 | 47.7 | 55.3108
2018-08-29 03:00 | No Data | No Data | No Data | No Data | 51.1543 | 60.0116 | No Data | No Data | No Data | No Data | No Data | No Data | No Data | No Data | 2.4 | 43.2463 | 5.46 | 15.5501 | 47.8 | 56.648
2018-08-29 03:30 | No Data | No Data | No Data | No Data | 44.2939 | 54.2823 | No Data | No Data | No Data | No Data | No Data | No Data | No Data | No Data | 5.2 | 42.7177 | 3.185 | 16.6868 | 42.6 | 52.9812
2018-08-29 04:00 | No Data | No Data | No Data | No Data | 39.057 | 50.1006 | No Data | No Data | No Data | No Data | No Data | No Data | No Data | No Data | 8 | 40.008 | 0.91 | 15.4967 | 39.1 | 50.0849
2018-08-29 04:30 | No Data | No Data | No Data | No Data | 40.705 | 51.3957 | No Data | No Data | No Data | No Data | No Data | No Data | No Data | No Data | -21.2 | -39.0548 | 30.03 | 36.6042 | 70.3 | 78.3534
2018-08-29 05:00 | No Data | No Data | No Data | No Data | 40.7538 | 51.4343 | No Data | No Data | No Data | No Data | No Data | No Data | No Data | No Data | -18.4 | -30.5601 | 26.39 | 41.7138 | 65.9 | 80.4814
2018-08-29 05:30 | No Data | No Data | No Data | No Data | 53.5714 | 60.4688 | No Data | No Data | No Data | No Data | No Data | No Data | No Data | No Data | -10.8 | -27.7849 | 20.02 | 37.235 | 62.7 | 76.4263
2018-08-29 06:00 | No Data | No Data | No Data | No Data | 57.1115 | 62.5835 | No Data | No Data | No Data | No Data | No Data | No Data | No Data | No Data | -6.8 | -26.1013 | 16.38 | 35.8152 | 62 | 75.2814
2018-08-29 06:30 | No Data | No Data | No Data | No Data | 67.4632 | 69.492 | No Data | No Data | No Data | No Data | No Data | No Data | No Data | No Data | -11.6 | -21.7513 | 20.475 | 40.5793 | 73.5 | 83.7752
2018-08-29 07:00 | No Data | No Data | No Data | No Data | 71.0521 | 71.5914 | No Data | No Data | No Data | No Data | No Data | No Data | No Data | No Data | -9.2 | -19.1541 | 16.38 | 40.7473 | 71.7 | 82.0543
2018-08-29 07:30 | No Data | No Data | No Data | No Data | 57.9294 | 58.4177 | No Data | No Data | No Data | No Data | No Data | No Data | No Data | No Data | -7.6 | -29.3993 | 16.38 | 32.6207 | 52 | 72.8354
2018-08-29 08:00 | No Data | No Data | No Data | No Data | 54.4869 | 55.0059 | No Data | No Data | No Data | No Data | No Data | No Data | No Data | No Data | -6.4 | -31.5417 | 15.47 | 30.1984 | 27.3 | 58.7307
2018-08-29 08:30 | No Data | No Data | No Data | No Data | 55.9274 | 57.1382 | No Data | No Data | No Data | No Data | No Data | No Data | No Data | No Data | -12 | -37.5681 | 13.195 | 26.2996 | 2.9 | 48.5819
2018-08-29 09:00 | No Data | No Data | No Data | No Data | 60.029 | 61.5272 | No Data | No Data | No Data | No Data | No Data | No Data | No Data | No Data | -10 | -39.2938 | 10.01 | 23.2005 | -7.4 | -47.0851
2018-08-29 09:30 | No Data | No Data | No Data | No Data | 56.2814 | 59.0451 | No Data | No Data | No Data | No Data | No Data | No Data | No Data | No Data | -9.6 | -38.0316 | 9.1 | 22.4753 | -14.3 | -49.0461
2018-08-29 10:00 | No Data | No Data | No Data | No Data | 50.2876 | 54.0609 | No Data | No Data | No Data | No Data | No Data | No Data | No Data | No Data | -13.2 | -34.9857 | 15.47 | 28.6506 | -12.5 | -38.865
2018-08-29 10:30 | No Data | No Data | No Data | No Data | 49.8726 | 55.5037 | No Data | No Data | No Data | No Data | No Data | No Data | No Data | No Data | -13.6 | -35.1386 | 14.105 | 28.3308 | -14.2 | -39.8181
2018-08-29 11:00 | No Data | No Data | No Data | No Data | 52.1798 | 57.5857 | No Data | No Data | No Data | No Data | No Data | No Data | No Data | No Data | -11.2 | -34.6595 | 14.56 | 28.5601 | -13.4 | -39.7281
2018-08-29 11:30 | No Data | No Data | No Data | No Data | 50.3853 | 55.9648 | No Data | No Data | No Data | No Data | No Data | No Data | No Data | No Data | -6.4 | -34.9903 | 6.825 | 23.7517 | -21.4 | -41.8803
2018-08-29 12:00 | No Data | No Data | No Data | No Data | 48.4443 | 55.3224 | No Data | No Data | No Data | No Data | No Data | No Data | No Data | No Data | -8 | -34.5392 | 10.465 | 25.8711 | -18.8 | -42.2171
2018-08-29 12:30 | No Data | No Data | No Data | No Data | 50.0801 | 56.7603 | No Data | No Data | No Data | No Data | No Data | No Data | No Data | No Data | -8 | -34.5392 | 11.83 | 26.4527 | -17 | -41.0824
2018-08-29 13:00 | No Data | No Data | No Data | No Data | 48.2856 | 56.1551 | No Data | No Data | No Data | No Data | No Data | No Data | No Data | No Data | -10 | -33.5261 | 12.285 | 27.0639 | -17 | -41.6293
2018-08-29 13:30 | No Data | No Data | No Data | No Data | 49.9336 | 57.5783 | No Data | No Data | No Data | No Data | No Data | No Data | No Data | No Data | -4.8 | -33.1494 | 6.825 | 24.6247 | -20.6 | -41.8249
2018-08-29 14:00 | No Data | No Data | No Data | No Data | 47.5654 | 56.7025 | No Data | No Data | No Data | No Data | No Data | No Data | No Data | No Data | -5.6 | -33.669 | 10.92 | 25.2351 | -18.6 | -40.8769
2018-08-29 14:30 | No Data | No Data | No Data | No Data | 48.188 | 57.2258 | No Data | No Data | No Data | No Data | No Data | No Data | No Data | No Data | -6 | -33.7378 | 11.83 | 24.8548 | -22.1 | -41.2462
2018-08-29 15:00 | No Data | No Data | No Data | No Data | 48.7007 | 56.7993 | No Data | No Data | No Data | No Data | No Data | No Data | No Data | No Data | -10.4 | -33.2674 | 13.195 | 27.4889 | -15.1 | -39.4077
2018-08-29 15:30 | No Data | No Data | No Data | No Data | 46.6987 | 55.0924 | No Data | No Data | No Data | No Data | No Data | No Data | No Data | No Data | -13.6 | -31.4884 | 17.745 | 31.8012 | -11.5 | -39.8935
2018-08-29 16:00 | No Data | No Data | No Data | No Data | 46.4912 | 52.2504 | No Data | No Data | No Data | No Data | No Data | No Data | No Data | No Data | -14.4 | -29.7214 | 18.655 | 34.2007 | -3.6 | -40.3609
2018-08-29 16:30 | No Data | No Data | No Data | No Data | 49.6162 | 53.9692 | No Data | No Data | No Data | No Data | No Data | No Data | No Data | No Data | -11.2 | -29.7859 | 16.835 | 32.4616 | 3.5 | 41.7326
2018-08-29 17:00 | No Data | No Data | No Data | No Data | 55.4147 | 58.758 | No Data | No Data | No Data | No Data | No Data | No Data | No Data | No Data | -18.4 | -29.9252 | 25.025 | 39.7936 | 34.6 | 57.3206
2018-08-29 17:30 | No Data | No Data | No Data | No Data | 57.7218 | 60.2108 | No Data | No Data | No Data | No Data | No Data | No Data | No Data | No Data | -8.8 | -24.8129 | 18.655 | 36.9111 | 48.8 | 66.5848
2018-08-29 18:00 | No Data | No Data | No Data | No Data | 49.9825 | 51.5771 | No Data | No Data | No Data | No Data | No Data | No Data | No Data | No Data | -10.8 | -20.9914 | 19.565 | 40.9247 | 59.3 | 76.0411
2018-08-29 18:30 | No Data | No Data | No Data | No Data | 44.0864 | 45.0233 | No Data | No Data | No Data | No Data | No Data | No Data | No Data | No Data | -8.8 | -21.4849 | 18.655 | 40.0943 | 58.8 | 74.471
2018-08-29 19:00 | No Data | No Data | No Data | No Data | 44.0375 | 44.9755 | No Data | No Data | No Data | No Data | No Data | No Data | No Data | No Data | -8.4 | -22.0617 | 20.02 | 41.5423 | 59.9 | 75.8918
2018-08-29 19:30 | No Data | No Data | No Data | No Data | 34.8089 | 35.5425 | No Data | No Data | No Data | No Data | No Data | No Data | No Data | No Data | 17.6 | 31.7289 | -7.735 | -30.5698 | 31.3 | 53.1046
2018-08-29 20:00 | No Data | No Data | No Data | No Data | 24.5548 | 25.5841 | No Data | No Data | No Data | No Data | No Data | No Data | No Data | No Data | 44.8 | 56.4836 | -36.4 | -42.4493 | 2.8 | 37.0714
2018-08-29 20:30 | No Data | No Data | No Data | No Data | 18.4024 | 19.7549 | No Data | No Data | No Data | No Data | No Data | No Data | No Data | No Data | 31.6 | 44.6891 | -22.295 | -33.857 | 15.8 | 43.1935
2018-08-29 21:00 | No Data | No Data | No Data | No Data | 18.146 | 20.6215 | No Data | No Data | No Data | No Data | No Data | No Data | No Data | No Data | 23.2 | 39.8497 | -14.105 | -29.1236 | 20.4 | 45.0818
2018-08-29 21:30 | No Data | No Data | No Data | No Data | 21.9913 | 22.8942 | No Data | No Data | No Data | No Data | No Data | No Data | No Data | No Data | 0 | 27.6724 | 9.555 | 31.0802 | 48.2 | 64.3936
2018-08-29 22:00 | No Data | No Data | No Data | No Data | 16.9619 | 18.1172 | No Data | No Data | No Data | No Data | No Data | No Data | No Data | No Data | -30 | -36.7347 | 37.31 | 51.1809 | 74.5 | 87.0877
2018-08-29 22:30 | No Data | No Data | No Data | No Data | 14.9599 | 19.6011 | No Data | No Data | No Data | No Data | No Data | No Data | No Data | No Data | 45.2 | 55.3809 | -37.765 | -45.8129 | 2.5 | 40.5771
2018-08-29 23:00 | No Data | No Data | No Data | No Data | 15.729 | 19.1546 | No Data | No Data | No Data | No Data | No Data | No Data | No Data | No Data | 27.2 | 40.7922 | -16.835 | -34.427 | 24.5 | 48.4509
2018-08-29 23:30 | No Data | No Data | No Data | No Data | 26.9108 | 27.764 | No Data | No Data | No Data | No Data | No Data | No Data | No Data | No Data | -1.2 | -12.8561 | 12.74 | 44.6271 | 68.3 | 83.3077
2018-08-30 | No Data | No Data | No Data | No Data | 17.5845 | 18.8074 | No Data | No Data | No Data | No Data | No Data | No Data | No Data | No Data | 2.4 | 19.3494 | 9.1 | 39.2884 | 58.9 | 74.4276
2018-08-30 00:30 | No Data | No Data | No Data | No Data | 3.2776 | 7.4329 | No Data | No Data | No Data | No Data | No Data | No Data | No Data | No Data | 50.8 | 60.4688 | -41.405 | -47.9156 | 6.8 | 36.4401
2018-08-30 01:00 | No Data | No Data | No Data | No Data | 3.2776 | 7.4329 | No Data | No Data | No Data | No Data | No Data | No Data | No Data | No Data | 47.2 | 57.7068 | -38.22 | -44.4784 | 5.6 | 38.3115
2018-08-30 01:30 | No Data | No Data | No Data | No Data | 5.1209 | 8.4101 | No Data | No Data | No Data | No Data | No Data | No Data | No Data | No Data | 48 | 57.4679 | -38.22 | -44.9507 | 5.9 | 39.8393
2018-08-30 02:00 | No Data | No Data | No Data | No Data | -1.1292 | -6.7661 | No Data | No Data | No Data | No Data | No Data | No Data | No Data | No Data | 50 | 61.6117 | -41.405 | -46.1909 | -0.9 | -36.4309
2018-08-30 02:30 | No Data | No Data | No Data | No Data | -3.5462 | -9.8922 | No Data | No Data | No Data | No Data | No Data | No Data | No Data | No Data | 49.2 | 60.9643 | -42.315 | -46.4301 | -3.3 | -37.2465
2018-08-30 03:00 | No Data | No Data | No Data | No Data | -1.8494 | -9.4181 | No Data | No Data | No Data | No Data | No Data | No Data | No Data | No Data | 51.2 | 65.7182 | -44.59 | -47.0502 | -9.2 | -34.6439
2018-08-30 03:30 | No Data | No Data | No Data | No Data | -7.1839 | -13.0299 | No Data | No Data | No Data | No Data | No Data | No Data | No Data | No Data | 51.2 | 65.9697 | -45.045 | -47.4816 | -10.7 | -35.8348
2018-08-30 04:00 | No Data | No Data | No Data | No Data | -10.6752 | -14.1153 | No Data | No Data | No Data | No Data | No Data | No Data | No Data | No Data | 52.4 | 67.658 | -46.865 | -48.5658 | -12.7 | -34.614
2018-08-30 04:30 | No Data | No Data | No Data | No Data | -8.368 | -12.4621 | No Data | No Data | No Data | No Data | No Data | No Data | No Data | No Data | 52 | 65.6049 | -43.68 | -46.9775 | -11.9 | -37.4414
2018-08-30 05:00 | No Data | No Data | No Data | No Data | -11.8471 | -14.0419 | No Data | No Data | No Data | No Data | No Data | No Data | No Data | No Data | 52.4 | 65.9224 | -46.41 | -49.3691 | -14.1 | -38.1976
2018-08-30 05:30 | No Data | No Data | No Data | No Data | -18.1094 | -18.1388 | No Data | No Data | No Data | No Data | No Data | No Data | No Data | No Data | 56 | 65.7218 | -48.23 | -53.1338 | -13.8 | -39.9586
2018-08-30 06:00 | No Data | No Data | No Data | No Data | -13.3364 | -13.7689 | No Data | No Data | No Data | No Data | No Data | No Data | No Data | No Data | -23.2 | -24.176 | 27.755 | 52.9093 | 67.7 | 88.3073
2018-08-30 06:30 | No Data | No Data | No Data | No Data | -4.9256 | -6.6871 | No Data | No Data | No Data | No Data | No Data | No Data | No Data | No Data | -43.2 | -43.2906 | 54.6 | 72.5507 | 98.9 | 111.2754
2018-08-30 07:00 | No Data | No Data | No Data | No Data | 6.1463 | 10.5012 | No Data | No Data | No Data | No Data | No Data | No Data | No Data | No Data | -40 | -40.032 | 46.41 | 67.2616 | 97.4 | 109.898
2018-08-30 07:30 | No Data | No Data | No Data | No Data | -3.0823 | -3.6199 | No Data | No Data | No Data | No Data | No Data | No Data | No Data | No Data | -32.8 | -34.9262 | 40.495 | 56.6288 | 84.9 | 95.4866
2018-08-30 08:00 | No Data | No Data | No Data | No Data | 2.7161 | 3.3137 | No Data | No Data | No Data | No Data | No Data | No Data | No Data | No Data | -34.8 | -35.7994 | 43.68 | 60.1857 | 83.9 | 95.0177
2018-08-30 08:30 | No Data | No Data | No Data | No Data | 1.178 | 2.6395 | No Data | No Data | No Data | No Data | No Data | No Data | No Data | No Data | -29.2 | -32.3827 | 34.125 | 50.899 | 75.8 | 87.6952
2018-08-30 09:00 | No Data | No Data | No Data | No Data | 5.5848 | 8.0111 | No Data | No Data | No Data | No Data | No Data | No Data | No Data | No Data | -26.4 | -30.6646 | 31.395 | 48.0688 | 70.5 | 82.9981
2018-08-30 09:30 | No Data | No Data | No Data | No Data | 4.6082 | 7.3637 | No Data | No Data | No Data | No Data | No Data | No Data | No Data | No Data | -26.8 | -32.7365 | 31.395 | 44.7221 | 66.3 | 78.969
2018-08-30 10:00 | No Data | No Data | No Data | No Data | 3.3753 | 6.6619 | No Data | No Data | No Data | No Data | No Data | No Data | No Data | No Data | -15.6 | -30.3209 | 18.655 | 32.6904 | 35.6 | 53.101
2018-08-30 10:30 | No Data | No Data | No Data | No Data | 1.3245 | 7.5573 | No Data | No Data | No Data | No Data | No Data | No Data | No Data | No Data | -28.8 | -35.0634 | 31.85 | 43.7747 | 51.3 | 67.9768
2018-08-30 11:00 | No Data | No Data | No Data | No Data | 6.1463 | 13.1627 | No Data | No Data | No Data | No Data | No Data | No Data | No Data | No Data | -39.6 | -42.562 | 45.5 | 56.875 | 67.4 | 81.8841
2018-08-30 11:30 | No Data | No Data | No Data | No Data | 12.2499 | 16.898 | No Data | No Data | No Data | No Data | No Data | No Data | No Data | No Data | -34.8 | -38.4708 | 38.675 | 50.9803 | 60.7 | 76.2819
2018-08-30 12:00 | No Data | No Data | No Data | No Data | 6.4515 | 11.5571 | No Data | No Data | No Data | No Data | No Data | No Data | No Data | No Data | -31.6 | -38.0526 | 35.035 | 46.1438 | 43.9 | 60.9631
2018-08-30 12:30 | No Data | No Data | No Data | No Data | 1.0193 | 9.6428 | No Data | No Data | No Data | No Data | No Data | No Data | No Data | No Data | -33.6 | -41.2912 | 35.49 | 44.7753 | 41.5 | 59.9762
2018-08-30 13:00 | No Data | No Data | No Data | No Data | 6.1463 | 11.3896 | No Data | No Data | No Data | No Data | No Data | No Data | No Data | No Data | -33.2 | -41.6807 | 35.945 | 44.3246 | 43.4 | 60.3255
2018-08-30 13:30 | No Data | No Data | No Data | No Data | 0.0061036 | 9.5888 | No Data | No Data | No Data | No Data | No Data | No Data | No Data | No Data | -31.6 | -38.734 | 35.945 | 45.4135 | 39.8 | 58.6656
2018-08-30 14:00 | No Data | No Data | No Data | No Data | 4.6082 | 10.6386 | No Data | No Data | No Data | No Data | No Data | No Data | No Data | No Data | -33.2 | -38.1534 | 37.765 | 48.8209 | 61.9 | 76.2356
2018-08-30 14:30 | No Data | No Data | No Data | No Data | -11.5908 | -14.0019 | No Data | No Data | No Data | No Data | No Data | No Data | No Data | No Data | -38.8 | -43.2906 | 41.405 | 51.1486 | 69.9 | 81.2171
2018-08-30 15:00 | No Data | No Data | No Data | No Data | -11.957 | -14.3065 | No Data | No Data | No Data | No Data | No Data | No Data | No Data | No Data | -39.2 | -43.1351 | 46.41 | 56.8076 | 73 | 85.4941
2018-08-30 15:30 | No Data | No Data | No Data | No Data | -13.6416 | -14.8637 | No Data | No Data | No Data | No Data | No Data | No Data | No Data | No Data | -44.8 | -47.8464 | 52.78 | 63.3497 | 77.2 | 89.1572
2018-08-30 16:00 | No Data | No Data | No Data | No Data | -8.7221 | -9.6618 | No Data | No Data | No Data | No Data | No Data | No Data | No Data | No Data | -31.2 | -34.3628 | 44.135 | 57.7922 | 80.4 | 91.9419
2018-08-30 16:30 | No Data | No Data | No Data | No Data | -11.957 | -12.2098 | No Data | No Data | No Data | No Data | No Data | No Data | No Data | No Data | 23.2 | 39.5252 | -11.83 | -26.8604 | 18.5 | 40.7424
2018-08-30 17:00 | No Data | No Data | No Data | No Data | -1.0315 | -4.2353 | No Data | No Data | No Data | No Data | No Data | No Data | No Data | No Data | 27.6 | 44.4162 | -16.835 | -28.3016 | 14.6 | 38.7553
2018-08-30 17:30 | No Data | No Data | No Data | No Data | -0.93385 | -4.2125 | No Data | No Data | No Data | No Data | No Data | No Data | No Data | No Data | 18.8 | 35.7435 | -8.645 | -27.7699 | 28.9 | 48.8628
2018-08-30 18:00 | No Data | No Data | No Data | No Data | -2.1057 | -4.616 | No Data | No Data | No Data | No Data | No Data | No Data | No Data | No Data | 16.8 | 34.3837 | -7.735 | -30.5698 | 32.3 | 52.9046
2018-08-30 18:30 | No Data | No Data | No Data | No Data | 4.1444 | 5.3219 | No Data | No Data | No Data | No Data | No Data | No Data | No Data | No Data | 14.8 | 33.0938 | -5.915 | -28.3783 | 35.6 | 53.7722
2018-08-30 19:00 | No Data | No Data | No Data | No Data | 8.246 | 9.6619 | No Data | No Data | No Data | No Data | No Data | No Data | No Data | No Data | 15.6 | 36.6824 | -6.37 | -25.3823 | 29.2 | 47.9009
2018-08-30 19:30 | No Data | No Data | No Data | No Data | 6.1952 | 9.4493 | No Data | No Data | No Data | No Data | No Data | No Data | No Data | No Data | 6.4 | 35.3836 | 0.91 | 23.2228 | 37.2 | 52.5381
2018-08-30 20:00 | No Data | No Data | No Data | No Data | 7.4769 | 12.9434 | No Data | No Data | No Data | No Data | No Data | No Data | No Data | No Data | -2.8 | -34.1151 | 7.735 | 26.6282 | 44.5 | 58.6472
2018-08-30 20:30 | No Data | No Data | No Data | No Data | 6.8666 | 6.8666 | No Data | No Data | No Data | No Data | No Data | No Data | No Data | No Data | -14.4 | -36.9237 | 20.02 | 31.3422 | 56.3 | 67.1608
2018-08-30 21:00 | No Data | No Data | No Data | No Data | -8.5145 | -8.846 | No Data | No Data | No Data | No Data | No Data | No Data | No Data | No Data | -17.2 | -38.8186 | 20.475 | 30.7015 | 55.1 | 67.2753
2018-08-30 21:30 | No Data | No Data | No Data | No Data | -10.5653 | -10.8821 | No Data | No Data | No Data | No Data | No Data | No Data | No Data | No Data | -16.8 | -37.2236 | 22.295 | 33.1776 | 59.6 | 71.1168
2018-08-30 22:00 | No Data | No Data | No Data | No Data | -16.669 | -16.814 | No Data | No Data | No Data | No Data | No Data | No Data | No Data | No Data | -12 | -39.0876 | 16.835 | 27.5754 | 51.4 | 63.6845
2018-08-30 22:30 | No Data | No Data | No Data | No Data | -2.6673 | -5.5585 | No Data | No Data | No Data | No Data | No Data | No Data | No Data | No Data | -4.4 | -37.8566 | 7.735 | 23.5987 | 46.9 | 60.2994
2018-08-30 23:00 | No Data | No Data | No Data | No Data | -3.3875 | -10.2271 | No Data | No Data | No Data | No Data | No Data | No Data | No Data | No Data | -2.4 | -35.6808 | 7.735 | 25.3252 | 48.5 | 62.1103
2018-08-30 23:30 | No Data | No Data | No Data | No Data | 4.0467 | 7.5434 | No Data | No Data | No Data | No Data | No Data | No Data | No Data | No Data | 7.6 | 30.9477 | 0.455 | 28.6686 | 53 | 65.3318
2018-08-31 | No Data | No Data | No Data | No Data | 5.4749 | 6.5497 | No Data | No Data | No Data | No Data | No Data | No Data | No Data | No Data | -8 | -35.7077 | 15.47 | 29.0346 | 65.9 | 75.1881
2018-08-31 00:30 | No Data | No Data | No Data | No Data | 0.0061036 | 1.8982 | No Data | No Data | No Data | No Data | No Data | No Data | No Data | No Data | -1.6 | -35.2204 | 7.735 | 25.3252 | 54.7 | 66.0386
2018-08-31 01:00 | No Data | No Data | No Data | No Data | 2.8626 | 3.4348 | No Data | No Data | No Data | No Data | No Data | No Data | No Data | No Data | 1.6 | 32.04 | 5.46 | 25.1694 | 46.4 | 62.2512
2018-08-31 01:30 | No Data | No Data | No Data | No Data | 4.7669 | 6.1283 | No Data | No Data | No Data | No Data | No Data | No Data | No Data | No Data | 28.8 | 47.0455 | -20.02 | -31.3422 | 18.4 | 42.8515
2018-08-31 02:00 | No Data | No Data | No Data | No Data | -4.7791 | -5.8579 | No Data | No Data | No Data | No Data | No Data | No Data | No Data | No Data | 41.6 | 59.1148 | -34.58 | -38.6616 | 1.6 | 34.6637
2018-08-31 02:30 | No Data | No Data | No Data | No Data | -8.9296 | -9.5505 | No Data | No Data | No Data | No Data | No Data | No Data | No Data | No Data | 48.8 | 65.1742 | -41.405 | -43.7416 | -10.9 | -34.7536
2018-08-31 03:00 | No Data | No Data | No Data | No Data | -12.9824 | -13.9784 | No Data | No Data | No Data | No Data | No Data | No Data | No Data | No Data | 49.6 | 64.9935 | -44.59 | -46.7677 | -13.9 | -35.1639
2018-08-31 03:30 | No Data | No Data | No Data | No Data | -16.8277 | -19.6582 | No Data | No Data | No Data | No Data | No Data | No Data | No Data | No Data | 50.4 | 66.9041 | -43.68 | -45.6295 | -16.7 | -35.8309
2018-08-31 04:00 | No Data | No Data | No Data | No Data | -13.1289 | -16.5355 | No Data | No Data | No Data | No Data | No Data | No Data | No Data | No Data | 55.2 | 71.8543 | -48.23 | -49.2578 | -20.8 | -36.8348
2018-08-31 04:30 | No Data | No Data | No Data | No Data | -15.4849 | -18.4618 | No Data | No Data | No Data | No Data | No Data | No Data | No Data | No Data | 51.2 | 69.3663 | -45.5 | -46.5881 | -19.4 | -35.6423
2018-08-31 05:00 | No Data | No Data | No Data | No Data | -16.669 | -19.4656 | No Data | No Data | No Data | No Data | No Data | No Data | No Data | No Data | 50 | 67.1345 | -43.68 | -45.6295 | -17.8 | -36.2684
2018-08-31 05:30 | No Data | No Data | No Data | No Data | -4.9256 | -13.4981 | No Data | No Data | No Data | No Data | No Data | No Data | No Data | No Data | 55.6 | 73.1923 | -50.05 | -50.9539 | -20.1 | -33.7405
2018-08-31 06:00 | No Data | No Data | No Data | No Data | 1.4343 | 11.1705 | No Data | No Data | No Data | No Data | No Data | No Data | No Data | No Data | -26.4 | -35.0725 | 31.85 | 46.3475 | 65 | 79.9203
2018-08-31 06:30 | No Data | No Data | No Data | No Data | 16.2417 | 20.8538 | No Data | No Data | No Data | No Data | No Data | No Data | No Data | No Data | -4.8 | -20.9571 | 9.1 | 40.1742 | 47.4 | 68.4625
2018-08-31 07:00 | No Data | No Data | No Data | No Data | 33.1609 | 40.4917 | No Data | No Data | No Data | No Data | No Data | No Data | No Data | No Data | 4 | 29.4727 | 1.365 | 29.6065 | 42.3 | 59.1887
2018-08-31 07:30 | No Data | No Data | No Data | No Data | 26.3004 | 35.5019 | No Data | No Data | No Data | No Data | No Data | No Data | No Data | No Data | 1.2 | 28.825 | 5.46 | 30.9701 | 44.7 | 60.0508
2018-08-31 08:00 | No Data | No Data | No Data | No Data | 32.5994 | 40.3905 | No Data | No Data | No Data | No Data | No Data | No Data | No Data | No Data | 8.8 | 27.828 | 1.365 | 31.8792 | 39.3 | 57.0828
2018-08-31 08:30 | No Data | No Data | No Data | No Data | 38.4955 | 45.2832 | No Data | No Data | No Data | No Data | No Data | No Data | No Data | No Data | 18.8 | 35.7435 | -8.19 | -27.1974 | 25.2 | 47.1916
2018-08-31 09:00 | No Data | No Data | No Data | No Data | 49.6773 | 55.0623 | No Data | No Data | No Data | No Data | No Data | No Data | No Data | No Data | 48.4 | 61.535 | -41.86 | -44.9507 | -20.6 | -37.4707
2018-08-31 09:30 | No Data | No Data | No Data | No Data | 40.0824 | 47.4708 | No Data | No Data | No Data | No Data | No Data | No Data | No Data | No Data | 38.8 | 54.3087 | -31.85 | -36.4597 | -17.3 | -37.5299
2018-08-31 10:00 | No Data | No Data | No Data | No Data | 32.2942 | 41.3346 | No Data | No Data | No Data | No Data | No Data | No Data | No Data | No Data | 41.2 | 61.1595 | -32.76 | -34.8305 | -58.5 | -62.859
2018-08-31 10:30 | No Data | No Data | No Data | No Data | 37.1649 | 47.4414 | No Data | No Data | No Data | No Data | No Data | No Data | No Data | No Data | 75.2 | 90.3053 | -66.885 | -66.9098 | -59.3 | -62.3927
2018-08-31 11:00 | No Data | No Data | No Data | No Data | 39.4232 | 50.8382 | No Data | No Data | No Data | No Data | No Data | No Data | No Data | No Data | 64.4 | 80.56 | -56.875 | -57.1365 | -65.8 | -69.4122
2018-08-31 11:30 | No Data | No Data | No Data | No Data | 43.0121 | 54.7311 | No Data | No Data | No Data | No Data | No Data | No Data | No Data | No Data | 68 | 83.0046 | -58.695 | -59.0905 | -72.6 | -75.1992
2018-08-31 12:00 | No Data | No Data | No Data | No Data | 36.701 | 49.9903 | No Data | No Data | No Data | No Data | No Data | No Data | No Data | No Data | 31.6 | 55.8082 | -25.935 | -27.9668 | -21.7 | -36.9352
2018-08-31 12:30 | No Data | No Data | No Data | No Data | 28.6564 | 46.4961 | No Data | No Data | No Data | No Data | No Data | No Data | No Data | No Data | 18 | 50.5157 | -15.015 | -18.566 | -33.4 | -43.3918
2018-08-31 13:00 | No Data | No Data | No Data | No Data | 31.8791 | 47.2821 | No Data | No Data | No Data | No Data | No Data | No Data | No Data | No Data | 22.4 | 54.0592 | -16.835 | -20.3177 | -14.3 | -34.321
2018-08-31 13:30 | No Data | No Data | No Data | No Data | 30.2922 | 46.227 | No Data | No Data | No Data | No Data | No Data | No Data | No Data | No Data | 12.8 | 47.7477 | -14.56 | -19.0503 | -36.2 | -45.1004
2018-08-31 14:00 | No Data | No Data | No Data | No Data | 26.0929 | 45.42 | No Data | No Data | No Data | No Data | No Data | No Data | No Data | No Data | 50 | 72.4276 | -50.05 | -50.3469 | -34.7 | -41.4107
2018-08-31 14:30 | No Data | No Data | No Data | No Data | 21.6251 | 40.9482 | No Data | No Data | No Data | No Data | No Data | No Data | No Data | No Data | 56 | 76.1483 | -50.96 | -51.0108 | -47.6 | -50.6463
2018-08-31 15:00 | No Data | No Data | No Data | No Data | 15.4238 | 34.2394 | No Data | No Data | No Data | No Data | No Data | No Data | No Data | No Data | 28.4 | 55.7724 | -24.115 | -26.4722 | -29.6 | -40.4712
2018-08-31 15:30 | No Data | No Data | No Data | No Data | 14.5571 | 31.469 | No Data | No Data | No Data | No Data | No Data | No Data | No Data | No Data | 27.6 | 52.2793 | -23.205 | -25.843 | -38 | -46.7316
2018-08-31 16:00 | No Data | No Data | No Data | No Data | 22.2477 | 38.3857 | No Data | No Data | No Data | No Data | No Data | No Data | No Data | No Data | 27.6 | 50.9274 | -22.295 | -27.6766 | -3.1 | -32.548
2018-08-31 16:30 | No Data | No Data | No Data | No Data | 17.4746 | 32.2301 | No Data | No Data | No Data | No Data | No Data | No Data | No Data | No Data | 22 | 46.7059 | -19.11 | -26.7058 | -7.9 | -31.0227
2018-08-31 17:00 | No Data | No Data | No Data | No Data | 21.3687 | 35.7955 | No Data | No Data | No Data | No Data | No Data | No Data | No Data | No Data | 17.2 | 43.1741 | -12.285 | -23.1022 | 6.4 | 37.1849
2018-08-31 17:30 | No Data | No Data | No Data | No Data | 21.735 | 37.5912 | No Data | No Data | No Data | No Data | No Data | No Data | No Data | No Data | 35.6 | 52.3633 | -30.94 | -36.3659 | -3.5 | -35.5726
2018-08-31 18:00 | No Data | No Data | No Data | No Data | 20.9659 | 34.2875 | No Data | No Data | No Data | No Data | No Data | No Data | No Data | No Data | 17.6 | 39.3548 | -12.74 | -26.4722 | 19.6 | 43.3889
2018-08-31 18:30 | No Data | No Data | No Data | No Data | 23.0167 | 35.5786 | No Data | No Data | No Data | No Data | No Data | No Data | No Data | No Data | 50.8 | 65.6597 | -40.04 | -43.6136 | -9.2 | -33.2962
2018-08-31 19:00 | No Data | No Data | No Data | No Data | 29.0105 | 40.9321 | No Data | No Data | No Data | No Data | No Data | No Data | No Data | No Data | 17.2 | 40.2592 | -12.285 | -25.0581 | 20.9 | 42.8823
2018-08-31 19:30 | No Data | No Data | No Data | No Data | 25.9342 | 41.552 | No Data | No Data | No Data | No Data | No Data | No Data | No Data | No Data | 19.6 | 44.5439 | -13.65 | -22.8499 | 19 | 40.5295
2018-08-31 20:00 | No Data | No Data | No Data | No Data | 17.9873 | 35.6825 | No Data | No Data | No Data | No Data | No Data | No Data | No Data | No Data | 6.4 | 36.4966 | -0.91 | -23.2228 | 29.5 | 49.4605
2018-08-31 20:30 | No Data | No Data | No Data | No Data | 15.6313 | 36.0322 | No Data | No Data | No Data | No Data | No Data | No Data | No Data | No Data | 15.6 | 44.0545 | -9.555 | -20.154 | 20.8 | 41.1447
2018-08-31 21:00 | No Data | No Data | No Data | No Data | 16.0464 | 37.9197 | No Data | No Data | No Data | No Data | No Data | No Data | No Data | No Data | 3.6 | 39.0056 | 0.455 | 20.9349 | 30.3 | 49.3871
2018-08-31 21:30 | No Data | No Data | No Data | No Data | 24.0909 | 40.3782 | No Data | No Data | No Data | No Data | No Data | No Data | No Data | No Data | 1.2 | 36.8196 | 5.915 | 22.6268 | 39 | 55.0131
2018-08-31 22:00 | No Data | No Data | No Data | No Data | 28.1926 | 45.6047 | No Data | No Data | No Data | No Data | No Data | No Data | No Data | No Data | 2.8 | 42.4924 | 3.185 | 18.4766 | 35 | 50.6415
2018-08-31 22:30 | No Data | No Data | No Data | No Data | 27.5212 | 43.8971 | No Data | No Data | No Data | No Data | No Data | No Data | No Data | No Data | 2 | 39.2326 | 3.64 | 20.7212 | 40.6 | 54.796
2018-08-31 23:00 | No Data | No Data | No Data | No Data | 27.8874 | 35.3645 | No Data | No Data | No Data | No Data | No Data | No Data | No Data | No Data | 2.8 | 40.4969 | 3.64 | 19.9007 | 44.1 | 56.1769
2018-08-31 23:30 | No Data | No Data | No Data | No Data | 38.703 | 42.556 | No Data | No Data | No Data | No Data | No Data | No Data | No Data | No Data | 15.2 | 39.0774 | -4.55 | -24.9877 | 47.2 | 59.0601
2018-09-01 | No Data | No Data | No Data | No Data | 17.1695 | 24.7254 | No Data | No Data | No Data | No Data | No Data | No Data | No Data | No Data | 6.8 | 38.2099 | 3.64 | 24.3882 | 52 | 63.6466
2018-09-01 00:30 | No Data | No Data | No Data | No Data | 11.8837 | 21.2741 | No Data | No Data | No Data | No Data | No Data | No Data | No Data | No Data | 0 | 38.0526 | 6.825 | 24.1879 | 50.1 | 61.8098
2018-09-01 01:00 | No Data | No Data | No Data | No Data | 4.5106 | 16.5273 | No Data | No Data | No Data | No Data | No Data | No Data | No Data | No Data | -2 | -40.018 | 8.19 | 22.4477 | 49 | 60.7438
2018-09-01 01:30 | No Data | No Data | No Data | No Data | 6.4027 | 17.1406 | No Data | No Data | No Data | No Data | No Data | No Data | No Data | No Data | -7.2 | -39.4624 | 11.83 | 24.8382 | 52.5 | 64.8093
2018-09-01 02:00 | No Data | No Data | No Data | No Data | 0.0061036 | 15.9948 | No Data | No Data | No Data | No Data | No Data | No Data | No Data | No Data | -12.8 | -42.3792 | 17.745 | 27.7885 | 54.7 | 66.2635
2018-09-01 02:30 | No Data | No Data | No Data | No Data | -7.953 | -14.5234 | No Data | No Data | No Data | No Data | No Data | No Data | No Data | No Data | -15.6 | -40.7077 | 21.385 | 31.5561 | 55.1 | 68.147
2018-09-01 03:00 | No Data | No Data | No Data | No Data | -14.0078 | -17.0934 | No Data | No Data | No Data | No Data | No Data | No Data | No Data | No Data | 0 | 42 | 3.64 | 19.4536 | 37.6 | 53.316
2018-09-01 03:30 | No Data | No Data | No Data | No Data | -15.3872 | -17.8398 | No Data | No Data | No Data | No Data | No Data | No Data | No Data | No Data | -6.8 | -40.1796 | 10.465 | 22.5902 | 42.2 | 57.4616
2018-09-01 04:00 | No Data | No Data | No Data | No Data | -25.5924 | -26.1118 | No Data | No Data | No Data | No Data | No Data | No Data | No Data | No Data | -9.6 | -44.6444 | 14.105 | 23.3872 | 43.7 | 57.0665
2018-09-01 04:30 | No Data | No Data | No Data | No Data | -29.6452 | -30.9017 | No Data | No Data | No Data | No Data | No Data | No Data | No Data | No Data | -10.8 | -42.9791 | 14.56 | 22.9538 | 43.9 | 57.8011
2018-09-01 05:00 | No Data | No Data | No Data | No Data | -17.792 | -25.0928 | No Data | No Data | No Data | No Data | No Data | No Data | No Data | No Data | -14 | -44.2719 | 15.925 | 23.5064 | 46.9 | 59.1237
2018-09-01 05:30 | No Data | No Data | No Data | No Data | -7.7455 | -22.603 | No Data | No Data | No Data | No Data | No Data | No Data | No Data | No Data | -11.6 | -45.5034 | 15.47 | 21.8779 | 44.7 | 56.1613
2018-09-01 06:00 | No Data | No Data | No Data | No Data | -6.7201 | -20.8112 | No Data | No Data | No Data | No Data | No Data | No Data | No Data | No Data | -60.8 | -64.005 | 68.705 | 76.1157 | 101.5 | 110.2327
2018-09-01 06:30 | No Data | No Data | No Data | No Data | 1.0193 | 18.0284 | No Data | No Data | No Data | No Data | No Data | No Data | No Data | No Data | -62.8 | -64.9061 | 69.16 | 77.9432 | 105 | 113.5016
2018-09-01 07:00 | No Data | No Data | No Data | No Data | 2.7161 | 16.4311 | No Data | No Data | No Data | No Data | No Data | No Data | No Data | No Data | -52.4 | -56.6773 | 57.33 | 65.8053 | 94.2 | 103.0171
2018-09-01 07:30 | No Data | No Data | No Data | No Data | 9.015 | 19.9456 | No Data | No Data | No Data | No Data | No Data | No Data | No Data | No Data | -55.6 | -59.3633 | 60.06 | 67.561 | 79.8 | 91.0783
2018-09-01 08:00 | No Data | No Data | No Data | No Data | 15.6313 | 24.945 | No Data | No Data | No Data | No Data | No Data | No Data | No Data | No Data | -38 | -50.4603 | 39.13 | 46.2043 | 42.6 | 59.403
2018-09-01 08:30 | No Data | No Data | No Data | No Data | 14.7036 | 24.3354 | No Data | No Data | No Data | No Data | No Data | No Data | No Data | No Data | -46 | -54.9181 | 47.775 | 54.145 | 33 | 53.3349
2018-09-01 09:00 | No Data | No Data | No Data | No Data | 15.021 | 24.5285 | No Data | No Data | No Data | No Data | No Data | No Data | No Data | No Data | -52 | -59.0593 | 55.965 | 61.875 | 30 | 49.8401
2018-09-01 09:30 | No Data | No Data | No Data | No Data | 8.4535 | 21.1537 | No Data | No Data | No Data | No Data | No Data | No Data | No Data | No Data | -50.4 | -59.2756 | 54.6 | 59.6883 | 21 | 42.8924
2018-09-01 10:00 | No Data | No Data | No Data | No Data | 6.4027 | 22.0268 | No Data | No Data | No Data | No Data | No Data | No Data | No Data | No Data | -30.4 | -49.9231 | 30.94 | 36.3659 | 11.5 | 38.8415
2018-09-01 10:30 | No Data | No Data | No Data | No Data | 13.019 | 26.9017 | No Data | No Data | No Data | No Data | No Data | No Data | No Data | No Data | -22.8 | -46.0417 | 21.84 | 28.7227 | 23.7 | 44.7001
2018-09-01 11:00 | No Data | No Data | No Data | No Data | 13.2265 | 27.0028 | No Data | No Data | No Data | No Data | No Data | No Data | No Data | No Data | -24.4 | -48.9195 | 25.935 | 30.6746 | 18.5 | 41.0991
2018-09-01 11:30 | No Data | No Data | No Data | No Data | 9.7353 | 25.5654 | No Data | No Data | No Data | No Data | No Data | No Data | No Data | No Data | -24 | -49.419 | 24.115 | 28.8988 | 5.2 | 32.788
2018-09-01 12:00 | No Data | No Data | No Data | No Data | -2.6673 | -22.1646 | No Data | No Data | No Data | No Data | No Data | No Data | No Data | No Data | -23.6 | -49.226 | 25.935 | 29.3078 | -1.6 | -32.6002
2018-09-01 12:30 | No Data | No Data | No Data | No Data | -8.0018 | -18.1168 | No Data | No Data | No Data | No Data | No Data | No Data | No Data | No Data | -28.8 | -48.6424 | 30.94 | 36.3659 | -0.4 | -33.6155
2018-09-01 13:00 | No Data | No Data | No Data | No Data | -8.6244 | -20.7996 | No Data | No Data | No Data | No Data | No Data | No Data | No Data | No Data | -36.8 | -50.3746 | 40.95 | 46.6258 | -0.4 | -34.2374
2018-09-01 13:30 | No Data | No Data | No Data | No Data | -10.724 | -21.4893 | No Data | No Data | No Data | No Data | No Data | No Data | No Data | No Data | -25.6 | -47.828 | 25.48 | 30.7924 | 4.4 | 34.6803
2018-09-01 14:00 | No Data | No Data | No Data | No Data | -5.8045 | -26.4925 | No Data | No Data | No Data | No Data | No Data | No Data | No Data | No Data | -18 | -45.6946 | 21.385 | 26.9374 | 11.9 | 36.9677
2018-09-01 14:30 | No Data | No Data | No Data | No Data | -8.9784 | -24.0476 | No Data | No Data | No Data | No Data | No Data | No Data | No Data | No Data | -13.2 | -42.8822 | 20.02 | 25.5814 | 12.5 | 36.1311
2018-09-01 15:00 | No Data | No Data | No Data | No Data | -13.7514 | -22.8946 | No Data | No Data | No Data | No Data | No Data | No Data | No Data | No Data | -6.8 | -40.9683 | 13.195 | 21.0336 | 22.1 | 43.0977
2018-09-01 15:30 | No Data | No Data | No Data | No Data | -3.1312 | -16.1095 | No Data | No Data | No Data | No Data | No Data | No Data | No Data | No Data | -23.6 | -40.4079 | 29.575 | 37.5919 | 38.3 | 56.9889
2018-09-01 16:00 | No Data | No Data | No Data | No Data | 6.305 | 18.7841 | No Data | No Data | No Data | No Data | No Data | No Data | No Data | No Data | -5.2 | -37.1656 | 10.465 | 24.6289 | 30.4 | 48.6637
2018-09-01 16:30 | No Data | No Data | No Data | No Data | 6.8177 | 17.3448 | No Data | No Data | No Data | No Data | No Data | No Data | No Data | No Data | -7.6 | -34.8391 | 15.47 | 26.3939 | 27.6 | 48.5157
2018-09-01 17:00 | No Data | No Data | No Data | No Data | 24.3473 | 30.0406 | No Data | No Data | No Data | No Data | No Data | No Data | No Data | No Data | -34.8 | -39.94 | 40.95 | 53.305 | 67.7 | 81.9618
2018-09-01 17:30 | No Data | No Data | No Data | No Data | 28.1926 | 34.1554 | No Data | No Data | No Data | No Data | No Data | No Data | No Data | No Data | -32.4 | -38.0757 | 41.86 | 54.5867 | 71.4 | 84.7729
2018-09-01 18:00 | No Data | No Data | No Data | No Data | 39.3133 | 42.7826 | No Data | No Data | No Data | No Data | No Data | No Data | No Data | No Data | 6.4 | 34.5971 | 1.365 | 25.9709 | 35.9 | 53.2288
2018-09-01 18:30 | No Data | No Data | No Data | No Data | 50.8492 | 54.1855 | No Data | No Data | No Data | No Data | No Data | No Data | No Data | No Data | -31.6 | -36.367 | 41.405 | 55.1302 | 77 | 89.9514
2018-09-01 19:00 | No Data | No Data | No Data | No Data | 47.5654 | 51.1165 | No Data | No Data | No Data | No Data | No Data | No Data | No Data | No Data | -31.2 | -38.4083 | 41.405 | 53.3671 | 75.8 | 87.9985
2018-09-01 19:30 | No Data | No Data | No Data | No Data | 39.3133 | 44.5603 | No Data | No Data | No Data | No Data | No Data | No Data | No Data | No Data | -45.6 | -49.1723 | 53.69 | 63.3742 | 89.6 | 99.8648
2018-09-01 20:00 | No Data | No Data | No Data | No Data | 52.0333 | 57.2375 | No Data | No Data | No Data | No Data | No Data | No Data | No Data | No Data | -43.6 | -47.4805 | 53.69 | 63.6171 | 85.5 | 98.5309
2018-09-01 20:30 | No Data | No Data | No Data | No Data | 55.5734 | 60.4737 | No Data | No Data | No Data | No Data | No Data | No Data | No Data | No Data | -42.4 | -46.711 | 50.05 | 59.8182 | 84 | 95.0592
2018-09-01 21:00 | No Data | No Data | No Data | No Data | 56.2325 | 61.08 | No Data | No Data | No Data | No Data | No Data | No Data | No Data | No Data | -8.4 | -38.0841 | 14.105 | 26.3822 | 47.4 | 61.637
2018-09-01 21:30 | No Data | No Data | No Data | No Data | 70.5882 | 74.4259 | No Data | No Data | No Data | No Data | No Data | No Data | No Data | No Data | -15.2 | -36.8782 | 22.295 | 33.1776 | 57.3 | 70.2836
2018-09-01 22:00 | No Data | No Data | No Data | No Data | 67.0481 | 71.0772 | No Data | No Data | No Data | No Data | No Data | No Data | No Data | No Data | -19.2 | -39.0466 | 25.935 | 35.4141 | 58.4 | 70.7289
2018-09-01 22:30 | No Data | No Data | No Data | No Data | 73.6156 | 77.8536 | No Data | No Data | No Data | No Data | No Data | No Data | No Data | No Data | -18.8 | -37.4593 | 25.025 | 36.0399 | 63.9 | 75.7608
2018-09-01 23:00 | No Data | No Data | No Data | No Data | 69.9779 | 73.8628 | No Data | No Data | No Data | No Data | No Data | No Data | No Data | No Data | -22.4 | -37.1203 | 30.94 | 41.5647 | 71.9 | 82.571
2018-09-01 23:30 | No Data | No Data | No Data | No Data | 87.0436 | 88.3847 | No Data | No Data | No Data | No Data | No Data | No Data | No Data | No Data | -4.8 | -26.0461 | 13.195 | 34.0552 | 65.2 | 77.2334
2018-09-02 | No Data | No Data | No Data | No Data | 78.1323 | 80.3322 | No Data | No Data | No Data | No Data | No Data | No Data | No Data | No Data | -14 | -32.3827 | 21.84 | 36.765 | 68.5 | 79.7813
2018-09-02 00:30 | No Data | No Data | No Data | No Data | 65.3147 | 70.1319 | No Data | No Data | No Data | No Data | No Data | No Data | No Data | No Data | -20.8 | -35.8508 | 25.48 | 38.0136 | 70.5 | 80.7627
2018-09-02 01:00 | No Data | No Data | No Data | No Data | 57.9782 | 64.9078 | No Data | No Data | No Data | No Data | No Data | No Data | No Data | No Data | -8.8 | -40.9566 | 15.47 | 26.0266 | 55.7 | 66.4844
2018-09-02 01:30 | No Data | No Data | No Data | No Data | 66.6453 | 72.754 | No Data | No Data | No Data | No Data | No Data | No Data | No Data | No Data | -5.6 | -41.5788 | 11.83 | 22.8635 | 53.9 | 64.3734
2018-09-02 02:00 | No Data | No Data | No Data | No Data | 57.7218 | 65.4562 | No Data | No Data | No Data | No Data | No Data | No Data | No Data | No Data | -12 | -44.8357 | 17.29 | 25.1035 | 56.1 | 66.017
2018-09-02 02:30 | No Data | No Data | No Data | No Data | 55.8785 | 64.7234 | No Data | No Data | No Data | No Data | No Data | No Data | No Data | No Data | -5.6 | -47.531 | 11.375 | 18.4766 | 46.6 | 57.6261
2018-09-02 03:00 | No Data | No Data | No Data | No Data | 55.8785 | 64.7234 | No Data | No Data | No Data | No Data | No Data | No Data | No Data | No Data | -14 | -47.7007 | 18.2 | 23.5943 | 51.6 | 61.6847
2018-09-02 03:30 | No Data | No Data | No Data | No Data | 46.9551 | 57.1969 | No Data | No Data | No Data | No Data | No Data | No Data | No Data | No Data | -15.2 | -46.5515 | 20.475 | 25.6622 | 52.2 | 62.2964
2018-09-02 04:00 | No Data | No Data | No Data | No Data | 52.5948 | 61.9105 | No Data | No Data | No Data | No Data | No Data | No Data | No Data | No Data | -15.6 | -47.0608 | 20.475 | 24.8632 | 51.7 | 62.0987
2018-09-02 04:30 | No Data | No Data | No Data | No Data | 45.771 | 57.2018 | No Data | No Data | No Data | No Data | No Data | No Data | No Data | No Data | -10.8 | -47.6403 | 15.47 | 20.6311 | 46.9 | 57.5775
2018-09-02 05:00 | No Data | No Data | No Data | No Data | 50.7027 | 61.2195 | No Data | No Data | No Data | No Data | No Data | No Data | No Data | No Data | -5.2 | -47.9283 | 10.01 | 15.8468 | 41.5 | 53.3866
2018-09-02 05:30 | No Data | No Data | No Data | No Data | 52.3384 | 61.6671 | No Data | No Data | No Data | No Data | No Data | No Data | No Data | No Data | -16 | -45.3184 | 20.02 | 25.5814 | 53.6 | 63.0765
2018-09-02 06:00 | No Data | No Data | No Data | No Data | 50.19 | 58.8194 | No Data | No Data | No Data | No Data | No Data | No Data | No Data | No Data | -43.6 | -53.6134 | 50.505 | 56.1644 | 85.6 | 93.7369
2018-09-02 06:30 | No Data | No Data | No Data | No Data | 54.3893 | 61.6482 | No Data | No Data | No Data | No Data | No Data | No Data | No Data | No Data | -36.8 | -47.2271 | 43.225 | 50.6442 | 81.6 | 90.1413
2018-09-02 07:00 | No Data | No Data | No Data | No Data | 56.3424 | 62.4235 | No Data | No Data | No Data | No Data | No Data | No Data | No Data | No Data | -22.4 | -38.734 | 32.76 | 41.2246 | 68.7 | 78.4126
2018-09-02 07:30 | No Data | No Data | No Data | No Data | 55.7198 | 61.0589 | No Data | No Data | No Data | No Data | No Data | No Data | No Data | No Data | -32.8 | -46.1042 | 40.04 | 46.508 | 56.8 | 69.4136
2018-09-02 08:00 | No Data | No Data | No Data | No Data | 57.4166 | 61.9587 | No Data | No Data | No Data | No Data | No Data | No Data | No Data | No Data | -30.8 | -46.4724 | 38.675 | 43.9752 | 32 | 49.679
2018-09-02 08:30 | No Data | No Data | No Data | No Data | 59.8215 | 64.1936 | No Data | No Data | No Data | No Data | No Data | No Data | No Data | No Data | -29.2 | -46.3534 | 29.575 | 35.9709 | 5 | 35.3842
2018-09-02 09:00 | No Data | No Data | No Data | No Data | 57.4166 | 62.6356 | No Data | No Data | No Data | No Data | No Data | No Data | No Data | No Data | -15.6 | -45.1788 | 18.2 | 25.1035 | -12.7 | -32.6696
2018-09-02 09:30 | No Data | No Data | No Data | No Data | 55.7198 | 60.8756 | No Data | No Data | No Data | No Data | No Data | No Data | No Data | No Data | -16.4 | -46.2082 | 20.02 | 25.1241 | -16.1 | -32.6461
2018-09-02 10:00 | No Data | No Data | No Data | No Data | 52.3873 | 58.553 | No Data | No Data | No Data | No Data | No Data | No Data | No Data | No Data | -22.8 | -44.3152 | 27.3 | 32.8105 | -11.4 | -33.4994
2018-09-02 10:30 | No Data | No Data | No Data | No Data | 49.0547 | 57.2348 | No Data | No Data | No Data | No Data | No Data | No Data | No Data | No Data | -12.8 | -44.673 | 15.47 | 21.5586 | -22 | -35.609
2018-09-02 11:00 | No Data | No Data | No Data | No Data | 43.9887 | 53.8851 | No Data | No Data | No Data | No Data | No Data | No Data | No Data | No Data | -22.8 | -49.9119 | 22.75 | 26.7678 | 7.6 | 36.2066
2018-09-02 11:30 | No Data | No Data | No Data | No Data | 40.4486 | 52.2811 | No Data | No Data | No Data | No Data | No Data | No Data | No Data | No Data | -28.8 | -48.6424 | 28.665 | 33.9547 | 15 | 39.2771
2018-09-02 12:00 | No Data | No Data | No Data | No Data | 34.5037 | 46.6382 | No Data | No Data | No Data | No Data | No Data | No Data | No Data | No Data | -16.4 | -49.5903 | 16.835 | 20.8408 | 13 | 36.3072
2018-09-02 12:30 | No Data | No Data | No Data | No Data | 30.7073 | 43.9039 | No Data | No Data | No Data | No Data | No Data | No Data | No Data | No Data | -36.8 | -52.3267 | 38.22 | 43.1459 | 32 | 49.9088
2018-09-02 13:00 | No Data | No Data | No Data | No Data | 27.216 | 41.5371 | No Data | No Data | No Data | No Data | No Data | No Data | No Data | No Data | -13.2 | -48.6259 | 11.375 | 16.7425 | 13.5 | 36.9542
2018-09-02 13:30 | No Data | No Data | No Data | No Data | 33.7835 | 47.5274 | No Data | No Data | No Data | No Data | No Data | No Data | No Data | No Data | -17.6 | -47.7611 | 18.655 | 22.8499 | 19 | 39.4735
2018-09-02 14:00 | No Data | No Data | No Data | No Data | 31.5251 | 45.9496 | No Data | No Data | No Data | No Data | No Data | No Data | No Data | No Data | 24.4 | 59.2567 | -24.57 | -25.1694 | -20.6 | -33.2569
2018-09-02 14:30 | No Data | No Data | No Data | No Data | 38.6053 | 52.334 | No Data | No Data | No Data | No Data | No Data | No Data | No Data | No Data | -58.8 | -67.3296 | 61.425 | 64.4656 | 69.5 | 77.4238
2018-09-02 15:00 | No Data | No Data | No Data | No Data | 36.701 | 50.9455 | No Data | No Data | No Data | No Data | No Data | No Data | No Data | No Data | -28.8 | -51.5876 | 32.305 | 35.6239 | 40.7 | 54.7362
2018-09-02 15:30 | No Data | No Data | No Data | No Data | 37.8851 | 49.5604 | No Data | No Data | No Data | No Data | No Data | No Data | No Data | No Data | -27.2 | -46.0834 | 32.76 | 37.9264 | 48.4 | 61.9697
2018-09-02 16:00 | No Data | No Data | No Data | No Data | 41.4252 | 50.8762 | No Data | No Data | No Data | No Data | No Data | No Data | No Data | No Data | -43.2 | -53.5238 | 46.41 | 51.888 | 65 | 76.4793
2018-09-02 16:30 | No Data | No Data | No Data | No Data | 45.0019 | 52.9486 | No Data | No Data | No Data | No Data | No Data | No Data | No Data | No Data | -48.4 | -54.0237 | 55.055 | 62.0704 | 79.4 | 89.8709
2018-09-02 17:00 | No Data | No Data | No Data | No Data | 53.5225 | 58.5748 | No Data | No Data | No Data | No Data | No Data | No Data | No Data | No Data | -47.2 | -51.9076 | 51.415 | 60.4808 | 82.8 | 94.0005
2018-09-02 17:30 | No Data | No Data | No Data | No Data | 51.4717 | 55.9968 | No Data | No Data | No Data | No Data | No Data | No Data | No Data | No Data | -40.8 | -44.1235 | 49.14 | 61.1531 | 85.1 | 96.7844
2018-09-02 18:00 | No Data | No Data | No Data | No Data | 58.4421 | 62.4642 | No Data | No Data | No Data | No Data | No Data | No Data | No Data | No Data | -23.6 | -29.2027 | 34.125 | 50.5624 | 72.1 | 86.9504
2018-09-02 18:30 | No Data | No Data | No Data | No Data | 59.8703 | 63.1735 | No Data | No Data | No Data | No Data | No Data | No Data | No Data | No Data | -41.6 | -43.8926 | 51.87 | 64.9743 | 90.7 | 102.853
2018-09-02 19:00 | No Data | No Data | No Data | No Data | 56.3912 | 59.8866 | No Data | No Data | No Data | No Data | No Data | No Data | No Data | No Data | -34.4 | -41.2698 | 43.68 | 55.4298 | 79 | 93.3131
2018-09-02 19:30 | No Data | No Data | No Data | No Data | 53.9254 | 57.5707 | No Data | No Data | No Data | No Data | No Data | No Data | No Data | No Data | -30.4 | -38.981 | 38.22 | 49.7513 | 76 | 87.9184
2018-09-02 20:00 | No Data | No Data | No Data | No Data | 53.7789 | 58.0646 | No Data | No Data | No Data | No Data | No Data | No Data | No Data | No Data | -30.8 | -39.2938 | 39.13 | 51.0331 | 77.7 | 89.5407
2018-09-02 20:30 | No Data | No Data | No Data | No Data | 57.2091 | 61.9007 | No Data | No Data | No Data | No Data | No Data | No Data | No Data | No Data | -35.6 | -41.8493 | 45.045 | 55.4316 | 82.8 | 94.3818
2018-09-02 21:00 | No Data | No Data | No Data | No Data | 57.4655 | 63.0516 | No Data | No Data | No Data | No Data | No Data | No Data | No Data | No Data | 1.2 | 36.02 | 6.37 | 23.625 | 41 | 56.932
2018-09-02 21:30 | No Data | No Data | No Data | No Data | 61.0544 | 66.339 | No Data | No Data | No Data | No Data | No Data | No Data | No Data | No Data | 4 | 39.0056 | 2.73 | 22.01 | 42.3 | 56.9959
2018-09-02 22:00 | No Data | No Data | No Data | No Data | 61.6648 | 66.9819 | No Data | No Data | No Data | No Data | No Data | No Data | No Data | No Data | -3.6 | -39.365 | 8.645 | 22.6451 | 45.8 | 59.1937
2018-09-02 22:30 | No Data | No Data | No Data | No Data | 64.741 | 69.8242 | No Data | No Data | No Data | No Data | No Data | No Data | No Data | No Data | -6.4 | -37.6808 | 13.195 | 25.907 | 51.3 | 63.7223
2018-09-02 23:00 | No Data | No Data | No Data | No Data | 64.741 | 69.2281 | No Data | No Data | No Data | No Data | No Data | No Data | No Data | No Data | -1.2 | -36.8348 | 7.28 | 24.7547 | 51.3 | 63.7817
2018-09-02 23:30 | No Data | No Data | No Data | No Data | 79.0478 | 81.1066 | No Data | No Data | No Data | No Data | No Data | No Data | No Data | No Data | 18 | 35.3293 | -11.83 | -30.5901 | 41.3 | 56.3937
2018-09-03 | No Data | No Data | No Data | No Data | 68.9036 | 71.6904 | No Data | No Data | No Data | No Data | No Data | No Data | No Data | No Data | 11.6 | 35.9244 | -5.005 | -26.4135 | 42.9 | 57.4426
2018-09-03 00:30 | No Data | No Data | No Data | No Data | 65.2537 | 68.6863 | No Data | No Data | No Data | No Data | No Data | No Data | No Data | No Data | 10.8 | 36.4373 | -4.55 | -25.8831 | 42.1 | 56.1805
2018-09-03 01:00 | No Data | No Data | No Data | No Data | 65.1072 | 69.8058 | No Data | No Data | No Data | No Data | No Data | No Data | No Data | No Data | 3.6 | 38.1701 | 0 | 22.75 | 44.6 | 57.9496
2018-09-03 01:30 | No Data | No Data | No Data | No Data | 63.2029 | 68.0331 | No Data | No Data | No Data | No Data | No Data | No Data | No Data | No Data | -2 | -38.452 | 5.915 | 22.188 | 50.1 | 61.9271
2018-09-03 02:00 | No Data | No Data | No Data | No Data | 56.3912 | 62.4886 | No Data | No Data | No Data | No Data | No Data | No Data | No Data | No Data | -10.8 | -39.8899 | 16.38 | 28.0333 | 56.7 | 68.2004
2018-09-03 02:30 | No Data | No Data | No Data | No Data | 52.7535 | 59.9878 | No Data | No Data | No Data | No Data | No Data | No Data | No Data | No Data | -13.2 | -41.7421 | 17.29 | 27.8555 | 55.6 | 67.2887
2018-09-03 03:00 | No Data | No Data | No Data | No Data | 49.4209 | 58.0554 | No Data | No Data | No Data | No Data | No Data | No Data | No Data | No Data | -15.2 | -43.9145 | 20.475 | 28.0075 | 56.1 | 67.0422
2018-09-03 03:30 | No Data | No Data | No Data | No Data | 51.1055 | 59.496 | No Data | No Data | No Data | No Data | No Data | No Data | No Data | No Data | -13.2 | -44.4072 | 15.925 | 24.1836 | 49 | 60.9216
2018-09-03 04:00 | No Data | No Data | No Data | No Data | 49.4209 | 58.0554 | No Data | No Data | No Data | No Data | No Data | No Data | No Data | No Data | -8 | -44.3279 | 10.92 | 19.6863 | 44.6 | 56.9414
2018-09-03 04:30 | No Data | No Data | No Data | No Data | 49.4209 | 58.9568 | No Data | No Data | No Data | No Data | No Data | No Data | No Data | No Data | -14.4 | -43.644 | 15.925 | 24.1836 | 50.1 | 62.0449
2018-09-03 05:00 | No Data | No Data | No Data | No Data | 51.1055 | 60.3759 | No Data | No Data | No Data | No Data | No Data | No Data | No Data | No Data | -13.6 | -41.8703 | 16.835 | 25.811 | 49.8 | 62.28
2018-09-03 05:30 | No Data | No Data | No Data | No Data | 54.548 | 62.4243 | No Data | No Data | No Data | No Data | No Data | No Data | No Data | No Data | -10.4 | -37.4721 | 13.65 | 26.1417 | 51.6 | 64.44
2018-09-03 06:00 | No Data | No Data | No Data | No Data | 56.3424 | 61.817 | No Data | No Data | No Data | No Data | No Data | No Data | No Data | No Data | -50.4 | -52.8787 | 56.875 | 67.5257 | 97.3 | 107.2021
2018-09-03 06:30 | No Data | No Data | No Data | No Data | 59.6139 | 63.0132 | No Data | No Data | No Data | No Data | No Data | No Data | No Data | No Data | -38.4 | -41.7555 | 45.045 | 60.2682 | 89.9 | 100.3552
2018-09-03 07:00 | No Data | No Data | No Data | No Data | 63.3616 | 64.5769 | No Data | No Data | No Data | No Data | No Data | No Data | No Data | No Data | -12.4 | -21.8577 | 17.745 | 40.495 | 69.1 | 79.1076
2018-09-03 07:30 | No Data | No Data | No Data | No Data | 59.4186 | 60.713 | No Data | No Data | No Data | No Data | No Data | No Data | No Data | No Data | -10.4 | -24.3343 | 16.38 | 36.6268 | 52.9 | 67.4214
2018-09-03 08:00 | No Data | No Data | No Data | No Data | 64.741 | 65.5243 | No Data | No Data | No Data | No Data | No Data | No Data | No Data | No Data | -65.6 | -65.6012 | 73.255 | 84.8267 | 107.4 | 116.9154
2018-09-03 08:30 | No Data | No Data | No Data | No Data | 67.158 | 67.6895 | No Data | No Data | No Data | No Data | No Data | No Data | No Data | No Data | -27.2 | -33.7615 | 31.395 | 45.3747 | 45 | 62.2415
2018-09-03 09:00 | No Data | No Data | No Data | No Data | 61.7746 | 62.352 | No Data | No Data | No Data | No Data | No Data | No Data | No Data | No Data | -28 | -36.1087 | 32.305 | 44.1068 | 46.6 | 62.069
2018-09-03 09:30 | No Data | No Data | No Data | No Data | 50.3365 | 51.3813 | No Data | No Data | No Data | No Data | No Data | No Data | No Data | No Data | -39.2 | -46.6013 | 44.135 | 51.191 | 30.5 | 48.5705
2018-09-03 10:00 | No Data | No Data | No Data | No Data | 41.3153 | 43.5092 | No Data | No Data | No Data | No Data | No Data | No Data | No Data | No Data | -30.8 | -40.8274 | 35.035 | 44.1373 | 13.5 | 39.9501
2018-09-03 10:30 | No Data | No Data | No Data | No Data | 46.3447 | 48.3107 | No Data | No Data | No Data | No Data | No Data | No Data | No Data | No Data | -14.8 | -35.6202 | 20.93 | 29.923 | -2.5 | -35.5203
2018-09-03 11:00 | No Data | No Data | No Data | No Data | 41.1688 | 44.6907 | No Data | No Data | No Data | No Data | No Data | No Data | No Data | No Data | -21.2 | -39.0548 | 25.935 | 33.9059 | -2.7 | -33.6086
2018-09-03 11:30 | No Data | No Data | No Data | No Data | 44.7456 | 48.0057 | No Data | No Data | No Data | No Data | No Data | No Data | No Data | No Data | -18.4 | -37.6085 | 23.66 | 31.2893 | -8.6 | -32.46
2018-09-03 12:00 | No Data | No Data | No Data | No Data | 45.0629 | 48.3017 | No Data | No Data | No Data | No Data | No Data | No Data | No Data | No Data | -21.2 | -39.3914 | 25.935 | 32.7632 | -7.4 | -31.7737
2018-09-03 12:30 | No Data | No Data | No Data | No Data | 50.7515 | 53.6479 | No Data | No Data | No Data | No Data | No Data | No Data | No Data | No Data | -25.2 | -41.0463 | 29.575 | 36.2318 | 9 | 35.171
2018-09-03 13:00 | No Data | No Data | No Data | No Data | 48.8472 | 53.8947 | No Data | No Data | No Data | No Data | No Data | No Data | No Data | No Data | -23.2 | -38.8803 | 27.3 | 34.3999 | 17.7 | 39.3996
2018-09-03 13:30 | No Data | No Data | No Data | No Data | 52.2896 | 57.0333 | No Data | No Data | No Data | No Data | No Data | No Data | No Data | No Data | -36.4 | -45.2018 | 40.95 | 47.7555 | 35 | 52.4768
2018-09-03 14:00 | No Data | No Data | No Data | No Data | 47.8828 | 53.0222 | No Data | No Data | No Data | No Data | No Data | No Data | No Data | No Data | -46.8 | -51.8845 | 51.415 | 58.2133 | 32.2 | 50.9617
2018-09-03 14:30 | No Data | No Data | No Data | No Data | 49.7749 | 54.7369 | No Data | No Data | No Data | No Data | No Data | No Data | No Data | No Data | -41.2 | -48.5057 | 42.77 | 50.4968 | 34.8 | 54.2794
2018-09-03 15:00 | No Data | No Data | No Data | No Data | 51.4107 | 56.2285 | No Data | No Data | No Data | No Data | No Data | No Data | No Data | No Data | -118.8 | -119.2201 | 127.4 | 133.681 | 124.9 | 132.8612
2018-09-03 15:30 | No Data | No Data | No Data | No Data | 55.1095 | 59.6292 | No Data | No Data | No Data | No Data | No Data | No Data | No Data | No Data | -42 | -48.98 | 44.135 | 51.8959 | 32.8 | 52.8186
2018-09-03 16:00 | No Data | No Data | No Data | No Data | 55.256 | 59.7646 | No Data | No Data | No Data | No Data | No Data | No Data | No Data | No Data | -95.2 | -95.221 | 102.375 | 109.4367 | 85.1 | 92.7002
2018-09-03 16:30 | No Data | No Data | No Data | No Data | 58.8449 | 61.7507 | No Data | No Data | No Data | No Data | No Data | No Data | No Data | No Data | -73.6 | -73.7564 | 82.355 | 91.9742 | 99.9 | 113.0977
2018-09-03 17:00 | No Data | No Data | No Data | No Data | 62.031 | 64.7941 | No Data | No Data | No Data | No Data | No Data | No Data | No Data | No Data | -57.6 | -58.7564 | 68.25 | 77.5652 | 84.8 | 97.3441
2018-09-03 17:30 | No Data | No Data | No Data | No Data | 63.8254 | 66.514 | No Data | No Data | No Data | No Data | No Data | No Data | No Data | No Data | -58.8 | -58.834 | 70.525 | 84.1762 | 105.4 | 117.7678
2018-09-03 18:00 | No Data | No Data | No Data | No Data | 68.1834 | 69.6695 | No Data | No Data | No Data | No Data | No Data | No Data | No Data | No Data | -68.4 | -68.4421 | 80.535 | 94.3431 | 119 | 129.4681
2018-09-03 18:30 | No Data | No Data | No Data | No Data | 63.9719 | 68.6946 | No Data | No Data | No Data | No Data | No Data | No Data | No Data | No Data | -67.2 | -67.2298 | 79.17 | 92.2338 | 120.6 | 130.9403
2018-09-03 19:00 | No Data | No Data | No Data | No Data | 62.2873 | 67.1287 | No Data | No Data | No Data | No Data | No Data | No Data | No Data | No Data | -68.8 | -69.097 | 79.17 | 89.1336 | 119.1 | 133.1355
2018-09-03 19:30 | No Data | No Data | No Data | No Data | 55.4147 | 61.4971 | No Data | No Data | No Data | No Data | No Data | No Data | No Data | No Data | -68.8 | -70.21 | 78.715 | 85.9757 | 118.4 | 131.3627
2018-09-03 20:00 | No Data | No Data | No Data | No Data | 53.315 | 61.6603 | No Data | No Data | No Data | No Data | No Data | No Data | No Data | No Data | -14.4 | -40.6369 | 21.84 | 30.8864 | 59.5 | 77.2068
2018-09-03 20:30 | No Data | No Data | No Data | No Data | 53.5714 | 59.1307 | No Data | No Data | No Data | No Data | No Data | No Data | No Data | No Data | -64 | -67.5467 | 74.62 | 80.2672 | 110.4 | 121.779
2018-09-03 21:00 | No Data | No Data | No Data | No Data | 46.186 | 53.4357 | No Data | No Data | No Data | No Data | No Data | No Data | No Data | No Data | -21.2 | -44.214 | 30.03 | 37.132 | 62.4 | 79.961
2018-09-03 21:30 | No Data | No Data | No Data | No Data | 53.8277 | 59.4457 | No Data | No Data | No Data | No Data | No Data | No Data | No Data | No Data | -26.4 | -44.6426 | 35.49 | 41.202 | 73.8 | 88.6966
2018-09-03 22:00 | No Data | No Data | No Data | No Data | 52.0333 | 59.2092 | No Data | No Data | No Data | No Data | No Data | No Data | No Data | No Data | -22 | -47.0591 | 29.12 | 33.8662 | 63.6 | 79.56
2018-09-03 22:30 | No Data | No Data | No Data | No Data | 57.6242 | 64.178 | No Data | No Data | No Data | No Data | No Data | No Data | No Data | No Data | -16.8 | -41.548 | 27.3 | 33.5869 | 65.1 | 80.5281
2018-09-03 23:00 | No Data | No Data | No Data | No Data | 63.5203 | 69.5204 | No Data | No Data | No Data | No Data | No Data | No Data | No Data | No Data | -25.2 | -44.6013 | 34.125 | 40.0322 | 77.6 | 91.1405
2018-09-03 23:30 | No Data | No Data | No Data | No Data | 72.4315 | 75.8796 | No Data | No Data | No Data | No Data | No Data | No Data | No Data | No Data | -14.4 | -34.7264 | 25.48 | 37.0119 | 80.9 | 94.1192
2018-09-04 | No Data | No Data | No Data | No Data | 68.9036 | 72.3316 | No Data | No Data | No Data | No Data | No Data | No Data | No Data | No Data | -26.8 | -40.8274 | 37.31 | 45.4385 | 88.5 | 100.9183
2018-09-04 00:30 | No Data | No Data | No Data | No Data | 61.9211 | 66.9225 | No Data | No Data | No Data | No Data | No Data | No Data | No Data | No Data | -21.2 | -41.4343 | 31.395 | 39.5876 | 80 | 92.988
2018-09-04 01:00 | No Data | No Data | No Data | No Data | 55.1095 | 61.6978 | No Data | No Data | No Data | No Data | No Data | No Data | No Data | No Data | -19.2 | -44.3694 | 28.665 | 34.451 | 72.9 | 86.4677
2018-09-04 01:30 | No Data | No Data | No Data | No Data | 57.0504 | 63.4374 | No Data | No Data | No Data | No Data | No Data | No Data | No Data | No Data | -16.4 | -46.5824 | 25.935 | 31.17 | 68.7 | 82.6226
2018-09-04 02:00 | No Data | No Data | No Data | No Data | 51.5694 | 59.4284 | No Data | No Data | No Data | No Data | No Data | No Data | No Data | No Data | -24.8 | -48.4314 | 33.215 | 38.0952 | 71.7 | 86.0619
2018-09-04 02:30 | No Data | No Data | No Data | No Data | 51.5694 | 59.4284 | No Data | No Data | No Data | No Data | No Data | No Data | No Data | No Data | -28.8 | -51.9199 | 37.765 | 41.5348 | 74.2 | 88.2637
2018-09-04 03:00 | No Data | No Data | No Data | No Data | 48.188 | 56.5192 | No Data | No Data | No Data | No Data | No Data | No Data | No Data | No Data | -30.8 | -53.3816 | 39.13 | 42.2464 | 74.3 | 87.6512
2018-09-04 03:30 | No Data | No Data | No Data | No Data | 44.9043 | 55.9232 | No Data | No Data | No Data | No Data | No Data | No Data | No Data | No Data | -34.4 | -54.9108 | 40.95 | 43.9375 | 74.2 | 87.833
2018-09-04 04:00 | No Data | No Data | No Data | No Data | 43.2197 | 54.5797 | No Data | No Data | No Data | No Data | No Data | No Data | No Data | No Data | -26.4 | -52 | 32.305 | 35.6239 | 66.3 | 81.1537
2018-09-04 04:30 | No Data | No Data | No Data | No Data | 43.2197 | 54.5797 | No Data | No Data | No Data | No Data | No Data | No Data | No Data | No Data | -18 | -37.7656 | 23.66 | 36.126 | 56.9 | 72.8551
2018-09-04 05:00 | No Data | No Data | No Data | No Data | 45.417 | 56.3357 | No Data | No Data | No Data | No Data | No Data | No Data | No Data | No Data | -14 | -37.1397 | 19.11 | 32.2152 | 54.7 | 70.0127
2018-09-04 05:30 | No Data | No Data | No Data | No Data | 47.2114 | 57.7921 | No Data | No Data | No Data | No Data | No Data | No Data | No Data | No Data | -10.4 | -34.7908 | 15.925 | 31.6053 | 53.3 | 68.0454
2018-09-04 06:00 | No Data | No Data | No Data | No Data | 55.9274 | 64.1287 | No Data | No Data | No Data | No Data | No Data | No Data | No Data | No Data | -13.6 | -31.4884 | 19.565 | 36.607 | 60.1 | 73.9569
2018-09-04 06:30 | No Data | No Data | No Data | No Data | 66.5354 | 70.6264 | No Data | No Data | No Data | No Data | No Data | No Data | No Data | No Data | -18.4 | -28.9883 | 23.66 | 41.5248 | 70.2 | 81.6513
2018-09-04 07:00 | No Data | No Data | No Data | No Data | 66.5354 | 68.9687 | No Data | No Data | No Data | No Data | No Data | No Data | No Data | No Data | -12.4 | -20.5602 | 19.11 | 44.3666 | 68.5 | 81.7399
2018-09-04 07:30 | No Data | No Data | No Data | No Data | 59.5163 | 62.2247 | No Data | No Data | No Data | No Data | No Data | No Data | No Data | No Data | -12 | -25.4118 | 19.11 | 40.308 | 45.9 | 64.3492
2018-09-04 08:00 | No Data | No Data | No Data | No Data | 59.3576 | 61.5171 | No Data | No Data | No Data | No Data | No Data | No Data | No Data | No Data | -12.8 | -25.4527 | 19.565 | 39.7312 | 23.3 | 49.8768
2018-09-04 08:30 | No Data | No Data | No Data | No Data | 59.5163 | 61.6702 | No Data | No Data | No Data | No Data | No Data | No Data | No Data | No Data | -19.2 | -29.2 | 23.66 | 42.2758 | 7.1 | 44.3717
2018-09-04 09:00 | No Data | No Data | No Data | No Data | 52.8511 | 55.2654 | No Data | No Data | No Data | No Data | No Data | No Data | No Data | No Data | -12 | -28.6356 | 19.11 | 37.1432 | -6.4 | -41.8918
2018-09-04 09:30 | No Data | No Data | No Data | No Data | 50.8492 | 53.9409 | No Data | No Data | No Data | No Data | No Data | No Data | No Data | No Data | -5.2 | -28.4788 | 13.65 | 31.7491 | -15 | -42.6264
2018-09-04 10:00 | No Data | No Data | No Data | No Data | 47.5166 | 52.4257 | No Data | No Data | No Data | No Data | No Data | No Data | No Data | No Data | -5.2 | -30.8415 | 14.56 | 30.5393 | -17.8 | -42.5973
2018-09-04 10:30 | No Data | No Data | No Data | No Data | 42.4994 | 48.8105 | No Data | No Data | No Data | No Data | No Data | No Data | No Data | No Data | -6.4 | -33.0261 | 15.47 | 27.8889 | -17.3 | -39.491
2018-09-04 11:00 | No Data | No Data | No Data | No Data | 34.9065 | 43.3121 | No Data | No Data | No Data | No Data | No Data | No Data | No Data | No Data | -4.4 | -33.4903 | 15.47 | 27.1365 | -17.4 | -38.9076
2018-09-04 11:30 | No Data | No Data | No Data | No Data | 28.6076 | 38.4171 | No Data | No Data | No Data | No Data | No Data | No Data | No Data | No Data | -3.2 | -34.1151 | 12.74 | 24.5025 | -20.4 | -39.994
2018-09-04 12:00 | No Data | No Data | No Data | No Data | 28.6076 | 38.4171 | No Data | No Data | No Data | No Data | No Data | No Data | No Data | No Data | -2.8 | -36.5075 | 11.83 | 23.6469 | -17.5 | -39.6688
2018-09-04 12:30 | No Data | No Data | No Data | No Data | 28.0949 | 39.2348 | No Data | No Data | No Data | No Data | No Data | No Data | No Data | No Data | -0.8 | -37.7041 | 10.92 | 22.8045 | -20.6 | -40.9575
2018-09-04 13:00 | No Data | No Data | No Data | No Data | 32.1355 | 42.2224 | No Data | No Data | No Data | No Data | No Data | No Data | No Data | No Data | -0.8 | -35.2091 | 11.83 | 23.6469 | -21.8 | -41.574
2018-09-04 13:30 | No Data | No Data | No Data | No Data | 28.9616 | 39.86 | No Data | No Data | No Data | No Data | No Data | No Data | No Data | No Data | -4 | -35.0291 | 13.65 | 25.3701 | -17.1 | -40.1261
2018-09-04 14:00 | No Data | No Data | No Data | No Data | 26.5568 | 36.9492 | No Data | No Data | No Data | No Data | No Data | No Data | No Data | No Data | -1.6 | -36.8348 | 6.825 | 22.0147 | -11.3 | -39.4529
2018-09-04 14:30 | No Data | No Data | No Data | No Data | 30.7073 | 40.0364 | No Data | No Data | No Data | No Data | No Data | No Data | No Data | No Data | -2 | -35.6022 | 7.28 | 22.5902 | -10.9 | -40.7836
2018-09-04 15:00 | No Data | No Data | No Data | No Data | 30.4021 | 39.8028 | No Data | No Data | No Data | No Data | No Data | No Data | No Data | No Data | 4.4 | 36.2679 | 3.185 | 21.1709 | 8.8 | 42.0315
2018-09-04 15:30 | No Data | No Data | No Data | No Data | 29.7795 | 38.212 | No Data | No Data | No Data | No Data | No Data | No Data | No Data | No Data | -3.6 | -34.5879 | 7.735 | 24.4602 | -3.3 | -39.9366
2018-09-04 16:00 | No Data | No Data | No Data | No Data | 33.5271 | 40.2439 | No Data | No Data | No Data | No Data | No Data | No Data | No Data | No Data | 0 | 32.4 | 10.01 | 26.8874 | 15.4 | 43.8904
2018-09-04 16:30 | No Data | No Data | No Data | No Data | 35.3216 | 39.5276 | No Data | No Data | No Data | No Data | No Data | No Data | No Data | No Data | -8 | -29.5053 | 14.105 | 32.7663 | 18.1 | 45.4588
2018-09-04 17:00 | No Data | No Data | No Data | No Data | 41.3153 | 44.9642 | No Data | No Data | No Data | No Data | No Data | No Data | No Data | No Data | -11.6 | -31.0483 | 18.655 | 33.8203 | 16.1 | 47.417
2018-09-04 17:30 | No Data | No Data | No Data | No Data | 52.7535 | 56.2045 | No Data | No Data | No Data | No Data | No Data | No Data | No Data | No Data | -14 | -28.1311 | 22.295 | 38.506 | 47.8 | 66.2695
2018-09-04 18:00 | No Data | No Data | No Data | No Data | 56.5377 | 59.7707 | No Data | No Data | No Data | No Data | No Data | No Data | No Data | No Data | -14 | -26.7552 | 24.115 | 41.415 | 58 | 73.7174
2018-09-04 18:30 | No Data | No Data | No Data | No Data | 52.546 | 55.1747 | No Data | No Data | No Data | No Data | No Data | No Data | No Data | No Data | -10.4 | -23.6136 | 23.66 | 43.4138 | 58.3 | 76.0285
2018-09-04 19:00 | No Data | No Data | No Data | No Data | 49.1646 | 51.9646 | No Data | No Data | No Data | No Data | No Data | No Data | No Data | No Data | -12.8 | -25.4527 | 24.115 | 42.9077 | 59.7 | 76.5734
2018-09-04 19:30 | No Data | No Data | No Data | No Data | 42.2431 | 45.4714 | No Data | No Data | No Data | No Data | No Data | No Data | No Data | No Data | -12.8 | -26.1473 | 23.66 | 41.5248 | 60.1 | 76.9156
2018-09-04 20:00 | No Data | No Data | No Data | No Data | 40.3387 | 44.3838 | No Data | No Data | No Data | No Data | No Data | No Data | No Data | No Data | -21.6 | -29.4374 | 32.76 | 48.6339 | 66.4 | 82.5225
2018-09-04 20:30 | No Data | No Data | No Data | No Data | 35.0652 | 40.4719 | No Data | No Data | No Data | No Data | No Data | No Data | No Data | No Data | -18 | -29.681 | 27.3 | 43.347 | 60.7 | 77.1996
2018-09-04 21:00 | No Data | No Data | No Data | No Data | 27.3747 | 35.773 | No Data | No Data | No Data | No Data | No Data | No Data | No Data | No Data | -15.6 | -28.9607 | 25.48 | 42.2244 | 57.3 | 74.8768
2018-09-04 21:30 | No Data | No Data | No Data | No Data | 31.22 | 38.7945 | No Data | No Data | No Data | No Data | No Data | No Data | No Data | No Data | -11.2 | -28.6775 | 23.66 | 40.0426 | 58.1 | 74.7302
2018-09-04 22:00 | No Data | No Data | No Data | No Data | 25.8366 | 34.6101 | No Data | No Data | No Data | No Data | No Data | No Data | No Data | No Data | -12.8 | -31.1512 | 20.475 | 37.8635 | 55.2 | 72.9543
2018-09-04 22:30 | No Data | No Data | No Data | No Data | 31.9402 | 39.3765 | No Data | No Data | No Data | No Data | No Data | No Data | No Data | No Data | -18.4 | -29.9252 | 30.94 | 46.4011 | 67.7 | 83.187
2018-09-04 23:00 | No Data | No Data | No Data | No Data | 34.8577 | 39.4456 | No Data | No Data | No Data | No Data | No Data | No Data | No Data | No Data | -15.2 | -28.7472 | 27.3 | 42.707 | 69.8 | 83.0484
2018-09-04 23:30 | No Data | No Data | No Data | No Data | 47.1626 | 49.9368 | No Data | No Data | No Data | No Data | No Data | No Data | No Data | No Data | -10 | -23.8025 | 24.57 | 44.2942 | 76.2 | 88.3432
2018-09-05 | No Data | No Data | No Data | No Data | 43.5737 | 46.5622 | No Data | No Data | No Data | No Data | No Data | No Data | No Data | No Data | -7.6 | -25.1746 | 21.84 | 41.2848 | 72.3 | 84.7926
2018-09-05 00:30 | No Data | No Data | No Data | No Data | 32.9656 | 37.6122 | No Data | No Data | No Data | No Data | No Data | No Data | No Data | No Data | -8.8 | -28.9689 | 20.02 | 38.7819 | 63.5 | 78.2936
2018-09-05 01:00 | No Data | No Data | No Data | No Data | 25.5802 | 31.3416 | No Data | No Data | No Data | No Data | No Data | No Data | No Data | No Data | -14.8 | -30.615 | 25.48 | 42.2244 | 65.2 | 80.8518
2018-09-05 01:30 | No Data | No Data | No Data | No Data | 24.9088 | 30.7961 | No Data | No Data | No Data | No Data | No Data | No Data | No Data | No Data | -14 | -30.5915 | 24.115 | 41.415 | 62.6 | 78.28
2018-09-05 02:00 | No Data | No Data | No Data | No Data | 16.3516 | 24.3993 | No Data | No Data | No Data | No Data | No Data | No Data | No Data | No Data | -12 | -33.8018 | 20.475 | 35.9709 | 55.5 | 72.4694
2018-09-05 02:30 | No Data | No Data | No Data | No Data | 12.3964 | 23.49 | No Data | No Data | No Data | No Data | No Data | No Data | No Data | No Data | -15.2 | -35.4265 | 22.295 | 35.2471 | 56 | 70.9102
2018-09-05 03:00 | No Data | No Data | No Data | No Data | 8.7098 | 20.2272 | No Data | No Data | No Data | No Data | No Data | No Data | No Data | No Data | -16 | -34 | 23.205 | 36.1775 | 53.9 | 70.2155
2018-09-05 03:30 | No Data | No Data | No Data | No Data | 8.8075 | 21.7655 | No Data | No Data | No Data | No Data | No Data | No Data | No Data | No Data | -12.4 | -33.2024 | 22.295 | 35.9565 | 51 | 68.28
2018-09-05 04:00 | No Data | No Data | No Data | No Data | 1.2268 | 19.9416 | No Data | No Data | No Data | No Data | No Data | No Data | No Data | No Data | -9.2 | -32.912 | 17.745 | 32.1798 | 49.2 | 66.8785
2018-09-05 04:30 | No Data | No Data | No Data | No Data | -3.6439 | -16.6573 | No Data | No Data | No Data | No Data | No Data | No Data | No Data | No Data | -9.2 | -32.912 | 16.835 | 32.0735 | 45.9 | 64.2792
2018-09-05 05:00 | No Data | No Data | No Data | No Data | 5.0233 | 18.6873 | No Data | No Data | No Data | No Data | No Data | No Data | No Data | No Data | -8 | -32.5969 | 15.015 | 31.5561 | 45.1 | 63.6398
2018-09-05 05:30 | No Data | No Data | No Data | No Data | 10.9682 | 19.5276 | No Data | No Data | No Data | No Data | No Data | No Data | No Data | No Data | -4 | -33.043 | 10.01 | 28.2247 | 43.9 | 61.3082
2018-09-05 06:00 | No Data | No Data | No Data | No Data | 9.2226 | 16.5983 | No Data | No Data | No Data | No Data | No Data | No Data | No Data | No Data | -4.8 | -30.7168 | 11.375 | 30.0885 | 48 | 63.9128
2018-09-05 06:30 | No Data | No Data | No Data | No Data | 12.2499 | 15.8467 | No Data | No Data | No Data | No Data | No Data | No Data | No Data | No Data | -6.8 | -26.1013 | 13.65 | 35.9104 | 55.1 | 70.5749
2018-09-05 07:00 | No Data | No Data | No Data | No Data | 27.4235 | 27.9987 | No Data | No Data | No Data | No Data | No Data | No Data | No Data | No Data | -6.8 | -21.1244 | 16.835 | 38.4603 | 59.7 | 73.867
2018-09-05 07:30 | No Data | No Data | No Data | No Data | 13.8369 | 14.1551 | No Data | No Data | No Data | No Data | No Data | No Data | No Data | No Data | -3.6 | -27.4372 | 9.555 | 30.6476 | 30.9 | 52.3034
2018-09-05 08:00 | No Data | No Data | No Data | No Data | 16.3027 | 16.48 | No Data | No Data | No Data | No Data | No Data | No Data | No Data | No Data | -6 | -29.8101 | 10.92 | 28.3199 | 7.5 | 38.2426
2018-09-05 08:30 | No Data | No Data | No Data | No Data | 14.5083 | 15.928 | No Data | No Data | No Data | No Data | No Data | No Data | No Data | No Data | -5.2 | -32.7536 | 10.465 | 25.0415 | -10.9 | -33.8055
2018-09-05 09:00 | No Data | No Data | No Data | No Data | 4.9622 | 5.7348 | No Data | No Data | No Data | No Data | No Data | No Data | No Data | No Data | -3.6 | -31.0097 | 9.555 | 25.0952 | -20 | -37.9907
2018-09-05 09:30 | No Data | No Data | No Data | No Data | -1.6419 | -3.3106 | No Data | No Data | No Data | No Data | No Data | No Data | No Data | No Data | -8.4 | -34.6341 | 12.74 | 25.2842 | -17.4 | -36.1614
2018-09-05 10:00 | No Data | No Data | No Data | No Data | -6.8788 | -6.9419 | No Data | No Data | No Data | No Data | No Data | No Data | No Data | No Data | -9.6 | -30.7376 | 15.015 | 28.4075 | -17.7 | -31.5357
2018-09-05 10:30 | No Data | No Data | No Data | No Data | -9.955 | -12.2195 | No Data | No Data | No Data | No Data | No Data | No Data | No Data | No Data | -15.2 | -27.4022 | 19.565 | 35.4608 | -11 | -21.8893
2018-09-05 11:00 | No Data | No Data | No Data | No Data | -2.8748 | -10.7494 | No Data | No Data | No Data | No Data | No Data | No Data | No Data | No Data | -10.8 | -28.1539 | 14.56 | 32.1605 | -18.5 | -24.6564
2018-09-05 11:30 | No Data | No Data | No Data | No Data | -2.6673 | -15.9174 | No Data | No Data | No Data | No Data | No Data | No Data | No Data | No Data | 3.2 | 32.5576 | 3.185 | 20.6562 | 4 | 35.2278
2018-09-05 12:00 | No Data | No Data | No Data | No Data | -2.826 | -18.8836 | No Data | No Data | No Data | No Data | No Data | No Data | No Data | No Data | -1.2 | -31.2026 | 5.005 | 23.2005 | 0.7 | 38.4064
2018-09-05 12:30 | No Data | No Data | No Data | No Data | -8.8808 | -14.5631 | No Data | No Data | No Data | No Data | No Data | No Data | No Data | No Data | -1.2 | -34.4209 | 5.915 | 20.0045 | -9.1 | -41.9001
2018-09-05 13:00 | No Data | No Data | No Data | No Data | -19.2813 | -20.8945 | No Data | No Data | No Data | No Data | No Data | No Data | No Data | No Data | 6 | 39.2612 | 0 | 18.655 | -18.9 | -44.5118
2018-09-05 13:30 | No Data | No Data | No Data | No Data | -23.4928 | -24.3115 | No Data | No Data | No Data | No Data | No Data | No Data | No Data | No Data | 2.8 | 35.6808 | 1.365 | 19.1587 | -15.1 | -41.5415
2018-09-05 14:00 | No Data | No Data | No Data | No Data | -22.1012 | -23.1469 | No Data | No Data | No Data | No Data | No Data | No Data | No Data | No Data | 5.2 | 37.5617 | -2.275 | -17.439 | -15.3 | -43.4808
2018-09-05 14:30 | No Data | No Data | No Data | No Data | -33.6858 | -33.8606 | No Data | No Data | No Data | No Data | No Data | No Data | No Data | No Data | 6.4 | 37.7465 | -5.46 | -19.0014 | -27.5 | -48.7062
2018-09-05 15:00 | No Data | No Data | No Data | No Data | -30.4631 | -30.4631 | No Data | No Data | No Data | No Data | No Data | No Data | No Data | No Data | 11.2 | 38.8495 | -6.825 | -18.5883 | -2.5 | -39.3794
2018-09-05 15:30 | No Data | No Data | No Data | No Data | -27.4357 | -27.5155 | No Data | No Data | No Data | No Data | No Data | No Data | No Data | No Data | 7.6 | 33.2794 | -5.46 | -22.5122 | 7.9 | 40.2823
2018-09-05 16:00 | No Data | No Data | No Data | No Data | -18.1582 | -18.1582 | No Data | No Data | No Data | No Data | No Data | No Data | No Data | No Data | 9.2 | 33.6809 | -2.73 | -23.817 | 11.1 | 42.3795
2018-09-05 16:30 | No Data | No Data | No Data | No Data | -13.5439 | -13.5439 | No Data | No Data | No Data | No Data | No Data | No Data | No Data | No Data | 6.8 | 31.1512 | -1.82 | -25.9988 | 21.3 | 46.114
2018-09-05 17:00 | No Data | No Data | No Data | No Data | -11.5419 | -11.6669 | No Data | No Data | No Data | No Data | No Data | No Data | No Data | No Data | 0.8 | 28.4113 | 3.185 | 28.7947 | 31.7 | 52.7001
2018-09-05 17:30 | No Data | No Data | No Data | No Data | 0.0061036 | 3.6439 | No Data | No Data | No Data | No Data | No Data | No Data | No Data | No Data | 15.6 | 37.408 | -7.735 | -25.7588 | 19.2 | 44.64
2018-09-05 18:00 | No Data | No Data | No Data | No Data | 7.7333 | 9.426 | No Data | No Data | No Data | No Data | No Data | No Data | No Data | No Data | 9.2 | 32.1447 | 0.455 | 29.1236 | 30.4 | 53.3982
2018-09-05 18:30 | No Data | No Data | No Data | No Data | 11.5785 | 12.7714 | No Data | No Data | No Data | No Data | No Data | No Data | No Data | No Data | 12.4 | 31.356 | -3.64 | -31.1534 | 27.7 | 52.9273
2018-09-05 19:00 | No Data | No Data | No Data | No Data | 11.7372 | 12.1352 | No Data | No Data | No Data | No Data | No Data | No Data | No Data | No Data | 13.6 | 36.9908 | -3.185 | -24.7756 | 26.3 | 48.7945
2018-09-05 19:30 | No Data | No Data | No Data | No Data | 1.4343 | 3.3997 | No Data | No Data | No Data | No Data | No Data | No Data | No Data | No Data | 14 | 36.0311 | -6.37 | -26.7058 | 24.2 | 49.0809
2018-09-05 20:00 | No Data | No Data | No Data | No Data | -1.2879 | -3.3406 | No Data | No Data | No Data | No Data | No Data | No Data | No Data | No Data | 12 | 36.433 | -5.005 | -25.5206 | 25.9 | 49.2587
2018-09-05 20:30 | No Data | No Data | No Data | No Data | -3.6439 | -4.7727 | No Data | No Data | No Data | No Data | No Data | No Data | No Data | No Data | 40.8 | 57.137 | -32.305 | -37.7677 | -5.4 | -36.6005
2018-09-05 21:00 | No Data | No Data | No Data | No Data | -7.599 | -8.2003 | No Data | No Data | No Data | No Data | No Data | No Data | No Data | No Data | 52 | 66.8431 | -44.135 | -46.6192 | -16.9 | -37.1648
2018-09-05 21:30 | No Data | No Data | No Data | No Data | -9.3935 | -10.0405 | No Data | No Data | No Data | No Data | No Data | No Data | No Data | No Data | 36.4 | 58.0345 | -27.3 | -30.94 | 2.8 | 33.4181
2018-09-05 22:00 | No Data | No Data | No Data | No Data | -12.665 | -14.1969 | No Data | No Data | No Data | No Data | No Data | No Data | No Data | No Data | 44.8 | 63.3568 | -35.49 | -38.8992 | -7.9 | -35.2955
2018-09-05 22:30 | No Data | No Data | No Data | No Data | -9.0761 | -11.1142 | No Data | No Data | No Data | No Data | No Data | No Data | No Data | No Data | 25.2 | 45.5965 | -17.745 | -27.7885 | 14.9 | 42.2168
2018-09-05 23:00 | No Data | No Data | No Data | No Data | -9.1371 | -10.3342 | No Data | No Data | No Data | No Data | No Data | No Data | No Data | No Data | 26.8 | 48.1481 | -17.745 | -27.0945 | 19.6 | 41.8708
2018-09-05 23:30 | No Data | No Data | No Data | No Data | 0.0061036 | 4.1566 | No Data | No Data | No Data | No Data | No Data | No Data | No Data | No Data | -2.8 | -22.5743 | 9.555 | 34.125 | 64.2 | 77.7179
2018-09-06 | No Data | No Data | No Data | No Data | -7.0863 | -8.2154 | No Data | No Data | No Data | No Data | No Data | No Data | No Data | No Data | 22 | 41.5095 | -13.65 | -29.3078 | 32.3 | 50.1782
2018-09-06 00:30 | No Data | No Data | No Data | No Data | -17.9995 | -18.22 | No Data | No Data | No Data | No Data | No Data | No Data | No Data | No Data | 16.8 | 40.0899 | -10.01 | -26.11 | 31.5 | 50.5223
2018-09-06 01:00 | No Data | No Data | No Data | No Data | -28.0461 | -28.0827 | No Data | No Data | No Data | No Data | No Data | No Data | No Data | No Data | 23.6 | 46.4431 | -18.2 | -27.0562 | 18.9 | 42.2617
2018-09-06 01:30 | No Data | No Data | No Data | No Data | -23.6393 | -23.7733 | No Data | No Data | No Data | No Data | No Data | No Data | No Data | No Data | 16 | 43.0813 | -8.19 | -22.0522 | 26.7 | 47.5119
2018-09-06 02:00 | No Data | No Data | No Data | No Data | -32.9168 | -33.0122 | No Data | No Data | No Data | No Data | No Data | No Data | No Data | No Data | 11.2 | 43.4677 | -4.095 | -19.0992 | 26.7 | 46.1156
2018-09-06 02:30 | No Data | No Data | No Data | No Data | -37.0184 | -37.1327 | No Data | No Data | No Data | No Data | No Data | No Data | No Data | No Data | 15.6 | 47.4384 | -10.01 | -18.4261 | 17.7 | 39.3996
2018-09-06 03:00 | No Data | No Data | No Data | No Data | -33.1731 | -33.1903 | No Data | No Data | No Data | No Data | No Data | No Data | No Data | No Data | 16 | 49.4595 | -10.465 | -18.3021 | 15.8 | 38.8573
2018-09-06 03:30 | No Data | No Data | No Data | No Data | -34.6624 | -34.6926 | No Data | No Data | No Data | No Data | No Data | No Data | No Data | No Data | 12 | 48.7015 | -7.28 | -15.8729 | 18.1 | 39.1369
2018-09-06 04:00 | No Data | No Data | No Data | No Data | -35.285 | -35.3146 | No Data | No Data | No Data | No Data | No Data | No Data | No Data | No Data | 10.8 | 48.8098 | -6.825 | -15.6694 | 17.8 | 39.802
2018-09-06 04:30 | No Data | No Data | No Data | No Data | -41.7914 | -41.8003 | No Data | No Data | No Data | No Data | No Data | No Data | No Data | No Data | 10.8 | 46.0834 | -6.37 | -17.1518 | 18.1 | 39.848
2018-09-06 05:00 | No Data | No Data | No Data | No Data | -40.3021 | -40.3895 | No Data | No Data | No Data | No Data | No Data | No Data | No Data | No Data | 5.6 | 42.8224 | -0.455 | -17.296 | 25.6 | 44.9929
2018-09-06 05:30 | No Data | No Data | No Data | No Data | -34.3572 | -34.3668 | No Data | No Data | No Data | No Data | No Data | No Data | No Data | No Data | 22 | 48.8361 | -15.47 | -22.8635 | 12.9 | 37.6772
2018-09-06 06:00 | No Data | No Data | No Data | No Data | -33.6858 | -33.6956 | No Data | No Data | No Data | No Data | No Data | No Data | No Data | No Data | -0.4 | -36.0022 | 5.005 | 24.6289 | 36.7 | 54.5067
2018-09-06 06:30 | No Data | No Data | No Data | No Data | -28.0461 | -28.2032 | No Data | No Data | No Data | No Data | No Data | No Data | No Data | No Data | -12.8 | -27.2 | 18.2 | 39.0771 | 54.4 | 71.1126
2018-09-06 07:00 | No Data | No Data | No Data | No Data | -23.798 | -24.8693 | No Data | No Data | No Data | No Data | No Data | No Data | No Data | No Data | -8.8 | -23.6947 | 16.835 | 39.6921 | 54.7 | 71.1501
2018-09-06 07:30 | No Data | No Data | No Data | No Data | -23.8468 | -24.916 | No Data | No Data | No Data | No Data | No Data | No Data | No Data | No Data | -9.6 | -28.0913 | 16.835 | 36.8325 | 44.3 | 62.3675
2018-09-06 08:00 | No Data | No Data | No Data | No Data | -24.6647 | -26.9098 | No Data | No Data | No Data | No Data | No Data | No Data | No Data | No Data | -13.2 | -28.4478 | 25.025 | 39.0903 | 40.5 | 59.1427
2018-09-06 08:30 | No Data | No Data | No Data | No Data | -27.5334 | -30.2406 | No Data | No Data | No Data | No Data | No Data | No Data | No Data | No Data | -4.8 | -28.8028 | 13.65 | 30.1161 | 22.6 | 47.8707
2018-09-06 09:00 | No Data | No Data | No Data | No Data | -28.9738 | -30.9075 | No Data | No Data | No Data | No Data | No Data | No Data | No Data | No Data | -18.8 | -29.861 | 33.215 | 44.7776 | 39.8 | 60.0753
2018-09-06 09:30 | No Data | No Data | No Data | No Data | -31.1223 | -32.9301 | No Data | No Data | No Data | No Data | No Data | No Data | No Data | No Data | -13.6 | -27.2382 | 23.66 | 37.8745 | 23.8 | 51.2601
2018-09-06 10:00 | No Data | No Data | No Data | No Data | -32.4651 | -34.3989 | No Data | No Data | No Data | No Data | No Data | No Data | No Data | No Data | -11.2 | -35.0383 | 17.745 | 28.8522 | -7.5 | -37.4585
2018-09-06 10:30 | No Data | No Data | No Data | No Data | -23.2364 | -23.355 | No Data | No Data | No Data | No Data | No Data | No Data | No Data | No Data | -102 | -102.6575 | 113.295 | 122.6054 | 125.4 | 136.0625
2018-09-06 11:00 | No Data | No Data | No Data | No Data | -22.8214 | -22.9421 | No Data | No Data | No Data | No Data | No Data | No Data | No Data | No Data | -8 | -28.3521 | 18.2 | 34.3397 | 27.5 | 52.4818
2018-09-06 11:30 | No Data | No Data | No Data | No Data | -32.9168 | -33.1706 | No Data | No Data | No Data | No Data | No Data | No Data | No Data | No Data | -0.4 | -29.2027 | 9.555 | 27.6391 | 9.8 | 42.5441
2018-09-06 12:00 | No Data | No Data | No Data | No Data | -32.0989 | -32.146 | No Data | No Data | No Data | No Data | No Data | No Data | No Data | No Data | -22.4 | -31.3968 | 36.4 | 47.4794 | 4.6 | 40.8598
2018-09-06 12:30 | No Data | No Data | No Data | No Data | -25.2873 | -25.2873 | No Data | No Data | No Data | No Data | No Data | No Data | No Data | No Data | 5.6 | 35.2477 | 8.645 | 22.6451 | -22.6 | -42.1678
2018-09-06 13:00 | No Data | No Data | No Data | No Data | -28.7663 | -28.8355 | No Data | No Data | No Data | No Data | No Data | No Data | No Data | No Data | 77.2 | 89.0573 | -68.25 | -68.6869 | -81 | -83.0858
2018-09-06 13:30 | No Data | No Data | No Data | No Data | -24.8722 | -26.2892 | No Data | No Data | No Data | No Data | No Data | No Data | No Data | No Data | 44 | 61.6623 | -38.22 | -40.1459 | -30.8 | -43.0656
2018-09-06 14:00 | No Data | No Data | No Data | No Data | -18.2071 | -23.0019 | No Data | No Data | No Data | No Data | No Data | No Data | No Data | No Data | 88.4 | 100.5911 | -70.98 | -71.1257 | -62.4 | -65.3165
2018-09-06 14:30 | No Data | No Data | No Data | No Data | -17.438 | -20.4717 | No Data | No Data | No Data | No Data | No Data | No Data | No Data | No Data | 77.2 | 90.6951 | -61.88 | -62.1204 | -52.1 | -56.7509
2018-09-06 15:00 | No Data | No Data | No Data | No Data | 0.0061036 | 14.4594 | No Data | No Data | No Data | No Data | No Data | No Data | No Data | No Data | 34.4 | 51.555 | -26.39 | -31.3025 | -10.3 | -34.5701
2018-09-06 15:30 | No Data | No Data | No Data | No Data | -11.3832 | -17.1837 | No Data | No Data | No Data | No Data | No Data | No Data | No Data | No Data | 68.8 | 81.0264 | -56.875 | -57.5283 | -81 | -82.4323
2018-09-06 16:00 | No Data | No Data | No Data | No Data | -8.6244 | -15.4135 | No Data | No Data | No Data | No Data | No Data | No Data | No Data | No Data | 70.8 | 82.7314 | -64.61 | -65.5263 | -39.9 | -46.6653
2018-09-06 16:30 | No Data | No Data | No Data | No Data | 7.4769 | 16.648 | No Data | No Data | No Data | No Data | No Data | No Data | No Data | No Data | 48.4 | 61.7828 | -40.95 | -43.9375 | -29.7 | -42.4285
2018-09-06 17:00 | No Data | No Data | No Data | No Data | 9.9428 | 18.1053 | No Data | No Data | No Data | No Data | No Data | No Data | No Data | No Data | 42.4 | 57.7443 | -35.035 | -39.6921 | -13.7 | -36.2857
2018-09-06 17:30 | No Data | No Data | No Data | No Data | 12.8603 | 21.5888 | No Data | No Data | No Data | No Data | No Data | No Data | No Data | No Data | 12.8 | 35.582 | -8.645 | -26.0465 | 17.1 | 45.6256
2018-09-06 18:00 | No Data | No Data | No Data | No Data | 15.0698 | 19.2372 | No Data | No Data | No Data | No Data | No Data | No Data | No Data | No Data | -13.6 | -24.8516 | 22.295 | 41.5273 | 53.9 | 72.7765
2018-09-06 18:30 | No Data | No Data | No Data | No Data | 14.1909 | 14.7734 | No Data | No Data | No Data | No Data | No Data | No Data | No Data | No Data | -39.2 | -40.8803 | 51.415 | 66.5888 | 87.9 | 102.5905
2018-09-06 19:00 | No Data | No Data | No Data | No Data | 17.5235 | 18.6776 | No Data | No Data | No Data | No Data | No Data | No Data | No Data | No Data | -0.8 | -28.4113 | 10.92 | 32.3818 | 41.3 | 61.4487
2018-09-06 19:30 | No Data | No Data | No Data | No Data | 16.0952 | 21.2971 | No Data | No Data | No Data | No Data | No Data | No Data | No Data | No Data | -22 | -36.9259 | 29.575 | 41.1869 | 60.6 | 74.3059
2018-09-06 20:00 | No Data | No Data | No Data | No Data | 18.6099 | 24.9186 | No Data | No Data | No Data | No Data | No Data | No Data | No Data | No Data | -22.8 | -36.7325 | 30.94 | 42.1778 | 62.7 | 76.0282
2018-09-06 20:30 | No Data | No Data | No Data | No Data | 14.8135 | 23.7954 | No Data | No Data | No Data | No Data | No Data | No Data | No Data | No Data | -1.2 | -36.479 | 5.915 | 24.3882 | 36.4 | 54.3052
2018-09-06 21:00 | No Data | No Data | No Data | No Data | 4.1444 | 17.4727 | No Data | No Data | No Data | No Data | No Data | No Data | No Data | No Data | -2 | -38.8515 | 6.825 | 22.8816 | 35.2 | 53.4329
2018-09-06 21:30 | No Data | No Data | No Data | No Data | 17.6822 | 25.015 | No Data | No Data | No Data | No Data | No Data | No Data | No Data | No Data | -54.4 | -58.3849 | 61.425 | 69.8303 | 99.7 | 108.5776
2018-09-06 22:00 | No Data | No Data | No Data | No Data | 16.7056 | 24.3345 | No Data | No Data | No Data | No Data | No Data | No Data | No Data | No Data | -8.4 | -40.8725 | 13.65 | 25.3701 | 45.4 | 59.4619
2018-09-06 22:30 | No Data | No Data | No Data | No Data | 26.0929 | 30.6066 | No Data | No Data | No Data | No Data | No Data | No Data | No Data | No Data | -12.8 | -37.0794 | 19.11 | 31.1268 | 56.3 | 68.7746
2018-09-06 23:00 | No Data | No Data | No Data | No Data | 35.0652 | 40.0403 | No Data | No Data | No Data | No Data | No Data | No Data | No Data | No Data | -20.8 | -39.1775 | 28.665 | 39.2726 | 71.3 | 81.1735
2018-09-06 23:30 | No Data | No Data | No Data | No Data | 48.957 | 52.635 | No Data | No Data | No Data | No Data | No Data | No Data | No Data | No Data | -34 | -38.103 | 46.865 | 60.4739 | 99.8 | 107.78
2018-09-07 | No Data | No Data | No Data | No Data | 41.3153 | 45.6137 | No Data | No Data | No Data | No Data | No Data | No Data | No Data | No Data | -29.6 | -38.6161 | 40.495 | 52.0871 | 89.1 | 97.6259
2018-09-07 00:30 | No Data | No Data | No Data | No Data | 26.9108 | 32.12 | No Data | No Data | No Data | No Data | No Data | No Data | No Data | No Data | -3.2 | -37.7359 | 12.285 | 25.4556 | 56.3 | 66.9338
2018-09-07 01:00 | No Data | No Data | No Data | No Data | 20.087 | 28.965 | No Data | No Data | No Data | No Data | No Data | No Data | No Data | No Data | -6.8 | -38.6036 | 15.015 | 27.6391 | 56.3 | 67.5903
2018-09-07 01:30 | No Data | No Data | No Data | No Data | 37.9828 | 43.3379 | No Data | No Data | No Data | No Data | No Data | No Data | No Data | No Data | -4.4 | -39.8437 | 13.65 | 26.1417 | 52.4 | 63.6883
2018-09-07 02:00 | No Data | No Data | No Data | No Data | 30.1457 | 39.3473 | No Data | No Data | No Data | No Data | No Data | No Data | No Data | No Data | -52 | -58.1378 | 63.245 | 68.8856 | 100.9 | 108.1749
2018-09-07 02:30 | No Data | No Data | No Data | No Data | 25.214 | 36.9219 | No Data | No Data | No Data | No Data | No Data | No Data | No Data | No Data | -0.8 | -45.2071 | 10.01 | 19.5862 | 43.3 | 55.0535
2018-09-07 03:00 | No Data | No Data | No Data | No Data | 26.862 | 38.0663 | No Data | No Data | No Data | No Data | No Data | No Data | No Data | No Data | -3.6 | -43.3497 | 13.195 | 22.4799 | 43.1 | 55.7743
2018-09-07 03:30 | No Data | No Data | No Data | No Data | 26.6545 | 37.9202 | No Data | No Data | No Data | No Data | No Data | No Data | No Data | No Data | -3.2 | -42.9195 | 14.105 | 21.9629 | 43.7 | 56.1135
2018-09-07 04:00 | No Data | No Data | No Data | No Data | 30.8049 | 42.5331 | No Data | No Data | No Data | No Data | No Data | No Data | No Data | No Data | -54.8 | -61.722 | 67.34 | 71.0791 | 98.7 | 105.6194
2018-09-07 04:30 | No Data | No Data | No Data | No Data | 23.7369 | 37.7302 | No Data | No Data | No Data | No Data | No Data | No Data | No Data | No Data | 1.6 | 44.4648 | 7.28 | 17.5101 | 37.9 | 51.4534
2018-09-07 05:00 | No Data | No Data | No Data | No Data | 30.341 | 43.3599 | No Data | No Data | No Data | No Data | No Data | No Data | No Data | No Data | -2.8 | -41.295 | 11.83 | 21.3268 | 44.3 | 57.4635
2018-09-07 05:30 | No Data | No Data | No Data | No Data | 34.2473 | 46.1777 | No Data | No Data | No Data | No Data | No Data | No Data | No Data | No Data | 3.6 | 44.5457 | 5.005 | 18.4373 | 40.5 | 52.8796
2018-09-07 06:00 | No Data | No Data | No Data | No Data | 36.6033 | 45.287 | No Data | No Data | No Data | No Data | No Data | No Data | No Data | No Data | -35.6 | -43.3866 | 44.59 | 55.3307 | 85.1 | 94.7676
2018-09-07 06:30 | No Data | No Data | No Data | No Data | 37.4701 | 43.141 | No Data | No Data | No Data | No Data | No Data | No Data | No Data | No Data | -42.4 | -45.3184 | 53.69 | 66.1693 | 98.9 | 108.0036
2018-09-07 07:00 | No Data | No Data | No Data | No Data | 48.4443 | 51.2002 | No Data | No Data | No Data | No Data | No Data | No Data | No Data | No Data | -37.6 | -38.3604 | 47.775 | 64.4271 | 92.4 | 103.3959
2018-09-07 07:30 | No Data | No Data | No Data | No Data | 46.8574 | 49.7014 | No Data | No Data | No Data | No Data | No Data | No Data | No Data | No Data | -38.8 | -41.5269 | 45.955 | 59.1937 | 65.6 | 80.4669
2018-09-07 08:00 | No Data | No Data | No Data | No Data | 52.7535 | 54.7284 | No Data | No Data | No Data | No Data | No Data | No Data | No Data | No Data | -38 | -42.0476 | 44.135 | 54.4272 | 35.8 | 54.8078
2018-09-07 08:30 | No Data | No Data | No Data | No Data | 55.1095 | 57.0028 | No Data | No Data | No Data | No Data | No Data | No Data | No Data | No Data | -24 | -34.2251 | 28.665 | 41.8452 | 4.3 | 37.249
2018-09-07 09:00 | No Data | No Data | No Data | No Data | 50.4952 | 53.0955 | No Data | No Data | No Data | No Data | No Data | No Data | No Data | No Data | -32.4 | -41.0463 | 35.945 | 44.5923 | 7.6 | 35.8156
2018-09-07 09:30 | No Data | No Data | No Data | No Data | 53.1075 | 56.6934 | No Data | No Data | No Data | No Data | No Data | No Data | No Data | No Data | -34.4 | -45.3819 | 36.855 | 43.796 | 4.7 | 33.135
2018-09-07 10:00 | No Data | No Data | No Data | No Data | 45.3681 | 50.5563 | No Data | No Data | No Data | No Data | No Data | No Data | No Data | No Data | -23.2 | -40.8314 | 26.39 | 33.4015 | -10.4 | -32.1297
2018-09-07 10:30 | No Data | No Data | No Data | No Data | 41.9379 | 47.5023 | No Data | No Data | No Data | No Data | No Data | No Data | No Data | No Data | -22.4 | -41.0502 | 24.57 | 31.6936 | -12.3 | -32.3311
2018-09-07 11:00 | No Data | No Data | No Data | No Data | 43.7812 | 49.1373 | No Data | No Data | No Data | No Data | No Data | No Data | No Data | No Data | -19.6 | -40.6389 | 20.93 | 27.4399 | -17.8 | -33.2633
2018-09-07 11:30 | No Data | No Data | No Data | No Data | 45.7221 | 51.9506 | No Data | No Data | No Data | No Data | No Data | No Data | No Data | No Data | -14.4 | -40.2631 | 16.835 | 23.8083 | -19.7 | -34.8931
2018-09-07 12:00 | No Data | No Data | No Data | No Data | 43.415 | 51.195 | No Data | No Data | No Data | No Data | No Data | No Data | No Data | No Data | -22.4 | -43.0813 | 22.295 | 27.9371 | -11.8 | -32.1442
2018-09-07 12:30 | No Data | No Data | No Data | No Data | 43.5248 | 51.2882 | No Data | No Data | No Data | No Data | No Data | No Data | No Data | No Data | -32.8 | -46.6699 | 34.125 | 39.5641 | -0.4 | -31.6025
2018-09-07 13:00 | No Data | No Data | No Data | No Data | 41.6205 | 50.5941 | No Data | No Data | No Data | No Data | No Data | No Data | No Data | No Data | -22 | -43.2185 | 22.75 | 28.5746 | -13 | -32.6038
2018-09-07 13:30 | No Data | No Data | No Data | No Data | 39.2157 | 48.6351 | No Data | No Data | No Data | No Data | No Data | No Data | No Data | No Data | -28.8 | -45.7908 | 30.03 | 34.6518 | -5.2 | -30.4473
2018-09-07 14:00 | No Data | No Data | No Data | No Data | 31.3664 | 44.264 | No Data | No Data | No Data | No Data | No Data | No Data | No Data | No Data | -26 | -43.7612 | 27.3 | 33.3239 | -9.8 | -33.3714
2018-09-07 14:30 | No Data | No Data | No Data | No Data | 34.9065 | 46.8392 | No Data | No Data | No Data | No Data | No Data | No Data | No Data | No Data | -21.2 | -42.4698 | 25.48 | 31.3125 | -9.2 | -32.1447
2018-09-07 15:00 | No Data | No Data | No Data | No Data | 42.1942 | 51.5323 | No Data | No Data | No Data | No Data | No Data | No Data | No Data | No Data | -8.8 | -41.7382 | 18.655 | 24.2349 | -16.5 | -32.5862
2018-09-07 15:30 | No Data | No Data | No Data | No Data | 43.9277 | 51.9017 | No Data | No Data | No Data | No Data | No Data | No Data | No Data | No Data | -13.6 | -43.7667 | 15.925 | 23.843 | -17.8 | -34.4542
2018-09-07 16:00 | No Data | No Data | No Data | No Data | 45.0629 | 50.8643 | No Data | No Data | No Data | No Data | No Data | No Data | No Data | No Data | -6 | -41.6346 | 9.555 | 20.5557 | -19.8 | -37.2907
2018-09-07 16:30 | No Data | No Data | No Data | No Data | 51.4107 | 56.5647 | No Data | No Data | No Data | No Data | No Data | No Data | No Data | No Data | -15.2 | -39.4462 | 17.29 | 27.1479 | -7.2 | -33.9299
2018-09-07 17:00 | No Data | No Data | No Data | No Data | 55.1095 | 59.2811 | No Data | No Data | No Data | No Data | No Data | No Data | No Data | No Data | -6.8 | -37.0297 | 11.375 | 24.2221 | 3.1 | 37.5283
2018-09-07 17:30 | No Data | No Data | No Data | No Data | 61.3596 | 64.5676 | No Data | No Data | No Data | No Data | No Data | No Data | No Data | No Data | -6.8 | -36.2436 | 12.285 | 25.8551 | 28.7 | 50.0469
2018-09-07 18:00 | No Data | No Data | No Data | No Data | 63.2639 | 66.38 | No Data | No Data | No Data | No Data | No Data | No Data | No Data | No Data | -10.8 | -29.6378 | 17.29 | 35.8412 | 47.7 | 66.0589
2018-09-07 18:30 | No Data | No Data | No Data | No Data | 66.6453 | 69.6102 | No Data | No Data | No Data | No Data | No Data | No Data | No Data | No Data | -10 | -26.7402 | 15.47 | 35.8181 | 49.7 | 68.6793
2018-09-07 19:00 | No Data | No Data | No Data | No Data | 68.5863 | 70.7056 | No Data | No Data | No Data | No Data | No Data | No Data | No Data | No Data | -7.6 | -27.8568 | 15.47 | 35.8181 | 49.6 | 68.0567
2018-09-07 19:30 | No Data | No Data | No Data | No Data | 68.5863 | 70.7056 | No Data | No Data | No Data | No Data | No Data | No Data | No Data | No Data | -8.8 | -28.9689 | 17.745 | 36.0629 | 51 | 68.3465
2018-09-07 20:00 | No Data | No Data | No Data | No Data | 65.2048 | 67.8828 | No Data | No Data | No Data | No Data | No Data | No Data | No Data | No Data | -17.2 | -29.5269 | 26.39 | 41.7138 | 61.6 | 77.1804
2018-09-07 20:30 | No Data | No Data | No Data | No Data | 68.6473 | 71.6469 | No Data | No Data | No Data | No Data | No Data | No Data | No Data | No Data | -21.6 | -32.8877 | 31.85 | 45.0427 | 65 | 79.515
2018-09-07 21:00 | No Data | No Data | No Data | No Data | 66.7918 | 71.3066 | No Data | No Data | No Data | No Data | No Data | No Data | No Data | No Data | -14.4 | -30.4237 | 22.295 | 36.6748 | 56.8 | 73.4098
2018-09-07 21:30 | No Data | No Data | No Data | No Data | 73.8232 | 76.9459 | No Data | No Data | No Data | No Data | No Data | No Data | No Data | No Data | -17.2 | -30.1808 | 28.21 | 43.2322 | 66.3 | 80.7521
2018-09-07 22:00 | No Data | No Data | No Data | No Data | 73.1029 | 76.8 | No Data | No Data | No Data | No Data | No Data | No Data | No Data | No Data | -24.8 | -33.96 | 35.035 | 47.9653 | 71.7 | 85.6767
2018-09-07 22:30 | No Data | No Data | No Data | No Data | 80.2319 | 83.1398 | No Data | No Data | No Data | No Data | No Data | No Data | No Data | No Data | -19.2 | -31.6809 | 29.575 | 44.0881 | 71.1 | 83.9839
2018-09-07 23:00 | No Data | No Data | No Data | No Data | 83.5157 | 86.313 | No Data | No Data | No Data | No Data | No Data | No Data | No Data | No Data | -25.2 | -34.5254 | 36.855 | 50.5624 | 82.1 | 92.9121
2018-09-07 23:30 | No Data | No Data | No Data | No Data | 93.6599 | 94.547 | No Data | No Data | No Data | No Data | No Data | No Data | No Data | No Data | -12.4 | -22.1883 | 27.3 | 48.086 | 85.1 | 95.5733
2018-09-08 | No Data | No Data | No Data | No Data | 84.48 | 86.3992 | No Data | No Data | No Data | No Data | No Data | No Data | No Data | No Data | -27.2 | -33.2938 | 43.225 | 57.699 | 92.8 | 102.6172
2018-09-08 00:30 | No Data | No Data | No Data | No Data | 79.2554 | 82.0887 | No Data | No Data | No Data | No Data | No Data | No Data | No Data | No Data | -22.8 | -33.9835 | 36.855 | 49.6138 | 85.7 | 95.0026
2018-09-08 01:00 | No Data | No Data | No Data | No Data | 70.6371 | 75.0269 | No Data | No Data | No Data | No Data | No Data | No Data | No Data | No Data | -22.8 | -36.1087 | 35.49 | 47.0832 | 80.2 | 90.3011
2018-09-08 01:30 | No Data | No Data | No Data | No Data | 68.9525 | 73.4431 | No Data | No Data | No Data | No Data | No Data | No Data | No Data | No Data | -24 | -38.7319 | 35.945 | 45.9077 | 80.1 | 89.3985
2018-09-08 02:00 | No Data | No Data | No Data | No Data | 61.8235 | 68.2089 | No Data | No Data | No Data | No Data | No Data | No Data | No Data | No Data | -24.8 | -42.4075 | 35.035 | 43.3207 | 74.2 | 83.7322
2018-09-08 02:30 | No Data | No Data | No Data | No Data | 58.4421 | 65.9729 | No Data | No Data | No Data | No Data | No Data | No Data | No Data | No Data | -29.2 | -43.9145 | 39.585 | 47.0766 | 76.8 | 86.3625
2018-09-08 03:00 | No Data | No Data | No Data | No Data | 55.0607 | 63.8387 | No Data | No Data | No Data | No Data | No Data | No Data | No Data | No Data | -32 | -46.9826 | 41.405 | 47.6883 | 77.7 | 86.4506
2018-09-08 03:30 | No Data | No Data | No Data | No Data | 53.1075 | 62.162 | No Data | No Data | No Data | No Data | No Data | No Data | No Data | No Data | -38.4 | -52.3633 | 44.59 | 50.4783 | 79.4 | 88.1113
2018-09-08 04:00 | No Data | No Data | No Data | No Data | 51.4107 | 60.7187 | No Data | No Data | No Data | No Data | No Data | No Data | No Data | No Data | -39.6 | -53.2496 | 45.5 | 50.4701 | 79.3 | 87.8914
2018-09-08 04:30 | No Data | No Data | No Data | No Data | 49.6773 | 59.2582 | No Data | No Data | No Data | No Data | No Data | No Data | No Data | No Data | -35.2 | -49.2179 | 40.495 | 46.009 | 75.2 | 84.7576
2018-09-08 05:00 | No Data | No Data | No Data | No Data | 47.6753 | 57.5902 | No Data | No Data | No Data | No Data | No Data | No Data | No Data | No Data | -30.8 | -46.4724 | 37.765 | 44.3246 | 70.5 | 80.4235
2018-09-08 05:30 | No Data | No Data | No Data | No Data | 47.6753 | 57.5902 | No Data | No Data | No Data | No Data | No Data | No Data | No Data | No Data | -34.8 | -48.0966 | 40.495 | 47.8443 | 75.4 | 85.12
2018-09-08 06:00 | No Data | No Data | No Data | No Data | 45.771 | 56.024 | No Data | No Data | No Data | No Data | No Data | No Data | No Data | No Data | -29.2 | -42.1521 | 34.125 | 43.7013 | 72.9 | 83.009
2018-09-08 06:30 | No Data | No Data | No Data | No Data | 47.4189 | 55.5956 | No Data | No Data | No Data | No Data | No Data | No Data | No Data | No Data | -32.4 | -40.802 | 39.13 | 50.4537 | 80 | 90.4856
2018-09-08 07:00 | No Data | No Data | No Data | No Data | 49.8238 | 56.0794 | No Data | No Data | No Data | No Data | No Data | No Data | No Data | No Data | -28.8 | -35.7614 | 36.855 | 49.6138 | 73.3 | 86.306
2018-09-08 07:30 | No Data | No Data | No Data | No Data | 43.476 | 50.5238 | No Data | No Data | No Data | No Data | No Data | No Data | No Data | No Data | -75.6 | -75.9421 | 83.72 | 92.4132 | 99.1 | 110.4638
2018-09-08 08:00 | No Data | No Data | No Data | No Data | 48.957 | 54.5257 | No Data | No Data | No Data | No Data | No Data | No Data | No Data | No Data | -62 | -64.2358 | 66.885 | 75.5314 | 59.7 | 75.6112
2018-09-08 08:30 | No Data | No Data | No Data | No Data | 49.0547 | 53.7436 | No Data | No Data | No Data | No Data | No Data | No Data | No Data | No Data | -50.4 | -53.5178 | 58.24 | 67.7324 | 33.1 | 55.8624
2018-09-08 09:00 | No Data | No Data | No Data | No Data | 45.417 | 51.1333 | No Data | No Data | No Data | No Data | No Data | No Data | No Data | No Data | -53.6 | -58.7278 | 60.06 | 66.7471 | 29.6 | 49.0405
2018-09-08 09:30 | No Data | No Data | No Data | No Data | 40.1434 | 48.8586 | No Data | No Data | No Data | No Data | No Data | No Data | No Data | No Data | -58.8 | -64.6195 | 62.79 | 67.7629 | 30.3 | 47.9784
2018-09-08 10:00 | No Data | No Data | No Data | No Data | 27.9362 | 39.4474 | No Data | No Data | No Data | No Data | No Data | No Data | No Data | No Data | -52 | -59.0593 | 55.965 | 61.4924 | 19.3 | 41.8199
2018-09-08 10:30 | No Data | No Data | No Data | No Data | 21.8814 | 34.0254 | No Data | No Data | No Data | No Data | No Data | No Data | No Data | No Data | -50.4 | -57.8508 | 51.415 | 58.4281 | 14.3 | 41.8208
2018-09-08 11:00 | No Data | No Data | No Data | No Data | 12.0424 | 29.0263 | No Data | No Data | No Data | No Data | No Data | No Data | No Data | No Data | 18 | 52.0138 | -16.835 | -19.3576 | -48.8 | -53.4877
2018-09-08 11:30 | No Data | No Data | No Data | No Data | 3.534 | 25.0253 | No Data | No Data | No Data | No Data | No Data | No Data | No Data | No Data | 33.6 | 60.2408 | -30.94 | -32.1251 | -65.2 | -67.9559
2018-09-08 12:00 | No Data | No Data | No Data | No Data | -1.0315 | -20.9547 | No Data | No Data | No Data | No Data | No Data | No Data | No Data | No Data | 27.2 | 54.4764 | -20.93 | -23.0079 | -52 | -61.2165
2018-09-08 12:30 | No Data | No Data | No Data | No Data | -8.307 | -20.9498 | No Data | No Data | No Data | No Data | No Data | No Data | No Data | No Data | 41.6 | 65.0428 | -40.95 | -41.5921 | -66.3 | -70.4424
2018-09-08 13:00 | No Data | No Data | No Data | No Data | -9.4911 | -21.4469 | No Data | No Data | No Data | No Data | No Data | No Data | No Data | No Data | 42.4 | 65.8629 | -43.68 | -44.3596 | -83.1 | -84.6074
2018-09-08 13:30 | No Data | No Data | No Data | No Data | -8.368 | -18.7388 | No Data | No Data | No Data | No Data | No Data | No Data | No Data | No Data | 39.2 | 63.8498 | -37.765 | -38.955 | -62.2 | -64.9179
2018-09-08 14:00 | No Data | No Data | No Data | No Data | -13.8003 | -20.1387 | No Data | No Data | No Data | No Data | No Data | No Data | No Data | No Data | 37.2 | 62.9641 | -35.945 | -36.7678 | -74.6 | -75.208
2018-09-08 14:30 | No Data | No Data | No Data | No Data | -14.2031 | -21.8251 | No Data | No Data | No Data | No Data | No Data | No Data | No Data | No Data | 43.2 | 66.3807 | -42.77 | -43.3852 | -82.4 | -84.0555
2018-09-08 15:00 | No Data | No Data | No Data | No Data | -13.2876 | -18.9736 | No Data | No Data | No Data | No Data | No Data | No Data | No Data | No Data | 28.4 | 56.4624 | -30.485 | -32.2312 | -65.2 | -69.1378
2018-09-08 15:30 | No Data | No Data | No Data | No Data | -8.8197 | -13.0281 | No Data | No Data | No Data | No Data | No Data | No Data | No Data | No Data | 20.8 | 47.9466 | -19.11 | -24.5868 | -56.1 | -62.044
2018-09-08 16:00 | No Data | No Data | No Data | No Data | -14.1054 | -17.056 | No Data | No Data | No Data | No Data | No Data | No Data | No Data | No Data | 22.8 | 45.6946 | -20.02 | -27.9927 | -50.5 | -58.6878
2018-09-08 16:30 | No Data | No Data | No Data | No Data | -10.6752 | -11.9585 | No Data | No Data | No Data | No Data | No Data | No Data | No Data | No Data | 12 | 39.8497 | -10.92 | -22.4062 | -35.4 | -48.124
2018-09-08 17:00 | No Data | No Data | No Data | No Data | 8.8075 | 11.2055 | No Data | No Data | No Data | No Data | No Data | No Data | No Data | No Data | -35.6 | -41.2311 | 38.22 | 50.636 | 32.4 | 57.9946
2018-09-08 17:30 | No Data | No Data | No Data | No Data | 11.6274 | 11.9432 | No Data | No Data | No Data | No Data | No Data | No Data | No Data | No Data | -10 | -30.8649 | 15.47 | 30.5901 | 36.2 | 56.9004
2018-09-08 18:00 | No Data | No Data | No Data | No Data | 9.7353 | 10.1371 | No Data | No Data | No Data | No Data | No Data | No Data | No Data | No Data | -17.2 | -30.1808 | 24.57 | 39.8664 | 57.6 | 72.8486
2018-09-08 18:30 | No Data | No Data | No Data | No Data | 6.5003 | 8.2226 | No Data | No Data | No Data | No Data | No Data | No Data | No Data | No Data | -11.2 | -26.8477 | 19.11 | 37.9264 | 53.9 | 71.1861
2018-09-08 19:00 | No Data | No Data | No Data | No Data | 7.1229 | 7.7612 | No Data | No Data | No Data | No Data | No Data | No Data | No Data | No Data | -18.8 | -30.8026 | 26.845 | 42.707 | 62.2 | 77.1837
2018-09-08 19:30 | No Data | No Data | No Data | No Data | 5.4749 | 7.5384 | No Data | No Data | No Data | No Data | No Data | No Data | No Data | No Data | -22.8 | -35.7502 | 30.485 | 42.4737 | 65 | 78.1018
2018-09-08 20:00 | No Data | No Data | No Data | No Data | 10.0893 | 11.3422 | No Data | No Data | No Data | No Data | No Data | No Data | No Data | No Data | -33.2 | -40.5028 | 39.585 | 51.3828 | 75.6 | 87.6233
2018-09-08 20:30 | No Data | No Data | No Data | No Data | 8.4535 | 11.1254 | No Data | No Data | No Data | No Data | No Data | No Data | No Data | No Data | -43.2 | -50.2155 | 49.595 | 57.0567 | 84.7 | 94.2326
2018-09-08 21:00 | No Data | No Data | No Data | No Data | 1.7395 | 7.4865 | No Data | No Data | No Data | No Data | No Data | No Data | No Data | No Data | -37.2 | -44.7088 | 45.045 | 54.9063 | 77.2 | 88.612
2018-09-08 21:30 | No Data | No Data | No Data | No Data | 5.2796 | 11.0855 | No Data | No Data | No Data | No Data | No Data | No Data | No Data | No Data | -33.6 | -41.06 | 43.225 | 53.1572 | 80.2 | 91.3331
2018-09-08 22:00 | No Data | No Data | No Data | No Data | 0.86061 | 8.048 | No Data | No Data | No Data | No Data | No Data | No Data | No Data | No Data | -33.6 | -43.2296 | 41.86 | 50.4783 | 76.9 | 88.0946
2018-09-08 22:30 | No Data | No Data | No Data | No Data | 5.9876 | 11.398 | No Data | No Data | No Data | No Data | No Data | No Data | No Data | No Data | -32 | -41.2311 | 40.95 | 50.5132 | 80.9 | 90.6963
2018-09-08 23:00 | No Data | No Data | No Data | No Data | 9.5277 | 13.5956 | No Data | No Data | No Data | No Data | No Data | No Data | No Data | No Data | -34.4 | -42.4075 | 42.77 | 53.0558 | 88.5 | 97.2023
2018-09-08 23:30 | No Data | No Data | No Data | No Data | 26.8132 | 32.1522 | No Data | No Data | No Data | No Data | No Data | No Data | No Data | No Data | -20.4 | -32.4222 | 29.12 | 43.8314 | 81.7 | 90.5312
2018-09-09 | No Data | No Data | No Data | No Data | 15.79 | 20.9708 | No Data | No Data | No Data | No Data | No Data | No Data | No Data | No Data | -32.4 | -42.562 | 38.22 | 49.7513 | 86.8 | 95.4897
2018-09-09 00:30 | No Data | No Data | No Data | No Data | 13.3242 | 20.3913 | No Data | No Data | No Data | No Data | No Data | No Data | No Data | No Data | -37.6 | -48.6045 | 42.315 | 51.1101 | 86.4 | 94.6304
2018-09-09 01:00 | No Data | No Data | No Data | No Data | 15.1186 | 21.6066 | No Data | No Data | No Data | No Data | No Data | No Data | No Data | No Data | -39.2 | -50.1007 | 43.68 | 51.9976 | 84.5 | 93.5321
2018-09-09 01:30 | No Data | No Data | No Data | No Data | 21.9913 | 28.7144 | No Data | No Data | No Data | No Data | No Data | No Data | No Data | No Data | -43.6 | -52.6984 | 50.505 | 58.2986 | 90.6 | 99.2402
2018-09-09 02:00 | No Data | No Data | No Data | No Data | 19.3179 | 29.1978 | No Data | No Data | No Data | No Data | No Data | No Data | No Data | No Data | 3.6 | 41.7555 | 1.82 | 21.009 | 37.2 | 52.8923
2018-09-09 02:30 | No Data | No Data | No Data | No Data | 8.0385 | 21.4658 | No Data | No Data | No Data | No Data | No Data | No Data | No Data | No Data | 21.6 | 52.2716 | -17.29 | -23.5064 | 16.1 | 38.6163
2018-09-09 03:00 | No Data | No Data | No Data | No Data | 6.1463 | 16.2411 | No Data | No Data | No Data | No Data | No Data | No Data | No Data | No Data | -25.2 | -45.2637 | 29.12 | 36.9532 | 61.8 | 73.9432
2018-09-09 03:30 | No Data | No Data | No Data | No Data | -4.0101 | -17.9407 | No Data | No Data | No Data | No Data | No Data | No Data | No Data | No Data | 24.8 | 51.5566 | -20.02 | -24.7547 | 9.4 | 37.207
2018-09-09 04:00 | No Data | No Data | No Data | No Data | -10.6752 | -18.4778 | No Data | No Data | No Data | No Data | No Data | No Data | No Data | No Data | 27.2 | 53.0961 | -21.84 | -27.0295 | 5.9 | 36.2829
2018-09-09 04:30 | No Data | No Data | No Data | No Data | -15.8999 | -17.2617 | No Data | No Data | No Data | No Data | No Data | No Data | No Data | No Data | 27.2 | 53.4401 | -24.115 | -28.8988 | 5.6 | 36.2353
2018-09-09 05:00 | No Data | No Data | No Data | No Data | -19.1836 | -20.3266 | No Data | No Data | No Data | No Data | No Data | No Data | No Data | No Data | 28.4 | 55.4285 | -24.115 | -28.1696 | 3.8 | 34.4105
2018-09-09 05:30 | No Data | No Data | No Data | No Data | -16.8277 | -18.8371 | No Data | No Data | No Data | No Data | No Data | No Data | No Data | No Data | 26 | 53.188 | -22.295 | -27.3984 | 6.8 | 34.8695
2018-09-09 06:00 | No Data | No Data | No Data | No Data | -8.5634 | -14.8664 | No Data | No Data | No Data | No Data | No Data | No Data | No Data | No Data | -2 | -40.05 | 4.095 | 22.2206 | 36 | 53.37
2018-09-09 06:30 | No Data | No Data | No Data | No Data | -6.7689 | -11.002 | No Data | No Data | No Data | No Data | No Data | No Data | No Data | No Data | -2 | -36.0089 | 6.825 | 25.939 | 40.7 | 57.842
2018-09-09 07:00 | No Data | No Data | No Data | No Data | -8.5634 | -10.6704 | No Data | No Data | No Data | No Data | No Data | No Data | No Data | No Data | 4.8 | 33.9411 | 1.365 | 24.1536 | 32.8 | 53.5935
2018-09-09 07:30 | No Data | No Data | No Data | No Data | -12.5185 | -12.6405 | No Data | No Data | No Data | No Data | No Data | No Data | No Data | No Data | 2 | 34.8574 | 3.185 | 23.8734 | 12.9 | 43.6497
2018-09-09 08:00 | No Data | No Data | No Data | No Data | -8.1605 | -9.8338 | No Data | No Data | No Data | No Data | No Data | No Data | No Data | No Data | 3.6 | 37.7719 | 0 | 23.205 | -12.7 | -40.632
2018-09-09 08:30 | No Data | No Data | No Data | No Data | -10.0038 | -10.7776 | No Data | No Data | No Data | No Data | No Data | No Data | No Data | No Data | -8.4 | -35.4107 | 11.375 | 27.0754 | -12.3 | -40.3218
2018-09-09 09:00 | No Data | No Data | No Data | No Data | -10.7729 | -11.0639 | No Data | No Data | No Data | No Data | No Data | No Data | No Data | No Data | 13.2 | 42.8822 | -7.735 | -18.9413 | -34 | -47.931
2018-09-09 09:30 | No Data | No Data | No Data | No Data | -12.9213 | -13.6541 | No Data | No Data | No Data | No Data | No Data | No Data | No Data | No Data | 16 | 43.0813 | -10.01 | -20.3736 | -42.3 | -52.6211
2018-09-09 10:00 | No Data | No Data | No Data | No Data | -13.3852 | -14.1762 | No Data | No Data | No Data | No Data | No Data | No Data | No Data | No Data | 22 | 47.4131 | -13.195 | -20.333 | -47.8 | -55.8574
2018-09-09 10:30 | No Data | No Data | No Data | No Data | -10.309 | -13.9797 | No Data | No Data | No Data | No Data | No Data | No Data | No Data | No Data | 34 | 57.5236 | -28.665 | -31.1866 | -59.3 | -62.8816
2018-09-09 11:00 | No Data | No Data | No Data | No Data | -18.1094 | -20.9415 | No Data | No Data | No Data | No Data | No Data | No Data | No Data | No Data | 34.4 | 56.1669 | -29.575 | -32.573 | -61.8 | -66.4792
2018-09-09 11:30 | No Data | No Data | No Data | No Data | -22.9191 | -23.8131 | No Data | No Data | No Data | No Data | No Data | No Data | No Data | No Data | 42.8 | 62.8318 | -37.765 | -39.7129 | -49 | -56.837
2018-09-09 12:00 | No Data | No Data | No Data | No Data | -20.3067 | -22.7958 | No Data | No Data | No Data | No Data | No Data | No Data | No Data | No Data | 38.8 | 59.8732 | -33.215 | -35.5745 | -69.1 | -75.1176
2018-09-09 12:30 | No Data | No Data | No Data | No Data | -25.9953 | -26.42 | No Data | No Data | No Data | No Data | No Data | No Data | No Data | No Data | 37.2 | 58.2313 | -30.94 | -34.0034 | -64.3 | -69.0618
2018-09-09 13:00 | No Data | No Data | No Data | No Data | -23.7491 | -25.144 | No Data | No Data | No Data | No Data | No Data | No Data | No Data | No Data | 42 | 61.1176 | -38.675 | -40.7193 | -74.3 | -79.9405
2018-09-09 13:30 | No Data | No Data | No Data | No Data | -17.4868 | -21.4421 | No Data | No Data | No Data | No Data | No Data | No Data | No Data | No Data | 42 | 61.9948 | -35.49 | -37.4097 | -73.4 | -76.7419
2018-09-09 14:00 | No Data | No Data | No Data | No Data | -19.1836 | -21.2907 | No Data | No Data | No Data | No Data | No Data | No Data | No Data | No Data | 38.4 | 58.4 | -32.305 | -34.7264 | -69.9 | -73.8407
2018-09-09 14:30 | No Data | No Data | No Data | No Data | -20.6729 | -22.519 | No Data | No Data | No Data | No Data | No Data | No Data | No Data | No Data | 36.8 | 59.5355 | -30.94 | -32.8105 | -68.2 | -70.2345
2018-09-09 15:00 | No Data | No Data | No Data | No Data | -6.3661 | -16.2244 | No Data | No Data | No Data | No Data | No Data | No Data | No Data | No Data | 6.8 | 39.3914 | -3.185 | -18.9249 | -37.8 | -48.7594
2018-09-09 15:30 | No Data | No Data | No Data | No Data | -10.9804 | -17.5975 | No Data | No Data | No Data | No Data | No Data | No Data | No Data | No Data | 26 | 48.0433 | -19.565 | -27.0333 | -48 | -55.7215
2018-09-09 16:00 | No Data | No Data | No Data | No Data | 1.0193 | 14.0935 | No Data | No Data | No Data | No Data | No Data | No Data | No Data | No Data | 32.4 | 53.0449 | -25.935 | -30.434 | -50.1 | -57.4423
2018-09-09 16:30 | No Data | No Data | No Data | No Data | 11.0658 | 19.2416 | No Data | No Data | No Data | No Data | No Data | No Data | No Data | No Data | 7.2 | 39.0692 | -0.455 | -20.0252 | -14.9 | -38.8666
2018-09-09 17:00 | No Data | No Data | No Data | No Data | 24.6036 | 29.4878 | No Data | No Data | No Data | No Data | No Data | No Data | No Data | No Data | -24.4 | -36.2436 | 34.125 | 44.5668 | 35.9 | 56.6326
2018-09-09 17:30 | No Data | No Data | No Data | No Data | 29.7795 | 35.9004 | No Data | No Data | No Data | No Data | No Data | No Data | No Data | No Data | -25.2 | -38.2685 | 36.4 | 45.5 | 58.9 | 71.765
2018-09-09 18:00 | No Data | No Data | No Data | No Data | 42.8534 | 47.1632 | No Data | No Data | No Data | No Data | No Data | No Data | No Data | No Data | -23.6 | -35.4107 | 36.855 | 46.6902 | 67 | 79.3962
2018-09-09 18:30 | No Data | No Data | No Data | No Data | 46.6499 | 52.0028 | No Data | No Data | No Data | No Data | No Data | No Data | No Data | No Data | -20.8 | -32.0624 | 33.215 | 45.084 | 65.6 | 79.2692
2018-09-09 19:00 | No Data | No Data | No Data | No Data | 40.4486 | 45.7291 | No Data | No Data | No Data | No Data | No Data | No Data | No Data | No Data | -18.4 | -32.5085 | 30.485 | 41.5348 | 64 | 77.1596
2018-09-09 19:30 | No Data | No Data | No Data | No Data | 47.4678 | 52.0408 | No Data | No Data | No Data | No Data | No Data | No Data | No Data | No Data | -21.2 | -36.7347 | 34.125 | 43.1387 | 64.4 | 76.94
2018-09-09 20:00 | No Data | No Data | No Data | No Data | 32.9656 | 40.1848 | No Data | No Data | No Data | No Data | No Data | No Data | No Data | No Data | -28 | -40.1676 | 39.13 | 46.6946 | 69.8 | 80.6988
2018-09-09 20:30 | No Data | No Data | No Data | No Data | 37.116 | 43.6542 | No Data | No Data | No Data | No Data | No Data | No Data | No Data | No Data | -25.2 | -41.0463 | 33.215 | 41.3149 | 64.3 | 75.6736
2018-09-09 21:00 | No Data | No Data | No Data | No Data | 30.7073 | 39.4552 | No Data | No Data | No Data | No Data | No Data | No Data | No Data | No Data | -26.8 | -42.3566 | 34.125 | 42.05 | 64.8 | 75.9943
2018-09-09 21:30 | No Data | No Data | No Data | No Data | 39.826 | 47.9838 | No Data | No Data | No Data | No Data | No Data | No Data | No Data | No Data | -35.2 | -43.2906 | 45.5 | 53.7767 | 80 | 90.4014
2018-09-09 22:00 | No Data | No Data | No Data | No Data | 36.4935 | 45.256 | No Data | No Data | No Data | No Data | No Data | No Data | No Data | No Data | -46.4 | -52.6118 | 54.6 | 61.88 | 89 | 98.2847
2018-09-09 22:30 | No Data | No Data | No Data | No Data | 40.3387 | 48.4102 | No Data | No Data | No Data | No Data | No Data | No Data | No Data | No Data | -45.6 | -50.8047 | 55.51 | 63.5503 | 93 | 100.8045
2018-09-09 23:00 | No Data | No Data | No Data | No Data | 46.0883 | 53.296 | No Data | No Data | No Data | No Data | No Data | No Data | No Data | No Data | -44.8 | -49.5629 | 55.055 | 63.1533 | 95.4 | 103.7191
2018-09-09 23:30 | No Data | No Data | No Data | No Data | 57.4655 | 63.3925 | No Data | No Data | No Data | No Data | No Data | No Data | No Data | No Data | -32 | -38.166 | 42.77 | 55.0005 | 93.8 | 102.3691
2018-09-10 | No Data | No Data | No Data | No Data | 47.4678 | 54.4933 | No Data | No Data | No Data | No Data | No Data | No Data | No Data | No Data | -41.2 | -46.3344 | 49.595 | 59.1885 | 97.8 | 105.5883
2018-09-10 00:30 | No Data | No Data | No Data | No Data | 49.4209 | 56.2028 | No Data | No Data | No Data | No Data | No Data | No Data | No Data | No Data | -41.6 | -48.4314 | 52.325 | 60.7881 | 95.8 | 103.7385
2018-09-10 01:00 | No Data | No Data | No Data | No Data | 35.6756 | 44.5991 | No Data | No Data | No Data | No Data | No Data | No Data | No Data | No Data | -44.8 | -52.8303 | 54.145 | 60.4346 | 92.3 | 101.3232
2018-09-10 01:30 | No Data | No Data | No Data | No Data | 40.1923 | 49.2771 | No Data | No Data | No Data | No Data | No Data | No Data | No Data | No Data | -44.4 | -53.1413 | 54.6 | 60.6432 | 94 | 101.5409
2018-09-10 02:00 | No Data | No Data | No Data | No Data | 40.4486 | 50.4831 | No Data | No Data | No Data | No Data | No Data | No Data | No Data | No Data | -12 | -42.912 | 20.02 | 28.3126 | 53 | 65.9816
2018-09-10 02:30 | No Data | No Data | No Data | No Data | 40.2899 | 51.3842 | No Data | No Data | No Data | No Data | No Data | No Data | No Data | No Data | -45.2 | -55.3809 | 54.6 | 60.2527 | 86.8 | 95.0224
2018-09-10 03:00 | No Data | No Data | No Data | No Data | 40.2899 | 52.4855 | No Data | No Data | No Data | No Data | No Data | No Data | No Data | No Data | -48 | -57.9117 | 56.875 | 61.2562 | 88.5 | 96.3683
2018-09-10 03:30 | No Data | No Data | No Data | No Data | 41.9379 | 54.8071 | No Data | No Data | No Data | No Data | No Data | No Data | No Data | No Data | -45.2 | -56.5601 | 53.235 | 57.7151 | 84 | 92.6121
2018-09-10 04:00 | No Data | No Data | No Data | No Data | 42.4994 | 54.2001 | No Data | No Data | No Data | No Data | No Data | No Data | No Data | No Data | -48.4 | -57.5847 | 56.875 | 61.7762 | 86.4 | 95.0011
2018-09-10 04:30 | No Data | No Data | No Data | No Data | 42.2919 | 54.0375 | No Data | No Data | No Data | No Data | No Data | No Data | No Data | No Data | -43.2 | -54.4838 | 50.505 | 55.5808 | 81.2 | 90.2978
2018-09-10 05:00 | No Data | No Data | No Data | No Data | 43.83 | 55.2496 | No Data | No Data | No Data | No Data | No Data | No Data | No Data | No Data | -48 | -56.6039 | 57.33 | 62.9234 | 87.2 | 96.6563
2018-09-10 05:30 | No Data | No Data | No Data | No Data | 47.5166 | 58.2175 | No Data | No Data | No Data | No Data | No Data | No Data | No Data | No Data | -37.6 | -49.3737 | 45.955 | 52.1109 | 80.4 | 88.5052
2018-09-10 06:00 | No Data | No Data | No Data | No Data | 55.256 | 63.4958 | No Data | No Data | No Data | No Data | No Data | No Data | No Data | No Data | -37.6 | -46.8803 | 44.59 | 53.5065 | 81.7 | 91.2318
2018-09-10 06:30 | No Data | No Data | No Data | No Data | 62.2873 | 67.7556 | No Data | No Data | No Data | No Data | No Data | No Data | No Data | No Data | -28.8 | -37.2344 | 37.31 | 50.2564 | 78.9 | 89.5237
2018-09-10 07:00 | No Data | No Data | No Data | No Data | 66.3401 | 70.9053 | No Data | No Data | No Data | No Data | No Data | No Data | No Data | No Data | -10.8 | -24.8676 | 21.84 | 41.2848 | 63.9 | 77.9637
2018-09-10 07:30 | No Data | No Data | No Data | No Data | 61.7258 | 65.1112 | No Data | No Data | No Data | No Data | No Data | No Data | No Data | No Data | -15.6 | -28.6245 | 23.205 | 37.9509 | 46.6 | 62.6003
2018-09-10 08:00 | No Data | No Data | No Data | No Data | 65.2537 | 67.789 | No Data | No Data | No Data | No Data | No Data | No Data | No Data | No Data | -21.6 | -33.1904 | 30.94 | 41.2623 | 37.4 | 54.3968
2018-09-10 08:30 | No Data | No Data | No Data | No Data | 59.9313 | 62.1802 | No Data | No Data | No Data | No Data | No Data | No Data | No Data | No Data | -15.2 | -33.6309 | 19.11 | 30.4884 | 10 | 36.9778
2018-09-10 09:00 | No Data | No Data | No Data | No Data | 57.7218 | 60.0535 | No Data | No Data | No Data | No Data | No Data | No Data | No Data | No Data | -24.8 | -38.6161 | 27.3 | 36.4256 | 12.3 | 37.665
2018-09-10 09:30 | No Data | No Data | No Data | No Data | 57.7218 | 61.1573 | No Data | No Data | No Data | No Data | No Data | No Data | No Data | No Data | -20 | -40.8333 | 21.385 | 28.0813 | 2.9 | 31.4162
2018-09-10 10:00 | No Data | No Data | No Data | No Data | 55.2071 | 60.9124 | No Data | No Data | No Data | No Data | No Data | No Data | No Data | No Data | -30 | -42.1445 | 32.305 | 39.5117 | 10.3 | 36.676
2018-09-10 10:30 | No Data | No Data | No Data | No Data | 51.8746 | 58.6601 | No Data | No Data | No Data | No Data | No Data | No Data | No Data | No Data | -34.4 | -45.6438 | 36.855 | 43.3111 | 11.5 | 36.3208
2018-09-10 11:00 | No Data | No Data | No Data | No Data | 49.9825 | 57.8221 | No Data | No Data | No Data | No Data | No Data | No Data | No Data | No Data | -28.8 | -43.9509 | 31.85 | 38.1115 | 3.9 | 33.7262
2018-09-10 11:30 | No Data | No Data | No Data | No Data | 48.1392 | 56.2933 | No Data | No Data | No Data | No Data | No Data | No Data | No Data | No Data | -26.8 | -43.059 | 28.665 | 34.7055 | 4.4 | 33.4389
2018-09-10 12:00 | No Data | No Data | No Data | No Data | 51.8746 | 59.5191 | No Data | No Data | No Data | No Data | No Data | No Data | No Data | No Data | -28.4 | -44.3008 | 30.94 | 36.607 | 1.3 | 32.2
2018-09-10 12:30 | No Data | No Data | No Data | No Data | 46.6987 | 55.0665 | No Data | No Data | No Data | No Data | No Data | No Data | No Data | No Data | -24 | -43.6 | 25.025 | 30.417 | -6 | -30.5941
2018-09-10 13:00 | No Data | No Data | No Data | No Data | 48.7495 | 56.8161 | No Data | No Data | No Data | No Data | No Data | No Data | No Data | No Data | -23.2 | -43.8415 | 25.48 | 30.2908 | -3.8 | -30.2397
2018-09-10 13:30 | No Data | No Data | No Data | No Data | 48.7495 | 56.8161 | No Data | No Data | No Data | No Data | No Data | No Data | No Data | No Data | -23.2 | -42.4924 | 26.39 | 32.5826 | -5.6 | -30.9235
2018-09-10 14:00 | No Data | No Data | No Data | No Data | 48.7495 | 55.6663 | No Data | No Data | No Data | No Data | No Data | No Data | No Data | No Data | -27.6 | -43.4824 | 29.575 | 35.4608 | -0.7 | -31.9077
2018-09-10 14:30 | No Data | No Data | No Data | No Data | 48.7495 | 57.4849 | No Data | No Data | No Data | No Data | No Data | No Data | No Data | No Data | -28.8 | -45.1717 | 35.945 | 40.9247 | 6.6 | 32.1736
2018-09-10 15:00 | No Data | No Data | No Data | No Data | 50.8003 | 59.2341 | No Data | No Data | No Data | No Data | No Data | No Data | No Data | No Data | -32 | -47.2762 | 37.31 | 42.1287 | 9 | 33.1453
2018-09-10 15:30 | No Data | No Data | No Data | No Data | 52.5948 | 60.78 | No Data | No Data | No Data | No Data | No Data | No Data | No Data | No Data | -25.2 | -41.6807 | 36.4 | 41.5946 | 10.7 | 33.6467
2018-09-10 16:00 | No Data | No Data | No Data | No Data | 57.5631 | 64.0588 | No Data | No Data | No Data | No Data | No Data | No Data | No Data | No Data | -28.8 | -42.4603 | 39.585 | 45.4317 | 20 | 38.9302
2018-09-10 16:30 | No Data | No Data | No Data | No Data | 61.0544 | 66.483 | No Data | No Data | No Data | No Data | No Data | No Data | No Data | No Data | -28.4 | -40.7333 | 40.495 | 46.6724 | 29.1 | 45.3635
2018-09-10 17:00 | No Data | No Data | No Data | No Data | 64.387 | 68.1582 | No Data | No Data | No Data | No Data | No Data | No Data | No Data | No Data | -30 | -40.002 | 45.5 | 52.1486 | 48.8 | 63.1621
2018-09-10 17:30 | No Data | No Data | No Data | No Data | 69.7215 | 73.2185 | No Data | No Data | No Data | No Data | No Data | No Data | No Data | No Data | -24.4 | -32.5871 | 40.95 | 49.9858 | 64.4 | 75.9664
2018-09-10 18:00 | No Data | No Data | No Data | No Data | 73.2006 | 76.5388 | No Data | No Data | No Data | No Data | No Data | No Data | No Data | No Data | -28.8 | -32.3802 | 47.32 | 58.3412 | 79.7 | 91.7238
2018-09-10 18:30 | No Data | No Data | No Data | No Data | 77.3022 | 79.6824 | No Data | No Data | No Data | No Data | No Data | No Data | No Data | No Data | -54.8 | -54.8525 | 76.44 | 87.5919 | 108.6 | 120.3559
2018-09-10 19:00 | No Data | No Data | No Data | No Data | 72.3827 | 75.3886 | No Data | No Data | No Data | No Data | No Data | No Data | No Data | No Data | -54.8 | -55.0098 | 74.165 | 83.6433 | 110.4 | 118.5925
2018-09-10 19:30 | No Data | No Data | No Data | No Data | 66.0838 | 69.9975 | No Data | No Data | No Data | No Data | No Data | No Data | No Data | No Data | -58.4 | -58.9454 | 77.805 | 87.0906 | 110.8 | 121.373
2018-09-10 20:00 | No Data | No Data | No Data | No Data | 55.4147 | 62.4588 | No Data | No Data | No Data | No Data | No Data | No Data | No Data | No Data | -26.8 | -35.9755 | 42.315 | 52.1526 | 73.4 | 85.068
2018-09-10 20:30 | No Data | No Data | No Data | No Data | 49.4209 | 57.2079 | No Data | No Data | No Data | No Data | No Data | No Data | No Data | No Data | -24.4 | -35.6561 | 37.765 | 47.4118 | 69.9 | 81.8582
2018-09-10 21:00 | No Data | No Data | No Data | No Data | 40.1434 | 50.423 | No Data | No Data | No Data | No Data | No Data | No Data | No Data | No Data | -20.8 | -36.5053 | 32.305 | 41.7138 | 64.6 | 76.4589
2018-09-10 21:30 | No Data | No Data | No Data | No Data | 39.7284 | 50.5049 | No Data | No Data | No Data | No Data | No Data | No Data | No Data | No Data | -23.2 | -33.96 | 35.035 | 45.849 | 70.6 | 82.7162
2018-09-10 22:00 | No Data | No Data | No Data | No Data | 32.1965 | 43.6256 | No Data | No Data | No Data | No Data | No Data | No Data | No Data | No Data | -19.6 | -36.5075 | 30.94 | 40.9626 | 63 | 75.2211
2018-09-10 22:30 | No Data | No Data | No Data | No Data | 32.0867 | 43.5446 | No Data | No Data | No Data | No Data | No Data | No Data | No Data | No Data | -16.4 | -32.7951 | 32.305 | 42.5905 | 68.9 | 80.2273
2018-09-10 23:00 | No Data | No Data | No Data | No Data | 37.7264 | 47.8525 | No Data | No Data | No Data | No Data | No Data | No Data | No Data | No Data | -8.8 | -29.3503 | 24.115 | 36.7678 | 65 | 76.5849
2018-09-10 23:30 | No Data | No Data | No Data | No Data | 57.2091 | 64.7627 | No Data | No Data | No Data | No Data | No Data | No Data | No Data | No Data | -4 | -24.3311 | 23.66 | 40.4106 | 75 | 84.9061
2018-09-11 | No Data | No Data | No Data | No Data | 48.0293 | 58.1163 | No Data | No Data | No Data | No Data | No Data | No Data | No Data | No Data | -8 | -28.736 | 24.115 | 38.1604 | 71.8 | 82.5332
2018-09-11 00:30 | No Data | No Data | No Data | No Data | 36.2982 | 45.5592 | No Data | No Data | No Data | No Data | No Data | No Data | No Data | No Data | -4 | -31.0587 | 21.385 | 33.9669 | 63.2 | 74.7412
2018-09-11 01:00 | No Data | No Data | No Data | No Data | 25.3239 | 37.4084 | No Data | No Data | No Data | No Data | No Data | No Data | No Data | No Data | -5.6 | -31.6986 | 20.02 | 33.1245 | 57.6 | 70.6627
2018-09-11 01:30 | No Data | No Data | No Data | No Data | 21.6861 | 32.1607 | No Data | No Data | No Data | No Data | No Data | No Data | No Data | No Data | 3.6 | 31.407 | 12.74 | 30.1264 | 48.4 | 63.6259
2018-09-11 02:00 | No Data | No Data | No Data | No Data | 3.2776 | 20.5695 | No Data | No Data | No Data | No Data | No Data | No Data | No Data | No Data | 43.2 | 60.531 | -28.665 | -32.1508 | 4.6 | 32.9229
2018-09-11 02:30 | No Data | No Data | No Data | No Data | -1.4954 | -18.4265 | No Data | No Data | No Data | No Data | No Data | No Data | No Data | No Data | 41.6 | 59.1148 | -26.39 | -30.1401 | 2.3 | 33.9779
2018-09-11 03:00 | No Data | No Data | No Data | No Data | -4.9256 | -17.3347 | No Data | No Data | No Data | No Data | No Data | No Data | No Data | No Data | 42 | 60.5389 | -27.755 | -31.5561 | -0.4 | -33.0024
2018-09-11 03:30 | No Data | No Data | No Data | No Data | -10.2602 | -19.532 | No Data | No Data | No Data | No Data | No Data | No Data | No Data | No Data | 45.6 | 63.3669 | -33.215 | -35.4141 | -6 | -33.2459
2018-09-11 04:00 | No Data | No Data | No Data | No Data | -14.6181 | -20.28 | No Data | No Data | No Data | No Data | No Data | No Data | No Data | No Data | 44.8 | 61.6831 | -31.85 | -34.8335 | -5.2 | -34.3953
2018-09-11 04:30 | No Data | No Data | No Data | No Data | -14.0078 | -19.8446 | No Data | No Data | No Data | No Data | No Data | No Data | No Data | No Data | 46.4 | 61.7867 | -31.85 | -35.4082 | -3.6 | -34.5879
2018-09-11 05:00 | No Data | No Data | No Data | No Data | -12.0058 | -20.2071 | No Data | No Data | No Data | No Data | No Data | No Data | No Data | No Data | 48 | 64.045 | -35.035 | -37.94 | -7.2 | -33.5809
2018-09-11 05:30 | No Data | No Data | No Data | No Data | -11.957 | -18.8854 | No Data | No Data | No Data | No Data | No Data | No Data | No Data | No Data | 50.4 | 65.0969 | -36.855 | -39.7962 | -6.4 | -33.7131
2018-09-11 06:00 | No Data | No Data | No Data | No Data | -13.6904 | -15.5352 | No Data | No Data | No Data | No Data | No Data | No Data | No Data | No Data | 43.2 | 55.725 | -28.21 | -35.3995 | 4.8 | 36.2195
2018-09-11 06:30 | No Data | No Data | No Data | No Data | -5.9022 | -6.1396 | No Data | No Data | No Data | No Data | No Data | No Data | No Data | No Data | 8.4 | 26.9429 | 4.55 | 34.8781 | 44.3 | 61.1138
2018-09-11 07:00 | No Data | No Data | No Data | No Data | -2.3621 | -9.0716 | No Data | No Data | No Data | No Data | No Data | No Data | No Data | No Data | 5.2 | 22.6062 | 8.19 | 31.1268 | 47.6 | 63.1507
2018-09-11 07:30 | No Data | No Data | No Data | No Data | -7.7455 | -11.6922 | No Data | No Data | No Data | No Data | No Data | No Data | No Data | No Data | 5.6 | 27.3788 | 8.19 | 29.3748 | 24 | 48.2
2018-09-11 08:00 | No Data | No Data | No Data | No Data | -9.4423 | -12.8791 | No Data | No Data | No Data | No Data | No Data | No Data | No Data | No Data | 3.2 | 30.1702 | 10.01 | 27.7997 | 3.9 | 37.6028
2018-09-11 08:30 | No Data | No Data | No Data | No Data | -11.2856 | -14.2856 | No Data | No Data | No Data | No Data | No Data | No Data | No Data | No Data | 3.2 | 33.3539 | 10.92 | 24.4179 | -9.4 | -34.1204
2018-09-11 09:00 | No Data | No Data | No Data | No Data | -15.436 | -16.8305 | No Data | No Data | No Data | No Data | No Data | No Data | No Data | No Data | 5.6 | 34.4581 | 9.555 | 23.8387 | -17 | -35.8826
2018-09-11 09:30 | No Data | No Data | No Data | No Data | -19.794 | -20.2879 | No Data | No Data | No Data | No Data | No Data | No Data | No Data | No Data | 8 | 33.7615 | 5.915 | 22.188 | -24.4 | -40.5601
2018-09-11 10:00 | No Data | No Data | No Data | No Data | -27.4846 | -28.2428 | No Data | No Data | No Data | No Data | No Data | No Data | No Data | No Data | 41.6 | 56.6138 | -27.755 | -31.7752 | -60.3 | -65.3154
2018-09-11 10:30 | No Data | No Data | No Data | No Data | -31.3787 | -31.3922 | No Data | No Data | No Data | No Data | No Data | No Data | No Data | No Data | 62.4 | 72.8527 | -46.865 | -48.8124 | -79.2 | -81.7354
2018-09-11 11:00 | No Data | No Data | No Data | No Data | -38.41 | -38.4235 | No Data | No Data | No Data | No Data | No Data | No Data | No Data | No Data | 64.8 | 74.7187 | -48.23 | -50.2502 | -82.5 | -83.4907
2018-09-11 11:30 | No Data | No Data | No Data | No Data | -51.3252 | -52.1194 | No Data | No Data | No Data | No Data | No Data | No Data | No Data | No Data | 69.2 | 77.2787 | -47.32 | -49.5094 | -80.9 | -83.4569
2018-09-11 12:00 | No Data | No Data | No Data | No Data | -51.3252 | -52.1194 | No Data | No Data | No Data | No Data | No Data | No Data | No Data | No Data | 67.6 | 76.5882 | -49.14 | -50.8807 | -82.7 | -85.014
2018-09-11 12:30 | No Data | No Data | No Data | No Data | -50.0923 | -50.9254 | No Data | No Data | No Data | No Data | No Data | No Data | No Data | No Data | 62.4 | 71.8409 | -48.23 | -50.3798 | -79.3 | -83.4701
2018-09-11 13:00 | No Data | No Data | No Data | No Data | -51.8868 | -52.6915 | No Data | No Data | No Data | No Data | No Data | No Data | No Data | No Data | 63.2 | 72.3414 | -50.05 | -51.878 | -83.1 | -85.6879
2018-09-11 13:30 | No Data | No Data | No Data | No Data | -50.0923 | -50.9254 | No Data | No Data | No Data | No Data | No Data | No Data | No Data | No Data | 63.2 | 71.2045 | -45.045 | -47.4816 | -79.6 | -82.5843
2018-09-11 14:00 | No Data | No Data | No Data | No Data | -49.9458 | -50.7813 | No Data | No Data | No Data | No Data | No Data | No Data | No Data | No Data | 62.4 | 71.6436 | -45.955 | -48.2064 | -79.3 | -81.9069
2018-09-11 14:30 | No Data | No Data | No Data | No Data | -50.5074 | -51.2529 | No Data | No Data | No Data | No Data | No Data | No Data | No Data | No Data | 56.8 | 67.2476 | -43.225 | -46.2245 | -74.8 | -78.1977
2018-09-11 15:00 | No Data | No Data | No Data | No Data | -44.8676 | -45.8479 | No Data | No Data | No Data | No Data | No Data | No Data | No Data | No Data | 44.4 | 55.6805 | -29.575 | -34.967 | -61.8 | -66.7404
2018-09-11 15:30 | No Data | No Data | No Data | No Data | -38.9227 | -38.9714 | No Data | No Data | No Data | No Data | No Data | No Data | No Data | No Data | 7.2 | 28.9109 | 5.46 | 25.1694 | -23.2 | -40.4401
2018-09-11 16:00 | No Data | No Data | No Data | No Data | -38.5565 | -38.7226 | No Data | No Data | No Data | No Data | No Data | No Data | No Data | No Data | 13.2 | 29.8744 | 2.73 | 26.9835 | -22.2 | -40.1049
2018-09-11 16:30 | No Data | No Data | No Data | No Data | -28.6686 | -28.6687 | No Data | No Data | No Data | No Data | No Data | No Data | No Data | No Data | -8 | -23.4094 | 23.66 | 39.3121 | 12.6 | 41.8422
2018-09-11 17:00 | No Data | No Data | No Data | No Data | -28.8762 | -29.1652 | No Data | No Data | No Data | No Data | No Data | No Data | No Data | No Data | 2.4 | 27.247 | 14.105 | 29.5225 | 24.8 | 47.5752
2018-09-11 17:30 | No Data | No Data | No Data | No Data | -24.2618 | -24.6051 | No Data | No Data | No Data | No Data | No Data | No Data | No Data | No Data | 6 | 25.5155 | 10.01 | 31.2231 | 38 | 56.4171
2018-09-11 18:00 | No Data | No Data | No Data | No Data | -15.082 | -15.2151 | No Data | No Data | No Data | No Data | No Data | No Data | No Data | No Data | 10 | 29.3557 | 5.915 | 30.607 | 36.8 | 56.9017
2018-09-11 18:30 | No Data | No Data | No Data | No Data | -18.9273 | -19.3055 | No Data | No Data | No Data | No Data | No Data | No Data | No Data | No Data | 9.6 | 26.5932 | 6.825 | 30.7958 | 38.4 | 58.1743
2018-09-11 19:00 | No Data | No Data | No Data | No Data | -23.4928 | -23.7517 | No Data | No Data | No Data | No Data | No Data | No Data | No Data | No Data | 8 | 28.736 | 5.46 | 29.6275 | 37 | 57.4126
2018-09-11 19:30 | No Data | No Data | No Data | No Data | -22.5162 | -26.3834 | No Data | No Data | No Data | No Data | No Data | No Data | No Data | No Data | 10 | 32.3827 | 2.275 | 26.4527 | 31.2 | 52.5617
2018-09-11 20:00 | No Data | No Data | No Data | No Data | -24.1032 | -25.9813 | No Data | No Data | No Data | No Data | No Data | No Data | No Data | No Data | 6.8 | 33.4975 | 4.095 | 25.807 | 33.8 | 54.3018
2018-09-11 20:30 | No Data | No Data | No Data | No Data | -28.51 | -29.5724 | No Data | No Data | No Data | No Data | No Data | No Data | No Data | No Data | 14 | 40.4969 | -3.64 | -19.4536 | 25.6 | 44.8286
2018-09-11 21:00 | No Data | No Data | No Data | No Data | -20.9293 | -24.6288 | No Data | No Data | No Data | No Data | No Data | No Data | No Data | No Data | 12.8 | 38.9625 | -2.73 | -22.4615 | 23.8 | 46.3733
2018-09-11 21:30 | No Data | No Data | No Data | No Data | -12.8237 | -19.7968 | No Data | No Data | No Data | No Data | No Data | No Data | No Data | No Data | -1.6 | -33.2385 | 10.92 | 25.646 | 40.7 | 57.5585
2018-09-11 22:00 | No Data | No Data | No Data | No Data | -14.9233 | -16.263 | No Data | No Data | No Data | No Data | No Data | No Data | No Data | No Data | -11.2 | -31.2743 | 20.93 | 34.7621 | 50.4 | 65.9069
2018-09-11 22:30 | No Data | No Data | No Data | No Data | -11.6396 | -13.3139 | No Data | No Data | No Data | No Data | No Data | No Data | No Data | No Data | -7.6 | -30.5601 | 16.835 | 32.0735 | 51 | 66.4512
2018-09-11 23:00 | No Data | No Data | No Data | No Data | 0.0061036 | 8.1605 | No Data | No Data | No Data | No Data | No Data | No Data | No Data | No Data | -9.6 | -28.4675 | 18.655 | 36.1288 | 56.3 | 71.8251
2018-09-11 23:30 | No Data | No Data | No Data | No Data | 11.7372 | 16.3506 | No Data | No Data | No Data | No Data | No Data | No Data | No Data | No Data | 1.2 | 22.0327 | 10.01 | 36.437 | 60.1 | 73.8986
2018-09-12 | No Data | No Data | No Data | No Data | 5.9876 | 13.6899 | No Data | No Data | No Data | No Data | No Data | No Data | No Data | No Data | -4.8 | -28.8028 | 15.47 | 34.1856 | 59.2 | 72.8146
2018-09-12 00:30 | No Data | No Data | No Data | No Data | -4.2664 | -9.5673 | No Data | No Data | No Data | No Data | No Data | No Data | No Data | No Data | -0.8 | -30.0958 | 12.74 | 31.3686 | 52.5 | 66.1233
2018-09-12 01:00 | No Data | No Data | No Data | No Data | -1.0315 | -10.567 | No Data | No Data | No Data | No Data | No Data | No Data | No Data | No Data | -3.2 | -30.1702 | 11.83 | 29.753 | 48.4 | 64.148
2018-09-12 01:30 | No Data | No Data | No Data | No Data | -4.8768 | -9.7276 | No Data | No Data | No Data | No Data | No Data | No Data | No Data | No Data | 20.8 | 43.3202 | -10.465 | -23.4226 | 22.6 | 44.0409
2018-09-12 02:00 | No Data | No Data | No Data | No Data | -11.5908 | -15.9997 | No Data | No Data | No Data | No Data | No Data | No Data | No Data | No Data | 46.4 | 63.3972 | -36.855 | -39.4619 | -7.5 | -33.4516
2018-09-12 02:30 | No Data | No Data | No Data | No Data | -19.9039 | -21.8152 | No Data | No Data | No Data | No Data | No Data | No Data | No Data | No Data | 44.8 | 62.7936 | -36.4 | -38.4495 | -9.1 | -33.2688
2018-09-12 03:00 | No Data | No Data | No Data | No Data | -12.8725 | -18.7917 | No Data | No Data | No Data | No Data | No Data | No Data | No Data | No Data | 44 | 64.2358 | -34.125 | -35.8296 | -8.3 | -31.8987
2018-09-12 03:30 | No Data | No Data | No Data | No Data | -10.5653 | -19.0901 | No Data | No Data | No Data | No Data | No Data | No Data | No Data | No Data | 38.4 | 58.0992 | -29.12 | -32.5572 | -5.1 | -35.0728
2018-09-12 04:00 | No Data | No Data | No Data | No Data | -15.8511 | -20.52 | No Data | No Data | No Data | No Data | No Data | No Data | No Data | No Data | 40.4 | 58.2766 | -31.395 | -35.203 | -7.2 | -36.3208
2018-09-12 04:30 | No Data | No Data | No Data | No Data | -16.1074 | -20.7186 | No Data | No Data | No Data | No Data | No Data | No Data | No Data | No Data | 40.8 | 59.4212 | -32.76 | -35.6675 | -8 | -35.318
2018-09-12 05:00 | No Data | No Data | No Data | No Data | -11.1879 | -16.9447 | No Data | No Data | No Data | No Data | No Data | No Data | No Data | No Data | 20.8 | 45.7961 | -13.65 | -23.4843 | 12.6 | 40.4144
2018-09-12 05:30 | No Data | No Data | No Data | No Data | -2.4109 | -14.8638 | No Data | No Data | No Data | No Data | No Data | No Data | No Data | No Data | 1.2 | 36.4198 | 8.19 | 24.6079 | 37 | 54.4152
2018-09-12 06:00 | No Data | No Data | No Data | No Data | 0.0061036 | 12.665 | No Data | No Data | No Data | No Data | No Data | No Data | No Data | No Data | 3.6 | 34.9857 | 5.46 | 23.396 | 36.6 | 54.1041
2018-09-12 06:30 | No Data | No Data | No Data | No Data | 10.248 | 16.1782 | No Data | No Data | No Data | No Data | No Data | No Data | No Data | No Data | 1.2 | 32.0225 | 8.19 | 26.3311 | 43.5 | 57.9532
2018-09-12 07:00 | No Data | No Data | No Data | No Data | 18.2925 | 21.9073 | No Data | No Data | No Data | No Data | No Data | No Data | No Data | No Data | 7.2 | 27.7503 | 1.82 | 28.7227 | 35.8 | 53.7555
2018-09-12 07:30 | No Data | No Data | No Data | No Data | 17.377 | 21.121 | No Data | No Data | No Data | No Data | No Data | No Data | No Data | No Data | -5.6 | -27.3788 | 12.74 | 31.3686 | 23.2 | 47.8067
2018-09-12 08:00 | No Data | No Data | No Data | No Data | 16.9131 | 19.6006 | No Data | No Data | No Data | No Data | No Data | No Data | No Data | No Data | -16.4 | -33.8396 | 18.655 | 30.4884 | 7.9 | 35.4904
2018-09-12 08:30 | No Data | No Data | No Data | No Data | 17.1695 | 21.0702 | No Data | No Data | No Data | No Data | No Data | No Data | No Data | No Data | -19.6 | -38.8988 | 24.57 | 31.6936 | -0.9 | -30.4237
2018-09-12 09:00 | No Data | No Data | No Data | No Data | 11.7372 | 16.6768 | No Data | No Data | No Data | No Data | No Data | No Data | No Data | No Data | -30 | -44.7464 | 34.125 | 39.5641 | 2.4 | 30.1955
2018-09-12 09:30 | No Data | No Data | No Data | No Data | -2.472 | -10.6487 | No Data | No Data | No Data | No Data | No Data | No Data | No Data | No Data | -26.4 | -43.6807 | 30.94 | 35.6675 | -2.8 | -27.2443
2018-09-12 10:00 | No Data | No Data | No Data | No Data | -5.3895 | -14.4748 | No Data | No Data | No Data | No Data | No Data | No Data | No Data | No Data | -25.2 | -42.3207 | 28.665 | 34.2007 | -3.2 | -31.425
2018-09-12 10:30 | No Data | No Data | No Data | No Data | -9.1859 | -14.5894 | No Data | No Data | No Data | No Data | No Data | No Data | No Data | No Data | -24.4 | -43.1592 | 27.3 | 32.0735 | 0 | 31.213
2018-09-12 11:00 | No Data | No Data | No Data | No Data | -14.9722 | -18.7491 | No Data | No Data | No Data | No Data | No Data | No Data | No Data | No Data | -26.8 | -42.6671 | 30.485 | 35.5046 | -2.4 | -31.691
2018-09-12 11:30 | No Data | No Data | No Data | No Data | -9.2348 | -16.5139 | No Data | No Data | No Data | No Data | No Data | No Data | No Data | No Data | -25.2 | -42.3207 | 28.21 | 33.5715 | 0.3 | 32.7014
2018-09-12 12:00 | No Data | No Data | No Data | No Data | -10.1625 | -16.6895 | No Data | No Data | No Data | No Data | No Data | No Data | No Data | No Data | -28 | -43.1259 | 32.305 | 37.5341 | -4.2 | -31.8611
2018-09-12 12:30 | No Data | No Data | No Data | No Data | -6.8788 | -19.178 | No Data | No Data | No Data | No Data | No Data | No Data | No Data | No Data | -20 | -41.8836 | 23.66 | 28.7767 | 3.5 | 32.2895
2018-09-12 13:00 | No Data | No Data | No Data | No Data | 2.0447 | 19.6929 | No Data | No Data | No Data | No Data | No Data | No Data | No Data | No Data | -16 | -40.4949 | 20.475 | 26.2208 | 4.4 | 31.9049
2018-09-12 13:30 | No Data | No Data | No Data | No Data | -8.6244 | -13.1344 | No Data | No Data | No Data | No Data | No Data | No Data | No Data | No Data | -14.8 | -39.2938 | 18.2 | 24.4856 | -14.5 | -33.952
2018-09-12 14:00 | No Data | No Data | No Data | No Data | -1.8006 | -13.8083 | No Data | No Data | No Data | No Data | No Data | No Data | No Data | No Data | -11.6 | -38.9667 | 14.56 | 22.6039 | -2 | -32.4617
2018-09-12 14:30 | No Data | No Data | No Data | No Data | -13.1777 | -17.6876 | No Data | No Data | No Data | No Data | No Data | No Data | No Data | No Data | -13.6 | -39.2326 | 16.38 | 23.1648 | -13.1 | -33.8386
2018-09-12 15:00 | No Data | No Data | No Data | No Data | 7.5257 | 22.5286 | No Data | No Data | No Data | No Data | No Data | No Data | No Data | No Data | 0.4 | 40.402 | 5.915 | 17.4153 | -8.8 | -31.552
2018-09-12 15:30 | No Data | No Data | No Data | No Data | -0.82399 | -13.1547 | No Data | No Data | No Data | No Data | No Data | No Data | No Data | No Data | -6.8 | -36.6366 | 13.195 | 22.4799 | -8.8 | -33.188
2018-09-12 16:00 | No Data | No Data | No Data | No Data | 5.1698 | 14.2578 | No Data | No Data | No Data | No Data | No Data | No Data | No Data | No Data | 5.6 | 37.2236 | 0.455 | 18.7436 | 4.7 | 32.9947
2018-09-12 16:30 | No Data | No Data | No Data | No Data | 13.9956 | 21.8028 | No Data | No Data | No Data | No Data | No Data | No Data | No Data | No Data | -7.2 | -37.1053 | 11.83 | 22.8635 | -11 | -32.6112
2018-09-12 17:00 | No Data | No Data | No Data | No Data | 28.5466 | 34.6199 | No Data | No Data | No Data | No Data | No Data | No Data | No Data | No Data | 7.2 | 34.754 | -1.365 | -22.7909 | 16.5 | 41.4276
2018-09-12 17:30 | No Data | No Data | No Data | No Data | 26.5568 | 32.9117 | No Data | No Data | No Data | No Data | No Data | No Data | No Data | No Data | 4 | 28.2843 | 0.91 | 27.3152 | 27.7 | 50.2285
2018-09-12 18:00 | No Data | No Data | No Data | No Data | 27.9362 | 33.0163 | No Data | No Data | No Data | No Data | No Data | No Data | No Data | No Data | -1.6 | -25.2507 | 9.1 | 30.9433 | 38.7 | 58.5226
2018-09-12 18:30 | No Data | No Data | No Data | No Data | 43.061 | 47.9205 | No Data | No Data | No Data | No Data | No Data | No Data | No Data | No Data | 5.6 | 25.0344 | 1.365 | 30.9701 | 33 | 56.1263
2018-09-12 19:00 | No Data | No Data | No Data | No Data | 49.1646 | 53.4723 | No Data | No Data | No Data | No Data | No Data | No Data | No Data | No Data | 2 | 27.2734 | 3.185 | 28.8414 | 35.2 | 56.5796
2018-09-12 19:30 | No Data | No Data | No Data | No Data | 45.4658 | 50.0926 | No Data | No Data | No Data | No Data | No Data | No Data | No Data | No Data | 1.6 | 28.4 | 5.46 | 28.287 | 38.6 | 57.1172
2018-09-12 20:00 | No Data | No Data | No Data | No Data | 39.6307 | 45.7808 | No Data | No Data | No Data | No Data | No Data | No Data | No Data | No Data | -6 | -29.4184 | 12.74 | 29.7147 | 45.3 | 61.3007
2018-09-12 20:30 | No Data | No Data | No Data | No Data | 33.8811 | 42.3945 | No Data | No Data | No Data | No Data | No Data | No Data | No Data | No Data | -11.6 | -29.5703 | 15.47 | 32.1734 | 50 | 65.4281
2018-09-12 21:00 | No Data | No Data | No Data | No Data | 26.0441 | 35.2794 | No Data | No Data | No Data | No Data | No Data | No Data | No Data | No Data | -17.2 | -31.5087 | 23.205 | 36.1775 | 55.2 | 69.9717
2018-09-12 21:30 | No Data | No Data | No Data | No Data | 29.572 | 37.9585 | No Data | No Data | No Data | No Data | No Data | No Data | No Data | No Data | -21.2 | -34.4859 | 28.21 | 39.895 | 62.8 | 75.2183
2018-09-12 22:00 | No Data | No Data | No Data | No Data | 27.8874 | 36.6613 | No Data | No Data | No Data | No Data | No Data | No Data | No Data | No Data | -24.4 | -38.0526 | 29.575 | 39.0373 | 64.2 | 75.9071
2018-09-12 22:30 | No Data | No Data | No Data | No Data | 33.3196 | 40.9456 | No Data | No Data | No Data | No Data | No Data | No Data | No Data | No Data | -21.6 | -35.0474 | 29.12 | 40.2283 | 64.7 | 76.4368
2018-09-12 23:00 | No Data | No Data | No Data | No Data | 33.4783 | 41.4314 | No Data | No Data | No Data | No Data | No Data | No Data | No Data | No Data | -33.6 | -40.3822 | 40.95 | 50.7809 | 83.5 | 92.9788
2018-09-12 23:30 | No Data | No Data | No Data | No Data | 40.1923 | 44.2507 | No Data | No Data | No Data | No Data | No Data | No Data | No Data | No Data | -24 | -29.0682 | 36.4 | 51.4774 | 89.2 | 98.2133
2018-09-13 | No Data | No Data | No Data | No Data | 32.6482 | 38.3711 | No Data | No Data | No Data | No Data | No Data | No Data | No Data | No Data | -28.4 | -34.9674 | 38.22 | 51.5417 | 87.3 | 96.6191
2018-09-13 00:30 | No Data | No Data | No Data | No Data | 24.9088 | 33.0986 | No Data | No Data | No Data | No Data | No Data | No Data | No Data | No Data | -30.8 | -39.2938 | 41.405 | 52.1586 | 84.8 | 93.846
2018-09-13 01:00 | No Data | No Data | No Data | No Data | 15.2163 | 25.1316 | No Data | No Data | No Data | No Data | No Data | No Data | No Data | No Data | -27.6 | -39.602 | 35.49 | 44.2264 | 75.6 | 84.9753
2018-09-13 01:30 | No Data | No Data | No Data | No Data | 17.1206 | 26.3283 | No Data | No Data | No Data | No Data | No Data | No Data | No Data | No Data | -21.6 | -35.6808 | 34.125 | 43.1387 | 73.1 | 82.9001
2018-09-13 02:00 | No Data | No Data | No Data | No Data | 14.1909 | 21.6969 | No Data | No Data | No Data | No Data | No Data | No Data | No Data | No Data | -80.8 | -81.5725 | 93.73 | 98.9936 | 132.4 | 137.7453
2018-09-13 02:30 | No Data | No Data | No Data | No Data | 15.9365 | 27.0007 | No Data | No Data | No Data | No Data | No Data | No Data | No Data | No Data | -78.4 | -79.3746 | 88.725 | 94.1157 | 126.1 | 130.9972
2018-09-13 03:00 | No Data | No Data | No Data | No Data | 8.246 | 23.3037 | No Data | No Data | No Data | No Data | No Data | No Data | No Data | No Data | -34.8 | -46.7384 | 45.5 | 50.8705 | 76 | 84.7924
2018-09-13 03:30 | No Data | No Data | No Data | No Data | 11.6274 | 26.3003 | No Data | No Data | No Data | No Data | No Data | No Data | No Data | No Data | -32.8 | -46.1042 | 39.13 | 45.2628 | 69.9 | 80.2395
2018-09-13 04:00 | No Data | No Data | No Data | No Data | 11.6274 | 26.3003 | No Data | No Data | No Data | No Data | No Data | No Data | No Data | No Data | -34.8 | -46.2082 | 42.77 | 48.6595 | 73 | 82.9065
2018-09-13 04:30 | No Data | No Data | No Data | No Data | 17.4258 | 33.8522 | No Data | No Data | No Data | No Data | No Data | No Data | No Data | No Data | -37.6 | -47.1203 | 46.41 | 52.3013 | 75.8 | 85.4785
2018-09-13 05:00 | No Data | No Data | No Data | No Data | 15.5825 | 29.6094 | No Data | No Data | No Data | No Data | No Data | No Data | No Data | No Data | -33.2 | -44.5583 | 42.77 | 49.325 | 73.5 | 83.2061
2018-09-13 05:30 | No Data | No Data | No Data | No Data | 19.4766 | 31.8314 | No Data | No Data | No Data | No Data | No Data | No Data | No Data | No Data | -31.2 | -41.3918 | 40.95 | 48.4719 | 74.1 | 83.7365
2018-09-13 06:00 | No Data | No Data | No Data | No Data | 23.8834 | 34.7033 | No Data | No Data | No Data | No Data | No Data | No Data | No Data | No Data | -24.8 | -33.1518 | 33.67 | 44.8146 | 72.9 | 83.5896
2018-09-13 06:30 | No Data | No Data | No Data | No Data | 30.5974 | 38.5092 | No Data | No Data | No Data | No Data | No Data | No Data | No Data | No Data | -16.8 | -26.1197 | 25.025 | 41.2246 | 68.3 | 80.1761
2018-09-13 07:00 | No Data | No Data | No Data | No Data | 29.987 | 34.1088 | No Data | No Data | No Data | No Data | No Data | No Data | No Data | No Data | -1.2 | -20.8346 | 12.285 | 34.9877 | 51 | 65.0007
2018-09-13 07:30 | No Data | No Data | No Data | No Data | 31.0124 | 33.5966 | No Data | No Data | No Data | No Data | No Data | No Data | No Data | No Data | -13.2 | -29.8744 | 16.835 | 30.5393 | 32.3 | 48.8144
2018-09-13 08:00 | No Data | No Data | No Data | No Data | 36.2371 | 38.4719 | No Data | No Data | No Data | No Data | No Data | No Data | No Data | No Data | -25.6 | -37.9389 | 29.575 | 37.5919 | 23.6 | 41.6915
2018-09-13 08:30 | No Data | No Data | No Data | No Data | 32.343 | 34.8286 | No Data | No Data | No Data | No Data | No Data | No Data | No Data | No Data | -51.6 | -56.7408 | 55.965 | 60.7608 | 37.1 | 49.6529
2018-09-13 09:00 | No Data | No Data | No Data | No Data | 24.7013 | 31.5244 | No Data | No Data | No Data | No Data | No Data | No Data | No Data | No Data | -60 | -63.5031 | 61.88 | 66.854 | 38.4 | 53.7431
2018-09-13 09:30 | No Data | No Data | No Data | No Data | 21.8814 | 29.3671 | No Data | No Data | No Data | No Data | No Data | No Data | No Data | No Data | -64 | -67.2952 | 66.43 | 71.149 | 35.5 | 50.9883
2018-09-13 10:00 | No Data | No Data | No Data | No Data | 14.4472 | 26.2818 | No Data | No Data | No Data | No Data | No Data | No Data | No Data | No Data | -66 | -68.8488 | 66.885 | 71.574 | 33.2 | 50.3098
2018-09-13 10:30 | No Data | No Data | No Data | No Data | 11.3222 | 24.7022 | No Data | No Data | No Data | No Data | No Data | No Data | No Data | No Data | -68 | -69.6781 | 71.435 | 77.4904 | 36 | 54.8631
2018-09-13 11:00 | No Data | No Data | No Data | No Data | 3.8392 | 19.9715 | No Data | No Data | No Data | No Data | No Data | No Data | No Data | No Data | -65.2 | -64.6467 | 65.065 | 72.6434 | 33.9 | 55.6239
2018-09-13 11:30 | No Data | No Data | No Data | No Data | 1.3245 | 19.887 | No Data | No Data | No Data | No Data | No Data | No Data | No Data | No Data | 16 | 40.0899 | -18.2 | -24.4856 | -51.7 | -58.653
2018-09-13 12:00 | No Data | No Data | No Data | No Data | 4.8646 | 20.4304 | No Data | No Data | No Data | No Data | No Data | No Data | No Data | No Data | -43.6 | -47.2474 | 40.95 | 47.523 | 9.5 | 39.4606
2018-09-13 12:30 | No Data | No Data | No Data | No Data | 4.8157 | 20.4188 | No Data | No Data | No Data | No Data | No Data | No Data | No Data | No Data | -45.6 | -51.9076 | 45.5 | 51.284 | 9.4 | 37.9816
2018-09-13 13:00 | No Data | No Data | No Data | No Data | 9.8939 | 24.1701 | No Data | No Data | No Data | No Data | No Data | No Data | No Data | No Data | 2.4 | 36.4022 | -1.82 | -16.9331 | -35 | -45.5171
2018-09-13 13:30 | No Data | No Data | No Data | No Data | 7.4281 | 21.7718 | No Data | No Data | No Data | No Data | No Data | No Data | No Data | No Data | -18.8 | -38.4083 | 21.385 | 30.5664 | -10.3 | -36.58
2018-09-13 14:00 | No Data | No Data | No Data | No Data | 11.1757 | 24.8097 | No Data | No Data | No Data | No Data | No Data | No Data | No Data | No Data | -31.6 | -41.9562 | 32.305 | 40.0426 | 0.1 | 36.3001
2018-09-13 14:30 | No Data | No Data | No Data | No Data | 12.604 | 25.4849 | No Data | No Data | No Data | No Data | No Data | No Data | No Data | No Data | -2 | -34.4209 | 1.365 | 17.7974 | -31.1 | -43.42
2018-09-13 15:00 | No Data | No Data | No Data | No Data | 17.3281 | 28.1227 | No Data | No Data | No Data | No Data | No Data | No Data | No Data | No Data | -58 | -61.7531 | 59.605 | 65.0029 | 26.3 | 46.4605
2018-09-13 15:30 | No Data | No Data | No Data | No Data | 20.1968 | 28.6751 | No Data | No Data | No Data | No Data | No Data | No Data | No Data | No Data | -66.4 | -68.6929 | 70.525 | 75.9577 | 37.2 | 53.6078
2018-09-13 16:00 | No Data | No Data | No Data | No Data | 26.9108 | 32.6634 | No Data | No Data | No Data | No Data | No Data | No Data | No Data | No Data | -65.2 | -67.4305 | 66.885 | 72.7687 | 43.3 | 58.4755
2018-09-13 16:30 | No Data | No Data | No Data | No Data | 32.5505 | 37.4465 | No Data | No Data | No Data | No Data | No Data | No Data | No Data | No Data | -73.6 | -74.7743 | 75.985 | 81.7039 | 59.2 | 71.6152
2018-09-13 17:00 | No Data | No Data | No Data | No Data | 38.703 | 42.9025 | No Data | No Data | No Data | No Data | No Data | No Data | No Data | No Data | -66.4 | -68.3005 | 69.16 | 74.8651 | 69.7 | 80.814
2018-09-13 17:30 | No Data | No Data | No Data | No Data | 49.6162 | 52.9573 | No Data | No Data | No Data | No Data | No Data | No Data | No Data | No Data | -81.2 | -81.2158 | 84.175 | 92.6347 | 106.9 | 116.6955
2018-09-13 18:00 | No Data | No Data | No Data | No Data | 53.2662 | 56.3914 | No Data | No Data | No Data | No Data | No Data | No Data | No Data | No Data | -74.4 | -74.4172 | 79.17 | 88.7192 | 111.1 | 120.2082
2018-09-13 18:30 | No Data | No Data | No Data | No Data | 57.673 | 61.2662 | No Data | No Data | No Data | No Data | No Data | No Data | No Data | No Data | -32 | -35.7771 | 39.13 | 51.0331 | 72.3 | 84.9497
2018-09-13 19:00 | No Data | No Data | No Data | No Data | 59.5651 | 62.4082 | No Data | No Data | No Data | No Data | No Data | No Data | No Data | No Data | -30 | -35.404 | 38.22 | 49.4612 | 74.3 | 85.4973
2018-09-13 19:30 | No Data | No Data | No Data | No Data | 63.1052 | 66.2771 | No Data | No Data | No Data | No Data | No Data | No Data | No Data | No Data | -32 | -38.166 | 42.315 | 52.4199 | 79 | 89.5647
2018-09-13 20:00 | No Data | No Data | No Data | No Data | 59.3088 | 63.2929 | No Data | No Data | No Data | No Data | No Data | No Data | No Data | No Data | -34.8 | -39.94 | 46.41 | 55.7779 | 81.6 | 92.0506
2018-09-13 20:30 | No Data | No Data | No Data | No Data | 53.6202 | 57.9964 | No Data | No Data | No Data | No Data | No Data | No Data | No Data | No Data | -29.6 | -39.1346 | 41.405 | 50.1017 | 75.3 | 85.406
2018-09-13 21:00 | No Data | No Data | No Data | No Data | 46.4424 | 53.175 | No Data | No Data | No Data | No Data | No Data | No Data | No Data | No Data | -36.4 | -43.1648 | 46.41 | 55.0324 | 81.7 | 91.7722
2018-09-13 21:30 | No Data | No Data | No Data | No Data | 48.0781 | 54.6095 | No Data | No Data | No Data | No Data | No Data | No Data | No Data | No Data | -35.2 | -42.1578 | 45.045 | 54.3911 | 82.4 | 92.532
2018-09-13 22:00 | No Data | No Data | No Data | No Data | 39.0082 | 46.8223 | No Data | No Data | No Data | No Data | No Data | No Data | No Data | No Data | -30.4 | -41.3299 | 40.495 | 48.335 | 73 | 83.2887
2018-09-13 22:30 | No Data | No Data | No Data | No Data | 42.4506 | 49.7267 | No Data | No Data | No Data | No Data | No Data | No Data | No Data | No Data | -26.8 | -36.787 | 36.855 | 46.4122 | 76.5 | 86.3728
2018-09-13 23:00 | No Data | No Data | No Data | No Data | 37.0062 | 43.2925 | No Data | No Data | No Data | No Data | No Data | No Data | No Data | No Data | -26.8 | -34.9285 | 38.22 | 48.3265 | 82.1 | 91.7236
2018-09-13 23:30 | No Data | No Data | No Data | No Data | 38.6053 | 42.5952 | No Data | No Data | No Data | No Data | No Data | No Data | No Data | No Data | -21.2 | -27.8108 | 32.76 | 48.9712 | 88.5 | 97.7471
2018-09-14 | No Data | No Data | No Data | No Data | 22.9679 | 28.201 | No Data | No Data | No Data | No Data | No Data | No Data | No Data | No Data | -13.6 | -25.5249 | 23.66 | 41.8995 | 75 | 86.2047
2018-09-14 00:30 | No Data | No Data | No Data | No Data | 7.1229 | 17.8468 | No Data | No Data | No Data | No Data | No Data | No Data | No Data | No Data | 30.4 | 47.4249 | -20.475 | -31.2893 | 24.2 | 44.3788
2018-09-14 01:00 | No Data | No Data | No Data | No Data | 0.0061036 | 16.3638 | No Data | No Data | No Data | No Data | No Data | No Data | No Data | No Data | 30.4 | 51.2016 | -19.565 | -27.0333 | 19.3 | 39.27
2018-09-14 01:30 | No Data | No Data | No Data | No Data | 0.0061036 | 14.5693 | No Data | No Data | No Data | No Data | No Data | No Data | No Data | No Data | 33.2 | 52.912 | -20.475 | -25.939 | 17.5 | 38.4173
2018-09-14 02:00 | No Data | No Data | No Data | No Data | -9.4911 | -15.9932 | No Data | No Data | No Data | No Data | No Data | No Data | No Data | No Data | 31.2 | 53.2887 | -21.385 | -24.8923 | 11.7 | 33.7902
2018-09-14 02:30 | No Data | No Data | No Data | No Data | -11.8959 | -17.5275 | No Data | No Data | No Data | No Data | No Data | No Data | No Data | No Data | 33.2 | 56.0828 | -22.75 | -25.8551 | 8.7 | 31.9089
2018-09-14 03:00 | No Data | No Data | No Data | No Data | -18.9761 | -21.6954 | No Data | No Data | No Data | No Data | No Data | No Data | No Data | No Data | 31.6 | 53.8472 | -23.205 | -27.3946 | 6.7 | 34.4577
2018-09-14 03:30 | No Data | No Data | No Data | No Data | -22.9191 | -23.8977 | No Data | No Data | No Data | No Data | No Data | No Data | No Data | No Data | 33.2 | 52.6011 | -22.295 | -27.1365 | 6.2 | 35.5449
2018-09-14 04:00 | No Data | No Data | No Data | No Data | -22.9191 | -23.8977 | No Data | No Data | No Data | No Data | No Data | No Data | No Data | No Data | 34 | 54.6611 | -25.025 | -29.1839 | 3.5 | 33.7818
2018-09-14 04:30 | No Data | No Data | No Data | No Data | -20.7706 | -21.8457 | No Data | No Data | No Data | No Data | No Data | No Data | No Data | No Data | 34 | 53.1097 | -25.48 | -30.2908 | 3.3 | 35.5535
2018-09-14 05:00 | No Data | No Data | No Data | No Data | -22.8214 | -22.9484 | No Data | No Data | No Data | No Data | No Data | No Data | No Data | No Data | 35.6 | 52.3633 | -31.85 | -36.9111 | 0 | 37.5
2018-09-14 05:30 | No Data | No Data | No Data | No Data | -20.4654 | -20.6142 | No Data | No Data | No Data | No Data | No Data | No Data | No Data | No Data | 39.2 | 56.5799 | -30.94 | -35.2236 | 1.5 | 32.4557
2018-09-14 06:00 | No Data | No Data | No Data | No Data | -15.3384 | -15.9207 | No Data | No Data | No Data | No Data | No Data | No Data | No Data | No Data | 40.4 | 55.738 | -32.305 | -37.079 | 3.9 | 34.0243
2018-09-14 06:30 | No Data | No Data | No Data | No Data | -10.1015 | -10.4113 | No Data | No Data | No Data | No Data | No Data | No Data | No Data | No Data | 4 | 26.3059 | 1.82 | 28.7227 | 43.4 | 59.4983
2018-09-14 07:00 | No Data | No Data | No Data | No Data | -7.599 | -10.4154 | No Data | No Data | No Data | No Data | No Data | No Data | No Data | No Data | -65.6 | -65.6305 | 77.35 | 90.6764 | 118.2 | 126.7631
2018-09-14 07:30 | No Data | No Data | No Data | No Data | -13.8979 | -14.0019 | No Data | No Data | No Data | No Data | No Data | No Data | No Data | No Data | -68.4 | -68.4573 | 85.085 | 93.6516 | 99.4 | 108.9064
2018-09-14 08:00 | No Data | No Data | No Data | No Data | -11.4443 | -12.2308 | No Data | No Data | No Data | No Data | No Data | No Data | No Data | No Data | -49.2 | -50.4587 | 66.885 | 74.8817 | 57.6 | 70.2164
2018-09-14 08:30 | No Data | No Data | No Data | No Data | -8.4657 | -13.3018 | No Data | No Data | No Data | No Data | No Data | No Data | No Data | No Data | -26.4 | -34.6225 | 45.5 | 52.5993 | 22.6 | 41.8306
2018-09-14 09:00 | No Data | No Data | No Data | No Data | -18.0484 | -21.6498 | No Data | No Data | No Data | No Data | No Data | No Data | No Data | No Data | -18.4 | -33.1711 | 30.03 | 36.6042 | 9.8 | 35.6725
2018-09-14 09:30 | No Data | No Data | No Data | No Data | -14.0078 | -21.0714 | No Data | No Data | No Data | No Data | No Data | No Data | No Data | No Data | -16.4 | -33.8396 | 30.94 | 36.1288 | 6.8 | 31.8496
2018-09-14 10:00 | No Data | No Data | No Data | No Data | -20.5142 | -26.1124 | No Data | No Data | No Data | No Data | No Data | No Data | No Data | No Data | -15.6 | -34.5254 | 32.76 | 37.6992 | 3.3 | 31.4428
2018-09-14 10:30 | No Data | No Data | No Data | No Data | -17.1817 | -25.908 | No Data | No Data | No Data | No Data | No Data | No Data | No Data | No Data | -8.8 | -31.6481 | 30.94 | 37.6112 | -1.1 | -31.919
2018-09-14 11:00 | No Data | No Data | No Data | No Data | -28.925 | -33.5934 | No Data | No Data | No Data | No Data | No Data | No Data | No Data | No Data | -0.4 | -30.8026 | 17.745 | 25.0952 | -14.6 | -31.5778
2018-09-14 11:30 | No Data | No Data | No Data | No Data | -33.5393 | -36.5671 | No Data | No Data | No Data | No Data | No Data | No Data | No Data | No Data | -0.4 | -34.0024 | 16.835 | 23.8083 | -19.6 | -34.9195
2018-09-14 12:00 | No Data | No Data | No Data | No Data | -41.0712 | -43.0412 | No Data | No Data | No Data | No Data | No Data | No Data | No Data | No Data | -1.2 | -35.2204 | 15.47 | 21.8779 | -20.5 | -35.107
2018-09-14 12:30 | No Data | No Data | No Data | No Data | -42.6093 | -43.0822 | No Data | No Data | No Data | No Data | No Data | No Data | No Data | No Data | -6.8 | -35.8508 | 21.84 | 27.5754 | -16.5 | -33.2785
2018-09-14 13:00 | No Data | No Data | No Data | No Data | -46.8086 | -47.2461 | No Data | No Data | No Data | No Data | No Data | No Data | No Data | No Data | 1.6 | 36.4352 | 11.375 | 19.2019 | -24.1 | -37.4767
2018-09-14 13:30 | No Data | No Data | No Data | No Data | -42.0478 | -42.6736 | No Data | No Data | No Data | No Data | No Data | No Data | No Data | No Data | 5.6 | 36.8283 | 10.465 | 20.2104 | -29.6 | -40.7451
2018-09-14 14:00 | No Data | No Data | No Data | No Data | -39.1791 | -40.173 | No Data | No Data | No Data | No Data | No Data | No Data | No Data | No Data | 1.6 | 36.4352 | 13.195 | 20.6812 | -18.9 | -35.2037
2018-09-14 14:30 | No Data | No Data | No Data | No Data | -39.0692 | -40.653 | No Data | No Data | No Data | No Data | No Data | No Data | No Data | No Data | 7.2 | 37.1053 | 6.825 | 17.745 | -24.5 | -37.2055
2018-09-14 15:00 | No Data | No Data | No Data | No Data | -29.6941 | -32.467 | No Data | No Data | No Data | No Data | No Data | No Data | No Data | No Data | 2 | 34.8574 | 8.645 | 18.5214 | -18.4 | -34.2603
2018-09-14 15:30 | No Data | No Data | No Data | No Data | -25.6901 | -29.0645 | No Data | No Data | No Data | No Data | No Data | No Data | No Data | No Data | -1.6 | -34.8368 | 13.65 | 23.1156 | -19.7 | -33.5847
2018-09-14 16:00 | No Data | No Data | No Data | No Data | -23.0777 | -25.9914 | No Data | No Data | No Data | No Data | No Data | No Data | No Data | No Data | -9.2 | -33.6809 | 18.655 | 27.699 | -7.4 | -30.7085
2018-09-14 16:30 | No Data | No Data | No Data | No Data | -17.2793 | -21.9548 | No Data | No Data | No Data | No Data | No Data | No Data | No Data | No Data | -15.6 | -35.2409 | 25.935 | 35.1058 | 0.3 | 31.1014
2018-09-14 17:00 | No Data | No Data | No Data | No Data | -9.955 | -18.4088 | No Data | No Data | No Data | No Data | No Data | No Data | No Data | No Data | -16.8 | -35.4356 | 32.76 | 38.675 | 30.5 | 46.5001
2018-09-14 17:30 | No Data | No Data | No Data | No Data | 3.2288 | 19.8508 | No Data | No Data | No Data | No Data | No Data | No Data | No Data | No Data | -22.4 | -34.3185 | 34.58 | 43.4995 | 59.1 | 71.252
2018-09-14 18:00 | No Data | No Data | No Data | No Data | 9.9428 | 25.3641 | No Data | No Data | No Data | No Data | No Data | No Data | No Data | No Data | -57.6 | -58.6788 | 76.44 | 83.7113 | 104.5 | 113.0392
2018-09-14 18:30 | No Data | No Data | No Data | No Data | 4.0467 | 23.6824 | No Data | No Data | No Data | No Data | No Data | No Data | No Data | No Data | -46.4 | -49.7691 | 62.79 | 70.8223 | 92 | 101.8513
2018-09-14 19:00 | No Data | No Data | No Data | No Data | -7.1839 | -20.3818 | No Data | No Data | No Data | No Data | No Data | No Data | No Data | No Data | -50.4 | -53.6537 | 67.795 | 74.5214 | 97.3 | 105.8593
2018-09-14 19:30 | No Data | No Data | No Data | No Data | -19.5377 | -24.9299 | No Data | No Data | No Data | No Data | No Data | No Data | No Data | No Data | -21.2 | -36.0843 | 40.04 | 47.9545 | 67 | 77.1248
2018-09-14 20:00 | No Data | No Data | No Data | No Data | -21.1246 | -24.1486 | No Data | No Data | No Data | No Data | No Data | No Data | No Data | No Data | -63.2 | -64.405 | 77.35 | 84.7278 | 107 | 115.7698
2018-09-14 20:30 | No Data | No Data | No Data | No Data | -27.7897 | -27.7897 | No Data | No Data | No Data | No Data | No Data | No Data | No Data | No Data | -24.8 | -37.7041 | 38.675 | 46.5659 | 66 | 77.9631
2018-09-14 21:00 | No Data | No Data | No Data | No Data | -30.3532 | -30.3532 | No Data | No Data | No Data | No Data | No Data | No Data | No Data | No Data | -28 | -38.4832 | 40.04 | 48.719 | 68.9 | 80.5882
2018-09-14 21:30 | No Data | No Data | No Data | No Data | -20.0504 | -20.0504 | No Data | No Data | No Data | No Data | No Data | No Data | No Data | No Data | 20.4 | 49.9552 | -7.28 | -13.1242 | 23.6 | 38.4679
2018-09-14 22:00 | No Data | No Data | No Data | No Data | -28.1071 | -28.2052 | No Data | No Data | No Data | No Data | No Data | No Data | No Data | No Data | 19.2 | 50.9557 | -6.825 | -12.4939 | 22.4 | 36.4856
2018-09-14 22:30 | No Data | No Data | No Data | No Data | -25.8488 | -27.4489 | No Data | No Data | No Data | No Data | No Data | No Data | No Data | No Data | 20.8 | 45.7961 | -7.28 | -16.2786 | 27.2 | 41.9981
2018-09-14 23:00 | No Data | No Data | No Data | No Data | -22.3087 | -24.1632 | No Data | No Data | No Data | No Data | No Data | No Data | No Data | No Data | 18.4 | 43.666 | -4.55 | -16.5623 | 34.4 | 46.6374
2018-09-14 23:30 | No Data | No Data | No Data | No Data | -7.6478 | -13.8458 | No Data | No Data | No Data | No Data | No Data | No Data | No Data | No Data | 23.6 | 39.7613 | -4.55 | -23.2005 | 43.7 | 54.8811
2018-09-15 | No Data | No Data | No Data | No Data | -7.6478 | -7.9196 | No Data | No Data | No Data | No Data | No Data | No Data | No Data | No Data | 21.6 | 43.71 | -4.55 | -18.319 | 39.8 | 50.1427
2018-09-15 00:30 | No Data | No Data | No Data | No Data | -17.3404 | -17.4619 | No Data | No Data | No Data | No Data | No Data | No Data | No Data | No Data | 20.8 | 45.0848 | -4.095 | -16.0028 | 36.6 | 48.0937
2018-09-15 01:00 | No Data | No Data | No Data | No Data | -24.152 | -24.219 | No Data | No Data | No Data | No Data | No Data | No Data | No Data | No Data | 20.4 | 45.9739 | -0.91 | -14.1343 | 33.9 | 46.5491
2018-09-15 01:30 | No Data | No Data | No Data | No Data | -26.6178 | -26.7312 | No Data | No Data | No Data | No Data | No Data | No Data | No Data | No Data | 21.2 | 48.4809 | -1.82 | -12.4191 | 32.4 | 43.8179
2018-09-15 02:00 | No Data | No Data | No Data | No Data | 0.0061036 | 4.3153 | No Data | No Data | No Data | No Data | No Data | No Data | No Data | No Data | 16.8 | 44.8642 | 1.82 | 14.2219 | 31.5 | 44.5477
2018-09-15 02:30 | No Data | No Data | No Data | No Data | -3.2898 | -5.802 | No Data | No Data | No Data | No Data | No Data | No Data | No Data | No Data | 18.8 | 48.2162 | 0 | 12.74 | 27.5 | 41.067
2018-09-15 03:00 | No Data | No Data | No Data | No Data | -28.7663 | -28.8553 | No Data | No Data | No Data | No Data | No Data | No Data | No Data | No Data | 24 | 54.0237 | -7.28 | -10.2955 | 18.1 | 33.4248
2018-09-15 03:30 | No Data | No Data | No Data | No Data | -24.9699 | -25.34 | No Data | No Data | No Data | No Data | No Data | No Data | No Data | No Data | 23.2 | 50.4508 | -8.19 | -13.2888 | 18.5 | 36.8763
2018-09-15 04:00 | No Data | No Data | No Data | No Data | -17.084 | -18.5951 | No Data | No Data | No Data | No Data | No Data | No Data | No Data | No Data | 21.2 | 51.7424 | -5.46 | -11.4023 | 19.3 | 36.772
2018-09-15 04:30 | No Data | No Data | No Data | No Data | -27.1794 | -27.4954 | No Data | No Data | No Data | No Data | No Data | No Data | No Data | No Data | 24.4 | 52.0707 | -9.1 | -12.8693 | 15 | 33.989
2018-09-15 05:00 | No Data | No Data | No Data | No Data | -29.0227 | -29.0227 | No Data | No Data | No Data | No Data | No Data | No Data | No Data | No Data | 18.8 | 48.9539 | -5.005 | -13.6879 | 19 | 36.7865
2018-09-15 05:30 | No Data | No Data | No Data | No Data | -25.0797 | -25.0797 | No Data | No Data | No Data | No Data | No Data | No Data | No Data | No Data | 14.4 | 38.7732 | -0.455 | -20.9349 | 24.2 | 45.3894
2018-09-15 06:00 | No Data | No Data | No Data | No Data | -20.5142 | -20.5142 | No Data | No Data | No Data | No Data | No Data | No Data | No Data | No Data | 16.8 | 38.643 | -0.91 | -23.2228 | 25.6 | 46.6515
2018-09-15 06:30 | No Data | No Data | No Data | No Data | -28.51 | -29.1219 | No Data | No Data | No Data | No Data | No Data | No Data | No Data | No Data | 22.4 | 41.386 | -7.28 | -23.0214 | 21.3 | 43.3881
2018-09-15 07:00 | No Data | No Data | No Data | No Data | -25.3361 | -26.1842 | No Data | No Data | No Data | No Data | No Data | No Data | No Data | No Data | -21.6 | -29.9867 | 40.95 | 53.0148 | 67.5 | 81.1804
2018-09-15 07:30 | No Data | No Data | No Data | No Data | -31.5373 | -32.731 | No Data | No Data | No Data | No Data | No Data | No Data | No Data | No Data | -20.8 | -26.9904 | 39.585 | 51.6741 | 61.4 | 77.0813
2018-09-15 08:00 | No Data | No Data | No Data | No Data | -24.921 | -25.9768 | No Data | No Data | No Data | No Data | No Data | No Data | No Data | No Data | -15.6 | -24.4295 | 33.67 | 46.3475 | 57.9 | 73.3922
2018-09-15 08:30 | No Data | No Data | No Data | No Data | -21.4908 | -22.0131 | No Data | No Data | No Data | No Data | No Data | No Data | No Data | No Data | -18.4 | -28.3746 | 36.855 | 47.2543 | 32 | 54.9735
2018-09-15 09:00 | No Data | No Data | No Data | No Data | -28.7663 | -29.1829 | No Data | No Data | No Data | No Data | No Data | No Data | No Data | No Data | -20.4 | -31.1949 | 37.31 | 45.4385 | 11.8 | 43.4336
2018-09-15 09:30 | No Data | No Data | No Data | No Data | -30.5119 | -31.3547 | No Data | No Data | No Data | No Data | No Data | No Data | No Data | No Data | -15.2 | -32.2118 | 29.12 | 36.6748 | 4.2 | 38.4302
2018-09-15 10:00 | No Data | No Data | No Data | No Data | -31.4885 | -32.3058 | No Data | No Data | No Data | No Data | No Data | No Data | No Data | No Data | -9.2 | -32.912 | 24.57 | 31.4082 | 1.7 | 38.4376
2018-09-15 10:30 | No Data | No Data | No Data | No Data | -36.8231 | -37.515 | No Data | No Data | No Data | No Data | No Data | No Data | No Data | No Data | -6.8 | -31.5417 | 21.84 | 30.2498 | -13.8 | -38.461
2018-09-15 11:00 | No Data | No Data | No Data | No Data | -35.285 | -35.4579 | No Data | No Data | No Data | No Data | No Data | No Data | No Data | No Data | -2.4 | -34.0846 | 17.29 | 25.1035 | -0.3 | -35.2013
2018-09-15 11:30 | No Data | No Data | No Data | No Data | -39.8993 | -40.0609 | No Data | No Data | No Data | No Data | No Data | No Data | No Data | No Data | -6.4 | -31.4579 | 20.475 | 28.956 | -21.7 | -38.6638
2018-09-15 12:00 | No Data | No Data | No Data | No Data | -33.7957 | -36.314 | No Data | No Data | No Data | No Data | No Data | No Data | No Data | No Data | 6 | 40.8431 | 5.915 | 14.4601 | -26.7 | -40.4605
2018-09-15 12:30 | No Data | No Data | No Data | No Data | -38.6664 | -39.9518 | No Data | No Data | No Data | No Data | No Data | No Data | No Data | No Data | -10.8 | -37.2021 | 22.75 | 30.0059 | -19.2 | -37.3181
2018-09-15 13:00 | No Data | No Data | No Data | No Data | -36.408 | -39.748 | No Data | No Data | No Data | No Data | No Data | No Data | No Data | No Data | -3.2 | -41.3241 | 13.195 | 19.989 | -5.4 | -33.1429
2018-09-15 13:30 | No Data | No Data | No Data | No Data | -31.7449 | -34.5326 | No Data | No Data | No Data | No Data | No Data | No Data | No Data | No Data | 0.4 | 37.2022 | 7.735 | 20.6161 | -35 | -45.5171
2018-09-15 14:00 | No Data | No Data | No Data | No Data | -26.3127 | -30.4569 | No Data | No Data | No Data | No Data | No Data | No Data | No Data | No Data | -2.8 | -38.5019 | 10.01 | 20.7711 | -15.9 | -36.0014
2018-09-15 14:30 | No Data | No Data | No Data | No Data | -19.9527 | -24.1153 | No Data | No Data | No Data | No Data | No Data | No Data | No Data | No Data | -4.8 | -33.1494 | 13.195 | 25.5165 | -33.2 | -45.2866
2018-09-15 15:00 | No Data | No Data | No Data | No Data | -28.9738 | -30.0455 | No Data | No Data | No Data | No Data | No Data | No Data | No Data | No Data | 6.8 | 40.1796 | -1.82 | -16.9331 | -7.1 | -33.8529
2018-09-15 15:30 | No Data | No Data | No Data | No Data | -28.9738 | -30.0455 | No Data | No Data | No Data | No Data | No Data | No Data | No Data | No Data | -5.2 | -33.9411 | 10.92 | 23.6074 | -15 | -36.3402
2018-09-15 16:00 | No Data | No Data | No Data | No Data | -15.436 | -18.7055 | No Data | No Data | No Data | No Data | No Data | No Data | No Data | No Data | -26 | -36.7696 | 31.395 | 43.1315 | 9.1 | 45.5189
2018-09-15 16:30 | No Data | No Data | No Data | No Data | -9.5888 | -10.0572 | No Data | No Data | No Data | No Data | No Data | No Data | No Data | No Data | -38 | -45.8188 | 41.86 | 51.2537 | 14.5 | 41.6083
2018-09-15 17:00 | No Data | No Data | No Data | No Data | -8.1605 | -9.3006 | No Data | No Data | No Data | No Data | No Data | No Data | No Data | No Data | -36.4 | -43.6 | 44.59 | 54.5336 | 60.7 | 74.4453
2018-09-15 17:30 | No Data | No Data | No Data | No Data | -8.4657 | -8.7356 | No Data | No Data | No Data | No Data | No Data | No Data | No Data | No Data | -32.8 | -43.3866 | 39.585 | 48.3458 | 56.1 | 70.2602
2018-09-15 18:00 | No Data | No Data | No Data | No Data | -1.593 | -8.8183 | No Data | No Data | No Data | No Data | No Data | No Data | No Data | No Data | -45.6 | -49.7932 | 54.6 | 63.4411 | 89.1 | 99.3278
2018-09-15 18:30 | No Data | No Data | No Data | No Data | 16.5591 | 27.9497 | No Data | No Data | No Data | No Data | No Data | No Data | No Data | No Data | -35.2 | -42.1578 | 43.68 | 54.3282 | 79.2 | 90.6988
2018-09-15 19:00 | No Data | No Data | No Data | No Data | 6.4515 | 21.598 | No Data | No Data | No Data | No Data | No Data | No Data | No Data | No Data | -43.6 | -47.6403 | 53.69 | 64.6116 | 91.1 | 101.4756
2018-09-15 19:30 | No Data | No Data | No Data | No Data | 3.8392 | 20.9664 | No Data | No Data | No Data | No Data | No Data | No Data | No Data | No Data | -52.8 | -55.6561 | 61.88 | 71.3349 | 97.8 | 107.698
2018-09-15 20:00 | No Data | No Data | No Data | No Data | -4.3641 | -17.7272 | No Data | No Data | No Data | No Data | No Data | No Data | No Data | No Data | -45.2 | -49.9247 | 53.235 | 62.7471 | 87.9 | 98.3424
2018-09-15 20:30 | No Data | No Data | No Data | No Data | 5.0721 | 22.3308 | No Data | No Data | No Data | No Data | No Data | No Data | No Data | No Data | -41.6 | -47.6319 | 47.32 | 57.5535 | 83.3 | 94.5356
2018-09-15 21:00 | No Data | No Data | No Data | No Data | 0.0061036 | 23.4318 | No Data | No Data | No Data | No Data | No Data | No Data | No Data | No Data | -40.8 | -46.9348 | 47.32 | 57.0404 | 81.4 | 92.8177
2018-09-15 21:30 | No Data | No Data | No Data | No Data | 10.1503 | 26.9541 | No Data | No Data | No Data | No Data | No Data | No Data | No Data | No Data | -13.6 | -39.2326 | 20.475 | 31.6348 | 57.2 | 68.8384
2018-09-15 22:00 | No Data | No Data | No Data | No Data | -5.6947 | -9.129 | No Data | No Data | No Data | No Data | No Data | No Data | No Data | No Data | -16 | -41.9695 | 22.295 | 30.8931 | 57.3 | 68.0994
2018-09-15 22:30 | No Data | No Data | No Data | No Data | 10.248 | 19.3493 | No Data | No Data | No Data | No Data | No Data | No Data | No Data | No Data | -14.8 | -38.5539 | 20.475 | 31.6348 | 61.8 | 72.3395
2018-09-15 23:00 | No Data | No Data | No Data | No Data | 12.3964 | 20.734 | No Data | No Data | No Data | No Data | No Data | No Data | No Data | No Data | -17.2 | -38.103 | 25.48 | 36.0342 | 69.4 | 78.6942
2018-09-15 23:30 | No Data | No Data | No Data | No Data | 18.2437 | 23.539 | No Data | No Data | No Data | No Data | No Data | No Data | No Data | No Data | -6 | -31.379 | 13.65 | 32.573 | 67.7 | 77.2472
2018-09-16 | No Data | No Data | No Data | No Data | 18.7076 | 21.9304 | No Data | No Data | No Data | No Data | No Data | No Data | No Data | No Data | -8.4 | -35.0223 | 14.105 | 29.923 | 65 | 74.2259
2018-09-16 00:30 | No Data | No Data | No Data | No Data | 19.733 | 22.8114 | No Data | No Data | No Data | No Data | No Data | No Data | No Data | No Data | -12.8 | -39.3406 | 19.565 | 31.0535 | 64.7 | 73.5601
2018-09-16 01:00 | No Data | No Data | No Data | No Data | 15.375 | 21.2825 | No Data | No Data | No Data | No Data | No Data | No Data | No Data | No Data | -18 | -40.6074 | 23.66 | 33.4603 | 66.6 | 75.9942
2018-09-16 01:30 | No Data | No Data | No Data | No Data | 17.4258 | 21.9435 | No Data | No Data | No Data | No Data | No Data | No Data | No Data | No Data | -49.2 | -56.8085 | 54.145 | 60.638 | 98.3 | 105.3532
2018-09-16 02:00 | No Data | No Data | No Data | No Data | 8.6122 | 17.2724 | No Data | No Data | No Data | No Data | No Data | No Data | No Data | No Data | -26 | -47.7074 | 31.395 | 37.7321 | 69.5 | 77.8605
2018-09-16 02:30 | No Data | No Data | No Data | No Data | 7.1229 | 18.9271 | No Data | No Data | No Data | No Data | No Data | No Data | No Data | No Data | -61.2 | -67.8091 | 67.795 | 72.5864 | 107 | 113.2166
2018-09-16 03:00 | No Data | No Data | No Data | No Data | 12.8115 | 24.9255 | No Data | No Data | No Data | No Data | No Data | No Data | No Data | No Data | -65.2 | -69.9005 | 70.525 | 75.3008 | 106.8 | 113.4936
2018-09-16 03:30 | No Data | No Data | No Data | No Data | 10.9194 | 23.7798 | No Data | No Data | No Data | No Data | No Data | No Data | No Data | No Data | -60.4 | -66.7437 | 65.975 | 70.4016 | 101 | 108.1247
2018-09-16 04:00 | No Data | No Data | No Data | No Data | 20.502 | 33.7629 | No Data | No Data | No Data | No Data | No Data | No Data | No Data | No Data | -64 | -68.7826 | 69.16 | 74.5214 | 104.4 | 111.552
2018-09-16 04:30 | No Data | No Data | No Data | No Data | 10.5531 | 25.4206 | No Data | No Data | No Data | No Data | No Data | No Data | No Data | No Data | -30.4 | -48.9767 | 35.035 | 40.1278 | 67 | 76.0119
2018-09-16 05:00 | No Data | No Data | No Data | No Data | 15.3262 | 27.7847 | No Data | No Data | No Data | No Data | No Data | No Data | No Data | No Data | -52.4 | -60.9852 | 60.97 | 66.08 | 92 | 99.1615
2018-09-16 05:30 | No Data | No Data | No Data | No Data | 22.5528 | 33.6471 | No Data | No Data | No Data | No Data | No Data | No Data | No Data | No Data | -54.4 | -60.6432 | 63.245 | 68.3561 | 95.4 | 102.3963
2018-09-16 06:00 | No Data | No Data | No Data | No Data | 30.4021 | 40.4079 | No Data | No Data | No Data | No Data | No Data | No Data | No Data | No Data | -48.8 | -56.0642 | 55.055 | 61.2512 | 94 | 101.167
2018-09-16 06:30 | No Data | No Data | No Data | No Data | 34.699 | 42.5154 | No Data | No Data | No Data | No Data | No Data | No Data | No Data | No Data | -39.2 | -49.8526 | 45.955 | 51.8979 | 83.1 | 89.8624
2018-09-16 07:00 | No Data | No Data | No Data | No Data | 40.2411 | 47.1475 | No Data | No Data | No Data | No Data | No Data | No Data | No Data | No Data | -83.2 | -83.898 | 95.095 | 99.7239 | 123.6 | 128.5971
2018-09-16 07:30 | No Data | No Data | No Data | No Data | 37.6287 | 44.9384 | No Data | No Data | No Data | No Data | No Data | No Data | No Data | No Data | -82.4 | -84.2587 | 92.365 | 95.937 | 95.6 | 102.3666
2018-09-16 08:00 | No Data | No Data | No Data | No Data | 43.0121 | 49.5336 | No Data | No Data | No Data | No Data | No Data | No Data | No Data | No Data | -94 | -94.8143 | 100.555 | 104.4371 | 82.8 | 89.9325
2018-09-16 08:30 | No Data | No Data | No Data | No Data | 47.8828 | 54.0306 | No Data | No Data | No Data | No Data | No Data | No Data | No Data | No Data | -95.6 | -96.6197 | 104.65 | 107.8158 | 77.2 | 83.7234
2018-09-16 09:00 | No Data | No Data | No Data | No Data | 38.8006 | 47.1085 | No Data | No Data | No Data | No Data | No Data | No Data | No Data | No Data | -90.8 | -92.4147 | 99.645 | 102.3113 | 69.8 | 76.9532
2018-09-16 09:30 | No Data | No Data | No Data | No Data | 26.7033 | 37.7728 | No Data | No Data | No Data | No Data | No Data | No Data | No Data | No Data | -36 | -51.4805 | 42.77 | 45.7993 | 9.1 | 28.3028
2018-09-16 10:00 | No Data | No Data | No Data | No Data | 31.8791 | 42.768 | No Data | No Data | No Data | No Data | No Data | No Data | No Data | No Data | -33.6 | -50.6928 | 41.86 | 44.4715 | 5.2 | 26.2208
2018-09-16 10:30 | No Data | No Data | No Data | No Data | 31.7327 | 43.8448 | No Data | No Data | No Data | No Data | No Data | No Data | No Data | No Data | -33.6 | -50.4254 | 40.95 | 43.3111 | 2.5 | 24.5522
2018-09-16 11:00 | No Data | No Data | No Data | No Data | 24.1398 | 38.7057 | No Data | No Data | No Data | No Data | No Data | No Data | No Data | No Data | -33.6 | -51.9338 | 41.405 | 43.1891 | 8.8 | 29.7321
2018-09-16 11:30 | No Data | No Data | No Data | No Data | 29.8283 | 42.4868 | No Data | No Data | No Data | No Data | No Data | No Data | No Data | No Data | -83.2 | -86.3741 | 92.365 | 94.0541 | 59.6 | 66.5902
2018-09-16 12:00 | No Data | No Data | No Data | No Data | 36.9085 | 47.7246 | No Data | No Data | No Data | No Data | No Data | No Data | No Data | No Data | -83.2 | -86.0595 | 90.545 | 92.4468 | 54.8 | 62.2832
2018-09-16 12:30 | No Data | No Data | No Data | No Data | 27.7775 | 40.6611 | No Data | No Data | No Data | No Data | No Data | No Data | No Data | No Data | -75.2 | -79.31 | 84.175 | 86.317 | 61.4 | 69.1003
2018-09-16 13:00 | No Data | No Data | No Data | No Data | 27.5212 | 41.7377 | No Data | No Data | No Data | No Data | No Data | No Data | No Data | No Data | -72.4 | -77.4824 | 82.355 | 84.4414 | 72.9 | 80.0626
2018-09-16 13:30 | No Data | No Data | No Data | No Data | 32.4529 | 45.1421 | No Data | No Data | No Data | No Data | No Data | No Data | No Data | No Data | -21.6 | -46.5188 | 32.76 | 36.229 | 22.8 | 40.5227
2018-09-16 14:00 | No Data | No Data | No Data | No Data | 30.341 | 43.6486 | No Data | No Data | No Data | No Data | No Data | No Data | No Data | No Data | -32.4 | -51.4758 | 40.495 | 42.7337 | 15.9 | 35.643
2018-09-16 14:30 | No Data | No Data | No Data | No Data | 24.2985 | 41.3273 | No Data | No Data | No Data | No Data | No Data | No Data | No Data | No Data | -52.4 | -60.9852 | 57.33 | 60.8766 | 41.4 | 55.5911
2018-09-16 15:00 | No Data | No Data | No Data | No Data | 37.5189 | 50.0488 | No Data | No Data | No Data | No Data | No Data | No Data | No Data | No Data | -9.6 | -44.6444 | 14.56 | 19.3469 | -23.2 | -33.7415
2018-09-16 15:30 | No Data | No Data | No Data | No Data | 29.987 | 43.4032 | No Data | No Data | No Data | No Data | No Data | No Data | No Data | No Data | -61.2 | -67.3011 | 65.065 | 68.4892 | 63.9 | 73.0505
2018-09-16 16:00 | No Data | No Data | No Data | No Data | 36.2371 | 45.2388 | No Data | No Data | No Data | No Data | No Data | No Data | No Data | No Data | -18.4 | -42.9418 | 23.205 | 28.9381 | 23.8 | 40.1214
2018-09-16 16:30 | No Data | No Data | No Data | No Data | 50.0313 | 56.8907 | No Data | No Data | No Data | No Data | No Data | No Data | No Data | No Data | -50.4 | -56.1712 | 55.965 | 62.0704 | 72.5 | 81.6701
2018-09-16 17:00 | No Data | No Data | No Data | No Data | 46.54 | 52.9895 | No Data | No Data | No Data | No Data | No Data | No Data | No Data | No Data | -48.4 | -54.2026 | 55.51 | 61.4637 | 71.5 | 80.3232
2018-09-16 17:30 | No Data | No Data | No Data | No Data | 55.2071 | 60.7433 | No Data | No Data | No Data | No Data | No Data | No Data | No Data | No Data | -48 | -51.6976 | 60.97 | 67.7645 | 88.3 | 96.8963
2018-09-16 18:00 | No Data | No Data | No Data | No Data | 63.154 | 68.0467 | No Data | No Data | No Data | No Data | No Data | No Data | No Data | No Data | -16.8 | -32.311 | 30.03 | 40.8918 | 64.2 | 74.9622
2018-09-16 18:30 | No Data | No Data | No Data | No Data | 62.7512 | 67.673 | No Data | No Data | No Data | No Data | No Data | No Data | No Data | No Data | -20.8 | -31.4579 | 33.67 | 45.7269 | 71.3 | 82.3977
2018-09-16 19:00 | No Data | No Data | No Data | No Data | 65.9739 | 69.4505 | No Data | No Data | No Data | No Data | No Data | No Data | No Data | No Data | -24.4 | -32.3234 | 36.855 | 49.6513 | 73.9 | 85.4495
2018-09-16 19:30 | No Data | No Data | No Data | No Data | 60.7004 | 64.4415 | No Data | No Data | No Data | No Data | No Data | No Data | No Data | No Data | -35.2 | -40.4851 | 46.41 | 56.0315 | 84.5 | 93.9215
2018-09-16 20:00 | No Data | No Data | No Data | No Data | 64.6921 | 69.092 | No Data | No Data | No Data | No Data | No Data | No Data | No Data | No Data | -37.2 | -43.6312 | 48.685 | 57.4418 | 85.3 | 94.1283
2018-09-16 20:30 | No Data | No Data | No Data | No Data | 62.8977 | 68.1986 | No Data | No Data | No Data | No Data | No Data | No Data | No Data | No Data | -40.4 | -45.8118 | 51.87 | 60.3969 | 89 | 97.7816
2018-09-16 21:00 | No Data | No Data | No Data | No Data | 58.5397 | 64.2014 | No Data | No Data | No Data | No Data | No Data | No Data | No Data | No Data | -44.4 | -49.9119 | 53.69 | 61.741 | 89.6 | 98.164
2018-09-16 21:30 | No Data | No Data | No Data | No Data | 62.6902 | 68.0072 | No Data | No Data | No Data | No Data | No Data | No Data | No Data | No Data | -42.8 | -48.4941 | 54.6 | 62.534 | 93 | 101.0408
2018-09-16 22:00 | No Data | No Data | No Data | No Data | 55.7198 | 61.6411 | No Data | No Data | No Data | No Data | No Data | No Data | No Data | No Data | -47.2 | -53.5059 | 57.785 | 64.105 | 93.6 | 100.8326
2018-09-16 22:30 | No Data | No Data | No Data | No Data | 49.8726 | 56.411 | No Data | No Data | No Data | No Data | No Data | No Data | No Data | No Data | -42.4 | -48.9195 | 53.69 | 61.0786 | 93.6 | 100.8326
2018-09-16 23:00 | No Data | No Data | No Data | No Data | 51.6182 | 57.9601 | No Data | No Data | No Data | No Data | No Data | No Data | No Data | No Data | -41.6 | -47.828 | 50.05 | 58.3678 | 97.7 | 104.2605
2018-09-16 23:30 | No Data | No Data | No Data | No Data | 61.4084 | 65.9115 | No Data | No Data | No Data | No Data | No Data | No Data | No Data | No Data | -29.6 | -35.0657 | 40.95 | 54.189 | 97 | 104.0325
2018-09-17 | No Data | No Data | No Data | No Data | 50.8003 | 56.8827 | No Data | No Data | No Data | No Data | No Data | No Data | No Data | No Data | -36.8 | -42.4698 | 46.865 | 57.4418 | 98.9 | 105.5946
2018-09-17 00:30 | No Data | No Data | No Data | No Data | 47.2114 | 53.7019 | No Data | No Data | No Data | No Data | No Data | No Data | No Data | No Data | -35.2 | -44.2412 | 45.5 | 54.7685 | 95.2 | 101.744
2018-09-17 01:00 | No Data | No Data | No Data | No Data | 38.0926 | 46.9728 | No Data | No Data | No Data | No Data | No Data | No Data | No Data | No Data | -33.2 | -44.4792 | 43.68 | 51.5095 | 88.8 | 95.7449
2018-09-17 01:30 | No Data | No Data | No Data | No Data | 41.5717 | 50.7913 | No Data | No Data | No Data | No Data | No Data | No Data | No Data | No Data | -34 | -46.1459 | 45.5 | 52.5993 | 88.7 | 95.1696
2018-09-17 02:00 | No Data | No Data | No Data | No Data | 41.828 | 52.1726 | No Data | No Data | No Data | No Data | No Data | No Data | No Data | No Data | -31.6 | -47.0064 | 40.95 | 46.8451 | 81.3 | 88.3564
2018-09-17 02:30 | No Data | No Data | No Data | No Data | 38.703 | 49.7023 | No Data | No Data | No Data | No Data | No Data | No Data | No Data | No Data | -27.6 | -46 | 37.31 | 43.4638 | 73 | 81.1742
2018-09-17 03:00 | No Data | No Data | No Data | No Data | 38.3978 | 50.544 | No Data | No Data | No Data | No Data | No Data | No Data | No Data | No Data | -29.6 | -44.4792 | 39.13 | 46.2043 | 72.2 | 81.7296
2018-09-17 03:30 | No Data | No Data | No Data | No Data | 38.6053 | 50.7018 | No Data | No Data | No Data | No Data | No Data | No Data | No Data | No Data | -25.6 | -43.8488 | 33.67 | 40.133 | 67.4 | 76.9844
2018-09-17 04:00 | No Data | No Data | No Data | No Data | 33.576 | 46.9856 | No Data | No Data | No Data | No Data | No Data | No Data | No Data | No Data | -26 | -41.2311 | 31.85 | 40.2257 | 65.2 | 76.3877
2018-09-17 04:30 | No Data | No Data | No Data | No Data | 25.7877 | 40.4649 | No Data | No Data | No Data | No Data | No Data | No Data | No Data | No Data | -22 | -41.1611 | 30.03 | 38.2308 | 63.2 | 74.1076
2018-09-17 05:00 | No Data | No Data | No Data | No Data | 25.7877 | 40.4649 | No Data | No Data | No Data | No Data | No Data | No Data | No Data | No Data | -24 | -41.6173 | 31.395 | 38.2444 | 65 | 75.0417
2018-09-17 05:30 | No Data | No Data | No Data | No Data | 23.7858 | 37.9223 | No Data | No Data | No Data | No Data | No Data | No Data | No Data | No Data | -15.2 | -37.243 | 24.115 | 34.1038 | 61.5 | 71.618
2018-09-17 06:00 | No Data | No Data | No Data | No Data | 23.8346 | 34.484 | No Data | No Data | No Data | No Data | No Data | No Data | No Data | No Data | -5.6 | -33.669 | 16.38 | 29.9091 | 53.9 | 65.3774
2018-09-17 06:30 | No Data | No Data | No Data | No Data | 31.2688 | 38.8918 | No Data | No Data | No Data | No Data | No Data | No Data | No Data | No Data | -2.8 | -28.4703 | 13.65 | 33.8172 | 58.3 | 70.1976
2018-09-17 07:00 | No Data | No Data | No Data | No Data | 32.8069 | 41.2655 | No Data | No Data | No Data | No Data | No Data | No Data | No Data | No Data | -36.4 | -38.327 | 48.23 | 63.2695 | 86.5 | 97.2754
2018-09-17 07:30 | No Data | No Data | No Data | No Data | 34.5037 | 41.5985 | No Data | No Data | No Data | No Data | No Data | No Data | No Data | No Data | -33.6 | -41.06 | 43.68 | 52.7506 | 52.6 | 65.6601
2018-09-17 08:00 | No Data | No Data | No Data | No Data | 32.6482 | 39.743 | No Data | No Data | No Data | No Data | No Data | No Data | No Data | No Data | -39.6 | -45.4964 | 47.32 | 55.3251 | 31.7 | 49.058
2018-09-17 08:30 | No Data | No Data | No Data | No Data | 29.5232 | 38.3765 | No Data | No Data | No Data | No Data | No Data | No Data | No Data | No Data | -35.6 | -44.5601 | 42.77 | 49.325 | 17 | 39.6313
2018-09-17 09:00 | No Data | No Data | No Data | No Data | 27.2648 | 38.1035 | No Data | No Data | No Data | No Data | No Data | No Data | No Data | No Data | -26 | -44.1688 | 32.76 | 37.6992 | 2.8 | 29.6326
2018-09-17 09:30 | No Data | No Data | No Data | No Data | 7.892 | 28.7947 | No Data | No Data | No Data | No Data | No Data | No Data | No Data | No Data | -33.2 | -45.0156 | 40.95 | 45.9888 | 8.8 | 33.7668
2018-09-17 10:00 | No Data | No Data | No Data | No Data | -3.18 | -23.7554 | No Data | No Data | No Data | No Data | No Data | No Data | No Data | No Data | -30.4 | -42.9921 | 38.675 | 44.1936 | 2.7 | 33.9077
2018-09-17 10:30 | No Data | No Data | No Data | No Data | -16.2051 | -20.6956 | No Data | No Data | No Data | No Data | No Data | No Data | No Data | No Data | -24.4 | -35.0771 | 30.94 | 40.0813 | -3.1 | -36.9303
2018-09-17 11:00 | No Data | No Data | No Data | No Data | -26.2028 | -27.6983 | No Data | No Data | No Data | No Data | No Data | No Data | No Data | No Data | -13.6 | -36.9908 | 20.02 | 27.3644 | -18.8 | -34.8128
2018-09-17 11:30 | No Data | No Data | No Data | No Data | -32.3064 | -34.153 | No Data | No Data | No Data | No Data | No Data | No Data | No Data | No Data | -22.4 | -35.8575 | 29.12 | 37.235 | -8.2 | -35.5584
2018-09-17 12:00 | No Data | No Data | No Data | No Data | -30.0969 | -31.6852 | No Data | No Data | No Data | No Data | No Data | No Data | No Data | No Data | -17.2 | -35.9778 | 26.845 | 34.04 | -13.1 | -34.4851
2018-09-17 12:30 | No Data | No Data | No Data | No Data | -34.3572 | -35.784 | No Data | No Data | No Data | No Data | No Data | No Data | No Data | No Data | -20.4 | -37.9494 | 27.755 | 35.038 | -13 | -35.6545
2018-09-17 13:00 | No Data | No Data | No Data | No Data | -35.5413 | -37.7141 | No Data | No Data | No Data | No Data | No Data | No Data | No Data | No Data | -13.6 | -36.9908 | 20.02 | 28.6361 | -22 | -39.1632
2018-09-17 13:30 | No Data | No Data | No Data | No Data | -33.4295 | -36.3839 | No Data | No Data | No Data | No Data | No Data | No Data | No Data | No Data | -15.2 | -37.6085 | 16.835 | 26.1576 | -22.9 | -38.7827
2018-09-17 14:00 | No Data | No Data | No Data | No Data | -29.6452 | -32.9409 | No Data | No Data | No Data | No Data | No Data | No Data | No Data | No Data | -14.8 | -38.5539 | 18.2 | 26.7213 | -23 | -37.8021
2018-09-17 14:30 | No Data | No Data | No Data | No Data | -29.1325 | -32.4802 | No Data | No Data | No Data | No Data | No Data | No Data | No Data | No Data | -4.8 | -39.0958 | 10.465 | 19.0558 | -30 | -40.1608
2018-09-17 15:00 | No Data | No Data | No Data | No Data | -31.281 | -35.0679 | No Data | No Data | No Data | No Data | No Data | No Data | No Data | No Data | -8.8 | -38.6161 | 13.65 | 21.6735 | -25.5 | -38.8425
2018-09-17 15:30 | No Data | No Data | No Data | No Data | -24.4572 | -28.2332 | No Data | No Data | No Data | No Data | No Data | No Data | No Data | No Data | -14 | -39.7472 | 18.655 | 24.8257 | -16.9 | -33.134
2018-09-17 16:00 | No Data | No Data | No Data | No Data | -20.7218 | -20.8285 | No Data | No Data | No Data | No Data | No Data | No Data | No Data | No Data | -27.2 | -39.0364 | 32.305 | 40.5869 | 8.7 | 41.4239
2018-09-17 16:30 | No Data | No Data | No Data | No Data | -13.2876 | -13.4534 | No Data | No Data | No Data | No Data | No Data | No Data | No Data | No Data | -11.6 | -36.3032 | 15.47 | 26.3939 | 4.2 | 35.0525
2018-09-17 17:00 | No Data | No Data | No Data | No Data | -1.239 | -7.1337 | No Data | No Data | No Data | No Data | No Data | No Data | No Data | No Data | 2.4 | 33.6024 | 1.365 | 20.9745 | -0.8 | -33.2096
2018-09-17 17:30 | No Data | No Data | No Data | No Data | 16.8154 | 18.2052 | No Data | No Data | No Data | No Data | No Data | No Data | No Data | No Data | 14.8 | 39.6646 | 0 | 16.835 | 13.7 | 36.842
2018-09-17 18:00 | No Data | No Data | No Data | No Data | 22.089 | 23.7129 | No Data | No Data | No Data | No Data | No Data | No Data | No Data | No Data | 16.4 | 39.5596 | -4.095 | -21.7735 | 28.7 | 46.6683
2018-09-17 18:30 | No Data | No Data | No Data | No Data | 22.089 | 24.0033 | No Data | No Data | No Data | No Data | No Data | No Data | No Data | No Data | 18 | 43.499 | -5.005 | -19.3147 | 28.8 | 44.7876
2018-09-17 19:00 | No Data | No Data | No Data | No Data | 10.9682 | 14.4408 | No Data | No Data | No Data | No Data | No Data | No Data | No Data | No Data | 14.8 | 41.9008 | -0.455 | -18.2057 | 33.2 | 47.8079
2018-09-17 19:30 | No Data | No Data | No Data | No Data | 4.1444 | 5.9479 | No Data | No Data | No Data | No Data | No Data | No Data | No Data | No Data | 7.6 | 38.7525 | 3.64 | 19.4536 | 38.2 | 51.6075
2018-09-17 20:00 | No Data | No Data | No Data | No Data | -5.6458 | -6.12 | No Data | No Data | No Data | No Data | No Data | No Data | No Data | No Data | 4.8 | 40.287 | 6.37 | 19.7126 | 39.3 | 52.2288
2018-09-17 20:30 | No Data | No Data | No Data | No Data | -7.8553 | -7.8553 | No Data | No Data | No Data | No Data | No Data | No Data | No Data | No Data | 6.4 | 42.0894 | 4.095 | 17.3259 | 35.8 | 48.6892
2018-09-17 21:00 | No Data | No Data | No Data | No Data | -16.1074 | -16.1074 | No Data | No Data | No Data | No Data | No Data | No Data | No Data | No Data | 4 | 42.9865 | 5.915 | 16.5623 | 37.5 | 49.4276
2018-09-17 21:30 | No Data | No Data | No Data | No Data | -12.6162 | -12.9078 | No Data | No Data | No Data | No Data | No Data | No Data | No Data | No Data | -1.6 | -36.8348 | 13.65 | 23.8561 | 47.7 | 59.64
2018-09-17 22:00 | No Data | No Data | No Data | No Data | -10.724 | -12.1194 | No Data | No Data | No Data | No Data | No Data | No Data | No Data | No Data | -3.6 | -36.9757 | 16.38 | 24.8257 | 48.5 | 60.1041
2018-09-17 22:30 | No Data | No Data | No Data | No Data | -1.0315 | -3.4944 | No Data | No Data | No Data | No Data | No Data | No Data | No Data | No Data | -2.4 | -32.8219 | 16.38 | 28.0333 | 55.1 | 66.4819
2018-09-17 23:00 | No Data | No Data | No Data | No Data | 1.2757 | 2.1277 | No Data | No Data | No Data | No Data | No Data | No Data | No Data | No Data | -1.6 | -35.2091 | 15.47 | 27.5115 | 56.8 | 67.2476
2018-09-17 23:30 | No Data | No Data | No Data | No Data | 4.2542 | 4.5824 | No Data | No Data | No Data | No Data | No Data | No Data | No Data | No Data | 7.2 | 31.241 | 9.1 | 29.2087 | 62 | 71.2954
2018-09-18 | No Data | No Data | No Data | No Data | -3.0335 | -3.4788 | No Data | No Data | No Data | No Data | No Data | No Data | No Data | No Data | -2.4 | -32.4888 | 17.29 | 30.417 | 66.3 | 75.1588
2018-09-18 00:30 | No Data | No Data | No Data | No Data | -12.5185 | -12.5185 | No Data | No Data | No Data | No Data | No Data | No Data | No Data | No Data | 18 | 41.6864 | -4.55 | -21.4189 | 38.7 | 51.9119
2018-09-18 01:00 | No Data | No Data | No Data | No Data | -20.9293 | -20.9293 | No Data | No Data | No Data | No Data | No Data | No Data | No Data | No Data | 44.4 | 60.0293 | -30.485 | -35.9795 | 7.8 | 35.5659
2018-09-18 01:30 | No Data | No Data | No Data | No Data | -20.9293 | -20.9293 | No Data | No Data | No Data | No Data | No Data | No Data | No Data | No Data | 48 | 64.045 | -35.035 | -38.4845 | 5.6 | 32.3878
2018-09-18 02:00 | No Data | No Data | No Data | No Data | -26.569 | -26.6189 | No Data | No Data | No Data | No Data | No Data | No Data | No Data | No Data | 50 | 66.0775 | -36.855 | -39.7962 | -1.5 | -32.6221
2018-09-18 02:30 | No Data | No Data | No Data | No Data | -27.2282 | -27.2282 | No Data | No Data | No Data | No Data | No Data | No Data | No Data | No Data | 32 | 52.8015 | -19.565 | -26.11 | 14.1 | 37.7334
2018-09-18 03:00 | No Data | No Data | No Data | No Data | -32.8679 | -32.8679 | No Data | No Data | No Data | No Data | No Data | No Data | No Data | No Data | 53.2 | 69.5506 | -40.04 | -42.1581 | -8 | -32.3062
2018-09-18 03:30 | No Data | No Data | No Data | No Data | -32.8679 | -32.8679 | No Data | No Data | No Data | No Data | No Data | No Data | No Data | No Data | 54 | 69.9097 | -39.13 | -41.0131 | -10.7 | -32.5112
2018-09-18 04:00 | No Data | No Data | No Data | No Data | -36.9696 | -36.9696 | No Data | No Data | No Data | No Data | No Data | No Data | No Data | No Data | 52.8 | 67.219 | -40.495 | -43.033 | -10.7 | -34.6914
2018-09-18 04:30 | No Data | No Data | No Data | No Data | -33.283 | -33.283 | No Data | No Data | No Data | No Data | No Data | No Data | No Data | No Data | 44.4 | 60.5706 | -31.395 | -34.418 | -1.5 | -33.9589
2018-09-18 05:00 | No Data | No Data | No Data | No Data | -27.1305 | -27.2084 | No Data | No Data | No Data | No Data | No Data | No Data | No Data | No Data | -0.4 | -34.4023 | 12.285 | 26.6593 | 42.6 | 58.8483
2018-09-18 05:30 | No Data | No Data | No Data | No Data | -25.1774 | -25.3248 | No Data | No Data | No Data | No Data | No Data | No Data | No Data | No Data | -1.6 | -28.0457 | 13.195 | 33.2181 | 48.2 | 66.2148
2018-09-18 06:00 | No Data | No Data | No Data | No Data | -21.5396 | -21.5396 | No Data | No Data | No Data | No Data | No Data | No Data | No Data | No Data | -1.6 | -24.0533 | 12.285 | 35.8412 | 50.1 | 68.0825
2018-09-18 06:30 | No Data | No Data | No Data | No Data | -11.3832 | -11.6039 | No Data | No Data | No Data | No Data | No Data | No Data | No Data | No Data | -0.4 | -24.4033 | 12.285 | 35.8412 | 55.1 | 70.0778
2018-09-18 07:00 | No Data | No Data | No Data | No Data | -8.7221 | -9.0082 | No Data | No Data | No Data | No Data | No Data | No Data | No Data | No Data | 7.6 | 26.7043 | 4.55 | 31.723 | 36.3 | 55.3618
2018-09-18 07:30 | No Data | No Data | No Data | No Data | -13.3852 | -13.5899 | No Data | No Data | No Data | No Data | No Data | No Data | No Data | No Data | 4.4 | 27.9485 | 4.095 | 28.5057 | 9 | 41.4879
2018-09-18 08:00 | No Data | No Data | No Data | No Data | -13.8979 | -14.0952 | No Data | No Data | No Data | No Data | No Data | No Data | No Data | No Data | 6.8 | 27.2617 | 5.915 | 28.3783 | -9 | -37.4961
2018-09-18 08:30 | No Data | No Data | No Data | No Data | -15.8999 | -17.3387 | No Data | No Data | No Data | No Data | No Data | No Data | No Data | No Data | 11.6 | 33.6618 | 1.365 | 22.7909 | -18.9 | -37.8556
2018-09-18 09:00 | No Data | No Data | No Data | No Data | -11.4931 | -11.8836 | No Data | No Data | No Data | No Data | No Data | No Data | No Data | No Data | 12.4 | 34.3185 | -0.455 | -22.2996 | -28.9 | -43.2672
2018-09-18 09:30 | No Data | No Data | No Data | No Data | -1.6419 | -1.9587 | No Data | No Data | No Data | No Data | No Data | No Data | No Data | No Data | 16.8 | 36.8521 | -4.095 | -21.3268 | -19 | -37.7327
2018-09-18 10:00 | No Data | No Data | No Data | No Data | -11.4443 | -11.5221 | No Data | No Data | No Data | No Data | No Data | No Data | No Data | No Data | 3.2 | 32.5576 | 8.19 | 22.0522 | -20.6 | -41.1305
2018-09-18 10:30 | No Data | No Data | No Data | No Data | -17.438 | -18.081 | No Data | No Data | No Data | No Data | No Data | No Data | No Data | No Data | 14 | 37.1397 | -5.005 | -21.5201 | -27.6 | -42.2583
2018-09-18 11:00 | No Data | No Data | No Data | No Data | -8.7221 | -17.6024 | No Data | No Data | No Data | No Data | No Data | No Data | No Data | No Data | 18 | 39.5353 | -10.01 | -22.383 | -17.1 | -37.612
2018-09-18 11:30 | No Data | No Data | No Data | No Data | -6.6712 | -18.2835 | No Data | No Data | No Data | No Data | No Data | No Data | No Data | No Data | 19.6 | 41.3415 | -12.74 | -22.5902 | -15.5 | -36.5494
2018-09-18 12:00 | No Data | No Data | No Data | No Data | -5.2308 | -17.8085 | No Data | No Data | No Data | No Data | No Data | No Data | No Data | No Data | 11.6 | 39.3487 | -5.005 | -19.7545 | -16.5 | -40.6037
2018-09-18 12:30 | No Data | No Data | No Data | No Data | -2.8748 | -16.6144 | No Data | No Data | No Data | No Data | No Data | No Data | No Data | No Data | 16.8 | 40.0899 | -9.1 | -22.4062 | -13.5 | -39.7619
2018-09-18 13:00 | No Data | No Data | No Data | No Data | -8.7709 | -18.1159 | No Data | No Data | No Data | No Data | No Data | No Data | No Data | No Data | 20 | 41.8836 | -11.83 | -23.6469 | -12.9 | -40.0352
2018-09-18 13:30 | No Data | No Data | No Data | No Data | -17.7432 | -18.6346 | No Data | No Data | No Data | No Data | No Data | No Data | No Data | No Data | 20 | 42.5883 | -11.83 | -23.254 | -11.4 | -40.728
2018-09-18 14:00 | No Data | No Data | No Data | No Data | -4.828 | -12.8383 | No Data | No Data | No Data | No Data | No Data | No Data | No Data | No Data | 19.2 | 41.1534 | -14.105 | -24.8632 | -4.2 | -37.7445
2018-09-18 14:30 | No Data | No Data | No Data | No Data | -13.8003 | -17.0447 | No Data | No Data | No Data | No Data | No Data | No Data | No Data | No Data | 18.8 | 39.9059 | -10.465 | -23.8083 | -1.3 | -38.0222
2018-09-18 15:00 | No Data | No Data | No Data | No Data | -18.9761 | -19.8874 | No Data | No Data | No Data | No Data | No Data | No Data | No Data | No Data | 25.6 | 46.4844 | -17.29 | -25.4353 | -4.6 | -36.5903
2018-09-18 15:30 | No Data | No Data | No Data | No Data | -16.4614 | -17.4027 | No Data | No Data | No Data | No Data | No Data | No Data | No Data | No Data | 25.2 | 44.9319 | -15.925 | -25.939 | 1.1 | 36.4166
2018-09-18 16:00 | No Data | No Data | No Data | No Data | 2.1424 | 11.4871 | No Data | No Data | No Data | No Data | No Data | No Data | No Data | No Data | 11.6 | 34.0376 | -3.64 | -26.1892 | 18.8 | 44.3788
2018-09-18 16:30 | No Data | No Data | No Data | No Data | 24.86 | 28.0683 | No Data | No Data | No Data | No Data | No Data | No Data | No Data | No Data | 8.8 | 29.7321 | 0.91 | 28.2686 | 28.3 | 49.7363
2018-09-18 17:00 | No Data | No Data | No Data | No Data | 14.9111 | 17.5135 | No Data | No Data | No Data | No Data | No Data | No Data | No Data | No Data | -2 | -24.4818 | 11.83 | 33.976 | 43.7 | 61.8719
2018-09-18 17:30 | No Data | No Data | No Data | No Data | 13.7881 | 15.4746 | No Data | No Data | No Data | No Data | No Data | No Data | No Data | No Data | -1.6 | -24.8516 | 14.105 | 34.8008 | 42.7 | 61.9621
2018-09-18 18:00 | No Data | No Data | No Data | No Data | 32.343 | 34.4445 | No Data | No Data | No Data | No Data | No Data | No Data | No Data | No Data | 2.8 | 26.1503 | 9.555 | 34.9995 | 43.3 | 63.2463
2018-09-18 18:30 | No Data | No Data | No Data | No Data | 29.3156 | 32.3342 | No Data | No Data | No Data | No Data | No Data | No Data | No Data | No Data | 2.4 | 25.2286 | 10.92 | 34.964 | 46.2 | 65.5491
2018-09-18 19:00 | No Data | No Data | No Data | No Data | 29.7307 | 33.499 | No Data | No Data | No Data | No Data | No Data | No Data | No Data | No Data | -5.6 | -26.5149 | 16.835 | 36.0255 | 51.6 | 68.4658
2018-09-18 19:30 | No Data | No Data | No Data | No Data | 29.7307 | 35.6362 | No Data | No Data | No Data | No Data | No Data | No Data | No Data | No Data | -6.8 | -31.9324 | 17.29 | 32.6999 | 50.9 | 66.3103
2018-09-18 20:00 | No Data | No Data | No Data | No Data | 29.0105 | 36.7531 | No Data | No Data | No Data | No Data | No Data | No Data | No Data | No Data | -6.8 | -29.5919 | 18.2 | 35.1147 | 52.8 | 68.4112
2018-09-18 20:30 | No Data | No Data | No Data | No Data | 29.218 | 36.9171 | No Data | No Data | No Data | No Data | No Data | No Data | No Data | No Data | 9.6 | 35.7144 | 1.365 | 25.5165 | 35.8 | 54.5055
2018-09-18 21:00 | No Data | No Data | No Data | No Data | 30.7073 | 38.1066 | No Data | No Data | No Data | No Data | No Data | No Data | No Data | No Data | 6.8 | 36.6366 | 4.55 | 24.0935 | 35 | 54.5183
2018-09-18 21:30 | No Data | No Data | No Data | No Data | 40.0824 | 46.2269 | No Data | No Data | No Data | No Data | No Data | No Data | No Data | No Data | 5.6 | 34.8528 | 5.915 | 25.272 | 41.1 | 58.0535
2018-09-18 22:00 | No Data | No Data | No Data | No Data | 30.1457 | 37.3795 | No Data | No Data | No Data | No Data | No Data | No Data | No Data | No Data | 3.6 | 37.7041 | 6.825 | 23.3163 | 38.8 | 56.5212
2018-09-18 22:30 | No Data | No Data | No Data | No Data | 26.1906 | 34.2696 | No Data | No Data | No Data | No Data | No Data | No Data | No Data | No Data | -2 | -36.8087 | 11.83 | 26.0465 | 47.2 | 62.2591
2018-09-18 23:00 | No Data | No Data | No Data | No Data | 22.6505 | 30.3229 | No Data | No Data | No Data | No Data | No Data | No Data | No Data | No Data | -8.8 | -35.1204 | 21.385 | 33.6146 | 61.6 | 73.9417
2018-09-18 23:30 | No Data | No Data | No Data | No Data | 37.6776 | 41.9154 | No Data | No Data | No Data | No Data | No Data | No Data | No Data | No Data | -0.4 | -26.403 | 16.38 | 37.0343 | 67.2 | 79.1396
2018-09-19 | No Data | No Data | No Data | No Data | 27.7775 | 34.258 | No Data | No Data | No Data | No Data | No Data | No Data | No Data | No Data | -9.2 | -34.8368 | 22.295 | 34.8959 | 67.9 | 78.1543
2018-09-19 00:30 | No Data | No Data | No Data | No Data | 23.7858 | 31.1091 | No Data | No Data | No Data | No Data | No Data | No Data | No Data | No Data | -11.6 | -37.8227 | 22.75 | 34.1583 | 63.8 | 75.123
2018-09-19 01:00 | No Data | No Data | No Data | No Data | 15.021 | 21.8377 | No Data | No Data | No Data | No Data | No Data | No Data | No Data | No Data | -9.6 | -39.1939 | 20.02 | 31.2893 | 57.5 | 69.5346
2018-09-19 01:30 | No Data | No Data | No Data | No Data | 17.1695 | 22.3216 | No Data | No Data | No Data | No Data | No Data | No Data | No Data | No Data | -8.8 | -38.2267 | 17.745 | 30.3079 | 56.9 | 69.8183
2018-09-19 02:00 | No Data | No Data | No Data | No Data | 20.4044 | 29.9724 | No Data | No Data | No Data | No Data | No Data | No Data | No Data | No Data | -12 | -37.5681 | 22.295 | 34.2007 | 55.2 | 69.5437
2018-09-19 02:30 | No Data | No Data | No Data | No Data | 16.4492 | 28.7591 | No Data | No Data | No Data | No Data | No Data | No Data | No Data | No Data | -13.6 | -37.3631 | 21.84 | 33.9059 | 54.7 | 69.5162
2018-09-19 03:00 | No Data | No Data | No Data | No Data | 8.246 | 23.7839 | No Data | No Data | No Data | No Data | No Data | No Data | No Data | No Data | -17.6 | -39.3548 | 25.48 | 36.0342 | 55.6 | 70.2266
2018-09-19 03:30 | No Data | No Data | No Data | No Data | 7.013 | 24.8566 | No Data | No Data | No Data | No Data | No Data | No Data | No Data | No Data | -13.2 | -36.0999 | 23.66 | 35.1058 | 51.4 | 67.7909
2018-09-19 04:00 | No Data | No Data | No Data | No Data | 3.888 | 24.1617 | No Data | No Data | No Data | No Data | No Data | No Data | No Data | No Data | -20 | -39.1019 | 29.575 | 39.0373 | 58.3 | 72.92
2018-09-19 04:30 | No Data | No Data | No Data | No Data | 4.6082 | 22.5287 | No Data | No Data | No Data | No Data | No Data | No Data | No Data | No Data | -19.6 | -38.5539 | 32.305 | 40.5869 | 61.1 | 74.4276
2018-09-19 05:00 | No Data | No Data | No Data | No Data | 9.015 | 25.4939 | No Data | No Data | No Data | No Data | No Data | No Data | No Data | No Data | 0.4 | 39.602 | 12.74 | 24.115 | 41.8 | 57.7862
2018-09-19 05:30 | No Data | No Data | No Data | No Data | 6.659 | 24.7591 | No Data | No Data | No Data | No Data | No Data | No Data | No Data | No Data | 2.4 | 33.6214 | 10.92 | 28.1402 | 41.9 | 60.0384
2018-09-19 06:00 | No Data | No Data | No Data | No Data | 14.5083 | 26.3969 | No Data | No Data | No Data | No Data | No Data | No Data | No Data | No Data | 7.2 | 33.1904 | 5.005 | 27.3076 | 41.9 | 59.1849
2018-09-19 06:30 | No Data | No Data | No Data | No Data | 21.6251 | 29.3493 | No Data | No Data | No Data | No Data | No Data | No Data | No Data | No Data | 4 | 29.0765 | 7.28 | 30.8998 | 47.8 | 63.8289
2018-09-19 07:00 | No Data | No Data | No Data | No Data | 24.1398 | 27.2888 | No Data | No Data | No Data | No Data | No Data | No Data | No Data | No Data | 4.4 | 25.9754 | 7.735 | 33.6608 | 40.1 | 57.2784
2018-09-19 07:30 | No Data | No Data | No Data | No Data | 23.0167 | 26.3006 | No Data | No Data | No Data | No Data | No Data | No Data | No Data | No Data | -4.4 | -26.4394 | 12.285 | 31.6053 | 13.3 | 39.6945
2018-09-19 08:00 | No Data | No Data | No Data | No Data | 41.2177 | 44.4607 | No Data | No Data | No Data | No Data | No Data | No Data | No Data | No Data | -12.8 | -27.2 | 20.475 | 36.7228 | -1.3 | -32.4261
2018-09-19 08:30 | No Data | No Data | No Data | No Data | 44.7456 | 47.7495 | No Data | No Data | No Data | No Data | No Data | No Data | No Data | No Data | -6.4 | -28.7221 | 13.65 | 30.93 | -10.2 | -32.1447
2018-09-19 09:00 | No Data | No Data | No Data | No Data | 44.6479 | 48.4941 | No Data | No Data | No Data | No Data | No Data | No Data | No Data | No Data | -4.4 | -30.7168 | 13.65 | 29.3078 | -15 | -32.8274
2018-09-19 09:30 | No Data | No Data | No Data | No Data | 38.2391 | 43.5627 | No Data | No Data | No Data | No Data | No Data | No Data | No Data | No Data | -0.8 | -34.4372 | 8.645 | 23.4888 | -18.8 | -33.809
2018-09-19 10:00 | No Data | No Data | No Data | No Data | 21.1734 | 32.5063 | No Data | No Data | No Data | No Data | No Data | No Data | No Data | No Data | 3.6 | 34.6318 | 5.005 | 22.4062 | -27.6 | -38.2624
2018-09-19 10:30 | No Data | No Data | No Data | No Data | 11.7372 | 29.1354 | No Data | No Data | No Data | No Data | No Data | No Data | No Data | No Data | 3.2 | 33.4401 | 4.095 | 22.668 | -28.8 | -39.4088
2018-09-19 11:00 | No Data | No Data | No Data | No Data | 18.3536 | 32.3723 | No Data | No Data | No Data | No Data | No Data | No Data | No Data | No Data | 1.6 | 34.0376 | 6.37 | 24.0634 | -21.8 | -36.2001
2018-09-19 11:30 | No Data | No Data | No Data | No Data | 19.8306 | 33.232 | No Data | No Data | No Data | No Data | No Data | No Data | No Data | No Data | 5.6 | 34.0635 | 2.275 | 21.0533 | -8.3 | -32.7686
2018-09-19 12:00 | No Data | No Data | No Data | No Data | 32.8069 | 43.9722 | No Data | No Data | No Data | No Data | No Data | No Data | No Data | No Data | -4 | -32.646 | 10.01 | 24.0247 | -24.1 | -37.1712
2018-09-19 12:30 | No Data | No Data | No Data | No Data | 31.3664 | 42.9082 | No Data | No Data | No Data | No Data | No Data | No Data | No Data | No Data | -2 | -33.2602 | 10.465 | 24.6289 | -18.1 | -34.7807
2018-09-19 13:00 | No Data | No Data | No Data | No Data | 29.8894 | 43.0099 | No Data | No Data | No Data | No Data | No Data | No Data | No Data | No Data | -6.8 | -34.6733 | 12.74 | 26.4722 | -22.2 | -38.3736
2018-09-19 13:30 | No Data | No Data | No Data | No Data | 26.6545 | 40.8282 | No Data | No Data | No Data | No Data | No Data | No Data | No Data | No Data | -8.4 | -31.5392 | 16.835 | 30.1607 | -17.8 | -35.5736
2018-09-19 14:00 | No Data | No Data | No Data | No Data | 27.7287 | 41.5374 | No Data | No Data | No Data | No Data | No Data | No Data | No Data | No Data | -10.8 | -31.8848 | 16.835 | 30.1607 | -20 | -35.9724
2018-09-19 14:30 | No Data | No Data | No Data | No Data | 38.0316 | 49.0192 | No Data | No Data | No Data | No Data | No Data | No Data | No Data | No Data | -13.2 | -33.1421 | 18.2 | 30.5765 | -6.6 | -33.7516
2018-09-19 15:00 | No Data | No Data | No Data | No Data | 43.1586 | 53.0956 | No Data | No Data | No Data | No Data | No Data | No Data | No Data | No Data | -10.4 | -31.3739 | 13.195 | 29.0987 | 3.2 | 38.5331
2018-09-19 15:30 | No Data | No Data | No Data | No Data | 45.9785 | 53.103 | No Data | No Data | No Data | No Data | No Data | No Data | No Data | No Data | -19.6 | -33.2024 | 23.205 | 36.8803 | 8.8 | 38.5187
2018-09-19 16:00 | No Data | No Data | No Data | No Data | 46.6499 | 53.6854 | No Data | No Data | No Data | No Data | No Data | No Data | No Data | No Data | -7.6 | -29.7859 | 10.465 | 28.8127 | 24 | 48.2867
2018-09-19 16:30 | No Data | No Data | No Data | No Data | 54.1329 | 60.3016 | No Data | No Data | No Data | No Data | No Data | No Data | No Data | No Data | -14.4 | -29.0241 | 20.93 | 37.3544 | 2.8 | 37.1058
2018-09-19 17:00 | No Data | No Data | No Data | No Data | 59.5163 | 63.5428 | No Data | No Data | No Data | No Data | No Data | No Data | No Data | No Data | -2.4 | -25.7123 | 5.915 | 29.2689 | 30.4 | 51.7665
2018-09-19 17:30 | No Data | No Data | No Data | No Data | 66.7918 | 69.8247 | No Data | No Data | No Data | No Data | No Data | No Data | No Data | No Data | 2 | 27.6724 | 10.465 | 30.5155 | 38.8 | 57.2525
2018-09-19 18:00 | No Data | No Data | No Data | No Data | 68.9525 | 72.3782 | No Data | No Data | No Data | No Data | No Data | No Data | No Data | No Data | -10.8 | -23.7924 | 23.205 | 42.403 | 57.6 | 74.3422
2018-09-19 18:30 | No Data | No Data | No Data | No Data | 76.5331 | 79.1284 | No Data | No Data | No Data | No Data | No Data | No Data | No Data | No Data | -18 | -22.8035 | 30.94 | 51.3243 | 67.1 | 84.9519
2018-09-19 19:00 | No Data | No Data | No Data | No Data | 80.0732 | 82.0955 | No Data | No Data | No Data | No Data | No Data | No Data | No Data | No Data | -17.2 | -28.5601 | 27.3 | 44.0575 | 64.8 | 79.9916
2018-09-19 19:30 | No Data | No Data | No Data | No Data | 74.8486 | 78.4781 | No Data | No Data | No Data | No Data | No Data | No Data | No Data | No Data | -15.6 | -28.2899 | 27.3 | 43.347 | 63.1 | 78.3828
2018-09-19 20:00 | No Data | No Data | No Data | No Data | 71.3085 | 75.6757 | No Data | No Data | No Data | No Data | No Data | No Data | No Data | No Data | -13.6 | -28.6356 | 25.025 | 40.864 | 61.8 | 76.743
2018-09-19 20:30 | No Data | No Data | No Data | No Data | 73.0541 | 77.3228 | No Data | No Data | No Data | No Data | No Data | No Data | No Data | No Data | -14.4 | -30.4237 | 26.845 | 41.3074 | 62 | 77.6804
2018-09-19 21:00 | No Data | No Data | No Data | No Data | 71.4061 | 76.4605 | No Data | No Data | No Data | No Data | No Data | No Data | No Data | No Data | -12.4 | -29.8931 | 22.75 | 39.1406 | 55.7 | 72.88
2018-09-19 21:30 | No Data | No Data | No Data | No Data | 78.5351 | 83.1734 | No Data | No Data | No Data | No Data | No Data | No Data | No Data | No Data | -17.2 | -30.5103 | 27.3 | 44.0575 | 64 | 80.5432
2018-09-19 22:00 | No Data | No Data | No Data | No Data | 70.1244 | 75.2826 | No Data | No Data | No Data | No Data | No Data | No Data | No Data | No Data | -14 | -32.7439 | 23.205 | 39.7754 | 57.6 | 75.3639
2018-09-19 22:30 | No Data | No Data | No Data | No Data | 68.4886 | 73.7613 | No Data | No Data | No Data | No Data | No Data | No Data | No Data | No Data | -8.4 | -27.7042 | 19.11 | 39.9079 | 57.1 | 75.7001
2018-09-19 23:00 | No Data | No Data | No Data | No Data | 75.6664 | 79.8773 | No Data | No Data | No Data | No Data | No Data | No Data | No Data | No Data | -14 | -27.4401 | 25.935 | 44.6943 | 68.7 | 84.0948
2018-09-19 23:30 | No Data | No Data | No Data | No Data | 83.6622 | 86.3662 | No Data | No Data | No Data | No Data | No Data | No Data | No Data | No Data | -6.4 | -20.6184 | 20.475 | 44.1631 | 75.7 | 88.0142
2018-09-20 | No Data | No Data | No Data | No Data | 71.1009 | 74.3204 | No Data | No Data | No Data | No Data | No Data | No Data | No Data | No Data | -1.6 | -24.4524 | 16.835 | 39.6921 | 66 | 80.0505
2018-09-20 00:30 | No Data | No Data | No Data | No Data | 62.0798 | 67.2041 | No Data | No Data | No Data | No Data | No Data | No Data | No Data | No Data | -1.2 | -26.8269 | 13.195 | 36.5872 | 60.7 | 75.9801
2018-09-20 01:00 | No Data | No Data | No Data | No Data | 58.5397 | 64.7801 | No Data | No Data | No Data | No Data | No Data | No Data | No Data | No Data | -1.2 | -29.6243 | 13.65 | 34.6518 | 55.7 | 72.1119
2018-09-20 01:30 | No Data | No Data | No Data | No Data | 58.5397 | 64.7801 | No Data | No Data | No Data | No Data | No Data | No Data | No Data | No Data | -4.4 | -29.1342 | 18.2 | 36.6833 | 62.2 | 77.3023
2018-09-20 02:00 | No Data | No Data | No Data | No Data | 45.9297 | 55.7148 | No Data | No Data | No Data | No Data | No Data | No Data | No Data | No Data | -7.6 | -35.2295 | 17.745 | 32.1251 | 57.5 | 71.5612
2018-09-20 02:30 | No Data | No Data | No Data | No Data | 40.705 | 52.5491 | No Data | No Data | No Data | No Data | No Data | No Data | No Data | No Data | -7.6 | -34.8391 | 19.11 | 33.6977 | 55.6 | 71.0904
2018-09-20 03:00 | No Data | No Data | No Data | No Data | 40.705 | 52.5491 | No Data | No Data | No Data | No Data | No Data | No Data | No Data | No Data | -2.4 | -36.0799 | 13.65 | 29.3078 | 47 | 64.2452
2018-09-20 03:30 | No Data | No Data | No Data | No Data | 35.6268 | 48.7214 | No Data | No Data | No Data | No Data | No Data | No Data | No Data | No Data | -3.6 | -34.9857 | 15.925 | 30.8227 | 47.8 | 65.3758
2018-09-20 04:00 | No Data | No Data | No Data | No Data | 31.9402 | 46.0943 | No Data | No Data | No Data | No Data | No Data | No Data | No Data | No Data | -3.6 | -33.3946 | 15.47 | 30.5901 | 48.4 | 65.8158
2018-09-20 04:30 | No Data | No Data | No Data | No Data | 31.9402 | 46.0943 | No Data | No Data | No Data | No Data | No Data | No Data | No Data | No Data | -5.6 | -33.2746 | 16.38 | 31.837 | 48.9 | 66.5223
2018-09-20 05:00 | No Data | No Data | No Data | No Data | 34.5037 | 47.9063 | No Data | No Data | No Data | No Data | No Data | No Data | No Data | No Data | -2.8 | -33.7165 | 14.105 | 29.9679 | 46.8 | 64.099
2018-09-20 05:30 | No Data | No Data | No Data | No Data | 38.1903 | 50.6261 | No Data | No Data | No Data | No Data | No Data | No Data | No Data | No Data | -4 | -33.4401 | 15.015 | 30.3625 | 51.3 | 66.3634
2018-09-20 06:00 | No Data | No Data | No Data | No Data | 39.9847 | 49.6524 | No Data | No Data | No Data | No Data | No Data | No Data | No Data | No Data | -3.2 | -28.5797 | 13.195 | 33.6362 | 52.6 | 68.3846
2018-09-20 06:30 | No Data | No Data | No Data | No Data | 48.4932 | 54.8549 | No Data | No Data | No Data | No Data | No Data | No Data | No Data | No Data | -8.4 | -25.8054 | 18.2 | 37.8745 | 58.8 | 72.8453
2018-09-20 07:00 | No Data | No Data | No Data | No Data | 52.5948 | 56.1064 | No Data | No Data | No Data | No Data | No Data | No Data | No Data | No Data | -6.8 | -23.4094 | 20.475 | 39.7962 | 51.2 | 66.2861
2018-09-20 07:30 | No Data | No Data | No Data | No Data | 47.9805 | 51.0845 | No Data | No Data | No Data | No Data | No Data | No Data | No Data | No Data | -12 | -27.1912 | 27.3 | 40.9222 | 29.3 | 48.6203
2018-09-20 08:00 | No Data | No Data | No Data | No Data | 53.5714 | 56.3684 | No Data | No Data | No Data | No Data | No Data | No Data | No Data | No Data | -17.6 | -26.9429 | 30.485 | 43.7558 | 11.1 | 35.0064
2018-09-20 08:30 | No Data | No Data | No Data | No Data | 60.3342 | 62.8308 | No Data | No Data | No Data | No Data | No Data | No Data | No Data | No Data | 0.4 | 27.2029 | 13.195 | 28.6939 | 35 | 50.7862
2018-09-20 09:00 | No Data | No Data | No Data | No Data | 54.3893 | 58.4812 | No Data | No Data | No Data | No Data | No Data | No Data | No Data | No Data | 3.6 | 22.6874 | 13.195 | 31.1434 | 30.7 | 51.6211
2018-09-20 09:30 | No Data | No Data | No Data | No Data | 45.2094 | 51.6394 | No Data | No Data | No Data | No Data | No Data | No Data | No Data | No Data | 5.6 | 27.3788 | 10.01 | 27.7997 | 23.8 | 46.631
2018-09-20 10:00 | No Data | No Data | No Data | No Data | 33.7346 | 40.8677 | No Data | No Data | No Data | No Data | No Data | No Data | No Data | No Data | 13.6 | 30.7688 | 0.455 | 25.1282 | 12.3 | 42.3266
2018-09-20 10:30 | No Data | No Data | No Data | No Data | 23.6759 | 36.0085 | No Data | No Data | No Data | No Data | No Data | No Data | No Data | No Data | 8 | 27.2029 | 5.915 | 28.0333 | 10.4 | 42.2991
2018-09-20 11:00 | No Data | No Data | No Data | No Data | 25.9342 | 36.3244 | No Data | No Data | No Data | No Data | No Data | No Data | No Data | No Data | 6.8 | 28.4253 | 7.28 | 26.9374 | 11.1 | 41.3885
2018-09-20 11:30 | No Data | No Data | No Data | No Data | 25.214 | 35.8137 | No Data | No Data | No Data | No Data | No Data | No Data | No Data | No Data | 10 | 34.2905 | 4.55 | 20.5305 | 6.6 | 34.9292
2018-09-20 12:00 | No Data | No Data | No Data | No Data | 28.9616 | 38.5441 | No Data | No Data | No Data | No Data | No Data | No Data | No Data | No Data | 9.2 | 34.8368 | 5.46 | 21.6305 | 5.9 | 34.9023
2018-09-20 12:30 | No Data | No Data | No Data | No Data | 33.4783 | 42.0437 | No Data | No Data | No Data | No Data | No Data | No Data | No Data | No Data | -39.2 | -45.5509 | 55.055 | 61.452 | 52.8 | 66.1804
2018-09-20 13:00 | No Data | No Data | No Data | No Data | 28.3513 | 38.0877 | No Data | No Data | No Data | No Data | No Data | No Data | No Data | No Data | -42 | -47.4131 | 52.78 | 59.6328 | 52.6 | 67.0001
2018-09-20 13:30 | No Data | No Data | No Data | No Data | 25.9342 | 36.3244 | No Data | No Data | No Data | No Data | No Data | No Data | No Data | No Data | -43.6 | -47.4805 | 53.69 | 61.741 | 55.2 | 69.9717
2018-09-20 14:00 | No Data | No Data | No Data | No Data | 26.862 | 38.51 | No Data | No Data | No Data | No Data | No Data | No Data | No Data | No Data | -39.6 | -44.9177 | 51.87 | 59.4851 | 64 | 78.6997
2018-09-20 14:30 | No Data | No Data | No Data | No Data | 26.5568 | 38.2977 | No Data | No Data | No Data | No Data | No Data | No Data | No Data | No Data | -53.2 | -55.5539 | 60.515 | 68.3848 | 64.7 | 77.9637
2018-09-20 15:00 | No Data | No Data | No Data | No Data | 26.9108 | 38.544 | No Data | No Data | No Data | No Data | No Data | No Data | No Data | No Data | 1.6 | 34.4372 | 5.46 | 22.071 | 13 | 39.5956
2018-09-20 15:30 | No Data | No Data | No Data | No Data | 26.2394 | 36.3987 | No Data | No Data | No Data | No Data | No Data | No Data | No Data | No Data | -1.6 | -34.0376 | 9.1 | 23.66 | 15.5 | 38.4615
2018-09-20 16:00 | No Data | No Data | No Data | No Data | 24.3473 | 33.9013 | No Data | No Data | No Data | No Data | No Data | No Data | No Data | No Data | -12 | -31.5696 | 16.835 | 30.9199 | 35.6 | 51.7815
2018-09-20 16:30 | No Data | No Data | No Data | No Data | 33.576 | 41.0348 | No Data | No Data | No Data | No Data | No Data | No Data | No Data | No Data | -17.2 | -31.8446 | 24.57 | 37.4097 | 39.7 | 54.4538
2018-09-20 17:00 | No Data | No Data | No Data | No Data | 48.7007 | 54.1135 | No Data | No Data | No Data | No Data | No Data | No Data | No Data | No Data | -31.2 | -36.8456 | 40.04 | 52.0234 | 59.3 | 73.5441
2018-09-20 17:30 | No Data | No Data | No Data | No Data | 52.546 | 57.5985 | No Data | No Data | No Data | No Data | No Data | No Data | No Data | No Data | -39.2 | -41.9008 | 51.415 | 63.5259 | 76.4 | 90.2805
2018-09-20 18:00 | No Data | No Data | No Data | No Data | 60.3342 | 64.7821 | No Data | No Data | No Data | No Data | No Data | No Data | No Data | No Data | -42.4 | -43.4732 | 54.6 | 68.7999 | 86.3 | 100.4473
2018-09-20 18:30 | No Data | No Data | No Data | No Data | 65.7664 | 69.8694 | No Data | No Data | No Data | No Data | No Data | No Data | No Data | No Data | -41.2 | -42.3037 | 52.78 | 67.6483 | 89.2 | 103.5538
2018-09-20 19:00 | No Data | No Data | No Data | No Data | 63.154 | 66.4174 | No Data | No Data | No Data | No Data | No Data | No Data | No Data | No Data | -39.2 | -41.1145 | 50.96 | 65.3745 | 87.1 | 100.8822
2018-09-20 19:30 | No Data | No Data | No Data | No Data | 64.9485 | 68.126 | No Data | No Data | No Data | No Data | No Data | No Data | No Data | No Data | -42.8 | -44.7893 | 54.6 | 68.25 | 89.4 | 102.6281
2018-09-20 20:00 | No Data | No Data | No Data | No Data | 62.8977 | 66.1737 | No Data | No Data | No Data | No Data | No Data | No Data | No Data | No Data | -48 | -50.1135 | 57.785 | 70.0434 | 91.2 | 104.055
2018-09-20 20:30 | No Data | No Data | No Data | No Data | 59.6139 | 64.5757 | No Data | No Data | No Data | No Data | No Data | No Data | No Data | No Data | -15.6 | -27.9571 | 25.48 | 44.0599 | 59.7 | 77.4247
2018-09-20 21:00 | No Data | No Data | No Data | No Data | 63.154 | 68.5532 | No Data | No Data | No Data | No Data | No Data | No Data | No Data | No Data | -33.6 | -39.5171 | 42.77 | 55.7723 | 74.9 | 89.2859
2018-09-20 21:30 | No Data | No Data | No Data | No Data | 75.1537 | 79.1472 | No Data | No Data | No Data | No Data | No Data | No Data | No Data | No Data | -95.2 | -95.3646 | 110.11 | 118.9675 | 147.1 | 154.3957
2018-09-20 22:00 | No Data | No Data | No Data | No Data | 63.2029 | 70.3157 | No Data | No Data | No Data | No Data | No Data | No Data | No Data | No Data | -19.6 | -33.2024 | 29.12 | 44.8608 | 62.8 | 78.8615
2018-09-20 22:30 | No Data | No Data | No Data | No Data | 82.1729 | 85.8546 | No Data | No Data | No Data | No Data | No Data | No Data | No Data | No Data | -73.2 | -73.3321 | 87.36 | 97.8758 | 125.7 | 135.5242
2018-09-20 23:00 | No Data | No Data | No Data | No Data | 78.584 | 82.4261 | No Data | No Data | No Data | No Data | No Data | No Data | No Data | No Data | -48 | -50.3492 | 59.605 | 71.5523 | 102.6 | 113.02
2018-09-20 23:30 | No Data | No Data | No Data | No Data | 92.9397 | 94.1889 | No Data | No Data | No Data | No Data | No Data | No Data | No Data | No Data | -42 | -42.4264 | 58.24 | 74.1873 | 112.5 | 122.2337
2018-09-21 | No Data | No Data | No Data | No Data | 84.1749 | 86.6155 | No Data | No Data | No Data | No Data | No Data | No Data | No Data | No Data | -52 | -52.8076 | 64.61 | 77.7358 | 115.6 | 124.7141
2018-09-21 00:30 | No Data | No Data | No Data | No Data | 77.2534 | 80.9407 | No Data | No Data | No Data | No Data | No Data | No Data | No Data | No Data | -52.8 | -54.835 | 66.43 | 77.5638 | 111.9 | 121.024
2018-09-21 01:00 | No Data | No Data | No Data | No Data | 68.2322 | 74.4966 | No Data | No Data | No Data | No Data | No Data | No Data | No Data | No Data | -60.4 | -62.912 | 74.165 | 82.616 | 114.5 | 122.8434
2018-09-21 01:30 | No Data | No Data | No Data | No Data | 58.2834 | 66.5909 | No Data | No Data | No Data | No Data | No Data | No Data | No Data | No Data | -40.4 | -46.5876 | 53.235 | 62.9892 | 93.9 | 103.9966
2018-09-21 02:00 | No Data | No Data | No Data | No Data | 54.9996 | 63.7367 | No Data | No Data | No Data | No Data | No Data | No Data | No Data | No Data | -43.2 | -50.2155 | 55.055 | 63.6041 | 92.7 | 102.8277
2018-09-21 02:30 | No Data | No Data | No Data | No Data | 44.2451 | 55.7349 | No Data | No Data | No Data | No Data | No Data | No Data | No Data | No Data | -45.2 | -51.7502 | 56.42 | 64.7892 | 91 | 101.6518
2018-09-21 03:00 | No Data | No Data | No Data | No Data | 38.6542 | 51.4092 | No Data | No Data | No Data | No Data | No Data | No Data | No Data | No Data | -44.4 | -51.8614 | 56.42 | 63.7016 | 88.4 | 99.3777
2018-09-21 03:30 | No Data | No Data | No Data | No Data | 36.9085 | 50.1099 | No Data | No Data | No Data | No Data | No Data | No Data | No Data | No Data | -45.2 | -53.3816 | 55.965 | 62.879 | 86.1 | 96.9199
2018-09-21 04:00 | No Data | No Data | No Data | No Data | 36.9085 | 50.1099 | No Data | No Data | No Data | No Data | No Data | No Data | No Data | No Data | -44 | -52.3695 | 54.6 | 62.0954 | 83.6 | 94.6121
2018-09-21 04:30 | No Data | No Data | No Data | No Data | 34.6502 | 47.2332 | No Data | No Data | No Data | No Data | No Data | No Data | No Data | No Data | -35.2 | -46.7726 | 46.865 | 53.7844 | 77.3 | 88.3096
2018-09-21 05:00 | No Data | No Data | No Data | No Data | 31.3176 | 44.8456 | No Data | No Data | No Data | No Data | No Data | No Data | No Data | No Data | -38.8 | -48.3206 | 49.595 | 57.0567 | 80.5 | 91.3412
2018-09-21 05:30 | No Data | No Data | No Data | No Data | 34.6014 | 47.1974 | No Data | No Data | No Data | No Data | No Data | No Data | No Data | No Data | -34.4 | -42.8803 | 45.955 | 55.1471 | 80.1 | 91.6044
2018-09-21 06:00 | No Data | No Data | No Data | No Data | 40.2411 | 50.4418 | No Data | No Data | No Data | No Data | No Data | No Data | No Data | No Data | -66.4 | -66.9292 | 80.535 | 90.1428 | 119.9 | 128.493
2018-09-21 06:30 | No Data | No Data | No Data | No Data | 50.6416 | 56.2647 | No Data | No Data | No Data | No Data | No Data | No Data | No Data | No Data | -53.6 | -53.8917 | 67.795 | 80.8954 | 111.5 | 120.3834
2018-09-21 07:00 | No Data | No Data | No Data | No Data | 56.025 | 60.458 | No Data | No Data | No Data | No Data | No Data | No Data | No Data | No Data | -25.2 | -29.2246 | 38.675 | 56.3264 | 70.3 | 85.124
2018-09-21 07:30 | No Data | No Data | No Data | No Data | 56.1837 | 59.7575 | No Data | No Data | No Data | No Data | No Data | No Data | No Data | No Data | -41.6 | -44.1543 | 47.775 | 59.7871 | 50.8 | 66.2336
2018-09-21 08:00 | No Data | No Data | No Data | No Data | 55.4147 | 59.035 | No Data | No Data | No Data | No Data | No Data | No Data | No Data | No Data | -69.2 | -69.4953 | 77.35 | 86.8907 | 57.3 | 70.2257
2018-09-21 08:30 | No Data | No Data | No Data | No Data | 45.9297 | 49.5612 | No Data | No Data | No Data | No Data | No Data | No Data | No Data | No Data | -93.2 | -93.2009 | 102.83 | 110.0235 | 75.6 | 84.3452
2018-09-21 09:00 | No Data | No Data | No Data | No Data | 38.4955 | 44.517 | No Data | No Data | No Data | No Data | No Data | No Data | No Data | No Data | -51.6 | -54.266 | 58.24 | 67.7324 | 25.1 | 43.8863
2018-09-21 09:30 | No Data | No Data | No Data | No Data | 37.1649 | 44.2435 | No Data | No Data | No Data | No Data | No Data | No Data | No Data | No Data | -48 | -51.4058 | 57.785 | 66.8788 | 21.4 | 39.9516
2018-09-21 10:00 | No Data | No Data | No Data | No Data | 31.3664 | 39.4021 | No Data | No Data | No Data | No Data | No Data | No Data | No Data | No Data | -49.6 | -53.6313 | 56.42 | 64.5667 | 18.1 | 38.4294
2018-09-21 10:30 | No Data | No Data | No Data | No Data | 32.6482 | 41.2959 | No Data | No Data | No Data | No Data | No Data | No Data | No Data | No Data | -36.4 | -44.5008 | 41.86 | 50.9925 | 2 | 31.6332
2018-09-21 11:00 | No Data | No Data | No Data | No Data | 30.4021 | 39.544 | No Data | No Data | No Data | No Data | No Data | No Data | No Data | No Data | -37.2 | -47.2914 | 42.77 | 50.2564 | 1.2 | 28.825
2018-09-21 11:30 | No Data | No Data | No Data | No Data | 25.4704 | 35.814 | No Data | No Data | No Data | No Data | No Data | No Data | No Data | No Data | -47.6 | -52.9528 | 54.145 | 61.4789 | 11 | 33.1766
2018-09-21 12:00 | No Data | No Data | No Data | No Data | 24.86 | 35.3825 | No Data | No Data | No Data | No Data | No Data | No Data | No Data | No Data | -43.6 | -52.2532 | 46.41 | 53.3884 | 4.7 | 29.2797
2018-09-21 12:30 | No Data | No Data | No Data | No Data | 21.2222 | 32.9285 | No Data | No Data | No Data | No Data | No Data | No Data | No Data | No Data | -47.2 | -54.8802 | 52.325 | 58.3997 | 8.6 | 30.5354
2018-09-21 13:00 | No Data | No Data | No Data | No Data | 27.2648 | 39.9008 | No Data | No Data | No Data | No Data | No Data | No Data | No Data | No Data | -48 | -55.171 | 52.78 | 59.0098 | 7.6 | 30.9477
2018-09-21 13:30 | No Data | No Data | No Data | No Data | 29.0593 | 41.1479 | No Data | No Data | No Data | No Data | No Data | No Data | No Data | No Data | -48.8 | -55.6748 | 53.69 | 60.4397 | 9.1 | 31.7328
2018-09-21 14:00 | No Data | No Data | No Data | No Data | 22.9068 | 35.6197 | No Data | No Data | No Data | No Data | No Data | No Data | No Data | No Data | -51.6 | -57.0782 | 55.51 | 62.0621 | 12.6 | 33.7464
2018-09-21 14:30 | No Data | No Data | No Data | No Data | 23.2242 | 37.4097 | No Data | No Data | No Data | No Data | No Data | No Data | No Data | No Data | -57.6 | -61.3775 | 61.425 | 68.3727 | 17.5 | 37.5299
2018-09-21 15:00 | No Data | No Data | No Data | No Data | 15.5337 | 31.6662 | No Data | No Data | No Data | No Data | No Data | No Data | No Data | No Data | -54.4 | -58.5314 | 66.43 | 72.9023 | 25.1 | 41.86
2018-09-21 15:30 | No Data | No Data | No Data | No Data | 21.8326 | 35.1869 | No Data | No Data | No Data | No Data | No Data | No Data | No Data | No Data | -54 | -58.9318 | 63.7 | 70.6189 | 24.8 | 39.7613
2018-09-21 16:00 | No Data | No Data | No Data | No Data | 27.0085 | 38.6123 | No Data | No Data | No Data | No Data | No Data | No Data | No Data | No Data | -52 | -55.8584 | 60.515 | 68.1741 | 24.9 | 41.5
2018-09-21 16:30 | No Data | No Data | No Data | No Data | 38.349 | 45.2428 | No Data | No Data | No Data | No Data | No Data | No Data | No Data | No Data | -60.8 | -63.4085 | 72.8 | 79.8314 | 39.5 | 53.4439
2018-09-21 17:00 | No Data | No Data | No Data | No Data | 37.8851 | 44.8502 | No Data | No Data | No Data | No Data | No Data | No Data | No Data | No Data | -55.2 | -58.0607 | 65.065 | 72.8469 | 52 | 65.7882
2018-09-21 17:30 | No Data | No Data | No Data | No Data | 45.5756 | 51.5112 | No Data | No Data | No Data | No Data | No Data | No Data | No Data | No Data | -67.2 | -68.1938 | 80.535 | 89.144 | 91.4 | 102.8679
2018-09-21 18:00 | No Data | No Data | No Data | No Data | 49.4697 | 54.9865 | No Data | No Data | No Data | No Data | No Data | No Data | No Data | No Data | -72.4 | -72.5336 | 87.36 | 96.2892 | 116.1 | 125.555
2018-09-21 18:30 | No Data | No Data | No Data | No Data | 51.313 | 56.6506 | No Data | No Data | No Data | No Data | No Data | No Data | No Data | No Data | -59.6 | -59.9867 | 72.345 | 83.3557 | 104.4 | 115.9289
2018-09-21 19:00 | No Data | No Data | No Data | No Data | 52.9488 | 59.1699 | No Data | No Data | No Data | No Data | No Data | No Data | No Data | No Data | -47.6 | -49.291 | 60.97 | 72.4465 | 91.5 | 104.4625
2018-09-21 19:30 | No Data | No Data | No Data | No Data | 54.9996 | 61.012 | No Data | No Data | No Data | No Data | No Data | No Data | No Data | No Data | -39.6 | -43.0163 | 50.96 | 62.3616 | 82 | 95.6276
2018-09-21 20:00 | No Data | No Data | No Data | No Data | 57.2091 | 63.011 | No Data | No Data | No Data | No Data | No Data | No Data | No Data | No Data | -43.6 | -47.4805 | 53.235 | 64.4897 | 85.2 | 98.2855
2018-09-21 20:30 | No Data | No Data | No Data | No Data | 59.675 | 65.963 | No Data | No Data | No Data | No Data | No Data | No Data | No Data | No Data | -17.2 | -30.8415 | 26.845 | 41.3074 | 56.8 | 74.1143
2018-09-21 21:00 | No Data | No Data | No Data | No Data | 59.675 | 65.963 | No Data | No Data | No Data | No Data | No Data | No Data | No Data | No Data | -21.2 | -32.3234 | 30.94 | 44.4039 | 60.7 | 77.6965
2018-09-21 21:30 | No Data | No Data | No Data | No Data | 66.743 | 71.7424 | No Data | No Data | No Data | No Data | No Data | No Data | No Data | No Data | -26.4 | -34.3651 | 39.13 | 51.9199 | 73 | 87.5874
2018-09-21 22:00 | No Data | No Data | No Data | No Data | 64.741 | 69.8838 | No Data | No Data | No Data | No Data | No Data | No Data | No Data | No Data | -31.2 | -40.1059 | 43.225 | 52.8936 | 75 | 87.7226
2018-09-21 22:30 | No Data | No Data | No Data | No Data | 75.1537 | 79.6269 | No Data | No Data | No Data | No Data | No Data | No Data | No Data | No Data | -28.4 | -38.2351 | 40.95 | 50.7809 | 77.7 | 89.4415
2018-09-21 23:00 | No Data | No Data | No Data | No Data | 80.3784 | 83.8866 | No Data | No Data | No Data | No Data | No Data | No Data | No Data | No Data | -38.8 | -42.9418 | 54.145 | 64.4913 | 95.8 | 105.6731
2018-09-21 23:30 | No Data | No Data | No Data | No Data | 91.6091 | 93.0591 | No Data | No Data | No Data | No Data | No Data | No Data | No Data | No Data | -30.8 | -32.5085 | 49.595 | 64.8993 | 102.2 | 111.9932
2018-09-22 | No Data | No Data | No Data | No Data | 82.1241 | 84.453 | No Data | No Data | No Data | No Data | No Data | No Data | No Data | No Data | -36 | -39.0958 | 53.69 | 65.9044 | 99.7 | 109.3851
2018-09-22 00:30 | No Data | No Data | No Data | No Data | 75.3613 | 79.5218 | No Data | No Data | No Data | No Data | No Data | No Data | No Data | No Data | -48.4 | -51.103 | 63.7 | 73.3665 | 106 | 114.8462
2018-09-22 01:00 | No Data | No Data | No Data | No Data | 66.7918 | 72.8687 | No Data | No Data | No Data | No Data | No Data | No Data | No Data | No Data | -46 | -49.1105 | 60.97 | 70.547 | 98.5 | 108.4593
2018-09-22 01:30 | No Data | No Data | No Data | No Data | 68.6473 | 73.9449 | No Data | No Data | No Data | No Data | No Data | No Data | No Data | No Data | -44.4 | -50.2824 | 60.97 | 67.7645 | 98.3 | 106.8574
2018-09-22 02:00 | No Data | No Data | No Data | No Data | 55.6222 | 64.5022 | No Data | No Data | No Data | No Data | No Data | No Data | No Data | No Data | -41.2 | -48.9326 | 56.42 | 62.481 | 90 | 98.8575
2018-09-22 02:30 | No Data | No Data | No Data | No Data | 53.6202 | 62.784 | No Data | No Data | No Data | No Data | No Data | No Data | No Data | No Data | -43.2 | -50.6281 | 56.42 | 62.2868 | 88.8 | 98.2744
2018-09-22 03:00 | No Data | No Data | No Data | No Data | 50.0801 | 60.8224 | No Data | No Data | No Data | No Data | No Data | No Data | No Data | No Data | -46 | -53.4401 | 60.06 | 65.4204 | 90.6 | 99.9038
2018-09-22 03:30 | No Data | No Data | No Data | No Data | 44.8554 | 57.6717 | No Data | No Data | No Data | No Data | No Data | No Data | No Data | No Data | -45.2 | -51.3654 | 60.515 | 66.3879 | 89.4 | 99.597
2018-09-22 04:00 | No Data | No Data | No Data | No Data | 44.6479 | 57.5104 | No Data | No Data | No Data | No Data | No Data | No Data | No Data | No Data | -42.4 | -48.9195 | 59.605 | 66.1395 | 88.5 | 98.879
2018-09-22 04:30 | No Data | No Data | No Data | No Data | 42.8046 | 56.0914 | No Data | No Data | No Data | No Data | No Data | No Data | No Data | No Data | -43.6 | -49.2016 | 62.335 | 68.9952 | 91 | 101.5185
2018-09-22 05:00 | No Data | No Data | No Data | No Data | 46.1372 | 58.6741 | No Data | No Data | No Data | No Data | No Data | No Data | No Data | No Data | -44 | -49.3737 | 62.335 | 69.3901 | 92 | 102.0126
2018-09-22 05:30 | No Data | No Data | No Data | No Data | 51.313 | 60.9634 | No Data | No Data | No Data | No Data | No Data | No Data | No Data | No Data | -33.2 | -45.0156 | 51.87 | 57.9924 | 81.3 | 90.9185
2018-09-22 06:00 | No Data | No Data | No Data | No Data | 54.6456 | 63.7939 | No Data | No Data | No Data | No Data | No Data | No Data | No Data | No Data | -31.6 | -41.1767 | 48.23 | 56.1054 | 81.7 | 91.9092
2018-09-22 06:30 | No Data | No Data | No Data | No Data | 54.5968 | 62.5443 | No Data | No Data | No Data | No Data | No Data | No Data | No Data | No Data | -25.6 | -37.3524 | 40.95 | 50.5132 | 77.3 | 87.8779
2018-09-22 07:00 | No Data | No Data | No Data | No Data | 55.0607 | 61.0248 | No Data | No Data | No Data | No Data | No Data | No Data | No Data | No Data | -20.8 | -33.6095 | 35.49 | 47.3834 | 68.5 | 80.666
2018-09-22 07:30 | No Data | No Data | No Data | No Data | 51.5694 | 56.8829 | No Data | No Data | No Data | No Data | No Data | No Data | No Data | No Data | -30.8 | -41.625 | 44.135 | 50.2934 | 40.5 | 54.9241
2018-09-22 08:00 | No Data | No Data | No Data | No Data | 53.5225 | 58.6594 | No Data | No Data | No Data | No Data | No Data | No Data | No Data | No Data | -34.8 | -43.9236 | 45.5 | 52.5993 | 22 | 39.4948
2018-09-22 08:30 | No Data | No Data | No Data | No Data | 55.256 | 60.2452 | No Data | No Data | No Data | No Data | No Data | No Data | No Data | No Data | -30 | -39.6989 | 43.225 | 50.4086 | 11.8 | 33.4504
2018-09-22 09:00 | No Data | No Data | No Data | No Data | 47.9316 | 53.607 | No Data | No Data | No Data | No Data | No Data | No Data | No Data | No Data | -29.6 | -39.9299 | 43.225 | 50.176 | 8.3 | 31.5127
2018-09-22 09:30 | No Data | No Data | No Data | No Data | 43.8788 | 50.8215 | No Data | No Data | No Data | No Data | No Data | No Data | No Data | No Data | -32.8 | -42.1046 | 48.23 | 53.9228 | 9.9 | 31.1169
2018-09-22 10:00 | No Data | No Data | No Data | No Data | 32.0867 | 41.1345 | No Data | No Data | No Data | No Data | No Data | No Data | No Data | No Data | -35.2 | -43.059 | 53.69 | 58.6721 | 12.6 | 31.5273
2018-09-22 10:30 | No Data | No Data | No Data | No Data | 29.6818 | 39.2875 | No Data | No Data | No Data | No Data | No Data | No Data | No Data | No Data | -30.8 | -40.05 | 46.865 | 52.2953 | 6.3 | 29.8719
2018-09-22 11:00 | No Data | No Data | No Data | No Data | 25.7267 | 35.1122 | No Data | No Data | No Data | No Data | No Data | No Data | No Data | No Data | -31.6 | -39.6807 | 50.05 | 55.5566 | 6.7 | 30.2513
2018-09-22 11:30 | No Data | No Data | No Data | No Data | 23.3219 | 35.0784 | No Data | No Data | No Data | No Data | No Data | No Data | No Data | No Data | -32.8 | -38.6264 | 50.505 | 57.1962 | 6.8 | 32.3234
2018-09-22 12:00 | No Data | No Data | No Data | No Data | 23.7858 | 36.6627 | No Data | No Data | No Data | No Data | No Data | No Data | No Data | No Data | -9.2 | -30.2338 | 27.3 | 37.0343 | -15.9 | -32.8283
2018-09-22 12:30 | No Data | No Data | No Data | No Data | 23.9933 | 36.7976 | No Data | No Data | No Data | No Data | No Data | No Data | No Data | No Data | -22.8 | -34.2812 | 39.13 | 46.2043 | -7.8 | -29.8376
2018-09-22 13:00 | No Data | No Data | No Data | No Data | 23.5782 | 36.5284 | No Data | No Data | No Data | No Data | No Data | No Data | No Data | No Data | -18.4 | -31.5265 | 34.125 | 42.3174 | -11.5 | -31.8487
2018-09-22 13:30 | No Data | No Data | No Data | No Data | 30.5486 | 43.0299 | No Data | No Data | No Data | No Data | No Data | No Data | No Data | No Data | -14 | -31.6632 | 41.86 | 49.7284 | 27.1 | 47.2451
2018-09-22 14:00 | No Data | No Data | No Data | No Data | 27.4723 | 40.9034 | No Data | No Data | No Data | No Data | No Data | No Data | No Data | No Data | -4.4 | -30.3209 | 22.295 | 31.2098 | 18.9 | 41.7259
2018-09-22 14:30 | No Data | No Data | No Data | No Data | 27.8386 | 41.1502 | No Data | No Data | No Data | No Data | No Data | No Data | No Data | No Data | 7.2 | 37.4977 | 5.915 | 15.295 | 6.8 | 30.9685
2018-09-22 15:00 | No Data | No Data | No Data | No Data | 28.1437 | 41.3573 | No Data | No Data | No Data | No Data | No Data | No Data | No Data | No Data | -2 | -35.3452 | 17.29 | 23.5064 | 16.3 | 35.5788
2018-09-22 15:30 | No Data | No Data | No Data | No Data | 29.218 | 42.2101 | No Data | No Data | No Data | No Data | No Data | No Data | No Data | No Data | -12 | -36.8109 | 28.665 | 33.4758 | 34.2 | 46.8363
2018-09-22 16:00 | No Data | No Data | No Data | No Data | 31.1711 | 43.5849 | No Data | No Data | No Data | No Data | No Data | No Data | No Data | No Data | -16 | -35.4198 | 30.485 | 36.471 | 35.9 | 48.2918
2018-09-22 16:30 | No Data | No Data | No Data | No Data | 28.8029 | 40.6731 | No Data | No Data | No Data | No Data | No Data | No Data | No Data | No Data | -17.6 | -36.1707 | 30.03 | 36.0916 | 42.5 | 53.5631
2018-09-22 17:00 | No Data | No Data | No Data | No Data | 32.4529 | 42.1668 | No Data | No Data | No Data | No Data | No Data | No Data | No Data | No Data | -19.2 | -38.0063 | 32.76 | 38.3929 | 51 | 61.239
2018-09-22 17:30 | No Data | No Data | No Data | No Data | 43.2197 | 50.9194 | No Data | No Data | No Data | No Data | No Data | No Data | No Data | No Data | -20.8 | -38.166 | 35.035 | 40.5793 | 58.4 | 68.4996
2018-09-22 18:00 | No Data | No Data | No Data | No Data | 49.8238 | 55.7799 | No Data | No Data | No Data | No Data | No Data | No Data | No Data | No Data | -21.6 | -36.967 | 36.4 | 43.6634 | 62.7 | 73.4723
2018-09-22 18:30 | No Data | No Data | No Data | No Data | 51.9234 | 57.6631 | No Data | No Data | No Data | No Data | No Data | No Data | No Data | No Data | -17.6 | -34.7816 | 29.12 | 38.1006 | 59.3 | 71.418
2018-09-22 19:00 | No Data | No Data | No Data | No Data | 50.3365 | 56.2383 | No Data | No Data | No Data | No Data | No Data | No Data | No Data | No Data | -14.8 | -33.0938 | 27.3 | 37.0678 | 56.4 | 69.4349
2018-09-22 19:30 | No Data | No Data | No Data | No Data | 53.8277 | 60.1417 | No Data | No Data | No Data | No Data | No Data | No Data | No Data | No Data | -19.6 | -36.5075 | 29.12 | 38.1006 | 57.1 | 70.1206
2018-09-22 20:00 | No Data | No Data | No Data | No Data | 53.8277 | 60.1417 | No Data | No Data | No Data | No Data | No Data | No Data | No Data | No Data | -20.8 | -39.5171 | 30.03 | 38.2308 | 57.7 | 70.0384
2018-09-22 20:30 | No Data | No Data | No Data | No Data | 56.2814 | 62.3474 | No Data | No Data | No Data | No Data | No Data | No Data | No Data | No Data | -14.4 | -41.386 | 22.295 | 29.0702 | 49 | 60.9216
2018-09-22 21:00 | No Data | No Data | No Data | No Data | 52.1309 | 58.6279 | No Data | No Data | No Data | No Data | No Data | No Data | No Data | No Data | -19.6 | -43.1129 | 27.3 | 34.125 | 53.6 | 65.3774
2018-09-22 21:30 | No Data | No Data | No Data | No Data | 60.9567 | 66.5982 | No Data | No Data | No Data | No Data | No Data | No Data | No Data | No Data | -16 | -40.8627 | 24.57 | 31.6936 | 55.6 | 66.7859
2018-09-22 22:00 | No Data | No Data | No Data | No Data | 55.8297 | 61.9399 | No Data | No Data | No Data | No Data | No Data | No Data | No Data | No Data | -19.2 | -42.9325 | 26.845 | 32.9522 | 56.8 | 67.4087
2018-09-22 22:30 | No Data | No Data | No Data | No Data | 59.9313 | 65.661 | No Data | No Data | No Data | No Data | No Data | No Data | No Data | No Data | -22 | -42.19 | 29.575 | 36.765 | 62.8 | 73.0931
2018-09-22 23:00 | No Data | No Data | No Data | No Data | 56.3912 | 62.4466 | No Data | No Data | No Data | No Data | No Data | No Data | No Data | No Data | -26.8 | -43.2925 | 34.58 | 41.3925 | 72.3 | 80.946
2018-09-22 23:30 | No Data | No Data | No Data | No Data | 63.2029 | 67.4278 | No Data | No Data | No Data | No Data | No Data | No Data | No Data | No Data | -17.6 | -32.7341 | 26.845 | 39.6059 | 74.1 | 83.5972
2018-09-23 | No Data | No Data | No Data | No Data | 57.7707 | 62.3647 | No Data | No Data | No Data | No Data | No Data | No Data | No Data | No Data | -24 | -37.7974 | 32.305 | 41.7138 | 74.5 | 83.906
2018-09-23 00:30 | No Data | No Data | No Data | No Data | 34.0887 | 42.3785 | No Data | No Data | No Data | No Data | No Data | No Data | No Data | No Data | -22 | -42.19 | 29.12 | 35.8614 | 66.7 | 75.6059
2018-09-23 01:00 | No Data | No Data | No Data | No Data | 28.2414 | 36.7666 | No Data | No Data | No Data | No Data | No Data | No Data | No Data | No Data | -22 | -46.0017 | 26.845 | 32.1798 | 62.4 | 71.2539
2018-09-23 01:30 | No Data | No Data | No Data | No Data | 42.707 | 50.459 | No Data | No Data | No Data | No Data | No Data | No Data | No Data | No Data | -45.6 | -56.642 | 50.05 | 53.7382 | 89.4 | 96.1536
2018-09-23 02:00 | No Data | No Data | No Data | No Data | 38.703 | 48.5008 | No Data | No Data | No Data | No Data | No Data | No Data | No Data | No Data | -24 | -48.0267 | 30.94 | 34.7978 | 61.1 | 69.7293
2018-09-23 02:30 | No Data | No Data | No Data | No Data | 34.0398 | 47.073 | No Data | No Data | No Data | No Data | No Data | No Data | No Data | No Data | 7.2 | 50.5157 | -2.275 | -8.5001 | 29.6 | 41.9218
2018-09-23 03:00 | No Data | No Data | No Data | No Data | 19.379 | 36.4038 | No Data | No Data | No Data | No Data | No Data | No Data | No Data | No Data | -45.6 | -55.7078 | 50.96 | 54.7515 | 82.9 | 90.0354
2018-09-23 03:30 | No Data | No Data | No Data | No Data | 11.017 | 29.4745 | No Data | No Data | No Data | No Data | No Data | No Data | No Data | No Data | -24 | -46.6476 | 30.94 | 35.6675 | 58 | 68.6894
2018-09-23 04:00 | No Data | No Data | No Data | No Data | 15.729 | 31.6247 | No Data | No Data | No Data | No Data | No Data | No Data | No Data | No Data | 28.8 | 57.7013 | -18.655 | -20.7562 | 3.5 | 30.5629
2018-09-23 04:30 | No Data | No Data | No Data | No Data | 22.7604 | 36.9213 | No Data | No Data | No Data | No Data | No Data | No Data | No Data | No Data | -23.2 | -46.5876 | 30.94 | 35.2236 | 56.7 | 67.4867
2018-09-23 05:00 | No Data | No Data | No Data | No Data | 22.1988 | 36.5779 | No Data | No Data | No Data | No Data | No Data | No Data | No Data | No Data | -26.4 | -46.2705 | 34.125 | 38.675 | 60 | 70.5437
2018-09-23 05:30 | No Data | No Data | No Data | No Data | 8.0995 | 23.0578 | No Data | No Data | No Data | No Data | No Data | No Data | No Data | No Data | -27.2 | -46.4069 | 34.125 | 38.8912 | 62.3 | 72.2554
2018-09-23 06:00 | No Data | No Data | No Data | No Data | 20.6607 | 32.494 | No Data | No Data | No Data | No Data | No Data | No Data | No Data | No Data | -30 | -47.1695 | 34.125 | 40.0322 | 65.1 | 74.7813
2018-09-23 06:30 | No Data | No Data | No Data | No Data | 22.9679 | 32.8111 | No Data | No Data | No Data | No Data | No Data | No Data | No Data | No Data | -26.8 | -44.2412 | 31.395 | 37.9864 | 62.4 | 72.3923
2018-09-23 07:00 | No Data | No Data | No Data | No Data | 18.0362 | 29.5694 | No Data | No Data | No Data | No Data | No Data | No Data | No Data | No Data | -74.4 | -75.8578 | 85.085 | 91.0114 | 111.9 | 119.0377
2018-09-23 07:30 | No Data | No Data | No Data | No Data | 21.0147 | 31.3659 | No Data | No Data | No Data | No Data | No Data | No Data | No Data | No Data | -78 | -79.3917 | 85.54 | 90.6581 | 102.3 | 109.5891
2018-09-23 08:00 | No Data | No Data | No Data | No Data | 29.8894 | 37.889 | No Data | No Data | No Data | No Data | No Data | No Data | No Data | No Data | -51.6 | -59.8892 | 54.145 | 58.5555 | 66.6 | 75.1439
2018-09-23 08:30 | No Data | No Data | No Data | No Data | 27.216 | 37.0095 | No Data | No Data | No Data | No Data | No Data | No Data | No Data | No Data | -39.6 | -49.6806 | 46.41 | 50.7259 | 53.3 | 63.221
2018-09-23 09:00 | No Data | No Data | No Data | No Data | 23.8346 | 34.5989 | No Data | No Data | No Data | No Data | No Data | No Data | No Data | No Data | -35.2 | -47.5714 | 45.955 | 50.1265 | 52.9 | 63.4304
2018-09-23 09:30 | No Data | No Data | No Data | No Data | 16.4981 | 30.0196 | No Data | No Data | No Data | No Data | No Data | No Data | No Data | No Data | -23.2 | -42.4924 | 31.85 | 36.6833 | 36.6 | 49.4146
2018-09-23 10:00 | No Data | No Data | No Data | No Data | 12.3964 | 27.9761 | No Data | No Data | No Data | No Data | No Data | No Data | No Data | No Data | -21.2 | -42.4698 | 30.485 | 34.3939 | 31.6 | 46.5354
2018-09-23 10:30 | No Data | No Data | No Data | No Data | -0.98268 | -22.7938 | No Data | No Data | No Data | No Data | No Data | No Data | No Data | No Data | -24.8 | -44.0454 | 36.4 | 39.551 | 1.6 | 24.4524
2018-09-23 11:00 | No Data | No Data | No Data | No Data | 1.4343 | 22.8177 | No Data | No Data | No Data | No Data | No Data | No Data | No Data | No Data | -16.4 | -43.6018 | 25.025 | 28.9524 | 7.4 | 27.3212
2018-09-23 11:30 | No Data | No Data | No Data | No Data | 0.0061036 | 22.565 | No Data | No Data | No Data | No Data | No Data | No Data | No Data | No Data | -14 | -41.2485 | 26.39 | 29.7112 | 2.9 | 24.969
2018-09-23 12:00 | No Data | No Data | No Data | No Data | -6.9276 | -25.032 | No Data | No Data | No Data | No Data | No Data | No Data | No Data | No Data | -23.2 | -43.8415 | 35.945 | 38.6134 | 16.5 | 31.217
2018-09-23 12:30 | No Data | No Data | No Data | No Data | 3.1189 | 24.3041 | No Data | No Data | No Data | No Data | No Data | No Data | No Data | No Data | -36 | -48.9718 | 56.875 | 59.9996 | 24.9 | 37.1722
2018-09-23 13:00 | No Data | No Data | No Data | No Data | -5.3895 | -24.6507 | No Data | No Data | No Data | No Data | No Data | No Data | No Data | No Data | -40 | -54.3529 | 51.415 | 53.9612 | 38 | 47.9233
2018-09-23 13:30 | No Data | No Data | No Data | No Data | -2.1546 | -22.4611 | No Data | No Data | No Data | No Data | No Data | No Data | No Data | No Data | -42.8 | -54.45 | 55.51 | 57.274 | 12.1 | 23.8908
2018-09-23 14:00 | No Data | No Data | No Data | No Data | 0.0061036 | 22.3575 | No Data | No Data | No Data | No Data | No Data | No Data | No Data | No Data | -28 | -46.2411 | 40.95 | 43.1651 | 39.8 | 48.8938
2018-09-23 14:30 | No Data | No Data | No Data | No Data | -5.6458 | -22.6099 | No Data | No Data | No Data | No Data | No Data | No Data | No Data | No Data | -49.2 | -59.3539 | 57.33 | 59.5007 | 46.4 | 55.4171
2018-09-23 15:00 | No Data | No Data | No Data | No Data | 6.659 | 24.5123 | No Data | No Data | No Data | No Data | No Data | No Data | No Data | No Data | -49.6 | -58.8109 | 59.605 | 61.4671 | 32.4 | 40.3207
2018-09-23 15:30 | No Data | No Data | No Data | No Data | 13.1167 | 26.5448 | No Data | No Data | No Data | No Data | No Data | No Data | No Data | No Data | -48.4 | -57.369 | 55.51 | 57.7492 | 41.9 | 50.009
2018-09-23 16:00 | No Data | No Data | No Data | No Data | 8.8685 | 22.5398 | No Data | No Data | No Data | No Data | No Data | No Data | No Data | No Data | -48.4 | -56.5261 | 57.785 | 61.0073 | 48 | 57.1945
2018-09-23 16:30 | No Data | No Data | No Data | No Data | 21.1124 | 30.786 | No Data | No Data | No Data | No Data | No Data | No Data | No Data | No Data | -30.8 | -45.5807 | 35.035 | 39.0691 | 35.5 | 47.196
2018-09-23 17:00 | No Data | No Data | No Data | No Data | 23.3707 | 28.4672 | No Data | No Data | No Data | No Data | No Data | No Data | No Data | No Data | -24.8 | -43.059 | 33.215 | 38.549 | 41.5 | 52.6499
2018-09-23 17:30 | No Data | No Data | No Data | No Data | 38.2879 | 43.0348 | No Data | No Data | No Data | No Data | No Data | No Data | No Data | No Data | -21.2 | -38.3854 | 31.85 | 38.3633 | 46.1 | 59.08
2018-09-23 18:00 | No Data | No Data | No Data | No Data | 39.9847 | 44.5511 | No Data | No Data | No Data | No Data | No Data | No Data | No Data | No Data | -8.8 | -35.1204 | 22.295 | 29.9644 | 48.9 | 59.903
2018-09-23 18:30 | No Data | No Data | No Data | No Data | 36.4446 | 41.4034 | No Data | No Data | No Data | No Data | No Data | No Data | No Data | No Data | 1.6 | 34.4372 | 11.375 | 25.0291 | 43.7 | 57.1308
2018-09-23 19:00 | No Data | No Data | No Data | No Data | 38.1903 | 42.9479 | No Data | No Data | No Data | No Data | No Data | No Data | No Data | No Data | 17.6 | 41.8779 | -5.46 | -19.0014 | 26.4 | 42.6432
2018-09-23 19:30 | No Data | No Data | No Data | No Data | 32.5017 | 37.9788 | No Data | No Data | No Data | No Data | No Data | No Data | No Data | No Data | 18 | 44.5942 | -8.19 | -18.7215 | 23.6 | 40.4079
2018-09-23 20:00 | No Data | No Data | No Data | No Data | 34.3938 | 40.4722 | No Data | No Data | No Data | No Data | No Data | No Data | No Data | No Data | 16.4 | 44.716 | -7.735 | -16.8902 | 23.4 | 40.2101
2018-09-23 20:30 | No Data | No Data | No Data | No Data | 25.0187 | 32.8785 | No Data | No Data | No Data | No Data | No Data | No Data | No Data | No Data | 16 | 46.4431 | -6.37 | -14.6521 | 24.9 | 39.6062
2018-09-23 21:00 | No Data | No Data | No Data | No Data | 24.2985 | 33.444 | No Data | No Data | No Data | No Data | No Data | No Data | No Data | No Data | 23.6 | 52.7712 | -12.74 | -17.3855 | 17.1 | 33.4081
2018-09-23 21:30 | No Data | No Data | No Data | No Data | 27.3259 | 35.7042 | No Data | No Data | No Data | No Data | No Data | No Data | No Data | No Data | 16 | 47.9483 | -5.46 | -13.8607 | 28.4 | 40.5188
2018-09-23 22:00 | No Data | No Data | No Data | No Data | 20.087 | 30.5216 | No Data | No Data | No Data | No Data | No Data | No Data | No Data | No Data | 14 | 49.2325 | -5.46 | -11.4023 | 27.7 | 38.5519
2018-09-23 22:30 | No Data | No Data | No Data | No Data | 21.7838 | 31.6641 | No Data | No Data | No Data | No Data | No Data | No Data | No Data | No Data | 14 | 48.0833 | -5.46 | -13.4437 | 31.5 | 42.4794
2018-09-23 23:00 | No Data | No Data | No Data | No Data | 23.1632 | 31.0468 | No Data | No Data | No Data | No Data | No Data | No Data | No Data | No Data | 14.8 | 47.1814 | -5.915 | -14.0462 | 35.4 | 44.9494
2018-09-23 23:30 | No Data | No Data | No Data | No Data | 42.5483 | 48.1159 | No Data | No Data | No Data | No Data | No Data | No Data | No Data | No Data | 21.2 | 44.5655 | -10.465 | -22.188 | 41.5 | 50.9746
2018-09-24 | No Data | No Data | No Data | No Data | 29.1691 | 37.8391 | No Data | No Data | No Data | No Data | No Data | No Data | No Data | No Data | 14 | 44.2719 | -4.095 | -17.7683 | 42.7 | 52.1277
2018-09-24 00:30 | No Data | No Data | No Data | No Data | 26.9108 | 36.1269 | No Data | No Data | No Data | No Data | No Data | No Data | No Data | No Data | 7.2 | 45.7699 | 0.455 | 15.9315 | 43.5 | 52.9306
2018-09-24 01:00 | No Data | No Data | No Data | No Data | 24.506 | 34.373 | No Data | No Data | No Data | No Data | No Data | No Data | No Data | No Data | 7.2 | 47.746 | 0.455 | 12.7481 | 40.1 | 49.6049
2018-09-24 01:30 | No Data | No Data | No Data | No Data | 28.9128 | 37.6419 | No Data | No Data | No Data | No Data | No Data | No Data | No Data | No Data | 14 | 51.923 | -5.915 | -12.021 | 33 | 43.2135
2018-09-24 02:00 | No Data | No Data | No Data | No Data | 24.8112 | 36.9907 | No Data | No Data | No Data | No Data | No Data | No Data | No Data | No Data | 13.2 | 51.7131 | -5.915 | -11.627 | 28.7 | 40.6587
2018-09-24 02:30 | No Data | No Data | No Data | No Data | 22.9679 | 35.7805 | No Data | No Data | No Data | No Data | No Data | No Data | No Data | No Data | 10.8 | 51.1531 | -3.64 | -12.3773 | 27.9 | 41.3359
2018-09-24 03:00 | No Data | No Data | No Data | No Data | 18.146 | 32.8937 | No Data | No Data | No Data | No Data | No Data | No Data | No Data | No Data | 9.6 | 51.3061 | -2.275 | -9.8221 | 29.6 | 42.5019
2018-09-24 03:30 | No Data | No Data | No Data | No Data | 16.4004 | 31.9639 | No Data | No Data | No Data | No Data | No Data | No Data | No Data | No Data | 9.2 | 53.1338 | 0 | 5.46 | 28.4 | 39.3935
2018-09-24 04:00 | No Data | No Data | No Data | No Data | 11.3222 | 29.6801 | No Data | No Data | No Data | No Data | No Data | No Data | No Data | No Data | 9.2 | 51.2328 | 0 | 5.915 | 27.6 | 38.9616
2018-09-24 04:30 | No Data | No Data | No Data | No Data | 9.5277 | 29.043 | No Data | No Data | No Data | No Data | No Data | No Data | No Data | No Data | 9.6 | 52.0922 | -0.91 | -6.8854 | 27.7 | 38.6122
2018-09-24 05:00 | No Data | No Data | No Data | No Data | 4.4007 | 25.9199 | No Data | No Data | No Data | No Data | No Data | No Data | No Data | No Data | 17.2 | 54.0119 | -9.555 | -11.4837 | 20.6 | 33.0934
2018-09-24 05:30 | No Data | No Data | No Data | No Data | 8.0995 | 23.298 | No Data | No Data | No Data | No Data | No Data | No Data | No Data | No Data | 16.4 | 53.7624 | -6.825 | -9.9789 | 25.7 | 35.9935
2018-09-24 06:00 | No Data | No Data | No Data | No Data | 13.9345 | 25.9108 | No Data | No Data | No Data | No Data | No Data | No Data | No Data | No Data | 22 | 50.6296 | -13.195 | -17.7217 | 22.8 | 35.4469
2018-09-24 06:30 | No Data | No Data | No Data | No Data | 18.7076 | 25.7165 | No Data | No Data | No Data | No Data | No Data | No Data | No Data | No Data | 26.8 | 50.1597 | -16.38 | -21.9157 | 22.5 | 35.6867
2018-09-24 07:00 | No Data | No Data | No Data | No Data | 28.4489 | 31.2711 | No Data | No Data | No Data | No Data | No Data | No Data | No Data | No Data | 19.2 | 41.8626 | -11.375 | -21.4623 | 11.1 | 31.3321
2018-09-24 07:30 | No Data | No Data | No Data | No Data | 29.3767 | 32.1175 | No Data | No Data | No Data | No Data | No Data | No Data | No Data | No Data | 12 | 39.8497 | -5.46 | -17.6983 | -11.4 | -26.6603
2018-09-24 08:00 | No Data | No Data | No Data | No Data | 33.0632 | 34.8853 | No Data | No Data | No Data | No Data | No Data | No Data | No Data | No Data | 6.4 | 34.6733 | 0.91 | 19.1317 | -24.2 | -31.9105
2018-09-24 08:30 | No Data | No Data | No Data | No Data | 32.7092 | 33.9879 | No Data | No Data | No Data | No Data | No Data | No Data | No Data | No Data | 14 | 40.8725 | -5.46 | -16.835 | -33.9 | -37.6152
2018-09-24 09:00 | No Data | No Data | No Data | No Data | 20.7095 | 22.6752 | No Data | No Data | No Data | No Data | No Data | No Data | No Data | No Data | 18 | 43.1351 | -6.37 | -15.0632 | -38.2 | -40.895
2018-09-24 09:30 | No Data | No Data | No Data | No Data | 22.9068 | 25.4026 | No Data | No Data | No Data | No Data | No Data | No Data | No Data | No Data | 16 | 44.1977 | -5.46 | -12.2089 | -39 | -40.8936
2018-09-24 10:00 | No Data | No Data | No Data | No Data | 20.5508 | 25.4624 | No Data | No Data | No Data | No Data | No Data | No Data | No Data | No Data | 12.8 | 43.1426 | -0.91 | -10.5045 | -39.3 | -41.3943
2018-09-24 10:30 | No Data | No Data | No Data | No Data | 22.5528 | 28.0734 | No Data | No Data | No Data | No Data | No Data | No Data | No Data | No Data | 16 | 41.9695 | -3.64 | -12.3773 | -43.8 | -45.9225
2018-09-24 11:00 | No Data | No Data | No Data | No Data | 15.5825 | 25.4804 | No Data | No Data | No Data | No Data | No Data | No Data | No Data | No Data | 15.2 | 42.7907 | -1.365 | -11.9085 | -41.1 | -43.107
2018-09-24 11:30 | No Data | No Data | No Data | No Data | 20.3433 | 28.6406 | No Data | No Data | No Data | No Data | No Data | No Data | No Data | No Data | 9.2 | 41.0444 | 3.64 | 11.5107 | -33.4 | -36.1769
2018-09-24 12:00 | No Data | No Data | No Data | No Data | 17.6333 | 26.7837 | No Data | No Data | No Data | No Data | No Data | No Data | No Data | No Data | 8.8 | 40.9566 | 5.005 | 12.8452 | -35.1 | -37.8262
2018-09-24 12:30 | No Data | No Data | No Data | No Data | 19.8917 | 30.0809 | No Data | No Data | No Data | No Data | No Data | No Data | No Data | No Data | 7.6 | 40.7156 | 5.005 | 11.6003 | -37.1 | -39.2787
2018-09-24 13:00 | No Data | No Data | No Data | No Data | 20.148 | 30.251 | No Data | No Data | No Data | No Data | No Data | No Data | No Data | No Data | 6.4 | 41.2989 | 5.46 | 11.005 | -37.8 | -39.6894
2018-09-24 13:30 | No Data | No Data | No Data | No Data | 23.9322 | 35.3342 | No Data | No Data | No Data | No Data | No Data | No Data | No Data | No Data | 13.6 | 43.7667 | 1.365 | 8.7521 | -42.2 | -43.5109
2018-09-24 14:00 | No Data | No Data | No Data | No Data | 22.1378 | 34.1443 | No Data | No Data | No Data | No Data | No Data | No Data | No Data | No Data | 10.8 | 42.592 | 1.82 | 10.1741 | -39.5 | -41.14
2018-09-24 14:30 | No Data | No Data | No Data | No Data | 27.7287 | 38.0083 | No Data | No Data | No Data | No Data | No Data | No Data | No Data | No Data | 9.2 | 42.912 | 4.095 | 10.3955 | -36.2 | -38.0747
2018-09-24 15:00 | No Data | No Data | No Data | No Data | 27.216 | 36.4927 | No Data | No Data | No Data | No Data | No Data | No Data | No Data | No Data | 6.4 | 41.2989 | 7.735 | 13.0133 | -31.2 | -33.6482
2018-09-24 15:30 | No Data | No Data | No Data | No Data | 27.4723 | 36.6843 | No Data | No Data | No Data | No Data | No Data | No Data | No Data | No Data | 5.2 | 41.0366 | 8.19 | 15.1454 | -30.7 | -33.659
2018-09-24 16:00 | No Data | No Data | No Data | No Data | 36.3958 | 42.8233 | No Data | No Data | No Data | No Data | No Data | No Data | No Data | No Data | -2.4 | -37.3052 | 14.105 | 20.9349 | -20.9 | -26.5047
2018-09-24 16:30 | No Data | No Data | No Data | No Data | 43.9887 | 49.4387 | No Data | No Data | No Data | No Data | No Data | No Data | No Data | No Data | -4.4 | -37.0621 | 13.195 | 21.0336 | -16.2 | -24.5904
2018-09-24 17:00 | No Data | No Data | No Data | No Data | 43.3661 | 46.972 | No Data | No Data | No Data | No Data | No Data | No Data | No Data | No Data | 0 | 38 | 10.01 | 19.1965 | -3.5 | -24.1174
2018-09-24 17:30 | No Data | No Data | No Data | No Data | 50.7027 | 53.8192 | No Data | No Data | No Data | No Data | No Data | No Data | No Data | No Data | 2.8 | 35.7099 | 10.01 | 21.171 | 18.8 | 37.2865
2018-09-24 18:00 | No Data | No Data | No Data | No Data | 45.0629 | 48.5429 | No Data | No Data | No Data | No Data | No Data | No Data | No Data | No Data | 12.8 | 40.4772 | 0.455 | 16.3863 | 28.5 | 43.151
2018-09-24 18:30 | No Data | No Data | No Data | No Data | 47.7729 | 49.6691 | No Data | No Data | No Data | No Data | No Data | No Data | No Data | No Data | 22.4 | 45.845 | -6.37 | -17.9998 | 26 | 41.4643
2018-09-24 19:00 | No Data | No Data | No Data | No Data | 49.3111 | 51.1502 | No Data | No Data | No Data | No Data | No Data | No Data | No Data | No Data | 24.4 | 45.1593 | -7.28 | -18.3416 | 25.3 | 41.2656
2018-09-24 19:30 | No Data | No Data | No Data | No Data | 49.1646 | 51.6867 | No Data | No Data | No Data | No Data | No Data | No Data | No Data | No Data | 25.2 | 48.98 | -8.645 | -16.5435 | 24.6 | 39.3402
2018-09-24 20:00 | No Data | No Data | No Data | No Data | 47.9805 | 51.3754 | No Data | No Data | No Data | No Data | No Data | No Data | No Data | No Data | 19.2 | 46.5446 | -5.46 | -15.1249 | 28 | 41.5511
2018-09-24 20:30 | No Data | No Data | No Data | No Data | 50.544 | 54.3577 | No Data | No Data | No Data | No Data | No Data | No Data | No Data | No Data | 18.4 | 48.0616 | -7.735 | -15.6893 | 24.8 | 39.4656
2018-09-24 21:00 | No Data | No Data | No Data | No Data | 44.5502 | 50.0331 | No Data | No Data | No Data | No Data | No Data | No Data | No Data | No Data | 16 | 48.3256 | -4.55 | -13.1005 | 26 | 40.002
2018-09-24 21:30 | No Data | No Data | No Data | No Data | 52.1798 | 56.9326 | No Data | No Data | No Data | No Data | No Data | No Data | No Data | No Data | 13.6 | 48.736 | -2.275 | -12.4939 | 31.1 | 43.1419
2018-09-24 22:00 | No Data | No Data | No Data | No Data | 44.6967 | 50.1636 | No Data | No Data | No Data | No Data | No Data | No Data | No Data | No Data | 11.6 | 51.7177 | -1.365 | -9.5982 | 31.3 | 41.4982
2018-09-24 22:30 | No Data | No Data | No Data | No Data | 49.8726 | 55.3492 | No Data | No Data | No Data | No Data | No Data | No Data | No Data | No Data | 11.6 | 47.0523 | -0.455 | -12.3606 | 36.4 | 46.8531
2018-09-24 23:00 | No Data | No Data | No Data | No Data | 50.0313 | 55.4923 | No Data | No Data | No Data | No Data | No Data | No Data | No Data | No Data | 7.6 | 44.6515 | 3.185 | 14.4601 | 43.7 | 52.3367
2018-09-24 23:30 | No Data | No Data | No Data | No Data | 63.1052 | 65.7645 | No Data | No Data | No Data | No Data | No Data | No Data | No Data | No Data | 18.4 | 42.9418 | -6.825 | -19.8643 | 45.9 | 54.8344
2018-09-25 | No Data | No Data | No Data | No Data | 53.669 | 56.7721 | No Data | No Data | No Data | No Data | No Data | No Data | No Data | No Data | 7.2 | 39.8557 | 6.37 | 19.7126 | 53.6 | 62.0194
2018-09-25 00:30 | No Data | No Data | No Data | No Data | 48.2856 | 53.2774 | No Data | No Data | No Data | No Data | No Data | No Data | No Data | No Data | 13.2 | 49.7819 | -0.455 | -11.8387 | 42.1 | 49.746
2018-09-25 01:00 | No Data | No Data | No Data | No Data | 41.9867 | 48.5169 | No Data | No Data | No Data | No Data | No Data | No Data | No Data | No Data | 12 | 49.3818 | 0 | 10.92 | 38.2 | 47.3629
2018-09-25 01:30 | No Data | No Data | No Data | No Data | 40.0824 | 46.8786 | No Data | No Data | No Data | No Data | No Data | No Data | No Data | No Data | 11.2 | 52.02 | 1.365 | 8.7521 | 38.4 | 46.543
2018-09-25 02:00 | No Data | No Data | No Data | No Data | 40.0824 | 48.6779 | No Data | No Data | No Data | No Data | No Data | No Data | No Data | No Data | 9.6 | 52.0922 | 0.455 | 8.657 | 35.9 | 45.3442
2018-09-25 02:30 | No Data | No Data | No Data | No Data | 34.699 | 45.6701 | No Data | No Data | No Data | No Data | No Data | No Data | No Data | No Data | 2 | 50.4397 | 8.19 | 11.9085 | 41.3 | 49.8407
2018-09-25 03:00 | No Data | No Data | No Data | No Data | 33.2219 | 44.5582 | No Data | No Data | No Data | No Data | No Data | No Data | No Data | No Data | 1.2 | 53.6015 | 9.555 | 9.8221 | 39.4 | 45.3719
2018-09-25 03:30 | No Data | No Data | No Data | No Data | 33.1121 | 44.4764 | No Data | No Data | No Data | No Data | No Data | No Data | No Data | No Data | 3.2 | 52.8969 | 10.92 | 11.5107 | 39.5 | 46.0645
2018-09-25 04:00 | No Data | No Data | No Data | No Data | 30.9148 | 42.8656 | No Data | No Data | No Data | No Data | No Data | No Data | No Data | No Data | -1.2 | -51.2141 | 16.38 | 16.7796 | 45.1 | 50.948
2018-09-25 04:30 | No Data | No Data | No Data | No Data | 23.4195 | 37.8181 | No Data | No Data | No Data | No Data | No Data | No Data | No Data | No Data | 2.8 | 52.4748 | 13.65 | 14.0167 | 42.7 | 48.5004
2018-09-25 05:00 | No Data | No Data | No Data | No Data | 25.0675 | 38.8602 | No Data | No Data | No Data | No Data | No Data | No Data | No Data | No Data | 1.2 | 49.6145 | 13.65 | 14.8765 | 44.2 | 50.2955
2018-09-25 05:30 | No Data | No Data | No Data | No Data | 28.0949 | 40.8786 | No Data | No Data | No Data | No Data | No Data | No Data | No Data | No Data | 3.2 | 50.9007 | 10.465 | 11.8037 | 43.9 | 49.194
2018-09-25 06:00 | No Data | No Data | No Data | No Data | 33.2708 | 43.5147 | No Data | No Data | No Data | No Data | No Data | No Data | No Data | No Data | 8 | 49.0567 | 5.005 | 8.8345 | 41.4 | 46.9766
2018-09-25 06:30 | No Data | No Data | No Data | No Data | 43.7812 | 49.8544 | No Data | No Data | No Data | No Data | No Data | No Data | No Data | No Data | 7.2 | 41.8244 | 5.915 | 14.4601 | 43.4 | 49.8378
2018-09-25 07:00 | No Data | No Data | No Data | No Data | 49.2134 | 53.436 | No Data | No Data | No Data | No Data | No Data | No Data | No Data | No Data | -4 | -36.2679 | 16.835 | 24.1322 | 39.8 | 48.7201
2018-09-25 07:30 | No Data | No Data | No Data | No Data | 47.8828 | 52.2131 | No Data | No Data | No Data | No Data | No Data | No Data | No Data | No Data | -15.2 | -38.7092 | 20.475 | 26.7987 | 14.1 | 27.3198
2018-09-25 08:00 | No Data | No Data | No Data | No Data | 49.7749 | 52.8963 | No Data | No Data | No Data | No Data | No Data | No Data | No Data | No Data | -17.6 | -40.7922 | 24.115 | 29.152 | -0.1 | -18.0003
2018-09-25 08:30 | No Data | No Data | No Data | No Data | 51.313 | 54.3462 | No Data | No Data | No Data | No Data | No Data | No Data | No Data | No Data | -18.4 | -43.666 | 22.75 | 26.5308 | -5.5 | -18.2486
2018-09-25 09:00 | No Data | No Data | No Data | No Data | 47.5166 | 50.777 | No Data | No Data | No Data | No Data | No Data | No Data | No Data | No Data | -14.8 | -44.5313 | 18.2 | 22.4799 | -14.2 | -22.0737
2018-09-25 09:30 | No Data | No Data | No Data | No Data | 52.8023 | 55.9212 | No Data | No Data | No Data | No Data | No Data | No Data | No Data | No Data | -14 | -45.0315 | 17.29 | 20.4497 | -17.7 | -23.1366
2018-09-25 10:00 | No Data | No Data | No Data | No Data | 52.8023 | 57.441 | No Data | No Data | No Data | No Data | No Data | No Data | No Data | No Data | -17.2 | -47.9883 | 20.02 | 22.383 | -18.5 | -23.14
2018-09-25 10:30 | No Data | No Data | No Data | No Data | 49.4697 | 54.3934 | No Data | No Data | No Data | No Data | No Data | No Data | No Data | No Data | -9.2 | -45.7349 | 12.74 | 15.3962 | -27.5 | -30.2491
2018-09-25 11:00 | No Data | No Data | No Data | No Data | 49.8238 | 55.4384 | No Data | No Data | No Data | No Data | No Data | No Data | No Data | No Data | -12.8 | -48.5189 | 15.925 | 17.5101 | -24.8 | -27.2947
2018-09-25 11:30 | No Data | No Data | No Data | No Data | 46.0273 | 53.2739 | No Data | No Data | No Data | No Data | No Data | No Data | No Data | No Data | -14.4 | -46.2964 | 16.835 | 19.1371 | -25.2 | -28.0416
2018-09-25 12:00 | No Data | No Data | No Data | No Data | 47.4189 | 54.4808 | No Data | No Data | No Data | No Data | No Data | No Data | No Data | No Data | -12 | -46.3793 | 15.47 | 18.1829 | -26.1 | -29.1584
2018-09-25 12:30 | No Data | No Data | No Data | No Data | 39.9359 | 49.1322 | No Data | No Data | No Data | No Data | No Data | No Data | No Data | No Data | -14 | -46.9366 | 17.29 | 19.3308 | -25.7 | -28.9375
2018-09-25 13:00 | No Data | No Data | No Data | No Data | 31.3664 | 42.4611 | No Data | No Data | No Data | No Data | No Data | No Data | No Data | No Data | -9.6 | -47.7745 | 12.74 | 15.1454 | -31.5 | -33.6728
2018-09-25 13:30 | No Data | No Data | No Data | No Data | 31.6228 | 42.6509 | No Data | No Data | No Data | No Data | No Data | No Data | No Data | No Data | -11.2 | -45.7908 | 15.925 | 18.1202 | -27.5 | -30.2909
2018-09-25 14:00 | No Data | No Data | No Data | No Data | 32.1965 | 42.6669 | No Data | No Data | No Data | No Data | No Data | No Data | No Data | No Data | -10.4 | -47.161 | 16.38 | 18.3134 | -27.6 | -30.1359
2018-09-25 14:30 | No Data | No Data | No Data | No Data | 29.4743 | 39.5432 | No Data | No Data | No Data | No Data | No Data | No Data | No Data | No Data | -14.4 | -48.2012 | 19.565 | 21.3898 | -21.7 | -24.8455
2018-09-25 15:00 | No Data | No Data | No Data | No Data | 31.989 | 41.4515 | No Data | No Data | No Data | No Data | No Data | No Data | No Data | No Data | -10 | -47.4654 | 15.47 | 17.5042 | -25.5 | -28.0979
2018-09-25 15:30 | No Data | No Data | No Data | No Data | 38.8006 | 45.9765 | No Data | No Data | No Data | No Data | No Data | No Data | No Data | No Data | -16 | -48.3256 | 21.385 | 23.6118 | -16.5 | -20.5205
2018-09-25 16:00 | No Data | No Data | No Data | No Data | 38.9105 | 45.2146 | No Data | No Data | No Data | No Data | No Data | No Data | No Data | No Data | -19.2 | -45.817 | 25.025 | 27.8778 | -9.9 | -18.3076
2018-09-25 16:30 | No Data | No Data | No Data | No Data | 43.2197 | 48.9721 | No Data | No Data | No Data | No Data | No Data | No Data | No Data | No Data | -16 | -45.3184 | 18.655 | 22.5902 | -7.8 | -18.1077
2018-09-25 17:00 | No Data | No Data | No Data | No Data | 43.061 | 48.0769 | No Data | No Data | No Data | No Data | No Data | No Data | No Data | No Data | -7.2 | -42.6127 | 18.2 | 21.7069 | 8.3 | 22.5807
2018-09-25 17:30 | No Data | No Data | No Data | No Data | 48.7495 | 52.5782 | No Data | No Data | No Data | No Data | No Data | No Data | No Data | No Data | -4.4 | -39.4462 | 18.2 | 23.3074 | 29.9 | 40.9635
2018-09-25 18:00 | No Data | No Data | No Data | No Data | 53.669 | 57.1691 | No Data | No Data | No Data | No Data | No Data | No Data | No Data | No Data | 2.4 | 37.2773 | 11.83 | 19.8382 | 39.8 | 49.422
2018-09-25 18:30 | No Data | No Data | No Data | No Data | 50.2388 | 53.9619 | No Data | No Data | No Data | No Data | No Data | No Data | No Data | No Data | 7.2 | 37.4977 | 7.28 | 18.7601 | 39.5 | 49.9049
2018-09-25 19:00 | No Data | No Data | No Data | No Data | 46.6011 | 49.0262 | No Data | No Data | No Data | No Data | No Data | No Data | No Data | No Data | 12 | 40.6133 | 2.275 | 15.709 | 36.4 | 47.1059
2018-09-25 19:30 | No Data | No Data | No Data | No Data | 39.1669 | 41.4425 | No Data | No Data | No Data | No Data | No Data | No Data | No Data | No Data | 9.2 | 39.8758 | 6.825 | 15.6694 | 41.8 | 50.3672
2018-09-25 20:00 | No Data | No Data | No Data | No Data | 43.1098 | 46.2955 | No Data | No Data | No Data | No Data | No Data | No Data | No Data | No Data | 7.2 | 41.4304 | 8.645 | 15.3962 | 43.3 | 51.5102
2018-09-25 20:30 | No Data | No Data | No Data | No Data | 36.1883 | 39.243 | No Data | No Data | No Data | No Data | No Data | No Data | No Data | No Data | 5.6 | 41.9752 | 8.645 | 15.0219 | 43.5 | 51.5707
2018-09-25 21:00 | No Data | No Data | No Data | No Data | 32.5505 | 36.8812 | No Data | No Data | No Data | No Data | No Data | No Data | No Data | No Data | 8 | 43.5412 | 5.46 | 12.2089 | 37.8 | 46.5691
2018-09-25 21:30 | No Data | No Data | No Data | No Data | 39.2157 | 42.8784 | No Data | No Data | No Data | No Data | No Data | No Data | No Data | No Data | 4.8 | 40.287 | 9.555 | 16.6619 | 46.2 | 54.4415
2018-09-25 22:00 | No Data | No Data | No Data | No Data | 39.057 | 44.1907 | No Data | No Data | No Data | No Data | No Data | No Data | No Data | No Data | -1.6 | -43.2296 | 16.38 | 19.4376 | 49.2 | 56.0736
2018-09-25 22:30 | No Data | No Data | No Data | No Data | 48.0293 | 53.8094 | No Data | No Data | No Data | No Data | No Data | No Data | No Data | No Data | -2.8 | -38.8186 | 19.565 | 23.5987 | 57.1 | 63.3771
2018-09-25 23:00 | No Data | No Data | No Data | No Data | 48.0781 | 52.3923 | No Data | No Data | No Data | No Data | No Data | No Data | No Data | No Data | -14 | -40.1218 | 28.21 | 31.9571 | 70.6 | 75.5156
2018-09-25 23:30 | No Data | No Data | No Data | No Data | 56.9528 | 59.2 | No Data | No Data | No Data | No Data | No Data | No Data | No Data | No Data | 18 | 40.6074 | 1.82 | 16.4808 | 53.2 | 59.2135
2018-09-26 | No Data | No Data | No Data | No Data | 55.3658 | 58.712 | No Data | No Data | No Data | No Data | No Data | No Data | No Data | No Data | 7.6 | 43.8634 | 8.19 | 14.3884 | 56.7 | 61.4539
2018-09-26 00:30 | No Data | No Data | No Data | No Data | 48.4443 | 53.1418 | No Data | No Data | No Data | No Data | No Data | No Data | No Data | No Data | 6 | 46.7863 | 8.19 | 13.2888 | 52.5 | 57.7256
2018-09-26 01:00 | No Data | No Data | No Data | No Data | 38.2879 | 44.9976 | No Data | No Data | No Data | No Data | No Data | No Data | No Data | No Data | 14.4 | 52.0323 | -0.91 | -4.1949 | 38.7 | 45.1728
2018-09-26 01:30 | No Data | No Data | No Data | No Data | 43.476 | 49.4872 | No Data | No Data | No Data | No Data | No Data | No Data | No Data | No Data | 12.4 | 51.903 | 1.365 | 5.628 | 41 | 46.8162
2018-09-26 02:00 | No Data | No Data | No Data | No Data | 35.5779 | 43.649 | No Data | No Data | No Data | No Data | No Data | No Data | No Data | No Data | 9.6 | 52.4854 | 4.095 | 6.1214 | 39.3 | 45.5356
2018-09-26 02:30 | No Data | No Data | No Data | No Data | 33.576 | 44.6212 | No Data | No Data | No Data | No Data | No Data | No Data | No Data | No Data | 7.6 | 52.9483 | 4.55 | 5.8268 | 38.8 | 44.8018
2018-09-26 03:00 | No Data | No Data | No Data | No Data | 21.6861 | 35.2114 | No Data | No Data | No Data | No Data | No Data | No Data | No Data | No Data | 10 | 56.4921 | 1.82 | 1.876 | 33.2 | 39.2841
2018-09-26 03:30 | No Data | No Data | No Data | No Data | 19.8917 | 34.1356 | No Data | No Data | No Data | No Data | No Data | No Data | No Data | No Data | 10.4 | 57.7443 | 2.275 | 2.6531 | 34.3 | 39.705
2018-09-26 04:00 | No Data | No Data | No Data | No Data | 21.7838 | 37.1531 | No Data | No Data | No Data | No Data | No Data | No Data | No Data | No Data | 6 | 53.5373 | 8.645 | 8.8345 | 39.1 | 44.6696
2018-09-26 04:30 | No Data | No Data | No Data | No Data | 19.7818 | 34.6606 | No Data | No Data | No Data | No Data | No Data | No Data | No Data | No Data | 6 | 51.1531 | 10.01 | 10.6513 | 40.2 | 46.1172
2018-09-26 05:00 | No Data | No Data | No Data | No Data | 24.86 | 37.7896 | No Data | No Data | No Data | No Data | No Data | No Data | No Data | No Data | 2 | 48.8016 | 15.925 | 16.835 | 46.4 | 51.9216
2018-09-26 05:30 | No Data | No Data | No Data | No Data | 24.86 | 37.7896 | No Data | No Data | No Data | No Data | No Data | No Data | No Data | No Data | 0.4 | 45.2018 | 15.47 | 18.4261 | 49.4 | 56.0118
2018-09-26 06:00 | No Data | No Data | No Data | No Data | 36.7498 | 46.4821 | No Data | No Data | No Data | No Data | No Data | No Data | No Data | No Data | 0.4 | 40.802 | 16.835 | 22.3136 | 53.9 | 60.785
2018-09-26 06:30 | No Data | No Data | No Data | No Data | 43.9277 | 50.3545 | No Data | No Data | No Data | No Data | No Data | No Data | No Data | No Data | 2.8 | 38.833 | 11.83 | 20.9498 | 52.8 | 59.9533
2018-09-26 07:00 | No Data | No Data | No Data | No Data | 45.6245 | 49.3527 | No Data | No Data | No Data | No Data | No Data | No Data | No Data | No Data | -8 | -32.5969 | 23.66 | 34.439 | 46.2 | 57.0088
2018-09-26 07:30 | No Data | No Data | No Data | No Data | 42.6459 | 46.613 | No Data | No Data | No Data | No Data | No Data | No Data | No Data | No Data | -10 | -33.1445 | 29.12 | 36.9532 | 22.5 | 36.5471
2018-09-26 08:00 | No Data | No Data | No Data | No Data | 53.0587 | 56.2967 | No Data | No Data | No Data | No Data | No Data | No Data | No Data | No Data | -13.6 | -32.2118 | 29.575 | 37.8745 | 4.2 | 25.4827
2018-09-26 08:30 | No Data | No Data | No Data | No Data | 49.5674 | 52.3774 | No Data | No Data | No Data | No Data | No Data | No Data | No Data | No Data | -12 | -35.3021 | 27.755 | 34.2219 | 0 | 21.4002
2018-09-26 09:00 | No Data | No Data | No Data | No Data | 42.1332 | 46.0404 | No Data | No Data | No Data | No Data | No Data | No Data | No Data | No Data | -19.2 | -38.3521 | 34.58 | 39.291 | 3.6 | 21.5741
2018-09-26 09:30 | No Data | No Data | No Data | No Data | 34.8577 | 42.5258 | No Data | No Data | No Data | No Data | No Data | No Data | No Data | No Data | -21.6 | -37.2924 | 45.5 | 49.5282 | 10.3 | 26.2088
2018-09-26 10:00 | No Data | No Data | No Data | No Data | 33.0632 | 42.1873 | No Data | No Data | No Data | No Data | No Data | No Data | No Data | No Data | -16.8 | -36.4966 | 42.77 | 45.8851 | 3.9 | 21.7525
2018-09-26 10:30 | No Data | No Data | No Data | No Data | 35.1141 | 45.9154 | No Data | No Data | No Data | No Data | No Data | No Data | No Data | No Data | -8.4 | -34.5601 | 34.58 | 38.6616 | -6 | -22.2252
2018-09-26 11:00 | No Data | No Data | No Data | No Data | 35.1141 | 45.9154 | No Data | No Data | No Data | No Data | No Data | No Data | No Data | No Data | -7.2 | -35.9288 | 31.85 | 35.4082 | -10 | -22.0036
2018-09-26 11:30 | No Data | No Data | No Data | No Data | 36.1883 | 46.742 | No Data | No Data | No Data | No Data | No Data | No Data | No Data | No Data | -10 | -36.5929 | 29.575 | 32.7663 | -12.5 | -22.5763
2018-09-26 12:00 | No Data | No Data | No Data | No Data | 38.0926 | 48.2314 | No Data | No Data | No Data | No Data | No Data | No Data | No Data | No Data | -6.4 | -38.1408 | 26.845 | 30.1161 | -16.3 | -23.8422
2018-09-26 12:30 | No Data | No Data | No Data | No Data | 36.3958 | 48.0231 | No Data | No Data | No Data | No Data | No Data | No Data | No Data | No Data | -4.8 | -38.6988 | 26.39 | 29.1093 | -18.6 | -24.8638
2018-09-26 13:00 | No Data | No Data | No Data | No Data | 37.8851 | 49.1614 | No Data | No Data | No Data | No Data | No Data | No Data | No Data | No Data | -6.8 | -39.8557 | 27.755 | 30.5393 | -18.1 | -24.7633
2018-09-26 13:30 | No Data | No Data | No Data | No Data | 45.0629 | 55.8409 | No Data | No Data | No Data | No Data | No Data | No Data | No Data | No Data | -41.6 | -49.4853 | 62.79 | 65.6337 | 18.5 | 30.1973
2018-09-26 14:00 | No Data | No Data | No Data | No Data | 42.5971 | 52.8779 | No Data | No Data | No Data | No Data | No Data | No Data | No Data | No Data | -11.2 | -39.6162 | 31.85 | 34.6518 | -11.9 | -20.9976
2018-09-26 14:30 | No Data | No Data | No Data | No Data | 42.5971 | 52.8779 | No Data | No Data | No Data | No Data | No Data | No Data | No Data | No Data | -15.6 | -40.7077 | 33.215 | 35.74 | -8.6 | -19.3197
2018-09-26 15:00 | No Data | No Data | No Data | No Data | 44.7456 | 54.6235 | No Data | No Data | No Data | No Data | No Data | No Data | No Data | No Data | -21.2 | -40.749 | 40.95 | 43.7747 | 1.1 | 20.0302
2018-09-26 15:30 | No Data | No Data | No Data | No Data | 48.4932 | 56.8623 | No Data | No Data | No Data | No Data | No Data | No Data | No Data | No Data | -23.6 | -39.1203 | 44.59 | 47.8248 | 8.2 | 22.5442
2018-09-26 16:00 | No Data | No Data | No Data | No Data | 55.7687 | 62.4238 | No Data | No Data | No Data | No Data | No Data | No Data | No Data | No Data | -20.4 | -37.6128 | 46.865 | 50.785 | 11.5 | 25.2686
2018-09-26 16:30 | No Data | No Data | No Data | No Data | 55.7198 | 61.4442 | No Data | No Data | No Data | No Data | No Data | No Data | No Data | No Data | -20 | -35.7234 | 45.955 | 50.4968 | 19.7 | 32.6204
2018-09-26 17:00 | No Data | No Data | No Data | No Data | 60.7004 | 65.088 | No Data | No Data | No Data | No Data | No Data | No Data | No Data | No Data | -21.6 | -36.3208 | 40.95 | 46.41 | 45.7 | 55.2784
2018-09-26 17:30 | No Data | No Data | No Data | No Data | 65.7664 | 69.2343 | No Data | No Data | No Data | No Data | No Data | No Data | No Data | No Data | -25.6 | -36.2039 | 45.955 | 51.4814 | 61.9 | 70.7195
2018-09-26 18:00 | No Data | No Data | No Data | No Data | 69.2088 | 72.5123 | No Data | No Data | No Data | No Data | No Data | No Data | No Data | No Data | -21.2 | -33.2385 | 42.77 | 49.1 | 72.1 | 80.3658
2018-09-26 18:30 | No Data | No Data | No Data | No Data | 70.8934 | 74.1218 | No Data | No Data | No Data | No Data | No Data | No Data | No Data | No Data | -20.8 | -31.1589 | 43.68 | 51.0331 | 76.1 | 84.7937
2018-09-26 19:00 | No Data | No Data | No Data | No Data | 70.8934 | 74.1218 | No Data | No Data | No Data | No Data | No Data | No Data | No Data | No Data | -19.2 | -28.0143 | 43.225 | 51.3687 | 75.6 | 84.9297
2018-09-26 19:30 | No Data | No Data | No Data | No Data | 64.1306 | 67.0728 | No Data | No Data | No Data | No Data | No Data | No Data | No Data | No Data | -24 | -34.5114 | 44.59 | 50.9112 | 77.3 | 85.8723
2018-09-26 20:00 | No Data | No Data | No Data | No Data | 55.5123 | 60.7649 | No Data | No Data | No Data | No Data | No Data | No Data | No Data | No Data | -26.8 | -38.4708 | 45.955 | 51.8979 | 76.6 | 85.1275
2018-09-26 20:30 | No Data | No Data | No Data | No Data | 53.7179 | 59.1301 | No Data | No Data | No Data | No Data | No Data | No Data | No Data | No Data | -22.8 | -38.643 | 40.04 | 45.1804 | 72.3 | 80.0236
2018-09-26 21:00 | No Data | No Data | No Data | No Data | 55.5734 | 61.5087 | No Data | No Data | No Data | No Data | No Data | No Data | No Data | No Data | -23.2 | -39.202 | 40.495 | 45.377 | 71.5 | 79.7835
2018-09-26 21:30 | No Data | No Data | No Data | No Data | 53.8277 | 59.9362 | No Data | No Data | No Data | No Data | No Data | No Data | No Data | No Data | -20 | -40.1378 | 36.855 | 42.1606 | 71.1 | 78.9411
2018-09-26 22:00 | No Data | No Data | No Data | No Data | 66.1814 | 71.0681 | No Data | No Data | No Data | No Data | No Data | No Data | No Data | No Data | -28.4 | -43.3866 | 43.225 | 48.2257 | 76.4 | 84.2029
2018-09-26 22:30 | No Data | No Data | No Data | No Data | 61.0056 | 66.2749 | No Data | No Data | No Data | No Data | No Data | No Data | No Data | No Data | -30.4 | -43.5615 | 44.59 | 49.6513 | 82.3 | 89.1615
2018-09-26 23:00 | No Data | No Data | No Data | No Data | 58.9059 | 64.3475 | No Data | No Data | No Data | No Data | No Data | No Data | No Data | No Data | -15.6 | -40.3386 | 29.575 | 35.2118 | 71.1 | 77.6043
2018-09-26 23:30 | No Data | No Data | No Data | No Data | 53.4127 | 57.9456 | No Data | No Data | No Data | No Data | No Data | No Data | No Data | No Data | -2.8 | -32.5208 | 19.11 | 30.4136 | 70.1 | 77.1706
2018-09-27 | No Data | No Data | No Data | No Data | 33.93 | 37.8466 | No Data | No Data | No Data | No Data | No Data | No Data | No Data | No Data | -16 | -37.215 | 30.94 | 38.1359 | 77.6 | 84.0155
2018-09-27 00:30 | No Data | No Data | No Data | No Data | 7.5868 | 11.6339 | No Data | No Data | No Data | No Data | No Data | No Data | No Data | No Data | -17.2 | -41.7114 | 30.485 | 35.9795 | 71.4 | 78.2021
2018-09-27 01:00 | No Data | No Data | No Data | No Data | 0.0061036 | 5.3895 | No Data | No Data | No Data | No Data | No Data | No Data | No Data | No Data | -6.8 | -44.98 | 19.11 | 22.9674 | 56.4 | 63.1919
2018-09-27 01:30 | No Data | No Data | No Data | No Data | 2.3499 | 5.8795 | No Data | No Data | No Data | No Data | No Data | No Data | No Data | No Data | -3.6 | -44.147 | 17.29 | 21.21 | 54.4 | 61.3249
2018-09-27 02:00 | No Data | No Data | No Data | No Data | -5.1331 | -7.5138 | No Data | No Data | No Data | No Data | No Data | No Data | No Data | No Data | -9.6 | -45.426 | 23.205 | 26.0465 | 55.7 | 62.7051
2018-09-27 02:30 | No Data | No Data | No Data | No Data | -5.2308 | -11.9317 | No Data | No Data | No Data | No Data | No Data | No Data | No Data | No Data | -23.6 | -47.828 | 35.945 | 38.6134 | 67 | 73.9506
2018-09-27 03:00 | No Data | No Data | No Data | No Data | -12.8725 | -15.7224 | No Data | No Data | No Data | No Data | No Data | No Data | No Data | No Data | -20.8 | -47.9466 | 32.76 | 35.49 | 61.8 | 69.2292
2018-09-27 03:30 | No Data | No Data | No Data | No Data | -4.9256 | -20.6465 | No Data | No Data | No Data | No Data | No Data | No Data | No Data | No Data | -28 | -52.4915 | 37.765 | 40.1562 | 65.4 | 72.6777
2018-09-27 04:00 | No Data | No Data | No Data | No Data | -16.8277 | -21.9575 | No Data | No Data | No Data | No Data | No Data | No Data | No Data | No Data | -26 | -51.1077 | 36.855 | 39.1459 | 63.4 | 70.8834
2018-09-27 04:30 | No Data | No Data | No Data | No Data | -11.1879 | -19.4017 | No Data | No Data | No Data | No Data | No Data | No Data | No Data | No Data | -32 | -52.4839 | 42.315 | 44.7499 | 70.5 | 77.5054
2018-09-27 05:00 | No Data | No Data | No Data | No Data | -13.1777 | -20.6133 | No Data | No Data | No Data | No Data | No Data | No Data | No Data | No Data | -24.4 | -48.9195 | 34.58 | 37.6992 | 64.2 | 71.9124
2018-09-27 05:30 | No Data | No Data | No Data | No Data | -22.211 | -23.5592 | No Data | No Data | No Data | No Data | No Data | No Data | No Data | No Data | -20 | -45.7978 | 29.575 | 33.8081 | 60.7 | 68.6184
2018-09-27 06:00 | No Data | No Data | No Data | No Data | -18.5611 | -19.5561 | No Data | No Data | No Data | No Data | No Data | No Data | No Data | No Data | -25.2 | -47.6151 | 34.125 | 38.0517 | 68.5 | 74.9427
2018-09-27 06:30 | No Data | No Data | No Data | No Data | -4.9256 | -7.044 | No Data | No Data | No Data | No Data | No Data | No Data | No Data | No Data | -26 | -39.6989 | 40.95 | 47.7555 | 75.8 | 83.365
2018-09-27 07:00 | No Data | No Data | No Data | No Data | -1.3367 | -3.1704 | No Data | No Data | No Data | No Data | No Data | No Data | No Data | No Data | -21.6 | -37.9473 | 38.22 | 44.0199 | 56.9 | 65.777
2018-09-27 07:30 | No Data | No Data | No Data | No Data | 9.5277 | 11.4318 | No Data | No Data | No Data | No Data | No Data | No Data | No Data | No Data | -21.6 | -39.2734 | 34.125 | 39.3358 | 24 | 36.4408
2018-09-27 08:00 | No Data | No Data | No Data | No Data | 22.3453 | 24.6087 | No Data | No Data | No Data | No Data | No Data | No Data | No Data | No Data | -24.8 | -37.1053 | 37.31 | 43.2322 | 9.2 | 25.5891
2018-09-27 08:30 | No Data | No Data | No Data | No Data | 26.9596 | 30.2642 | No Data | No Data | No Data | No Data | No Data | No Data | No Data | No Data | -19.2 | -36.2944 | 34.125 | 38.8912 | 2.1 | 20.2988
2018-09-27 09:00 | No Data | No Data | No Data | No Data | 16.9619 | 22.2254 | No Data | No Data | No Data | No Data | No Data | No Data | No Data | No Data | -18.8 | -35.404 | 34.125 | 38.7151 | 1.2 | 21.4674
2018-09-27 09:30 | No Data | No Data | No Data | No Data | 15.1186 | 22.0556 | No Data | No Data | No Data | No Data | No Data | No Data | No Data | No Data | -16 | -37.215 | 29.12 | 32.7632 | -6.4 | -19.4813
2018-09-27 10:00 | No Data | No Data | No Data | No Data | 13.2753 | 22.7802 | No Data | No Data | No Data | No Data | No Data | No Data | No Data | No Data | -15.6 | -36.3208 | 29.12 | 33.6362 | -9.1 | -20.1695
2018-09-27 10:30 | No Data | No Data | No Data | No Data | 13.019 | 24.5135 | No Data | No Data | No Data | No Data | No Data | No Data | No Data | No Data | -15.6 | -38.1366 | 29.12 | 32.7632 | -12.2 | -22.7482
2018-09-27 11:00 | No Data | No Data | No Data | No Data | 9.015 | 22.6426 | No Data | No Data | No Data | No Data | No Data | No Data | No Data | No Data | -10.8 | -39.1203 | 24.115 | 27.7102 | -17.5 | -24.1207
2018-09-27 11:30 | No Data | No Data | No Data | No Data | 8.8075 | 22.5608 | No Data | No Data | No Data | No Data | No Data | No Data | No Data | No Data | -11.2 | -40.7686 | 25.025 | 28.0813 | -16.7 | -23.5468
2018-09-27 12:00 | No Data | No Data | No Data | No Data | -6.8299 | -16.9242 | No Data | No Data | No Data | No Data | No Data | No Data | No Data | No Data | -2.4 | -39.2326 | 18.655 | 21.6161 | -24.2 | -27.8582
2018-09-27 12:30 | No Data | No Data | No Data | No Data | -3.18 | -17.5695 | No Data | No Data | No Data | No Data | No Data | No Data | No Data | No Data | -4.8 | -41.4787 | 19.11 | 21.3656 | -24.4 | -27.6471
2018-09-27 13:00 | No Data | No Data | No Data | No Data | -2.6673 | -17.846 | No Data | No Data | No Data | No Data | No Data | No Data | No Data | No Data | -6 | -37.6808 | 20.475 | 24.8632 | -24.2 | -29.0663
2018-09-27 13:30 | No Data | No Data | No Data | No Data | -1.8982 | -20.5046 | No Data | No Data | No Data | No Data | No Data | No Data | No Data | No Data | -10 | -37.3631 | 25.025 | 28.2906 | -17.8 | -24.683
2018-09-27 14:00 | No Data | No Data | No Data | No Data | -2.9847 | -20.0178 | No Data | No Data | No Data | No Data | No Data | No Data | No Data | No Data | -9.2 | -37.9326 | 24.57 | 27.8889 | -18.2 | -25.1794
2018-09-27 14:30 | No Data | No Data | No Data | No Data | 4.7669 | 24.2228 | No Data | No Data | No Data | No Data | No Data | No Data | No Data | No Data | -8 | -43.1481 | 20.93 | 22.4753 | -20.9 | -23.4798
2018-09-27 15:00 | No Data | No Data | No Data | No Data | 6.1463 | 26.2727 | No Data | No Data | No Data | No Data | No Data | No Data | No Data | No Data | -3.6 | -35.7816 | 15.925 | 22.2019 | -23.4 | -28.9822
2018-09-27 15:30 | No Data | No Data | No Data | No Data | 0.86061 | 21.9715 | No Data | No Data | No Data | No Data | No Data | No Data | No Data | No Data | 6 | 36.8912 | 10.92 | 17.8381 | -27.6 | -31.0387
2018-09-27 16:00 | No Data | No Data | No Data | No Data | 3.9979 | 20.5528 | No Data | No Data | No Data | No Data | No Data | No Data | No Data | No Data | 6.8 | 37.0297 | 9.555 | 17.7974 | -26.3 | -30.2275
2018-09-27 16:30 | No Data | No Data | No Data | No Data | 11.2734 | 20.0424 | No Data | No Data | No Data | No Data | No Data | No Data | No Data | No Data | 0 | 33.2 | 16.835 | 23.4888 | -12.2 | -22.1606
2018-09-27 17:00 | No Data | No Data | No Data | No Data | 13.5805 | 21.4252 | No Data | No Data | No Data | No Data | No Data | No Data | No Data | No Data | -6 | -30.5941 | 20.475 | 28.3199 | 8.4 | 27.4184
2018-09-27 17:30 | No Data | No Data | No Data | No Data | 15.2773 | 22.539 | No Data | No Data | No Data | No Data | No Data | No Data | No Data | No Data | -15.2 | -33.6309 | 31.85 | 38.1115 | 42.6 | 52.5095
2018-09-27 18:00 | No Data | No Data | No Data | No Data | 21.1124 | 26.7715 | No Data | No Data | No Data | No Data | No Data | No Data | No Data | No Data | -9.6 | -32.6435 | 28.665 | 34.964 | 56.5 | 64.4939
2018-09-27 18:30 | No Data | No Data | No Data | No Data | 23.9933 | 30.0899 | No Data | No Data | No Data | No Data | No Data | No Data | No Data | No Data | -12 | -31.9399 | 33.215 | 39.2594 | 65.1 | 72.9864
2018-09-27 19:00 | No Data | No Data | No Data | No Data | 34.9065 | 40.1282 | No Data | No Data | No Data | No Data | No Data | No Data | No Data | No Data | -6 | -28.6356 | 30.94 | 37.6112 | 61.2 | 69.9618
2018-09-27 19:30 | No Data | No Data | No Data | No Data | 37.3236 | 42.2475 | No Data | No Data | No Data | No Data | No Data | No Data | No Data | No Data | -11.2 | -31.2743 | 33.67 | 39.1723 | 61.5 | 70.1761
2018-09-27 20:00 | No Data | No Data | No Data | No Data | 35.5291 | 41.5232 | No Data | No Data | No Data | No Data | No Data | No Data | No Data | No Data | -17.2 | -35.9555 | 36.855 | 42.1606 | 64.6 | 72.8157
2018-09-27 20:30 | No Data | No Data | No Data | No Data | 36.8109 | 42.625 | No Data | No Data | No Data | No Data | No Data | No Data | No Data | No Data | -17.2 | -37.1139 | 34.58 | 39.7312 | 62.3 | 70.8783
2018-09-27 21:00 | No Data | No Data | No Data | No Data | 38.349 | 44.8078 | No Data | No Data | No Data | No Data | No Data | No Data | No Data | No Data | -24.8 | -39.8557 | 42.77 | 47.2237 | 68.9 | 77.0102
2018-09-27 21:30 | No Data | No Data | No Data | No Data | 49.5674 | 54.7177 | No Data | No Data | No Data | No Data | No Data | No Data | No Data | No Data | -27.2 | -40.4949 | 46.41 | 50.7259 | 76.4 | 83.6239
2018-09-27 22:00 | No Data | No Data | No Data | No Data | 51.0079 | 56.0259 | No Data | No Data | No Data | No Data | No Data | No Data | No Data | No Data | -24 | -40 | 44.59 | 48.5125 | 72.5 | 79.8236
2018-09-27 22:30 | No Data | No Data | No Data | No Data | 54.9508 | 60.6388 | No Data | No Data | No Data | No Data | No Data | No Data | No Data | No Data | -34.8 | -44.4162 | 51.87 | 56.1054 | 85.5 | 91.8286
2018-09-27 23:00 | No Data | No Data | No Data | No Data | 55.1583 | 60.0732 | No Data | No Data | No Data | No Data | No Data | No Data | No Data | No Data | -28 | -40.4554 | 46.41 | 50.9112 | 85.3 | 90.9999
2018-09-27 23:30 | No Data | No Data | No Data | No Data | 66.2791 | 69.8207 | No Data | No Data | No Data | No Data | No Data | No Data | No Data | No Data | -12.8 | -29.3394 | 34.125 | 42.3174 | 83.1 | 89.3023
2018-09-28 | No Data | No Data | No Data | No Data | 60.0778 | 63.2089 | No Data | No Data | No Data | No Data | No Data | No Data | No Data | No Data | -20 | -38.0757 | 39.585 | 44.3596 | 83.7 | 88.8132
2018-09-28 00:30 | No Data | No Data | No Data | No Data | 48.9082 | 53.3385 | No Data | No Data | No Data | No Data | No Data | No Data | No Data | No Data | -20.8 | -38.8392 | 39.585 | 43.9564 | 78.2 | 84.4562
2018-09-28 01:00 | No Data | No Data | No Data | No Data | 38.4466 | 45.8436 | No Data | No Data | No Data | No Data | No Data | No Data | No Data | No Data | -20 | -41.8836 | 37.765 | 41.1643 | 71.5 | 77.8517
2018-09-28 01:30 | No Data | No Data | No Data | No Data | 32.5017 | 40.0105 | No Data | No Data | No Data | No Data | No Data | No Data | No Data | No Data | -3.2 | -45.7751 | 22.75 | 25.0415 | 56.3 | 62.2249
2018-09-28 02:00 | No Data | No Data | No Data | No Data | 25.275 | 35.5292 | No Data | No Data | No Data | No Data | No Data | No Data | No Data | No Data | -12.4 | -48.0283 | 29.12 | 30.6476 | 58.1 | 64.1094
2018-09-28 02:30 | No Data | No Data | No Data | No Data | 17.731 | 30.6249 | No Data | No Data | No Data | No Data | No Data | No Data | No Data | No Data | -20.4 | -48.1365 | 36.855 | 38.5705 | 64.4 | 70.5464
2018-09-28 03:00 | No Data | No Data | No Data | No Data | 25.275 | 36.7415 | No Data | No Data | No Data | No Data | No Data | No Data | No Data | No Data | -17.6 | -50 | 32.76 | 34.0004 | 58.1 | 64.4517
2018-09-28 03:30 | No Data | No Data | No Data | No Data | 21.1734 | 34.1748 | No Data | No Data | No Data | No Data | No Data | No Data | No Data | No Data | -20 | -50.5268 | 35.035 | 36.1975 | 61.1 | 67.0445
2018-09-28 04:00 | No Data | No Data | No Data | No Data | 24.86 | 37.8264 | No Data | No Data | No Data | No Data | No Data | No Data | No Data | No Data | -21.2 | -49.2016 | 35.945 | 36.97 | 61 | 67.1611
2018-09-28 04:30 | No Data | No Data | No Data | No Data | 30.2922 | 41.5985 | No Data | No Data | No Data | No Data | No Data | No Data | No Data | No Data | -19.6 | -47.8029 | 36.855 | 38.312 | 61.6 | 68
2018-09-28 05:00 | No Data | No Data | No Data | No Data | 33.7346 | 47.5357 | No Data | No Data | No Data | No Data | No Data | No Data | No Data | No Data | -17.2 | -45.7559 | 33.215 | 35.4141 | 57.2 | 65.1558
2018-09-28 05:30 | No Data | No Data | No Data | No Data | 35.6756 | 47.5844 | No Data | No Data | No Data | No Data | No Data | No Data | No Data | No Data | -20 | -46.5188 | 35.035 | 37.1264 | 62.3 | 68.9314
2018-09-28 06:00 | No Data | No Data | No Data | No Data | 35.6268 | 46.4728 | No Data | No Data | No Data | No Data | No Data | No Data | No Data | No Data | -22.4 | -45.845 | 36.4 | 39.0373 | 66.7 | 72.8518
2018-09-28 06:30 | No Data | No Data | No Data | No Data | 42.9023 | 49.9808 | No Data | No Data | No Data | No Data | No Data | No Data | No Data | No Data | -25.2 | -44.6013 | 37.765 | 41.5348 | 67.8 | 74.3444
2018-09-28 07:00 | No Data | No Data | No Data | No Data | 49.9336 | 55.2466 | No Data | No Data | No Data | No Data | No Data | No Data | No Data | No Data | -32 | -48.1664 | 45.045 | 47.7772 | 54.1 | 61.3353
2018-09-28 07:30 | No Data | No Data | No Data | No Data | 47.6265 | 53.1704 | No Data | No Data | No Data | No Data | No Data | No Data | No Data | No Data | -36.4 | -51.4774 | 44.59 | 46.9069 | 33.1 | 43.0332
2018-09-28 08:00 | No Data | No Data | No Data | No Data | 40.1923 | 46.6287 | No Data | No Data | No Data | No Data | No Data | No Data | No Data | No Data | -40.8 | -51.6062 | 49.595 | 52.674 | 15.8 | 26.6008
2018-09-28 08:30 | No Data | No Data | No Data | No Data | 31.0124 | 38.9947 | No Data | No Data | No Data | No Data | No Data | No Data | No Data | No Data | -45.2 | -54.9225 | 52.78 | 55.8298 | 14.7 | 25.6338
2018-09-28 09:00 | No Data | No Data | No Data | No Data | 36.347 | 44.3619 | No Data | No Data | No Data | No Data | No Data | No Data | No Data | No Data | -32 | -49.3737 | 42.315 | 44.7499 | 16.9 | 27.7418
2018-09-28 09:30 | No Data | No Data | No Data | No Data | 29.8283 | 38.1585 | No Data | No Data | No Data | No Data | No Data | No Data | No Data | No Data | -22 | -45.6508 | 32.76 | 34.5321 | 0 | 19.4
2018-09-28 10:00 | No Data | No Data | No Data | No Data | 23.7858 | 32.4356 | No Data | No Data | No Data | No Data | No Data | No Data | No Data | No Data | -15.6 | -41.8187 | 27.3 | 29.0773 | -11.4 | -18.6024
2018-09-28 10:30 | No Data | No Data | No Data | No Data | 16.5591 | 28.9021 | No Data | No Data | No Data | No Data | No Data | No Data | No Data | No Data | 1.2 | 45.2159 | 12.285 | 13.4437 | -1.3 | -19.244
2018-09-28 11:00 | No Data | No Data | No Data | No Data | 15.1186 | 28.0604 | No Data | No Data | No Data | No Data | No Data | No Data | No Data | No Data | 1.2 | 44.0164 | 12.285 | 13.8383 | -11.5 | -20.1943
2018-09-28 11:30 | No Data | No Data | No Data | No Data | 15.1675 | 28.0868 | No Data | No Data | No Data | No Data | No Data | No Data | No Data | No Data | 2.4 | 43.6898 | 16.38 | 17.0002 | -20.9 | -25.4945
2018-09-28 12:00 | No Data | No Data | No Data | No Data | 18.6099 | 31.4364 | No Data | No Data | No Data | No Data | No Data | No Data | No Data | No Data | 13.2 | 49.7819 | 8.19 | 8.303 | -0.1 | 18.9
2018-09-28 12:30 | No Data | No Data | No Data | No Data | -2.2644 | -20.0808 | No Data | No Data | No Data | No Data | No Data | No Data | No Data | No Data | -1.2 | -39.2184 | 22.75 | 23.8864 | -10.2 | -21.5648
2018-09-28 13:00 | No Data | No Data | No Data | No Data | 1.6907 | 21.5885 | No Data | No Data | No Data | No Data | No Data | No Data | No Data | No Data | 15.6 | 44.4288 | 8.19 | 9.8432 | -18 | -24.7588
2018-09-28 13:30 | No Data | No Data | No Data | No Data | 13.1167 | 26.8106 | No Data | No Data | No Data | No Data | No Data | No Data | No Data | No Data | 30.8 | 53.5955 | -7.735 | -8.2026 | -20 | -26.9742
2018-09-28 14:00 | No Data | No Data | No Data | No Data | 5.4749 | 23.4689 | No Data | No Data | No Data | No Data | No Data | No Data | No Data | No Data | 48.4 | 68.7314 | -26.845 | -26.8489 | -42.5 | -44.5926
2018-09-28 14:30 | No Data | No Data | No Data | No Data | -27.9973 | -28.8039 | No Data | No Data | No Data | No Data | No Data | No Data | No Data | No Data | 34.8 | 57.0445 | -13.65 | -13.9203 | -42.6 | -44.8728
2018-09-28 15:00 | No Data | No Data | No Data | No Data | -21.5396 | -21.8899 | No Data | No Data | No Data | No Data | No Data | No Data | No Data | No Data | 22.8 | 49.2016 | 0 | 4.55 | -7.1 | -24.2621
2018-09-28 15:30 | No Data | No Data | No Data | No Data | -16.2539 | -16.3961 | No Data | No Data | No Data | No Data | No Data | No Data | No Data | No Data | 26.4 | 56.8957 | -10.465 | -10.7094 | -20.9 | -27.2591
2018-09-28 16:00 | No Data | No Data | No Data | No Data | -5.182 | -10.9531 | No Data | No Data | No Data | No Data | No Data | No Data | No Data | No Data | 21.2 | 52.4732 | -1.365 | -2.6531 | -1.2 | -22.1305
2018-09-28 16:30 | No Data | No Data | No Data | No Data | 6.3539 | 17.1678 | No Data | No Data | No Data | No Data | No Data | No Data | No Data | No Data | 16.8 | 45.607 | 2.275 | 8.5001 | 13.7 | 28.5955
2018-09-28 17:00 | No Data | No Data | No Data | No Data | -5.8045 | -8.4629 | No Data | No Data | No Data | No Data | No Data | No Data | No Data | No Data | 21.6 | 47.5849 | -3.64 | -9.3801 | 18.8 | 32.166
2018-09-28 17:30 | No Data | No Data | No Data | No Data | 16.3516 | 19.9586 | No Data | No Data | No Data | No Data | No Data | No Data | No Data | No Data | 8 | 37.2688 | 10.465 | 17.2 | 35 | 46.1629
2018-09-28 18:00 | No Data | No Data | No Data | No Data | 19.8306 | 26.9542 | No Data | No Data | No Data | No Data | No Data | No Data | No Data | No Data | 10.4 | 41.3299 | 5.46 | 13.4437 | 33.6 | 44.5152
2018-09-28 18:30 | No Data | No Data | No Data | No Data | 6.5614 | 17.3925 | No Data | No Data | No Data | No Data | No Data | No Data | No Data | No Data | 12 | 41.3783 | 5.46 | 13.8607 | 36.4 | 47.4249
2018-09-28 19:00 | No Data | No Data | No Data | No Data | 28.3513 | 33.86 | No Data | No Data | No Data | No Data | No Data | No Data | No Data | No Data | -55.6 | -58.3191 | 77.35 | 81.5821 | 109.7 | 115.4249
2018-09-28 19:30 | No Data | No Data | No Data | No Data | 25.3239 | 28.4299 | No Data | No Data | No Data | No Data | No Data | No Data | No Data | No Data | -10.8 | -35.6741 | 26.39 | 32.5826 | 58.1 | 67.4692
2018-09-28 20:00 | No Data | No Data | No Data | No Data | 29.0593 | 33.9151 | No Data | No Data | No Data | No Data | No Data | No Data | No Data | No Data | -16.4 | -38.833 | 30.94 | 35.896 | 61.6 | 70.312
2018-09-28 20:30 | No Data | No Data | No Data | No Data | 31.3664 | 39.0939 | No Data | No Data | No Data | No Data | No Data | No Data | No Data | No Data | -15.2 | -37.6085 | 29.12 | 34.3397 | 59.7 | 68.8519
2018-09-28 21:00 | No Data | No Data | No Data | No Data | 14.0444 | 22.9944 | No Data | No Data | No Data | No Data | No Data | No Data | No Data | No Data | -11.2 | -38.0841 | 24.115 | 29.9402 | 54.5 | 64.1303
2018-09-28 21:30 | No Data | No Data | No Data | No Data | 23.1144 | 29.3938 | No Data | No Data | No Data | No Data | No Data | No Data | No Data | No Data | -18.4 | -40.4297 | 33.67 | 38.4926 | 68.5 | 76.2529
2018-09-28 22:00 | No Data | No Data | No Data | No Data | 15.2773 | 23.7301 | No Data | No Data | No Data | No Data | No Data | No Data | No Data | No Data | -12 | -42.912 | 25.935 | 29.5225 | 59.5 | 67.2305
2018-09-28 22:30 | No Data | No Data | No Data | No Data | 16.7056 | 24.6738 | No Data | No Data | No Data | No Data | No Data | No Data | No Data | No Data | -5.2 | -42.3207 | 20.02 | 25.3006 | 56.9 | 64.5118
2018-09-28 23:00 | No Data | No Data | No Data | No Data | 34.2473 | 38.7634 | No Data | No Data | No Data | No Data | No Data | No Data | No Data | No Data | -8.4 | -40.6546 | 22.75 | 28.3016 | 64.6 | 71.2261
2018-09-28 23:30 | No Data | No Data | No Data | No Data | 33.5271 | 37.2381 | No Data | No Data | No Data | No Data | No Data | No Data | No Data | No Data | 4.4 | 33.0938 | 11.83 | 25.2392 | 66.3 | 72.7715
2018-09-29 | No Data | No Data | No Data | No Data | 20.6607 | 26.2578 | No Data | No Data | No Data | No Data | No Data | No Data | No Data | No Data | -7.6 | -35.6202 | 23.66 | 31.5889 | 73.9 | 79.7572
2018-09-29 00:30 | No Data | No Data | No Data | No Data | 26.1906 | 33.1109 | No Data | No Data | No Data | No Data | No Data | No Data | No Data | No Data | -6.8 | -39.7854 | 22.75 | 27.7699 | 67.5 | 73.2312
2018-09-29 01:00 | No Data | No Data | No Data | No Data | 18.4024 | 27.3684 | No Data | No Data | No Data | No Data | No Data | No Data | No Data | No Data | -12.4 | -41.496 | 28.21 | 32.1734 | 67.5 | 73.5849
2018-09-29 01:30 | No Data | No Data | No Data | No Data | 15.5337 | 23.9703 | No Data | No Data | No Data | No Data | No Data | No Data | No Data | No Data | -8 | -44.3279 | 21.84 | 25.0581 | 61.9 | 67.4924
2018-09-29 02:00 | No Data | No Data | No Data | No Data | 25.214 | 34.6712 | No Data | No Data | No Data | No Data | No Data | No Data | No Data | No Data | -10 | -52.9528 | 23.205 | 23.5636 | 59.3 | 62.7434
2018-09-29 02:30 | No Data | No Data | No Data | No Data | 14.6059 | 29.5519 | No Data | No Data | No Data | No Data | No Data | No Data | No Data | No Data | -7.2 | -54.0814 | 19.565 | 19.7545 | 52.4 | 56.2673
2018-09-29 03:00 | No Data | No Data | No Data | No Data | 17.731 | 29.7163 | No Data | No Data | No Data | No Data | No Data | No Data | No Data | No Data | -10 | -54.1317 | 21.385 | 21.6209 | 53 | 57.2325
2018-09-29 03:30 | No Data | No Data | No Data | No Data | 17.731 | 32.6256 | No Data | No Data | No Data | No Data | No Data | No Data | No Data | No Data | -12 | -54.9269 | 23.66 | 23.817 | 53.5 | 57.4011
2018-09-29 04:00 | No Data | No Data | No Data | No Data | 19.0127 | 34.8696 | No Data | No Data | No Data | No Data | No Data | No Data | No Data | No Data | -17.6 | -53.3846 | 29.575 | 29.8572 | 60.4 | 64.4199
2018-09-29 04:30 | No Data | No Data | No Data | No Data | 18.0972 | 34.379 | No Data | No Data | No Data | No Data | No Data | No Data | No Data | No Data | -20 | -53.4805 | 30.94 | 31.2728 | 61.5 | 65.3842
2018-09-29 05:00 | No Data | No Data | No Data | No Data | 30.6584 | 42.3597 | No Data | No Data | No Data | No Data | No Data | No Data | No Data | No Data | -17.6 | -53.0072 | 28.665 | 28.956 | 58.8 | 62.816
2018-09-29 05:30 | No Data | No Data | No Data | No Data | 26.9596 | 39.7287 | No Data | No Data | No Data | No Data | No Data | No Data | No Data | No Data | -16.4 | -52.6209 | 27.3 | 27.8406 | 58.1 | 62.1969
2018-09-29 06:00 | No Data | No Data | No Data | No Data | 30.8537 | 42.4677 | No Data | No Data | No Data | No Data | No Data | No Data | No Data | No Data | -17.6 | -50.3746 | 27.755 | 28.6939 | 61.6 | 65.5806
2018-09-29 06:30 | No Data | No Data | No Data | No Data | 39.5697 | 45.8569 | No Data | No Data | No Data | No Data | No Data | No Data | No Data | No Data | -12 | -46.3793 | 20.93 | 22.8227 | 53.5 | 58.0776
2018-09-29 07:00 | No Data | No Data | No Data | No Data | 44.8554 | 50.4887 | No Data | No Data | No Data | No Data | No Data | No Data | No Data | No Data | -24.8 | -48.4314 | 34.58 | 35.8758 | 46.4 | 51.5675
2018-09-29 07:30 | No Data | No Data | No Data | No Data | 41.6815 | 47.6912 | No Data | No Data | No Data | No Data | No Data | No Data | No Data | No Data | -26.4 | -48.9326 | 37.31 | 38.4037 | 22 | 27.8029
2018-09-29 08:00 | No Data | No Data | No Data | No Data | 45.0019 | 50.6189 | No Data | No Data | No Data | No Data | No Data | No Data | No Data | No Data | -26 | -47.7074 | 36.855 | 37.8553 | 6.2 | 13.9531
2018-09-29 08:30 | No Data | No Data | No Data | No Data | 47.0039 | 52.4067 | No Data | No Data | No Data | No Data | No Data | No Data | No Data | No Data | -20.4 | -46.3327 | 36.855 | 37.5671 | 0.4 | 9.6083
2018-09-29 09:00 | No Data | No Data | No Data | No Data | 39.4232 | 45.7306 | No Data | No Data | No Data | No Data | No Data | No Data | No Data | No Data | -14.8 | -44.1543 | 33.215 | 33.8203 | -8.7 | -12.3037
2018-09-29 09:30 | No Data | No Data | No Data | No Data | 28.3513 | 36.6182 | No Data | No Data | No Data | No Data | No Data | No Data | No Data | No Data | -9.6 | -43.8634 | 26.39 | 26.6399 | -14.2 | -15.8316
2018-09-29 10:00 | No Data | No Data | No Data | No Data | 24.3961 | 35.4281 | No Data | No Data | No Data | No Data | No Data | No Data | No Data | No Data | -8.4 | -43.2241 | 26.845 | 27.3076 | -15.7 | -17.1898
2018-09-29 10:30 | No Data | No Data | No Data | No Data | 23.1632 | 34.5907 | No Data | No Data | No Data | No Data | No Data | No Data | No Data | No Data | -7.2 | -44.5852 | 26.845 | 27.0333 | -17.5 | -18.2562
2018-09-29 11:00 | No Data | No Data | No Data | No Data | 23.6271 | 34.903 | No Data | No Data | No Data | No Data | No Data | No Data | No Data | No Data | -7.6 | -43.4695 | 31.395 | 31.4477 | -14.5 | -14.9897
2018-09-29 11:30 | No Data | No Data | No Data | No Data | 19.733 | 32.394 | No Data | No Data | No Data | No Data | No Data | No Data | No Data | No Data | -7.2 | -44.5852 | 29.12 | 29.152 | -17 | -17.4416
2018-09-29 12:00 | No Data | No Data | No Data | No Data | 23.6271 | 34.903 | No Data | No Data | No Data | No Data | No Data | No Data | No Data | No Data | -10.8 | -42.592 | 34.125 | 34.234 | -13.9 | -14.5207
2018-09-29 12:30 | No Data | No Data | No Data | No Data | 15.2773 | 29.8894 | No Data | No Data | No Data | No Data | No Data | No Data | No Data | No Data | -14 | -43.1351 | 37.765 | 37.8991 | -10.3 | -11.6765
2018-09-29 13:00 | No Data | No Data | No Data | No Data | 7.7821 | 24.9917 | No Data | No Data | No Data | No Data | No Data | No Data | No Data | No Data | -15.6 | -42.9344 | 39.13 | 39.2594 | -9 | -10.3942
2018-09-29 13:30 | No Data | No Data | No Data | No Data | 12.8603 | 28.4567 | No Data | No Data | No Data | No Data | No Data | No Data | No Data | No Data | -11.2 | -42.6952 | 34.125 | 34.2007 | -12.6 | -13.6308
2018-09-29 14:00 | No Data | No Data | No Data | No Data | 16.4492 | 33.4982 | No Data | No Data | No Data | No Data | No Data | No Data | No Data | No Data | -12.4 | -43.0256 | 35.49 | 35.5017 | -12.1 | -13.2914
2018-09-29 14:30 | No Data | No Data | No Data | No Data | 19.733 | 35.227 | No Data | No Data | No Data | No Data | No Data | No Data | No Data | No Data | -10.8 | -43.7539 | 33.67 | 33.7805 | -14.2 | -15.1222
2018-09-29 15:00 | No Data | No Data | No Data | No Data | 14.1909 | 32.4489 | No Data | No Data | No Data | No Data | No Data | No Data | No Data | No Data | -14 | -43.5137 | 35.945 | 36.1288 | -12.6 | -13.448
2018-09-29 15:30 | No Data | No Data | No Data | No Data | 20.0381 | 35.3988 | No Data | No Data | No Data | No Data | No Data | No Data | No Data | No Data | -14 | -44.6515 | 34.125 | 34.3698 | -11.7 | -12.9711
2018-09-29 16:00 | No Data | No Data | No Data | No Data | 33.991 | 44.7989 | No Data | No Data | No Data | No Data | No Data | No Data | No Data | No Data | -14 | -43.8926 | 32.305 | 32.7632 | -8.4 | -11.0635
2018-09-29 16:30 | No Data | No Data | No Data | No Data | 28.4489 | 37.5166 | No Data | No Data | No Data | No Data | No Data | No Data | No Data | No Data | -15.2 | -42.0438 | 34.125 | 34.8929 | -1.5 | -9.2228
2018-09-29 17:00 | No Data | No Data | No Data | No Data | 44.2451 | 50.5547 | No Data | No Data | No Data | No Data | No Data | No Data | No Data | No Data | -14.8 | -41.9008 | 31.85 | 33.0024 | 11.8 | 20.694
2018-09-29 17:30 | No Data | No Data | No Data | No Data | 52.6925 | 58.0917 | No Data | No Data | No Data | No Data | No Data | No Data | No Data | No Data | -16.4 | -43.6018 | 32.305 | 33.4417 | 36.4 | 43.2726
2018-09-29 18:00 | No Data | No Data | No Data | No Data | 54.8043 | 60.0139 | No Data | No Data | No Data | No Data | No Data | No Data | No Data | No Data | -7.2 | -40.1796 | 21.84 | 24.6247 | 48.2 | 54.9084
2018-09-29 18:30 | No Data | No Data | No Data | No Data | 63.4104 | 67.9635 | No Data | No Data | No Data | No Data | No Data | No Data | No Data | No Data | -14 | -40.1218 | 28.665 | 31.9474 | 60.8 | 66.9795
2018-09-29 19:00 | No Data | No Data | No Data | No Data | 63.4104 | 66.3234 | No Data | No Data | No Data | No Data | No Data | No Data | No Data | No Data | -7.2 | -39.0692 | 22.295 | 26.1417 | 55.7 | 62.5224
2018-09-29 19:30 | No Data | No Data | No Data | No Data | 63.5203 | 66.4284 | No Data | No Data | No Data | No Data | No Data | No Data | No Data | No Data | -7.2 | -43.007 | 20.93 | 23.8213 | 54.4 | 60.7764
2018-09-29 20:00 | No Data | No Data | No Data | No Data | 63.5203 | 67.0221 | No Data | No Data | No Data | No Data | No Data | No Data | No Data | No Data | -8 | -43.5412 | 23.205 | 25.646 | 54.7 | 61.0895
2018-09-29 20:30 | No Data | No Data | No Data | No Data | 52.9488 | 57.7986 | No Data | No Data | No Data | No Data | No Data | No Data | No Data | No Data | -5.2 | -45.5456 | 18.655 | 20.7562 | 49 | 55.4707
2018-09-29 21:00 | No Data | No Data | No Data | No Data | 63.2639 | 67.9776 | No Data | No Data | No Data | No Data | No Data | No Data | No Data | No Data | -0.8 | -49.2065 | 11.83 | 13.436 | 43.9 | 49.8414
2018-09-29 21:30 | No Data | No Data | No Data | No Data | 68.3299 | 72.1728 | No Data | No Data | No Data | No Data | No Data | No Data | No Data | No Data | -2.4 | -44.9444 | 15.015 | 17.7974 | 50.5 | 56.3938
2018-09-29 22:00 | No Data | No Data | No Data | No Data | 64.8997 | 69.5375 | No Data | No Data | No Data | No Data | No Data | No Data | No Data | No Data | -4.8 | -46.3396 | 18.655 | 20.5608 | 51.4 | 57.0701
2018-09-29 22:30 | No Data | No Data | No Data | No Data | 69.8192 | 74.1335 | No Data | No Data | No Data | No Data | No Data | No Data | No Data | No Data | -3.2 | -45.3766 | 16.38 | 18.738 | 54.3 | 59.3674
2018-09-29 23:00 | No Data | No Data | No Data | No Data | 73.1517 | 76.7684 | No Data | No Data | No Data | No Data | No Data | No Data | No Data | No Data | -8.4 | -42.8318 | 22.295 | 25.6783 | 64.4 | 69.0461
2018-09-29 23:30 | No Data | No Data | No Data | No Data | 80.4883 | 83.1496 | No Data | No Data | No Data | No Data | No Data | No Data | No Data | No Data | 5.2 | 40.3366 | 8.19 | 18.7215 | 60 | 65.3911
2018-09-30 | No Data | No Data | No Data | No Data | 73.7133 | 76.1563 | No Data | No Data | No Data | No Data | No Data | No Data | No Data | No Data | -3.6 | -42.5526 | 15.015 | 20.9152 | 61.1 | 66.285
2018-09-30 00:30 | No Data | No Data | No Data | No Data | 63.4104 | 68.0384 | No Data | No Data | No Data | No Data | No Data | No Data | No Data | No Data | -2 | -46.4431 | 11.375 | 16.0867 | 54.5 | 59.8773
2018-09-30 01:00 | No Data | No Data | No Data | No Data | 56.2814 | 63.1126 | No Data | No Data | No Data | No Data | No Data | No Data | No Data | No Data | 5.6 | 55.8068 | 3.185 | 4.8367 | 42.1 | 46.958
2018-09-30 01:30 | No Data | No Data | No Data | No Data | 63.0564 | 69.2222 | No Data | No Data | No Data | No Data | No Data | No Data | No Data | No Data | 2.8 | 53.2736 | 9.555 | 10.583 | 47.7 | 52.404
2018-09-30 02:00 | No Data | No Data | No Data | No Data | 58.0758 | 64.7179 | No Data | No Data | No Data | No Data | No Data | No Data | No Data | No Data | -0.4 | -60.4013 | 9.555 | 10.3955 | 44.5 | 46.5907
2018-09-30 02:30 | No Data | No Data | No Data | No Data | 52.9488 | 60.1596 | No Data | No Data | No Data | No Data | No Data | No Data | No Data | No Data | 4 | 63.3265 | 6.825 | 9.3358 | 38.6 | 40.3342
2018-09-30 03:00 | No Data | No Data | No Data | No Data | 46.1372 | 55.886 | No Data | No Data | No Data | No Data | No Data | No Data | No Data | No Data | 2 | 61.6325 | 7.28 | 9.3801 | 38.7 | 40.7306
2018-09-30 03:30 | No Data | No Data | No Data | No Data | 49.5674 | 58.7497 | No Data | No Data | No Data | No Data | No Data | No Data | No Data | No Data | 6 | 65.6414 | 2.275 | 9.3801 | 32.3 | 33.9025
2018-09-30 04:00 | No Data | No Data | No Data | No Data | 49.5674 | 58.7497 | No Data | No Data | No Data | No Data | No Data | No Data | No Data | No Data | 6 | 65.1558 | 2.275 | 10.2653 | 30.8 | 32.4766
2018-09-30 04:30 | No Data | No Data | No Data | No Data | 51.313 | 62.566 | No Data | No Data | No Data | No Data | No Data | No Data | No Data | No Data | 9.6 | 66.2987 | -0.455 | -10.4749 | 28.5 | 30.3041
2018-09-30 05:00 | No Data | No Data | No Data | No Data | 51.313 | 62.566 | No Data | No Data | No Data | No Data | No Data | No Data | No Data | No Data | 7.2 | 63.6088 | 3.64 | 8.9625 | 33.1 | 34.9116
2018-09-30 05:30 | No Data | No Data | No Data | No Data | 51.313 | 61.6379 | No Data | No Data | No Data | No Data | No Data | No Data | No Data | No Data | 6 | 62.6878 | 2.73 | 7.3507 | 33.1 | 35.107
2018-09-30 06:00 | No Data | No Data | No Data | No Data | 51.313 | 60.096 | No Data | No Data | No Data | No Data | No Data | No Data | No Data | No Data | 6.8 | 61.4934 | 1.82 | 4.9005 | 36.7 | 38.4003
2018-09-30 06:30 | No Data | No Data | No Data | No Data | 54.8531 | 62.2012 | No Data | No Data | No Data | No Data | No Data | No Data | No Data | No Data | 5.6 | 57.8342 | 3.185 | 4.1949 | 32.7 | 34.798
2018-09-30 07:00 | No Data | No Data | No Data | No Data | 58.3322 | 64.5507 | No Data | No Data | No Data | No Data | No Data | No Data | No Data | No Data | -0.8 | -55.2058 | 10.92 | 11.1545 | 18.6 | 22.0273
2018-09-30 07:30 | No Data | No Data | No Data | No Data | 58.027 | 64.2751 | No Data | No Data | No Data | No Data | No Data | No Data | No Data | No Data | -3.6 | -55.6518 | 11.375 | 12.0897 | -6.7 | -7.8892
2018-09-30 08:00 | No Data | No Data | No Data | No Data | 58.027 | 64.2751 | No Data | No Data | No Data | No Data | No Data | No Data | No Data | No Data | -3.2 | -52.4976 | 11.83 | 12.0468 | -20.8 | -20.8154
2018-09-30 08:30 | No Data | No Data | No Data | No Data | 58.027 | 64.2751 | No Data | No Data | No Data | No Data | No Data | No Data | No Data | No Data | 4 | 52.9513 | 5.005 | 5.9325 | -31.2 | -31.2079
2018-09-30 09:00 | No Data | No Data | No Data | No Data | 58.027 | 64.2751 | No Data | No Data | No Data | No Data | No Data | No Data | No Data | No Data | 10.8 | 57.0319 | -0.455 | -4.5727 | -41.1 | -41.3349
2018-09-30 09:30 | No Data | No Data | No Data | No Data | 53.8766 | 61.3709 | No Data | No Data | No Data | No Data | No Data | No Data | No Data | No Data | 31.2 | 66.9185 | -17.29 | -20.2104 | -59.1 | -59.8746
2018-09-30 10:00 | No Data | No Data | No Data | No Data | 50.544 | 58.4671 | No Data | No Data | No Data | No Data | No Data | No Data | No Data | No Data | 32.4 | 67.1357 | -17.29 | -20.2104 | -62.2 | -63.1478
2018-09-30 10:30 | No Data | No Data | No Data | No Data | 48.8472 | 57.8931 | No Data | No Data | No Data | No Data | No Data | No Data | No Data | No Data | 19.2 | 60.3364 | -1.365 | -9.652 | -47.6 | -48.1718
2018-09-30 11:00 | No Data | No Data | No Data | No Data | 45.4658 | 55.0699 | No Data | No Data | No Data | No Data | No Data | No Data | No Data | No Data | 38 | 71.6983 | -20.475 | -24.6079 | -66.2 | -67.9003
2018-09-30 11:30 | No Data | No Data | No Data | No Data | 43.7812 | 54.6871 | No Data | No Data | No Data | No Data | No Data | No Data | No Data | No Data | 28.8 | 65.1153 | -10.465 | -16.1381 | -55.3 | -56.403
2018-09-30 12:00 | No Data | No Data | No Data | No Data | 41.9379 | 53.2229 | No Data | No Data | No Data | No Data | No Data | No Data | No Data | No Data | 38.8 | 72.463 | -18.655 | -24.5278 | -64.3 | -66.0952
2018-09-30 12:30 | No Data | No Data | No Data | No Data | 41.9379 | 53.2229 | No Data | No Data | No Data | No Data | No Data | No Data | No Data | No Data | 38 | 70.6835 | -20.93 | -25.4962 | -66.2 | -67.7058
2018-09-30 13:00 | No Data | No Data | No Data | No Data | 41.9379 | 53.2229 | No Data | No Data | No Data | No Data | No Data | No Data | No Data | No Data | 24 | 63.1392 | -4.095 | -12.9495 | -51.8 | -52.9344
2018-09-30 13:30 | No Data | No Data | No Data | No Data | 43.5737 | 54.5211 | No Data | No Data | No Data | No Data | No Data | No Data | No Data | No Data | 7.2 | 53.2886 | 10.92 | 12.4191 | -36.3 | -36.5422
2018-09-30 14:00 | No Data | No Data | No Data | No Data | 43.5737 | 54.5211 | No Data | No Data | No Data | No Data | No Data | No Data | No Data | No Data | 1.2 | 52.4976 | 17.29 | 18.2738 | -31.5 | -31.7284
2018-09-30 14:30 | No Data | No Data | No Data | No Data | 43.5737 | 55.7474 | No Data | No Data | No Data | No Data | No Data | No Data | No Data | No Data | -0.8 | -51.2062 | 18.2 | 18.8756 | -30.9 | -31.0551
2018-09-30 15:00 | No Data | No Data | No Data | No Data | 43.5737 | 55.7474 | No Data | No Data | No Data | No Data | No Data | No Data | No Data | No Data | -4 | -52.1536 | 20.93 | 21.5201 | -25.9 | -26.1094
2018-09-30 15:30 | No Data | No Data | No Data | No Data | 43.5737 | 56.9783 | No Data | No Data | No Data | No Data | No Data | No Data | No Data | No Data | -9.2 | -55.1725 | 25.48 | 25.9669 | -17.4 | -17.8997
2018-09-30 16:00 | No Data | No Data | No Data | No Data | 45.9297 | 57.7258 | No Data | No Data | No Data | No Data | No Data | No Data | No Data | No Data | -16 | -52.1168 | 32.76 | 32.8389 | -5.9 | -5.9414
2018-09-30 16:30 | No Data | No Data | No Data | No Data | 52.7535 | 60.4588 | No Data | No Data | No Data | No Data | No Data | No Data | No Data | No Data | -22.8 | -50.2681 | 39.13 | 39.1326 | 6.2 | 7.0235
2018-09-30 17:00 | No Data | No Data | No Data | No Data | 56.0861 | 63.3876 | No Data | No Data | No Data | No Data | No Data | No Data | No Data | No Data | -23.6 | -46.788 | 41.405 | 41.7064 | 21.8 | 24.6473
2018-09-30 17:30 | No Data | No Data | No Data | No Data | 64.4846 | 69.2834 | No Data | No Data | No Data | No Data | No Data | No Data | No Data | No Data | -30.4 | -49.6065 | 51.415 | 51.6159 | 54.5 | 56.8283
2018-09-30 18:00 | No Data | No Data | No Data | No Data | 69.514 | 73.9873 | No Data | No Data | No Data | No Data | No Data | No Data | No Data | No Data | -21.6 | -46.1649 | 42.77 | 42.9656 | 70.5 | 72.5207
2018-09-30 18:30 | No Data | No Data | No Data | No Data | 69.514 | 73.9873 | No Data | No Data | No Data | No Data | No Data | No Data | No Data | No Data | -16 | -44.5708 | 35.49 | 35.9795 | 68.6 | 71.2904
2018-09-30 19:00 | No Data | No Data | No Data | No Data | 65.8763 | 69.9031 | No Data | No Data | No Data | No Data | No Data | No Data | No Data | No Data | -11.6 | -43.187 | 30.485 | 31.566 | 63 | 66.6651
2018-09-30 19:30 | No Data | No Data | No Data | No Data | 62.4949 | 66.7261 | No Data | No Data | No Data | No Data | No Data | No Data | No Data | No Data | -8.8 | -47.6202 | 23.66 | 24.1836 | 55.7 | 58.949
2018-09-30 20:00 | No Data | No Data | No Data | No Data | 53.7179 | 58.5864 | No Data | No Data | No Data | No Data | No Data | No Data | No Data | No Data | -7.2 | -49.3283 | 19.565 | 19.7545 | 52.1 | 55.1545
2018-09-30 20:30 | No Data | No Data | No Data | No Data | 45.0629 | 52.493 | No Data | No Data | No Data | No Data | No Data | No Data | No Data | No Data | -3.2 | -51.356 | 15.925 | 15.951 | 48.1 | 50.8839
2018-09-30 21:00 | No Data | No Data | No Data | No Data | 43.3173 | 51.0023 | No Data | No Data | No Data | No Data | No Data | No Data | No Data | No Data | -0.4 | -54.4015 | 13.65 | 13.7181 | 43.7 | 46.3341
2018-09-30 21:30 | No Data | No Data | No Data | No Data | 53.669 | 60.0434 | No Data | No Data | No Data | No Data | No Data | No Data | No Data | No Data | 3.2 | 54.494 | 10.465 | 10.6221 | 45 | 47.0392
2018-09-30 22:00 | No Data | No Data | No Data | No Data | 43.3173 | 51.0023 | No Data | No Data | No Data | No Data | No Data | No Data | No Data | No Data | -3.6 | -56.914 | 15.47 | 15.7945 | 47.7 | 49.3617
2018-09-30 22:30 | No Data | No Data | No Data | No Data | 41.474 | 48.5751 | No Data | No Data | No Data | No Data | No Data | No Data | No Data | No Data | 0.4 | 55.213 | 11.375 | 11.698 | 48.8 | 50.6329
2018-09-30 23:00 | No Data | No Data | No Data | No Data | 46.7964 | 53.1916 | No Data | No Data | No Data | No Data | No Data | No Data | No Data | No Data | 0.8 | 52.8061 | 11.83 | 11.9085 | 53.3 | 55.1335
2018-09-30 23:30 | No Data | No Data | No Data | No Data | 60.6394 | 64.4706 | No Data | No Data | No Data | No Data | No Data | No Data | No Data | No Data | 20.4 | 54.743 | -6.825 | -7.3507 | 43.5 | 45.7902
2018-10-01 | No Data | No Data | No Data | No Data | 52.9 | 57.9216 | No Data | No Data | No Data | No Data | No Data | No Data | No Data | No Data | 10 | 52.5601 | 0 | 0 | 47.3 | 49.6215
2018-10-01 00:30 | No Data | No Data | No Data | No Data | 44.2939 | 51.0039 | No Data | No Data | No Data | No Data | No Data | No Data | No Data | No Data | 10.4 | 56.5643 | 0 | 0 | 43 | 45.0694
2018-10-01 01:00 | No Data | No Data | No Data | No Data | 37.3724 | 45.1236 | No Data | No Data | No Data | No Data | No Data | No Data | No Data | No Data | 9.6 | 60.7631 | 0.91 | 2.8777 | 38.8 | 40.6728
2018-10-01 01:30 | No Data | No Data | No Data | No Data | 39.7284 | 48.019 | No Data | No Data | No Data | No Data | No Data | No Data | No Data | No Data | 8 | 61.3241 | 3.185 | 4.8367 | 41.9 | 43.5571
2018-10-01 02:00 | No Data | No Data | No Data | No Data | 43.1098 | 53.17 | No Data | No Data | No Data | No Data | No Data | No Data | No Data | No Data | 8.4 | 62.5664 | 3.185 | 5.554 | 36.8 | 38.555
2018-10-01 02:30 | No Data | No Data | No Data | No Data | 44.7456 | 55.5851 | No Data | No Data | No Data | No Data | No Data | No Data | No Data | No Data | 9.6 | 61.5532 | 0.91 | 4.1949 | 33.9 | 36.5636
2018-10-01 03:00 | No Data | No Data | No Data | No Data | 44.7456 | 55.5851 | No Data | No Data | No Data | No Data | No Data | No Data | No Data | No Data | 12.8 | 62.9984 | -1.82 | -7.0635 | 28.4 | 31.1103
2018-10-01 03:30 | No Data | No Data | No Data | No Data | 42.3896 | 53.7067 | No Data | No Data | No Data | No Data | No Data | No Data | No Data | No Data | 11.2 | 62.6099 | -0.91 | -5.0871 | 28.5 | 31.161
2018-10-01 04:00 | No Data | No Data | No Data | No Data | 34.0398 | 46.23 | No Data | No Data | No Data | No Data | No Data | No Data | No Data | No Data | 12.4 | 60.8763 | -2.73 | -5.7011 | 26.1 | 30.0536
2018-10-01 04:30 | No Data | No Data | No Data | No Data | 30.5974 | 43.7573 | No Data | No Data | No Data | No Data | No Data | No Data | No Data | No Data | 16.8 | 61.9225 | -6.37 | -8.101 | 21.4 | 25.6827
2018-10-01 05:00 | No Data | No Data | No Data | No Data | 28.9128 | 42.5964 | No Data | No Data | No Data | No Data | No Data | No Data | No Data | No Data | 15.6 | 59.6751 | -5.46 | -6.3211 | 24.9 | 29.2775
2018-10-01 05:30 | No Data | No Data | No Data | No Data | 30.4509 | 40.509 | No Data | No Data | No Data | No Data | No Data | No Data | No Data | No Data | 19.2 | 60.3364 | -7.735 | -7.7883 | 23.3 | 28.4355
2018-10-01 06:00 | No Data | No Data | No Data | No Data | 25.1652 | 32.6609 | No Data | No Data | No Data | No Data | No Data | No Data | No Data | No Data | 25.6 | 62.3025 | -14.56 | -14.6733 | 21.2 | 25.1334
2018-10-01 06:30 | No Data | No Data | No Data | No Data | 23.4806 | 27.211 | No Data | No Data | No Data | No Data | No Data | No Data | No Data | No Data | 30 | 62.1237 | -17.745 | -17.8381 | 15.5 | 20.0385
2018-10-01 07:00 | No Data | No Data | No Data | No Data | 21.5274 | 24.6966 | No Data | No Data | No Data | No Data | No Data | No Data | No Data | No Data | 30 | 60.0333 | -17.745 | -17.8381 | -5.9 | -14.733
2018-10-01 07:30 | No Data | No Data | No Data | No Data | 17.5845 | 22.323 | No Data | No Data | No Data | No Data | No Data | No Data | No Data | No Data | 23.2 | 56.211 | -15.015 | -15.015 | -30 | -30.4821
2018-10-01 08:00 | No Data | No Data | No Data | No Data | 28.2902 | 32.4522 | No Data | No Data | No Data | No Data | No Data | No Data | No Data | No Data | 50 | 73.3005 | -38.675 | -38.9975 | -68.3 | -68.6997
2018-10-01 08:30 | No Data | No Data | No Data | No Data | 29.1691 | 34.9658 | No Data | No Data | No Data | No Data | No Data | No Data | No Data | No Data | 69.2 | 86.56 | -53.69 | -54.2443 | -85.2 | -86.027
2018-10-01 09:00 | No Data | No Data | No Data | No Data | 33.1609 | 40.2273 | No Data | No Data | No Data | No Data | No Data | No Data | No Data | No Data | 24 | 58.363 | -8.645 | -9.9893 | -44.1 | -44.4541
2018-10-01 09:30 | No Data | No Data | No Data | No Data | 22.504 | 33.3522 | No Data | No Data | No Data | No Data | No Data | No Data | No Data | No Data | 60.4 | 82.6385 | -45.045 | -46.3497 | -83.6 | -85.0066
2018-10-01 10:00 | No Data | No Data | No Data | No Data | 18.3536 | 30.7049 | No Data | No Data | No Data | No Data | No Data | No Data | No Data | No Data | 64.4 | 85.0807 | -49.595 | -50.9864 | -89.2 | -90.7498
2018-10-01 10:30 | No Data | No Data | No Data | No Data | 21.9425 | 34.2612 | No Data | No Data | No Data | No Data | No Data | No Data | No Data | No Data | 30 | 62.1237 | -17.29 | -18.5883 | -59.6 | -60.189
2018-10-01 11:00 | No Data | No Data | No Data | No Data | 23.8834 | 35.5355 | No Data | No Data | No Data | No Data | No Data | No Data | No Data | No Data | 26.8 | 59.5691 | -11.83 | -13.436 | -55.5 | -56.0454
2018-10-01 11:30 | No Data | No Data | No Data | No Data | 27.4235 | 38.0053 | No Data | No Data | No Data | No Data | No Data | No Data | No Data | No Data | 21.6 | 55.2015 | -3.64 | -5.4789 | -48 | -48.2296
2018-10-01 12:00 | No Data | No Data | No Data | No Data | 31.0124 | 40.671 | No Data | No Data | No Data | No Data | No Data | No Data | No Data | No Data | 21.6 | 54.4661 | -1.82 | -4.4812 | -43.3 | -43.397
2018-10-01 12:30 | No Data | No Data | No Data | No Data | 32.7581 | 43.0605 | No Data | No Data | No Data | No Data | No Data | No Data | No Data | No Data | 8.4 | 51.0952 | 9.555 | 10.7865 | -30.8 | -30.8415
2018-10-01 13:00 | No Data | No Data | No Data | No Data | 36.4935 | 45.9662 | No Data | No Data | No Data | No Data | No Data | No Data | No Data | No Data | -1.6 | -49.658 | 20.475 | 20.6562 | -22.4 | -22.4002
2018-10-01 13:30 | No Data | No Data | No Data | No Data | 40.2411 | 48.9945 | No Data | No Data | No Data | No Data | No Data | No Data | No Data | No Data | -14 | -46.5549 | 32.305 | 32.305 | -9.2 | -9.8793
2018-10-01 14:00 | No Data | No Data | No Data | No Data | 41.8769 | 52.2994 | No Data | No Data | No Data | No Data | No Data | No Data | No Data | No Data | -17.6 | -47.3895 | 35.49 | 35.5017 | -4.4 | -6.3655
2018-10-01 14:30 | No Data | No Data | No Data | No Data | 43.6225 | 53.7074 | No Data | No Data | No Data | No Data | No Data | No Data | No Data | No Data | -21.6 | -48.2991 | 40.04 | 40.0813 | -0.7 | -5.0488
2018-10-01 15:00 | No Data | No Data | No Data | No Data | 46.9551 | 56.4476 | No Data | No Data | No Data | No Data | No Data | No Data | No Data | No Data | -33.6 | -52.5464 | 50.505 | 50.636 | 11.1 | 13.3963
2018-10-01 15:30 | No Data | No Data | No Data | No Data | 48.5908 | 57.8155 | No Data | No Data | No Data | No Data | No Data | No Data | No Data | No Data | -28.4 | -51.3654 | 44.59 | 44.7036 | 11.8 | 14.0357
2018-10-01 16:00 | No Data | No Data | No Data | No Data | 53.669 | 61.037 | No Data | No Data | No Data | No Data | No Data | No Data | No Data | No Data | -22.8 | -49.2016 | 40.04 | 40.2051 | 26.4 | 28.0236
2018-10-01 16:30 | No Data | No Data | No Data | No Data | 58.6496 | 64.6003 | No Data | No Data | No Data | No Data | No Data | No Data | No Data | No Data | -29.6 | -48.168 | 45.5 | 46.1528 | 22 | 23.7697
2018-10-01 17:00 | No Data | No Data | No Data | No Data | 63.8743 | 67.9862 | No Data | No Data | No Data | No Data | No Data | No Data | No Data | No Data | -31.2 | -48.246 | 49.14 | 50.242 | 62.3 | 64.9604
2018-10-01 17:30 | No Data | No Data | No Data | No Data | 67.2068 | 71.1264 | No Data | No Data | No Data | No Data | No Data | No Data | No Data | No Data | -24.8 | -44.3766 | 41.405 | 42.5978 | 65.5 | 68.3984
2018-10-01 18:00 | No Data | No Data | No Data | No Data | 63.8254 | 67.9403 | No Data | No Data | No Data | No Data | No Data | No Data | No Data | No Data | -24.4 | -44.1543 | 40.04 | 41.7511 | 70.7 | 73.7245
2018-10-01 18:30 | No Data | No Data | No Data | No Data | 63.8254 | 67.9403 | No Data | No Data | No Data | No Data | No Data | No Data | No Data | No Data | -27.6 | -44.7303 | 43.68 | 45.2536 | 76.5 | 79.6283
2018-10-01 19:00 | No Data | No Data | No Data | No Data | 54.4869 | 58.6259 | No Data | No Data | No Data | No Data | No Data | No Data | No Data | No Data | -22.4 | -43.4235 | 37.31 | 39.1406 | 69.5 | 73.1755
2018-10-01 19:30 | No Data | No Data | No Data | No Data | 51.1543 | 56.2047 | No Data | No Data | No Data | No Data | No Data | No Data | No Data | No Data | -20 | -44.7214 | 35.035 | 36.3146 | 66.6 | 69.9232
2018-10-01 20:00 | No Data | No Data | No Data | No Data | 44.3915 | 50.9084 | No Data | No Data | No Data | No Data | No Data | No Data | No Data | No Data | -21.6 | -45.4594 | 39.13 | 39.9779 | 70.5 | 73.3922
2018-10-01 20:30 | No Data | No Data | No Data | No Data | 38.8006 | 46.1145 | No Data | No Data | No Data | No Data | No Data | No Data | No Data | No Data | -22 | -48.8361 | 36.4 | 36.8775 | 67.7 | 70.3699
2018-10-01 21:00 | No Data | No Data | No Data | No Data | 37.2137 | 45.725 | No Data | No Data | No Data | No Data | No Data | No Data | No Data | No Data | -14 | -50 | 27.3 | 27.5416 | 56.9 | 59.5894
2018-10-01 21:30 | No Data | No Data | No Data | No Data | 40.705 | 47.7024 | No Data | No Data | No Data | No Data | No Data | No Data | No Data | No Data | -16.4 | -46.5824 | 30.94 | 31.4181 | 65.2 | 67.912
2018-10-01 22:00 | No Data | No Data | No Data | No Data | 33.0632 | 41.374 | No Data | No Data | No Data | No Data | No Data | No Data | No Data | No Data | -14.4 | -47.8197 | 30.03 | 30.2498 | 60.3 | 63.0448
2018-10-01 22:30 | No Data | No Data | No Data | No Data | 29.3767 | 38.4918 | No Data | No Data | No Data | No Data | No Data | No Data | No Data | No Data | -15.6 | -44.0545 | 31.395 | 32.1283 | 68.2 | 71.0161
2018-10-01 23:00 | No Data | No Data | No Data | No Data | 31.8303 | 39.4094 | No Data | No Data | No Data | No Data | No Data | No Data | No Data | No Data | -13.6 | -44.9088 | 29.575 | 30.3523 | 69.9 | 72.1062
2018-10-01 23:30 | No Data | No Data | No Data | No Data | 47.4189 | 52.8061 | No Data | No Data | No Data | No Data | No Data | No Data | No Data | No Data | -5.2 | -37.9579 | 23.205 | 25.843 | 73.4 | 75.72
2018-10-02 | No Data | No Data | No Data | No Data | 42.0356 | 48.0304 | No Data | No Data | No Data | No Data | No Data | No Data | No Data | No Data | -12.4 | -44.176 | 29.575 | 30.5698 | 74.8 | 76.7745
2018-10-02 00:30 | No Data | No Data | No Data | No Data | 33.2708 | 40.5817 | No Data | No Data | No Data | No Data | No Data | No Data | No Data | No Data | -8.8 | -49.1935 | 25.025 | 25.1282 | 66 | 67.4069
2018-10-02 01:00 | No Data | No Data | No Data | No Data | 29.7795 | 38.8314 | No Data | No Data | No Data | No Data | No Data | No Data | No Data | No Data | -5.2 | -54.2498 | 19.565 | 19.7545 | 54.5 | 55.9376
2018-10-02 01:30 | No Data | No Data | No Data | No Data | 35.2728 | 44.248 | No Data | No Data | No Data | No Data | No Data | No Data | No Data | No Data | -7.6 | -51.3654 | 25.025 | 25.0415 | 59.5 | 61.0123
2018-10-02 02:00 | No Data | No Data | No Data | No Data | 30.4021 | 40.4723 | No Data | No Data | No Data | No Data | No Data | No Data | No Data | No Data | -10 | -53.7386 | 28.21 | 28.3892 | 58.1 | 59.4506
2018-10-02 02:30 | No Data | No Data | No Data | No Data | 19.5254 | 33.0902 | No Data | No Data | No Data | No Data | No Data | No Data | No Data | No Data | -9.6 | -57.2112 | 25.48 | 26.1576 | 54.1 | 55.207
2018-10-02 03:00 | No Data | No Data | No Data | No Data | 21.3199 | 37.1825 | No Data | No Data | No Data | No Data | No Data | No Data | No Data | No Data | -5.6 | -58.6679 | 21.385 | 22.5902 | 47 | 48.2474
2018-10-02 03:30 | No Data | No Data | No Data | No Data | 19.379 | 36.1046 | No Data | No Data | No Data | No Data | No Data | No Data | No Data | No Data | -4.4 | -57.6888 | 18.2 | 19.4376 | 43.3 | 44.8791
2018-10-02 04:00 | No Data | No Data | No Data | No Data | 15.9365 | 34.3798 | No Data | No Data | No Data | No Data | No Data | No Data | No Data | No Data | 0 | 58.4 | 13.65 | 15.2612 | 38.4 | 39.9721
2018-10-02 04:30 | No Data | No Data | No Data | No Data | 6.7079 | 27.3435 | No Data | No Data | No Data | No Data | No Data | No Data | No Data | No Data | 12.8 | 63.6993 | 0 | 10.1026 | 24.6 | 26.3348
2018-10-02 05:00 | No Data | No Data | No Data | No Data | 14.3984 | 33.0887 | No Data | No Data | No Data | No Data | No Data | No Data | No Data | No Data | 11.6 | 61.5038 | 0.91 | 8.6928 | 25.6 | 27.6319
2018-10-02 05:30 | No Data | No Data | No Data | No Data | 12.5551 | 30.8284 | No Data | No Data | No Data | No Data | No Data | No Data | No Data | No Data | 11.2 | 61.358 | 1.365 | 7.8545 | 27.6 | 29.4245
2018-10-02 06:00 | No Data | No Data | No Data | No Data | 14.1909 | 29.9384 | No Data | No Data | No Data | No Data | No Data | No Data | No Data | No Data | 12.8 | 59.0051 | 0 | 3.64 | 29.1 | 31.217
2018-10-02 06:30 | No Data | No Data | No Data | No Data | 12.3964 | 22.6255 | No Data | No Data | No Data | No Data | No Data | No Data | No Data | No Data | 18.8 | 58.3136 | -4.55 | -4.6401 | 25.1 | 27.5676
2018-10-02 07:00 | No Data | No Data | No Data | No Data | 28.6076 | 34.9976 | No Data | No Data | No Data | No Data | No Data | No Data | No Data | No Data | 31.2 | 60.2993 | -15.47 | -15.5767 | 11.9 | 16.7586
2018-10-02 07:30 | No Data | No Data | No Data | No Data | 18.7564 | 27.5361 | No Data | No Data | No Data | No Data | No Data | No Data | No Data | No Data | 30.8 | 58.3849 | -10.92 | -10.9579 | 6 | 12.4423
2018-10-02 08:00 | No Data | No Data | No Data | No Data | 11.9936 | 17.1525 | No Data | No Data | No Data | No Data | No Data | No Data | No Data | No Data | 30 | 55.2536 | -4.55 | -4.6401 | -4.4 | -9.7494
2018-10-02 08:30 | No Data | No Data | No Data | No Data | 9.0639 | 16.6333 | No Data | No Data | No Data | No Data | No Data | No Data | No Data | No Data | 33.2 | 56.4057 | -2.275 | -2.3201 | -5.9 | -9.9403
2018-10-02 09:00 | No Data | No Data | No Data | No Data | 27.5822 | 33.7727 | No Data | No Data | No Data | No Data | No Data | No Data | No Data | No Data | 28.4 | 57.1552 | 0 | 0 | -1.6 | -10.1272
2018-10-02 09:30 | No Data | No Data | No Data | No Data | 24.0421 | 30.9489 | No Data | No Data | No Data | No Data | No Data | No Data | No Data | No Data | 31.2 | 59.2446 | -6.37 | -7.5727 | 7.1 | 13.1765
2018-10-02 10:00 | No Data | No Data | No Data | No Data | 22.7115 | 29.927 | No Data | No Data | No Data | No Data | No Data | No Data | No Data | No Data | 19.6 | 54.077 | 1.365 | 2.6531 | 6 | 12.53
2018-10-02 10:30 | No Data | No Data | No Data | No Data | 16.8154 | 27.0862 | No Data | No Data | No Data | No Data | No Data | No Data | No Data | No Data | 24 | 55.5194 | 0 | 1.365 | -1.7 | -9.2574
2018-10-02 11:00 | No Data | No Data | No Data | No Data | 7.7821 | 20.7925 | No Data | No Data | No Data | No Data | No Data | No Data | No Data | No Data | 42.4 | 65.8629 | -21.84 | -22.3089 | -13 | -15.2122
2018-10-02 11:30 | No Data | No Data | No Data | No Data | -3.949 | -12.2912 | No Data | No Data | No Data | No Data | No Data | No Data | No Data | No Data | 44.8 | 67.4329 | -29.575 | -30.3523 | -25.6 | -26.4371
2018-10-02 12:00 | No Data | No Data | No Data | No Data | -5.3407 | -13.1847 | No Data | No Data | No Data | No Data | No Data | No Data | No Data | No Data | 22.8 | 55.682 | -25.025 | -25.5206 | -33 | -33.0801
2018-10-02 12:30 | No Data | No Data | No Data | No Data | -14.9722 | -17.3029 | No Data | No Data | No Data | No Data | No Data | No Data | No Data | No Data | 51.2 | 74.1242 | -55.965 | -57.2017 | -72.6 | -73.1681
2018-10-02 13:00 | No Data | No Data | No Data | No Data | -14.4106 | -15.7345 | No Data | No Data | No Data | No Data | No Data | No Data | No Data | No Data | 32.8 | 63.5232 | -32.76 | -33.0149 | -51.8 | -51.8001
2018-10-02 13:30 | No Data | No Data | No Data | No Data | -16.8277 | -17.9916 | No Data | No Data | No Data | No Data | No Data | No Data | No Data | No Data | 37.6 | 70.8079 | -24.57 | -24.5868 | -49.6 | -49.7305
2018-10-02 14:00 | No Data | No Data | No Data | No Data | -24.6159 | -24.7446 | No Data | No Data | No Data | No Data | No Data | No Data | No Data | No Data | 57.2 | 84.6499 | -45.5 | -45.5818 | -83.5 | -83.6556
2018-10-02 14:30 | No Data | No Data | No Data | No Data | -27.3869 | -27.4677 | No Data | No Data | No Data | No Data | No Data | No Data | No Data | No Data | 75.2 | 100.5847 | -58.695 | -59.4676 | -67.8 | -68.0476
2018-10-02 15:00 | No Data | No Data | No Data | No Data | -27.6921 | -28.1932 | No Data | No Data | No Data | No Data | No Data | No Data | No Data | No Data | 57.2 | 78.6628 | -36.855 | -36.9924 | -69.9 | -70.0383
2018-10-02 15:30 | No Data | No Data | No Data | No Data | -23.4318 | -23.6913 | No Data | No Data | No Data | No Data | No Data | No Data | No Data | No Data | 54.8 | 75.2702 | -42.315 | -43.0162 | -60.3 | -60.4829
2018-10-02 16:00 | No Data | No Data | No Data | No Data | -14.1054 | -14.1054 | No Data | No Data | No Data | No Data | No Data | No Data | No Data | No Data | 34 | 57.8467 | -42.77 | -45.6295 | -59.1 | -59.4348
2018-10-02 16:30 | No Data | No Data | No Data | No Data | -6.1097 | -6.1097 | No Data | No Data | No Data | No Data | No Data | No Data | No Data | No Data | 6.8 | 42.5469 | -16.835 | -16.8411 | -33.8 | -33.8591
2018-10-02 17:00 | No Data | No Data | No Data | No Data | 1.3733 | 3.0001 | No Data | No Data | No Data | No Data | No Data | No Data | No Data | No Data | 6.4 | 44.0672 | -7.28 | -7.5041 | -15.9 | -17.936
2018-10-02 17:30 | No Data | No Data | No Data | No Data | 13.8857 | 14.5553 | No Data | No Data | No Data | No Data | No Data | No Data | No Data | No Data | -4.4 | -37.8566 | 14.56 | 16.9331 | 40.3 | 44.6831
2018-10-02 18:00 | No Data | No Data | No Data | No Data | 15.6313 | 16.2291 | No Data | No Data | No Data | No Data | No Data | No Data | No Data | No Data | 4 | 40.5975 | 13.65 | 15.47 | 43.3 | 47.1259
2018-10-02 18:30 | No Data | No Data | No Data | No Data | 12.1401 | 12.9006 | No Data | No Data | No Data | No Data | No Data | No Data | No Data | No Data | -1.2 | -39.2999 | 22.295 | 24.2562 | 53.7 | 57.5157
2018-10-02 19:00 | No Data | No Data | No Data | No Data | 13.7392 | 14.4157 | No Data | No Data | No Data | No Data | No Data | No Data | No Data | No Data | -2.4 | -39.2734 | 22.295 | 24.439 | 53.5 | 57.771
2018-10-02 19:30 | No Data | No Data | No Data | No Data | 10.3456 | 12.3632 | No Data | No Data | No Data | No Data | No Data | No Data | No Data | No Data | -6.4 | -43.6715 | 23.205 | 24.4602 | 53.2 | 56.8352
2018-10-02 20:00 | No Data | No Data | No Data | No Data | 12.8115 | 22.183 | No Data | No Data | No Data | No Data | No Data | No Data | No Data | No Data | -5.2 | -44.3062 | 21.84 | 23.0214 | 51.3 | 54.8457
2018-10-02 20:30 | No Data | No Data | No Data | No Data | -3.8514 | -16.8584 | No Data | No Data | No Data | No Data | No Data | No Data | No Data | No Data | -8.4 | -47.4788 | 21.385 | 22.188 | 50.9 | 54.4717
2018-10-02 21:00 | No Data | No Data | No Data | No Data | -7.8553 | -21.2504 | No Data | No Data | No Data | No Data | No Data | No Data | No Data | No Data | -18 | -48.6522 | 30.03 | 31.0102 | 57.9 | 61.2896
2018-10-02 21:30 | No Data | No Data | No Data | No Data | -9.6986 | -10.8339 | No Data | No Data | No Data | No Data | No Data | No Data | No Data | No Data | -14.8 | -47.1814 | 26.845 | 27.8146 | 58.8 | 62.2711
2018-10-02 22:00 | No Data | No Data | No Data | No Data | 3.0213 | 15.9326 | No Data | No Data | No Data | No Data | No Data | No Data | No Data | No Data | -22.4 | -49.0175 | 34.58 | 35.4345 | 64.2 | 67.6098
2018-10-02 22:30 | No Data | No Data | No Data | No Data | 23.2731 | 29.998 | No Data | No Data | No Data | No Data | No Data | No Data | No Data | No Data | -25.6 | -48.8459 | 37.31 | 38.2985 | 72.9 | 75.8644
2018-10-02 23:00 | No Data | No Data | No Data | No Data | 10.7607 | 15.78 | No Data | No Data | No Data | No Data | No Data | No Data | No Data | No Data | -22.8 | -47.7895 | 37.31 | 38.2985 | 75.4 | 77.8558
2018-10-02 23:30 | No Data | No Data | No Data | No Data | 26.862 | 30.582 | No Data | No Data | No Data | No Data | No Data | No Data | No Data | No Data | -9.2 | -37.157 | 27.755 | 31.3422 | 76.2 | 79.0407
2018-10-03 | No Data | No Data | No Data | No Data | 48.3955 | 52.5021 | No Data | No Data | No Data | No Data | No Data | No Data | No Data | No Data | -22 | -44.6031 | 39.585 | 41.3149 | 81.6 | 84.1357
2018-10-03 00:30 | No Data | No Data | No Data | No Data | 37.4212 | 43.6982 | No Data | No Data | No Data | No Data | No Data | No Data | No Data | No Data | -29.2 | -51.812 | 44.59 | 45.4203 | 82.4 | 84.9118
2018-10-03 01:00 | No Data | No Data | No Data | No Data | 31.1101 | 40.9115 | No Data | No Data | No Data | No Data | No Data | No Data | No Data | No Data | -28.4 | -55.0854 | 43.68 | 43.8314 | 75.8 | 78.1207
2018-10-03 01:30 | No Data | No Data | No Data | No Data | 27.0695 | 35.6351 | No Data | No Data | No Data | No Data | No Data | No Data | No Data | No Data | -25.6 | -54.7533 | 40.95 | 41.0737 | 72.9 | 75.0417
2018-10-03 02:00 | No Data | No Data | No Data | No Data | 16.7056 | 27.1815 | No Data | No Data | No Data | No Data | No Data | No Data | No Data | No Data | -17.2 | -55.9114 | 31.85 | 31.863 | 59.6 | 61.4858
2018-10-03 02:30 | No Data | No Data | No Data | No Data | -3.6439 | -18.3168 | No Data | No Data | No Data | No Data | No Data | No Data | No Data | No Data | -16.4 | -57.2014 | 30.485 | 30.5393 | 56.9 | 58.6694
2018-10-03 03:00 | No Data | No Data | No Data | No Data | 1.178 | 19.7803 | No Data | No Data | No Data | No Data | No Data | No Data | No Data | No Data | -20 | -57.2098 | 34.125 | 34.1523 | 58.7 | 60.6612
2018-10-03 03:30 | No Data | No Data | No Data | No Data | 5.2186 | 20.2226 | No Data | No Data | No Data | No Data | No Data | No Data | No Data | No Data | -19.6 | -57.8232 | 35.035 | 35.0822 | 57.2 | 59.2109
2018-10-03 04:00 | No Data | No Data | No Data | No Data | 5.2186 | 21.8663 | No Data | No Data | No Data | No Data | No Data | No Data | No Data | No Data | -23.2 | -58.7728 | 39.13 | 39.1406 | 61.1 | 63.0109
2018-10-03 04:30 | No Data | No Data | No Data | No Data | 5.2186 | 23.5652 | No Data | No Data | No Data | No Data | No Data | No Data | No Data | No Data | -22.8 | -60.4635 | 35.49 | 35.5162 | 58.5 | 60.3925
2018-10-03 05:00 | No Data | No Data | No Data | No Data | 15.729 | 27.8475 | No Data | No Data | No Data | No Data | No Data | No Data | No Data | No Data | -16.4 | -57.5847 | 30.03 | 30.061 | 53.3 | 55.3435
2018-10-03 05:30 | No Data | No Data | No Data | No Data | 13.9345 | 26.8748 | No Data | No Data | No Data | No Data | No Data | No Data | No Data | No Data | -16 | -56.7041 | 30.03 | 30.03 | 54 | 56.1257
2018-10-03 06:00 | No Data | No Data | No Data | No Data | 14.1909 | 25.4486 | No Data | No Data | No Data | No Data | No Data | No Data | No Data | No Data | -17.2 | -54.0119 | 29.12 | 29.2477 | 56.9 | 59.1339
2018-10-03 06:30 | No Data | No Data | No Data | No Data | 23.2242 | 31.3945 | No Data | No Data | No Data | No Data | No Data | No Data | No Data | No Data | -17.2 | -50.2362 | 29.575 | 29.923 | 56.5 | 58.86
2018-10-03 07:00 | No Data | No Data | No Data | No Data | 21.2222 | 25.9721 | No Data | No Data | No Data | No Data | No Data | No Data | No Data | No Data | -20.4 | -45.2584 | 31.85 | 33.0024 | 61.1 | 63.986
2018-10-03 07:30 | No Data | No Data | No Data | No Data | 32.343 | 36.4082 | No Data | No Data | No Data | No Data | No Data | No Data | No Data | No Data | -14.4 | -42.5131 | 29.575 | 30.1607 | 54 | 56.6428
2018-10-03 08:00 | No Data | No Data | No Data | No Data | 41.2665 | 45.4409 | No Data | No Data | No Data | No Data | No Data | No Data | No Data | No Data | -8.8 | -40.1756 | 29.12 | 29.6275 | 49.8 | 52.5255
2018-10-03 08:30 | No Data | No Data | No Data | No Data | 35.0652 | 40.8051 | No Data | No Data | No Data | No Data | No Data | No Data | No Data | No Data | 6.8 | 37.0297 | 20.02 | 20.5305 | 48.6 | 51.4545
2018-10-03 09:00 | No Data | No Data | No Data | No Data | 46.6011 | 51.0602 | No Data | No Data | No Data | No Data | No Data | No Data | No Data | No Data | -0.4 | -38.0021 | 24.115 | 24.4602 | 51.4 | 54.1383
2018-10-03 09:30 | No Data | No Data | No Data | No Data | 48.4443 | 52.7479 | No Data | No Data | No Data | No Data | No Data | No Data | No Data | No Data | 1.2 | 39.202 | 21.385 | 21.4623 | 39.9 | 43.1771
2018-10-03 10:00 | No Data | No Data | No Data | No Data | 44.2939 | 49.8497 | No Data | No Data | No Data | No Data | No Data | No Data | No Data | No Data | -2 | -42.8467 | 16.835 | 16.8411 | 25.9 | 28.4614
2018-10-03 10:30 | No Data | No Data | No Data | No Data | 34.9554 | 45.239 | No Data | No Data | No Data | No Data | No Data | No Data | No Data | No Data | 10.8 | 46.0834 | 11.375 | 11.4566 | 26.9 | 30.279
2018-10-03 11:00 | No Data | No Data | No Data | No Data | 38.1903 | 47.7827 | No Data | No Data | No Data | No Data | No Data | No Data | No Data | No Data | 17.6 | 50.7496 | -7.28 | -8.5849 | 12.7 | 16.0415
2018-10-03 11:30 | No Data | No Data | No Data | No Data | 45.832 | 54.0598 | No Data | No Data | No Data | No Data | No Data | No Data | No Data | No Data | 15.6 | 49.7112 | 0 | 3.185 | 15.1 | 18.9201
2018-10-03 12:00 | No Data | No Data | No Data | No Data | 45.8808 | 54.1012 | No Data | No Data | No Data | No Data | No Data | No Data | No Data | No Data | 4.8 | 46.2498 | 0 | 3.185 | 16.7 | 20.0524
2018-10-03 12:30 | No Data | No Data | No Data | No Data | 35.3216 | 45.4918 | No Data | No Data | No Data | No Data | No Data | No Data | No Data | No Data | -4.4 | -45.8118 | 0.91 | 3.752 | 12.7 | 15.6237
2018-10-03 13:00 | No Data | No Data | No Data | No Data | 33.2708 | 42.8302 | No Data | No Data | No Data | No Data | No Data | No Data | No Data | No Data | -6 | -45.5965 | 0 | 3.185 | 14.9 | 17.0558
2018-10-03 13:30 | No Data | No Data | No Data | No Data | 26.0441 | 35.107 | No Data | No Data | No Data | No Data | No Data | No Data | No Data | No Data | -9.2 | -45.3431 | 2.275 | 5.0871 | 10.2 | 12.2037
2018-10-03 14:00 | No Data | No Data | No Data | No Data | 26.0441 | 36.3007 | No Data | No Data | No Data | No Data | No Data | No Data | No Data | No Data | -9.2 | -44.1688 | 0 | 1.365 | 15.7 | 18.197
2018-10-03 14:30 | No Data | No Data | No Data | No Data | 22.0401 | 33.5442 | No Data | No Data | No Data | No Data | No Data | No Data | No Data | No Data | -7.2 | -43.007 | 1.365 | 1.6405 | 9.9 | 13.4469
2018-10-03 15:00 | No Data | No Data | No Data | No Data | 12.4575 | 25.1473 | No Data | No Data | No Data | No Data | No Data | No Data | No Data | No Data | -1.2 | -46.4155 | 8.645 | 8.7521 | 20.4 | 23.517
2018-10-03 15:30 | No Data | No Data | No Data | No Data | 6.305 | 17.4909 | No Data | No Data | No Data | No Data | No Data | No Data | No Data | No Data | -20 | -44.3639 | 12.74 | 12.7481 | 30.5 | 34.3036
2018-10-03 16:00 | No Data | No Data | No Data | No Data | 9.7353 | 14.4026 | No Data | No Data | No Data | No Data | No Data | No Data | No Data | No Data | -16.8 | -40.4534 | 23.66 | 24.7547 | 48.1 | 50.7548
2018-10-03 16:30 | No Data | No Data | No Data | No Data | 11.4321 | 15.5998 | No Data | No Data | No Data | No Data | No Data | No Data | No Data | No Data | -13.2 | -39.4725 | 27.3 | 28.254 | 42.9 | 45.3163
2018-10-03 17:00 | No Data | No Data | No Data | No Data | 14.3984 | 18.944 | No Data | No Data | No Data | No Data | No Data | No Data | No Data | No Data | -5.2 | -38.3541 | 25.025 | 25.823 | 33.6 | 37.0871
2018-10-03 17:30 | No Data | No Data | No Data | No Data | 28.0949 | 30.6105 | No Data | No Data | No Data | No Data | No Data | No Data | No Data | No Data | -2.8 | -38.1701 | 25.025 | 26.0624 | 36.3 | 40.0412
2018-10-03 18:00 | No Data | No Data | No Data | No Data | 25.8854 | 28.596 | No Data | No Data | No Data | No Data | No Data | No Data | No Data | No Data | 10.4 | 40.9429 | 14.105 | 15.6694 | 40.2 | 43.9241
2018-10-03 18:30 | No Data | No Data | No Data | No Data | 25.3239 | 28.0887 | No Data | No Data | No Data | No Data | No Data | No Data | No Data | No Data | 20.8 | 49.3931 | 2.73 | 4.9216 | 33.2 | 38.0552
2018-10-03 19:00 | No Data | No Data | No Data | No Data | 21.6861 | 23.9028 | No Data | No Data | No Data | No Data | No Data | No Data | No Data | No Data | 24.8 | 51.9076 | -0.91 | -2.0348 | 27.9 | 33.7551
2018-10-03 19:30 | No Data | No Data | No Data | No Data | 8.3558 | 12.0435 | No Data | No Data | No Data | No Data | No Data | No Data | No Data | No Data | 23.6 | 54.9283 | -3.64 | -3.6683 | 24.2 | 29.2898
2018-10-03 20:00 | No Data | No Data | No Data | No Data | 19.3179 | 25.0198 | No Data | No Data | No Data | No Data | No Data | No Data | No Data | No Data | 22.4 | 56.2523 | -4.55 | -4.55 | 22.5 | 27.6669
2018-10-03 20:30 | No Data | No Data | No Data | No Data | 26.8132 | 34.0746 | No Data | No Data | No Data | No Data | No Data | No Data | No Data | No Data | 16.4 | 54.5249 | 0 | 0 | 26.9 | 31.2477
2018-10-03 21:00 | No Data | No Data | No Data | No Data | 25.3239 | 32.6905 | No Data | No Data | No Data | No Data | No Data | No Data | No Data | No Data | 5.6 | 53.0177 | 9.1 | 9.1 | 36.2 | 39.783
2018-10-03 21:30 | No Data | No Data | No Data | No Data | 29.1691 | 34.8251 | No Data | No Data | No Data | No Data | No Data | No Data | No Data | No Data | 13.6 | 56.8507 | 1.82 | 3.2811 | 31.2 | 34.1563
2018-10-03 22:00 | No Data | No Data | No Data | No Data | 35.4681 | 42.3684 | No Data | No Data | No Data | No Data | No Data | No Data | No Data | No Data | 15.6 | 61.6078 | 0 | 5.46 | 27.9 | 30.027
2018-10-03 22:30 | No Data | No Data | No Data | No Data | 44.2451 | 49.9472 | No Data | No Data | No Data | No Data | No Data | No Data | No Data | No Data | 11.6 | 53.2781 | 2.275 | 2.275 | 38.8 | 42.0462
2018-10-03 23:00 | No Data | No Data | No Data | No Data | 51.4717 | 56.4485 | No Data | No Data | No Data | No Data | No Data | No Data | No Data | No Data | 7.2 | 50.9117 | 8.645 | 8.9393 | 47 | 49.6166
2018-10-03 23:30 | No Data | No Data | No Data | No Data | 56.2325 | 59.6308 | No Data | No Data | No Data | No Data | No Data | No Data | No Data | No Data | 14 | 48.0833 | 8.19 | 10.3756 | 55.9 | 58.1723
2018-10-04 | No Data | No Data | No Data | No Data | 53.0098 | 55.8696 | No Data | No Data | No Data | No Data | No Data | No Data | No Data | No Data | 4.8 | 49.4336 | 13.65 | 14.3884 | 57.1 | 59.2191
2018-10-04 00:30 | No Data | No Data | No Data | No Data | 47.8218 | 53.2807 | No Data | No Data | No Data | No Data | No Data | No Data | No Data | No Data | 8 | 54.5894 | 9.555 | 9.5658 | 47 | 49.1273
2018-10-04 01:00 | No Data | No Data | No Data | No Data | 36.701 | 43.5761 | No Data | No Data | No Data | No Data | No Data | No Data | No Data | No Data | 12.4 | 58.1378 | 3.185 | 4.5043 | 38 | 40.1622
2018-10-04 01:30 | No Data | No Data | No Data | No Data | 35.0652 | 42.2076 | No Data | No Data | No Data | No Data | No Data | No Data | No Data | No Data | 18.4 | 62.7579 | 0 | 5.46 | 30.7 | 32.5776
2018-10-04 02:00 | No Data | No Data | No Data | No Data | 23.9322 | 33.536 | No Data | No Data | No Data | No Data | No Data | No Data | No Data | No Data | 12.8 | 66.1308 | 1.365 | 11.9085 | 30 | 30.5747
2018-10-04 02:30 | No Data | No Data | No Data | No Data | 16.8154 | 28.8907 | No Data | No Data | No Data | No Data | No Data | No Data | No Data | No Data | 15.2 | 68.1175 | -1.365 | -13.7181 | 25.7 | 26.303
2018-10-04 03:00 | No Data | No Data | No Data | No Data | 10.663 | 25.7994 | No Data | No Data | No Data | No Data | No Data | No Data | No Data | No Data | 15.2 | 65.7802 | -2.275 | -11.6003 | 22.5 | 23.9821
2018-10-04 03:30 | No Data | No Data | No Data | No Data | 13.6782 | 28.9215 | No Data | No Data | No Data | No Data | No Data | No Data | No Data | No Data | 13.2 | 65.6597 | 0 | 10.01 | 22.6 | 24.5544
2018-10-04 04:00 | No Data | No Data | No Data | No Data | 11.8349 | 28.0967 | No Data | No Data | No Data | No Data | No Data | No Data | No Data | No Data | 14.4 | 65.2098 | -1.82 | -10.1741 | 22.5 | 24.4233
2018-10-04 04:30 | No Data | No Data | No Data | No Data | 6.5614 | 24.733 | No Data | No Data | No Data | No Data | No Data | No Data | No Data | No Data | 11.6 | 64.6492 | 0 | 9.5982 | 23.3 | 25.2771
2018-10-04 05:00 | No Data | No Data | No Data | No Data | 10.7118 | 26.1422 | No Data | No Data | No Data | No Data | No Data | No Data | No Data | No Data | 12.4 | 65.5829 | 0 | 10.01 | 22.6 | 24.3633
2018-10-04 05:30 | No Data | No Data | No Data | No Data | 8.1483 | 25.2005 | No Data | No Data | No Data | No Data | No Data | No Data | No Data | No Data | 13.2 | 61.8256 | 0 | 5.915 | 25.5 | 27.6154
2018-10-04 06:00 | No Data | No Data | No Data | No Data | 11.9448 | 23.213 | No Data | No Data | No Data | No Data | No Data | No Data | No Data | No Data | 21.6 | 63.3934 | -7.28 | -9.9789 | 20.9 | 22.7554
2018-10-04 06:30 | No Data | No Data | No Data | No Data | 15.0698 | 23.597 | No Data | No Data | No Data | No Data | No Data | No Data | No Data | No Data | 19.6 | 57.8232 | -4.55 | -6.1214 | 21.2 | 23.5697
2018-10-04 07:00 | No Data | No Data | No Data | No Data | 18.0972 | 22.818 | No Data | No Data | No Data | No Data | No Data | No Data | No Data | No Data | 8.8 | 49.1935 | 0 | 0.455 | 8.2 | 16.8324
2018-10-04 07:30 | No Data | No Data | No Data | No Data | 23.4806 | 28.2145 | No Data | No Data | No Data | No Data | No Data | No Data | No Data | No Data | -8 | -41.9695 | 1.365 | 4.7503 | -16.9 | -20.4416
2018-10-04 08:00 | No Data | No Data | No Data | No Data | 17.5235 | 20.5956 | No Data | No Data | No Data | No Data | No Data | No Data | No Data | No Data | -10 | -37.7486 | -1.365 | -6.5146 | -29.5 | -30.3191
2018-10-04 08:30 | No Data | No Data | No Data | No Data | 12.3476 | 15.3244 | No Data | No Data | No Data | No Data | No Data | No Data | No Data | No Data | -6.8 | -37.423 | -1.82 | -4.9005 | -36 | -36.4027
2018-10-04 09:00 | No Data | No Data | No Data | No Data | 8.5512 | 12.4699 | No Data | No Data | No Data | No Data | No Data | No Data | No Data | No Data | -11.2 | -52.02 | 2.73 | 4.9216 | -34.3 | -34.9676
2018-10-04 09:30 | No Data | No Data | No Data | No Data | -7.538 | -13.3188 | No Data | No Data | No Data | No Data | No Data | No Data | No Data | No Data | -6 | -61.0953 | -3.185 | -5.4978 | -41.1 | -41.7968
2018-10-04 10:00 | No Data | No Data | No Data | No Data | -7.0863 | -13.1095 | No Data | No Data | No Data | No Data | No Data | No Data | No Data | No Data | 7.2 | 40.6428 | 14.56 | 15.0081 | -26.4 | -27.1183
2018-10-04 10:30 | No Data | No Data | No Data | No Data | -19.1836 | -19.8712 | No Data | No Data | No Data | No Data | No Data | No Data | No Data | No Data | 0 | 31.6 | -5.915 | -5.915 | -49.2 | -49.226
2018-10-04 11:00 | No Data | No Data | No Data | No Data | -8.2582 | -13.7392 | No Data | No Data | No Data | No Data | No Data | No Data | No Data | No Data | 3.2 | 44.5152 | -6.37 | -6.7641 | -48.6 | -48.7643
2018-10-04 11:30 | No Data | No Data | No Data | No Data | -16.3149 | -17.9314 | No Data | No Data | No Data | No Data | No Data | No Data | No Data | No Data | 4.4 | 45.4137 | -12.285 | -12.4191 | -56.4 | -56.4227
2018-10-04 12:00 | No Data | No Data | No Data | No Data | -20.6729 | -21.9546 | No Data | No Data | No Data | No Data | No Data | No Data | No Data | No Data | 16 | 49.8381 | -24.115 | -24.2221 | -68.3 | -68.3948
2018-10-04 12:30 | No Data | No Data | No Data | No Data | -26.154 | -26.6436 | No Data | No Data | No Data | No Data | No Data | No Data | No Data | No Data | 17.2 | 50.9886 | -25.935 | -25.9988 | -72.7 | -72.931
2018-10-04 13:00 | No Data | No Data | No Data | No Data | -26.2516 | -26.6199 | No Data | No Data | No Data | No Data | No Data | No Data | No Data | No Data | 21.6 | 54.0992 | -30.485 | -30.6509 | -77.8 | -78.2849
2018-10-04 13:30 | No Data | No Data | No Data | No Data | -24.6647 | -25.3497 | No Data | No Data | No Data | No Data | No Data | No Data | No Data | No Data | 20.8 | 51.9461 | -31.395 | -31.4247 | -78 | -78.2872
2018-10-04 14:00 | No Data | No Data | No Data | No Data | -25.9464 | -26.6202 | No Data | No Data | No Data | No Data | No Data | No Data | No Data | No Data | 20 | 51.631 | -29.575 | -29.589 | -76.2 | -76.4204
2018-10-04 14:30 | No Data | No Data | No Data | No Data | -23.4928 | -24.8339 | No Data | No Data | No Data | No Data | No Data | No Data | No Data | No Data | 18 | 49.1105 | -28.665 | -28.6794 | -74.6 | -74.7072
2018-10-04 15:00 | No Data | No Data | No Data | No Data | -22.9801 | -23.7784 | No Data | No Data | No Data | No Data | No Data | No Data | No Data | No Data | 16.8 | 49.724 | -27.755 | -27.7699 | -73.3 | -73.4202
2018-10-04 15:30 | No Data | No Data | No Data | No Data | -21.2345 | -21.6189 | No Data | No Data | No Data | No Data | No Data | No Data | No Data | No Data | 9.6 | 46.9911 | -22.75 | -22.8635 | -65.1 | -65.1602
2018-10-04 16:00 | No Data | No Data | No Data | No Data | -15.6435 | -15.6435 | No Data | No Data | No Data | No Data | No Data | No Data | No Data | No Data | 12.8 | 48.5189 | -28.21 | -28.2247 | -66.3 | -66.3821
2018-10-04 16:30 | No Data | No Data | No Data | No Data | -8.4657 | -8.4657 | No Data | No Data | No Data | No Data | No Data | No Data | No Data | No Data | 10.4 | 47.5512 | -25.025 | -25.1282 | -58.4 | -58.4
2018-10-04 17:00 | No Data | No Data | No Data | No Data | 2.0935 | 2.0935 | No Data | No Data | No Data | No Data | No Data | No Data | No Data | No Data | -3.2 | -41.7229 | -11.375 | -13.5051 | -32 | -33.7415
2018-10-04 17:30 | No Data | No Data | No Data | No Data | 4.6082 | 5.1563 | No Data | No Data | No Data | No Data | No Data | No Data | No Data | No Data | 8.4 | 47.1542 | -9.1 | -9.801 | -7.9 | -19.1094
2018-10-04 18:00 | No Data | No Data | No Data | No Data | 9.6376 | 11.2506 | No Data | No Data | No Data | No Data | No Data | No Data | No Data | No Data | 24.4 | 51.3654 | -10.465 | -11.2377 | 12.2 | 23.5128
2018-10-04 18:30 | No Data | No Data | No Data | No Data | 6.0487 | 8.4512 | No Data | No Data | No Data | No Data | No Data | No Data | No Data | No Data | 22 | 50.2697 | -4.55 | -8.5849 | 25.7 | 34.4224
2018-10-04 19:00 | No Data | No Data | No Data | No Data | 8.3558 | 10.4751 | No Data | No Data | No Data | No Data | No Data | No Data | No Data | No Data | 28.4 | 53.3816 | -9.1 | -11.6537 | 21.2 | 30.8415
2018-10-04 19:30 | No Data | No Data | No Data | No Data | 8.8075 | 12.0069 | No Data | No Data | No Data | No Data | No Data | No Data | No Data | No Data | 21.2 | 51.0137 | -4.095 | -6.825 | 26.3 | 34.417
2018-10-04 20:00 | No Data | No Data | No Data | No Data | 2.8138 | 7.432 | No Data | No Data | No Data | No Data | No Data | No Data | No Data | No Data | 18 | 50.1422 | -2.275 | -7.1942 | 28 | 36.1863
2018-10-04 20:30 | No Data | No Data | No Data | No Data | -3.0335 | -7.5626 | No Data | No Data | No Data | No Data | No Data | No Data | No Data | No Data | 21.2 | 53.206 | -4.55 | -5.8268 | 24.5 | 32.2684
2018-10-04 21:00 | No Data | No Data | No Data | No Data | -2.1057 | -5.6954 | No Data | No Data | No Data | No Data | No Data | No Data | No Data | No Data | 16.4 | 51.8614 | -0.91 | -2.4503 | 27.7 | 34.64
2018-10-04 21:30 | No Data | No Data | No Data | No Data | 4.7059 | 7.5578 | No Data | No Data | No Data | No Data | No Data | No Data | No Data | No Data | 16.4 | 53.7624 | 1.82 | 3.752 | 33.9 | 39.1583
2018-10-04 22:00 | No Data | No Data | No Data | No Data | 2.9114 | 12.1193 | No Data | No Data | No Data | No Data | No Data | No Data | No Data | No Data | 12 | 54.1465 | 1.82 | 2.9134 | 34.3 | 39.0186
2018-10-04 22:30 | No Data | No Data | No Data | No Data | 9.8329 | 15.9569 | No Data | No Data | No Data | No Data | No Data | No Data | No Data | No Data | 8 | 51.4261 | 6.825 | 7.9592 | 41.9 | 46.4285
2018-10-04 23:00 | No Data | No Data | No Data | No Data | 13.3242 | 16.9442 | No Data | No Data | No Data | No Data | No Data | No Data | No Data | No Data | 6 | 47.9767 | 7.735 | 9.7374 | 48.5 | 52.3107
2018-10-04 23:30 | No Data | No Data | No Data | No Data | 27.8874 | 29.8608 | No Data | No Data | No Data | No Data | No Data | No Data | No Data | No Data | 17.6 | 48.5057 | 0.91 | 8.6928 | 51.3 | 54.5678
2018-10-05 | No Data | No Data | No Data | No Data | 22.3453 | 24.7644 | No Data | No Data | No Data | No Data | No Data | No Data | No Data | No Data | 10 | 49.4223 | 6.825 | 9.652 | 54.4 | 57.3006
2018-10-05 00:30 | No Data | No Data | No Data | No Data | 16.4981 | 23.6708 | No Data | No Data | No Data | No Data | No Data | No Data | No Data | No Data | 8.8 | 53.9229 | 7.735 | 8.5487 | 49.7 | 52.4948
2018-10-05 01:00 | No Data | No Data | No Data | No Data | 9.0639 | 17.8163 | No Data | No Data | No Data | No Data | No Data | No Data | No Data | No Data | 12.4 | 57.747 | 2.275 | 2.275 | 39.9 | 42.8777
2018-10-05 01:30 | No Data | No Data | No Data | No Data | 22.2477 | 29.0756 | No Data | No Data | No Data | No Data | No Data | No Data | No Data | No Data | 9.6 | 58 | 6.37 | 6.5146 | 43.3 | 45.569
2018-10-05 02:00 | No Data | No Data | No Data | No Data | 14.0444 | 23.4025 | No Data | No Data | No Data | No Data | No Data | No Data | No Data | No Data | 2.4 | 58.1116 | 13.65 | 13.7181 | 47.3 | 49.5316
2018-10-05 02:30 | No Data | No Data | No Data | No Data | 11.6274 | 25.5692 | No Data | No Data | No Data | No Data | No Data | No Data | No Data | No Data | 4.4 | 60.959 | 10.01 | 10.6513 | 40.7 | 42.8492
2018-10-05 03:00 | No Data | No Data | No Data | No Data | 9.4301 | 24.6478 | No Data | No Data | No Data | No Data | No Data | No Data | No Data | No Data | 5.6 | 60.659 | 7.28 | 8.3527 | 36.7 | 39.4606
2018-10-05 03:30 | No Data | No Data | No Data | No Data | 6.9154 | 23.7994 | No Data | No Data | No Data | No Data | No Data | No Data | No Data | No Data | 8.4 | 62.5664 | 7.28 | 8.8345 | 34 | 36.8077
2018-10-05 04:00 | No Data | No Data | No Data | No Data | 2.9725 | 22.9657 | No Data | No Data | No Data | No Data | No Data | No Data | No Data | No Data | 11.2 | 60.2501 | 3.64 | 5.1477 | 32.6 | 35.7459
2018-10-05 04:30 | No Data | No Data | No Data | No Data | 3.4241 | 21.2557 | No Data | No Data | No Data | No Data | No Data | No Data | No Data | No Data | 2.8 | 57.2685 | 13.65 | 13.7181 | 39.7 | 42.916
2018-10-05 05:00 | No Data | No Data | No Data | No Data | 5.6336 | 21.7685 | No Data | No Data | No Data | No Data | No Data | No Data | No Data | No Data | 6 | 60.6973 | 10.01 | 10.9956 | 37.5 | 39.9932
2018-10-05 05:30 | No Data | No Data | No Data | No Data | 6.1463 | 21.9068 | No Data | No Data | No Data | No Data | No Data | No Data | No Data | No Data | 10 | 58.4616 | 3.64 | 4.4812 | 34.7 | 37.6464
2018-10-05 06:00 | No Data | No Data | No Data | No Data | 9.9428 | 23.2592 | No Data | No Data | No Data | No Data | No Data | No Data | No Data | No Data | 17.6 | 58.3191 | -1.365 | -1.6405 | 30 | 33.3641
2018-10-05 06:30 | No Data | No Data | No Data | No Data | 15.2773 | 26.4872 | No Data | No Data | No Data | No Data | No Data | No Data | No Data | No Data | 10.4 | 50.6786 | 1.365 | 3.4652 | 27.7 | 32.5006
2018-10-05 07:00 | No Data | No Data | No Data | No Data | 21.9425 | 29.0417 | No Data | No Data | No Data | No Data | No Data | No Data | No Data | No Data | 1.6 | 47.2271 | 0 | 4.55 | 6.4 | 18.5397
2018-10-05 07:30 | No Data | No Data | No Data | No Data | 25.4704 | 30.7785 | No Data | No Data | No Data | No Data | No Data | No Data | No Data | No Data | -14.8 | -45.2902 | 3.185 | 7.1219 | -12.9 | -16.5076
2018-10-05 08:00 | No Data | No Data | No Data | No Data | 19.733 | 25.0231 | No Data | No Data | No Data | No Data | No Data | No Data | No Data | No Data | -18 | -45.6946 | 5.915 | 8.6928 | -24.4 | -25.1269
2018-10-05 08:30 | No Data | No Data | No Data | No Data | 7.7821 | 13.5383 | No Data | No Data | No Data | No Data | No Data | No Data | No Data | No Data | -20.4 | -45.9739 | 9.1 | 10.6123 | -25.2 | -25.9044
2018-10-05 09:00 | No Data | No Data | No Data | No Data | 1.9959 | 10.8602 | No Data | No Data | No Data | No Data | No Data | No Data | No Data | No Data | -24.8 | -46.3862 | 13.65 | 15.4767 | -24.6 | -25.4189
2018-10-05 09:30 | No Data | No Data | No Data | No Data | -6.4149 | -12.5801 | No Data | No Data | No Data | No Data | No Data | No Data | No Data | No Data | -25.6 | -48.8459 | 14.105 | 15.4767 | -26.5 | -27.2619
2018-10-05 10:00 | No Data | No Data | No Data | No Data | -5.0843 | -15.431 | No Data | No Data | No Data | No Data | No Data | No Data | No Data | No Data | -28 | -54.1937 | 15.925 | 15.9315 | -24.6 | -28.1576
2018-10-05 10:30 | No Data | No Data | No Data | No Data | -2.7771 | -15.5878 | No Data | No Data | No Data | No Data | No Data | No Data | No Data | No Data | -17.6 | -49.252 | 4.55 | 4.9005 | -35 | -35.2057
2018-10-05 11:00 | No Data | No Data | No Data | No Data | -1.7029 | -17.7761 | No Data | No Data | No Data | No Data | No Data | No Data | No Data | No Data | -17.6 | -50 | 3.64 | 3.6683 | -24.9 | -25.2036
2018-10-05 11:30 | No Data | No Data | No Data | No Data | -1.8494 | -19.4792 | No Data | No Data | No Data | No Data | No Data | No Data | No Data | No Data | -28.4 | -51.6991 | 16.835 | 17.3259 | -27.6 | -27.9485
2018-10-05 12:00 | No Data | No Data | No Data | No Data | 3.6805 | 19.6774 | No Data | No Data | No Data | No Data | No Data | No Data | No Data | No Data | -28.4 | -51.6991 | 18.2 | 18.4766 | -23.7 | -24.2638
2018-10-05 12:30 | No Data | No Data | No Data | No Data | 8.0995 | 20.2076 | No Data | No Data | No Data | No Data | No Data | No Data | No Data | No Data | -18 | -50.8897 | 8.19 | 8.2404 | -12.6 | -15.3118
2018-10-05 13:00 | No Data | No Data | No Data | No Data | 11.4809 | 24 | No Data | No Data | No Data | No Data | No Data | No Data | No Data | No Data | -17.2 | -50.6123 | 6.825 | 6.825 | -7.8 | -14.0617
2018-10-05 13:30 | No Data | No Data | No Data | No Data | 12.2988 | 24.4018 | No Data | No Data | No Data | No Data | No Data | No Data | No Data | No Data | -34 | -54.037 | 22.295 | 22.4108 | -17.5 | -19.2419
2018-10-05 14:00 | No Data | No Data | No Data | No Data | 9.0639 | 24.8848 | No Data | No Data | No Data | No Data | No Data | No Data | No Data | No Data | -29.2 | -54.1716 | 19.565 | 19.9007 | -20 | -21.0924
2018-10-05 14:30 | No Data | No Data | No Data | No Data | 8.7098 | 24.758 | No Data | No Data | No Data | No Data | No Data | No Data | No Data | No Data | -16.8 | -48.9718 | 19.11 | 19.1965 | 1.7 | 12.6151
2018-10-05 15:00 | No Data | No Data | No Data | No Data | 10.7607 | 24.9554 | No Data | No Data | No Data | No Data | No Data | No Data | No Data | No Data | -32.4 | -51.8475 | 20.475 | 20.8805 | -16.2 | -16.7869
2018-10-05 15:30 | No Data | No Data | No Data | No Data | 10.7118 | 23.3701 | No Data | No Data | No Data | No Data | No Data | No Data | No Data | No Data | -21.6 | -50.1199 | 12.74 | 12.7725 | -8.4 | -10.7448
2018-10-05 16:00 | No Data | No Data | No Data | No Data | 10.602 | 22.5945 | No Data | No Data | No Data | No Data | No Data | No Data | No Data | No Data | -24 | -50.8236 | 13.195 | 13.3199 | 7.2 | 13.9086
2018-10-05 16:30 | No Data | No Data | No Data | No Data | 22.504 | 30.173 | No Data | No Data | No Data | No Data | No Data | No Data | No Data | No Data | -27.6 | -50.2569 | 17.745 | 18.566 | 1.3 | 11.0368
2018-10-05 17:00 | No Data | No Data | No Data | No Data | 23.1144 | 29.1392 | No Data | No Data | No Data | No Data | No Data | No Data | No Data | No Data | -29.2 | -48.2411 | 20.02 | 21.1514 | 2.9 | 12.1511
2018-10-05 17:30 | No Data | No Data | No Data | No Data | 28.864 | 33.8304 | No Data | No Data | No Data | No Data | No Data | No Data | No Data | No Data | -22.4 | -44.4558 | 27.3 | 28.502 | 29.5 | 35.1979
2018-10-05 18:00 | No Data | No Data | No Data | No Data | 27.4235 | 32.61 | No Data | No Data | No Data | No Data | No Data | No Data | No Data | No Data | -5.2 | -38.7505 | 22.295 | 23.9124 | 45.4 | 50.4496
2018-10-05 18:30 | No Data | No Data | No Data | No Data | 30.9636 | 36.4762 | No Data | No Data | No Data | No Data | No Data | No Data | No Data | No Data | -10 | -38.585 | 27.755 | 29.9955 | 57.5 | 62.502
2018-10-05 19:00 | No Data | No Data | No Data | No Data | 24.9577 | 30.5655 | No Data | No Data | No Data | No Data | No Data | No Data | No Data | No Data | -3.2 | -39.8015 | 21.385 | 24.2221 | 49.6 | 55.4993
2018-10-05 19:30 | No Data | No Data | No Data | No Data | 17.0108 | 22.9376 | No Data | No Data | No Data | No Data | No Data | No Data | No Data | No Data | -4.8 | -39.8898 | 21.385 | 23.4226 | 50.4 | 56.2154
2018-10-05 20:00 | No Data | No Data | No Data | No Data | 14.4472 | 21.1066 | No Data | No Data | No Data | No Data | No Data | No Data | No Data | No Data | -12.4 | -42.2601 | 27.755 | 29.9955 | 55.5 | 61.1616
2018-10-05 20:30 | No Data | No Data | No Data | No Data | 16.2417 | 23.9465 | No Data | No Data | No Data | No Data | No Data | No Data | No Data | No Data | -10 | -44.3423 | 25.48 | 27.2127 | 52 | 57.6111
2018-10-05 21:00 | No Data | No Data | No Data | No Data | 17.8408 | 27.7718 | No Data | No Data | No Data | No Data | No Data | No Data | No Data | No Data | -14.4 | -45.5368 | 30.485 | 31.451 | 57.3 | 61.8939
2018-10-05 21:30 | No Data | No Data | No Data | No Data | 36.4446 | 43.0848 | No Data | No Data | No Data | No Data | No Data | No Data | No Data | No Data | -16 | -45.6929 | 34.58 | 35.5366 | 64.6 | 68.5723
2018-10-05 22:00 | No Data | No Data | No Data | No Data | 38.4466 | 44.7909 | No Data | No Data | No Data | No Data | No Data | No Data | No Data | No Data | -25.2 | -49.3234 | 39.585 | 40.518 | 68.3 | 71.942
2018-10-05 22:30 | No Data | No Data | No Data | No Data | 47.8828 | 54.0306 | No Data | No Data | No Data | No Data | No Data | No Data | No Data | No Data | -30.4 | -49.9231 | 42.77 | 44.0317 | 78.5 | 81.8565
2018-10-05 23:00 | No Data | No Data | No Data | No Data | 58.4421 | 63.5769 | No Data | No Data | No Data | No Data | No Data | No Data | No Data | No Data | -30.4 | -50.241 | 45.955 | 47.3419 | 84.4 | 87.17
2018-10-05 23:30 | No Data | No Data | No Data | No Data | 70.8934 | 73.9321 | No Data | No Data | No Data | No Data | No Data | No Data | No Data | No Data | -16.8 | -38.2832 | 34.125 | 38.2552 | 83.7 | 86.9094
2018-10-06 | No Data | No Data | No Data | No Data | 67.512 | 70.4126 | No Data | No Data | No Data | No Data | No Data | No Data | No Data | No Data | -25.2 | -43.9436 | 41.86 | 44.1725 | 87.2 | 90.0294
2018-10-06 00:30 | No Data | No Data | No Data | No Data | 60.798 | 65.4602 | No Data | No Data | No Data | No Data | No Data | No Data | No Data | No Data | -26.8 | -50.4983 | 42.315 | 43.1003 | 80.8 | 83.1669
2018-10-06 01:00 | No Data | No Data | No Data | No Data | 55.7198 | 62.1513 | No Data | No Data | No Data | No Data | No Data | No Data | No Data | No Data | -18.8 | -49.7691 | 34.125 | 34.559 | 68.6 | 71.2632
2018-10-06 01:30 | No Data | No Data | No Data | No Data | 57.5631 | 63.8091 | No Data | No Data | No Data | No Data | No Data | No Data | No Data | No Data | -12.8 | -51.1265 | 27.755 | 27.9371 | 62.2 | 64.5879
2018-10-06 02:00 | No Data | No Data | No Data | No Data | 54.1329 | 62.4722 | No Data | No Data | No Data | No Data | No Data | No Data | No Data | No Data | -14.8 | -57.1496 | 29.12 | 29.1342 | 58.7 | 60.7633
2018-10-06 02:30 | No Data | No Data | No Data | No Data | 49.1646 | 58.2199 | No Data | No Data | No Data | No Data | No Data | No Data | No Data | No Data | -17.6 | -56.4156 | 32.305 | 32.3338 | 59.7 | 62.0733
2018-10-06 03:00 | No Data | No Data | No Data | No Data | 45.8808 | 56.4389 | No Data | No Data | No Data | No Data | No Data | No Data | No Data | No Data | -16 | -56.3205 | 29.575 | 29.575 | 57.3 | 59.6283
2018-10-06 03:30 | No Data | No Data | No Data | No Data | 42.2431 | 53.5236 | No Data | No Data | No Data | No Data | No Data | No Data | No Data | No Data | -10.8 | -57.8176 | 24.57 | 24.6751 | 50.4 | 52.9396
2018-10-06 04:00 | No Data | No Data | No Data | No Data | 38.8617 | 50.8973 | No Data | No Data | No Data | No Data | No Data | No Data | No Data | No Data | -10 | -57.2797 | 22.295 | 22.3367 | 46.4 | 49.4507
2018-10-06 04:30 | No Data | No Data | No Data | No Data | 40.6561 | 52.2802 | No Data | No Data | No Data | No Data | No Data | No Data | No Data | No Data | -6.4 | -59.1053 | 18.655 | 18.8537 | 43.3 | 46.0926
2018-10-06 05:00 | No Data | No Data | No Data | No Data | 40.6561 | 52.2802 | No Data | No Data | No Data | No Data | No Data | No Data | No Data | No Data | -5.6 | -58.2697 | 18.655 | 18.7436 | 43.1 | 46.2949
2018-10-06 05:30 | No Data | No Data | No Data | No Data | 42.3407 | 52.4618 | No Data | No Data | No Data | No Data | No Data | No Data | No Data | No Data | -8.8 | -57.7567 | 20.93 | 20.9498 | 46.8 | 49.4919
2018-10-06 06:00 | No Data | No Data | No Data | No Data | 37.3236 | 47.4374 | No Data | No Data | No Data | No Data | No Data | No Data | No Data | No Data | -9.6 | -54.8467 | 21.385 | 21.385 | 48.9 | 51.5136
2018-10-06 06:30 | No Data | No Data | No Data | No Data | 43.3661 | 50.4605 | No Data | No Data | No Data | No Data | No Data | No Data | No Data | No Data | -6.4 | -50.8047 | 16.835 | 17.0549 | 38.6 | 42.1777
2018-10-06 07:00 | No Data | No Data | No Data | No Data | 36.4446 | 42.155 | No Data | No Data | No Data | No Data | No Data | No Data | No Data | No Data | -15.6 | -54.2896 | 17.745 | 17.7508 | 20.6 | 24.5748
2018-10-06 07:30 | No Data | No Data | No Data | No Data | 30.8537 | 37.4271 | No Data | No Data | No Data | No Data | No Data | No Data | No Data | No Data | -18 | -53.3322 | 13.195 | 13.195 | 18 | 22.0293
2018-10-06 08:00 | No Data | No Data | No Data | No Data | 41.059 | 47.3534 | No Data | No Data | No Data | No Data | No Data | No Data | No Data | No Data | -18 | -51.6387 | 8.19 | 8.19 | 15.5 | 20.6867
2018-10-06 08:30 | No Data | No Data | No Data | No Data | 37.4701 | 45.1704 | No Data | No Data | No Data | No Data | No Data | No Data | No Data | No Data | -19.2 | -50.9557 | 15.47 | 15.47 | 2.3 | 10.8467
2018-10-06 09:00 | No Data | No Data | No Data | No Data | 37.4701 | 45.1704 | No Data | No Data | No Data | No Data | No Data | No Data | No Data | No Data | -23.2 | -51.1625 | 20.475 | 20.4801 | 9.5 | 14.2341
2018-10-06 09:30 | No Data | No Data | No Data | No Data | 39.2645 | 50.0726 | No Data | No Data | No Data | No Data | No Data | No Data | No Data | No Data | -27.6 | -53.6448 | 23.66 | 23.6644 | -12.5 | -13.0648
2018-10-06 10:00 | No Data | No Data | No Data | No Data | 37.2137 | 49.5535 | No Data | No Data | No Data | No Data | No Data | No Data | No Data | No Data | -30 | -53.5851 | 27.3 | 27.3038 | -12.5 | -12.9283
2018-10-06 10:30 | No Data | No Data | No Data | No Data | 37.2137 | 49.5535 | No Data | No Data | No Data | No Data | No Data | No Data | No Data | No Data | -34.8 | -56.0985 | 32.305 | 32.3338 | -10.6 | -11.2947
2018-10-06 11:00 | No Data | No Data | No Data | No Data | 37.2137 | 49.5535 | No Data | No Data | No Data | No Data | No Data | No Data | No Data | No Data | -34.8 | -56.0985 | 30.94 | 30.94 | -9.8 | -10.2786
2018-10-06 11:30 | No Data | No Data | No Data | No Data | 37.3236 | 49.6361 | No Data | No Data | No Data | No Data | No Data | No Data | No Data | No Data | -35.6 | -55.2898 | 40.95 | 40.9601 | 4.3 | 6.9029
2018-10-06 12:00 | No Data | No Data | No Data | No Data | 37.0062 | 49.3979 | No Data | No Data | No Data | No Data | No Data | No Data | No Data | No Data | -28.8 | -53.9333 | 29.12 | 29.152 | -10.9 | -11.4791
2018-10-06 12:30 | No Data | No Data | No Data | No Data | 35.3704 | 48.1846 | No Data | No Data | No Data | No Data | No Data | No Data | No Data | No Data | -28.8 | -51.2562 | 32.76 | 32.7632 | -9.1 | -9.3392
2018-10-06 13:00 | No Data | No Data | No Data | No Data | 35.3704 | 48.1846 | No Data | No Data | No Data | No Data | No Data | No Data | No Data | No Data | -26.4 | -53.7327 | 27.755 | 27.9927 | -4.7 | -5.9203
2018-10-06 13:30 | No Data | No Data | No Data | No Data | 34.699 | 49.3401 | No Data | No Data | No Data | No Data | No Data | No Data | No Data | No Data | -22.8 | -54.2262 | 21.84 | 22.1413 | 2.4 | 7.2111
2018-10-06 14:00 | No Data | No Data | No Data | No Data | 34.699 | 49.3401 | No Data | No Data | No Data | No Data | No Data | No Data | No Data | No Data | -30.4 | -54.472 | 33.215 | 33.2928 | -2.3 | -6.6129
2018-10-06 14:30 | No Data | No Data | No Data | No Data | 34.699 | 49.3401 | No Data | No Data | No Data | No Data | No Data | No Data | No Data | No Data | -26.8 | -50.5601 | 34.58 | 34.58 | 8.3 | 12.6905
2018-10-06 15:00 | No Data | No Data | No Data | No Data | 40.0824 | 53.2637 | No Data | No Data | No Data | No Data | No Data | No Data | No Data | No Data | -28.8 | -54.9516 | 28.665 | 28.7947 | 15.9 | 19.1094
2018-10-06 15:30 | No Data | No Data | No Data | No Data | 44.2451 | 55.4541 | No Data | No Data | No Data | No Data | No Data | No Data | No Data | No Data | -53.6 | -65.473 | 50.96 | 51.2517 | 19.7 | 22.4183
2018-10-06 16:00 | No Data | No Data | No Data | No Data | 45.9785 | 55.9004 | No Data | No Data | No Data | No Data | No Data | No Data | No Data | No Data | -55.2 | -64.262 | 53.69 | 54.7893 | 22.2 | 26.6257
2018-10-06 16:30 | No Data | No Data | No Data | No Data | 47.6753 | 54.9816 | No Data | No Data | No Data | No Data | No Data | No Data | No Data | No Data | -48.8 | -59.9373 | 45.5 | 46.2312 | 36.3 | 40.2981
2018-10-06 17:00 | No Data | No Data | No Data | No Data | 51.7769 | 57.7566 | No Data | No Data | No Data | No Data | No Data | No Data | No Data | No Data | -55.6 | -63.7558 | 52.325 | 53.7478 | 38.7 | 42.0707
2018-10-06 17:30 | No Data | No Data | No Data | No Data | 55.2071 | 60.8506 | No Data | No Data | No Data | No Data | No Data | No Data | No Data | No Data | -49.2 | -56.2181 | 59.605 | 61.4671 | 75.2 | 78.9369
2018-10-06 18:00 | No Data | No Data | No Data | No Data | 56.9039 | 62.3942 | No Data | No Data | No Data | No Data | No Data | No Data | No Data | No Data | -32.4 | -42.562 | 56.42 | 58.3838 | 83.3 | 86.6059
2018-10-06 18:30 | No Data | No Data | No Data | No Data | 49.7749 | 55.9689 | No Data | No Data | No Data | No Data | No Data | No Data | No Data | No Data | -26.4 | -40.8705 | 49.595 | 51.5618 | 82.7 | 86.3672
2018-10-06 19:00 | No Data | No Data | No Data | No Data | 40.8515 | 48.206 | No Data | No Data | No Data | No Data | No Data | No Data | No Data | No Data | -24.4 | -41.8493 | 43.68 | 46.4925 | 77 | 81.4978
2018-10-06 19:30 | No Data | No Data | No Data | No Data | 37.2137 | 45.1645 | No Data | No Data | No Data | No Data | No Data | No Data | No Data | No Data | -29.2 | -46.0435 | 47.775 | 49.5637 | 76.9 | 81.0808
2018-10-06 20:00 | No Data | No Data | No Data | No Data | 31.7327 | 40.7668 | No Data | No Data | No Data | No Data | No Data | No Data | No Data | No Data | -34.8 | -51.8228 | 51.87 | 52.9151 | 80.1 | 83.448
2018-10-06 20:30 | No Data | No Data | No Data | No Data | 29.3767 | 41.3726 | No Data | No Data | No Data | No Data | No Data | No Data | No Data | No Data | -29.2 | -50.8252 | 43.225 | 44.3689 | 71.3 | 75.1043
2018-10-06 21:00 | No Data | No Data | No Data | No Data | 25.1652 | 37.2651 | No Data | No Data | No Data | No Data | No Data | No Data | No Data | No Data | -28 | -51.1453 | 42.315 | 43.0162 | 69.1 | 72.9226
2018-10-06 21:30 | No Data | No Data | No Data | No Data | 26.3004 | 36.7654 | No Data | No Data | No Data | No Data | No Data | No Data | No Data | No Data | -27.2 | -52.0692 | 41.405 | 42.0401 | 71.7 | 75.0582
2018-10-06 22:00 | No Data | No Data | No Data | No Data | 18.0362 | 30.0652 | No Data | No Data | No Data | No Data | No Data | No Data | No Data | No Data | -24.4 | -54.9181 | 35.035 | 35.3907 | 63.8 | 67.0433
2018-10-06 22:30 | No Data | No Data | No Data | No Data | 25.7877 | 35.265 | No Data | No Data | No Data | No Data | No Data | No Data | No Data | No Data | -22 | -52.0753 | 33.215 | 33.7376 | 66.2 | 69.4208
2018-10-06 23:00 | No Data | No Data | No Data | No Data | 29.2668 | 37.8835 | No Data | No Data | No Data | No Data | No Data | No Data | No Data | No Data | -19.6 | -50.3698 | 30.03 | 30.7958 | 69.4 | 72.28
2018-10-06 23:30 | No Data | No Data | No Data | No Data | 34.3938 | 41.9708 | No Data | No Data | No Data | No Data | No Data | No Data | No Data | No Data | -9.2 | -43.7776 | 22.295 | 24.2562 | 68.2 | 70.9056
2018-10-07 | No Data | No Data | No Data | No Data | 27.3747 | 36.4415 | No Data | No Data | No Data | No Data | No Data | No Data | No Data | No Data | -16 | -49.4595 | 27.3 | 28.254 | 68.9 | 71.6336
2018-10-07 00:30 | No Data | No Data | No Data | No Data | 20.4044 | 31.5428 | No Data | No Data | No Data | No Data | No Data | No Data | No Data | No Data | -22.8 | -53.1398 | 34.125 | 34.6338 | 70.3 | 73.0351
2018-10-07 01:00 | No Data | No Data | No Data | No Data | 16.4981 | 29.1684 | No Data | No Data | No Data | No Data | No Data | No Data | No Data | No Data | -25.2 | -57.4247 | 34.125 | 34.2007 | 65.8 | 68.3512
2018-10-07 01:30 | No Data | No Data | No Data | No Data | 22.0401 | 33.9324 | No Data | No Data | No Data | No Data | No Data | No Data | No Data | No Data | -26 | -59.2135 | 35.035 | 35.0616 | 65.1 | 67.3852
2018-10-07 03:00 | No Data | No Data | No Data | No Data | 13.4218 | 27.5882 | No Data | No Data | No Data | No Data | No Data | No Data | No Data | No Data | -24.8 | -57.9724 | 32.305 | 32.305 | 60.8 | 63.8201
2018-10-07 03:30 | No Data | No Data | No Data | No Data | 9.3202 | 22.6211 | No Data | No Data | No Data | No Data | No Data | No Data | No Data | No Data | -19.2 | -58.0662 | 25.935 | 25.935 | 50.9 | 53.8243
2018-10-07 04:00 | No Data | No Data | No Data | No Data | 9.4301 | 22.6666 | No Data | No Data | No Data | No Data | No Data | No Data | No Data | No Data | -22.8 | -61.2052 | 30.03 | 30.0334 | 53.9 | 56.7318
2018-10-07 04:30 | No Data | No Data | No Data | No Data | 6.0487 | 19.5218 | No Data | No Data | No Data | No Data | No Data | No Data | No Data | No Data | -23.2 | -61.3554 | 31.395 | 31.4477 | 54.9 | 57.4423
2018-10-07 05:00 | No Data | No Data | No Data | No Data | 6.0487 | 16.0121 | No Data | No Data | No Data | No Data | No Data | No Data | No Data | No Data | -21.2 | -60.2528 | 29.12 | 29.1768 | 52.1 | 54.8345
2018-10-07 05:30 | No Data | No Data | No Data | No Data | 1.886 | 13.2153 | No Data | No Data | No Data | No Data | No Data | No Data | No Data | No Data | -16.4 | -59.1202 | 25.025 | 25.1282 | 49.2 | 51.7985
2018-10-07 06:00 | No Data | No Data | No Data | No Data | 3.888 | 13.6457 | No Data | No Data | No Data | No Data | No Data | No Data | No Data | No Data | -11.2 | -57.109 | 20.02 | 20.1026 | 45.4 | 48.0708
2018-10-07 06:30 | No Data | No Data | No Data | No Data | 3.888 | 13.6457 | No Data | No Data | No Data | No Data | No Data | No Data | No Data | No Data | -9.6 | -55.6345 | 19.11 | 19.11 | 45.8 | 48.5807
2018-10-07 07:00 | No Data | No Data | No Data | No Data | 4.4495 | 11.6556 | No Data | No Data | No Data | No Data | No Data | No Data | No Data | No Data | -4.4 | -55.3751 | 17.745 | 17.7683 | 43.4 | 45.6952
2018-10-07 07:30 | No Data | No Data | No Data | No Data | 2.2034 | 10.9959 | No Data | No Data | No Data | No Data | No Data | No Data | No Data | No Data | -0.4 | -53.2015 | 14.56 | 14.6733 | 30.4 | 33.3856
2018-10-07 08:00 | No Data | No Data | No Data | No Data | 2.3011 | 9.174 | No Data | No Data | No Data | No Data | No Data | No Data | No Data | No Data | -7.2 | -52.0999 | 13.195 | 13.2028 | 10.4 | 15.8041
2018-10-07 08:30 | No Data | No Data | No Data | No Data | 3.534 | 9.5581 | No Data | No Data | No Data | No Data | No Data | No Data | No Data | No Data | -7.2 | -53.2886 | 2.275 | 4.2925 | 13 | 18.1739
2018-10-07 09:00 | No Data | No Data | No Data | No Data | 6.8177 | 14.0727 | No Data | No Data | No Data | No Data | No Data | No Data | No Data | No Data | -16.4 | -54.5249 | 5.005 | 7.0781 | 4.7 | 11.4127
2018-10-07 09:30 | No Data | No Data | No Data | No Data | 10.8095 | 17.771 | No Data | No Data | No Data | No Data | No Data | No Data | No Data | No Data | -16.4 | -54.9065 | 9.1 | 10.3856 | -5.1 | -7.7233
2018-10-07 10:00 | No Data | No Data | No Data | No Data | 14.8135 | 25.5914 | No Data | No Data | No Data | No Data | No Data | No Data | No Data | No Data | -26 | -56.0014 | 18.2 | 18.5604 | -6.7 | -8.1271
2018-10-07 10:30 | No Data | No Data | No Data | No Data | 19.2203 | 31.2692 | No Data | No Data | No Data | No Data | No Data | No Data | No Data | No Data | -26.4 | -55.8355 | 20.93 | 21.2442 | 3.3 | 7.4686
2018-10-07 11:00 | No Data | No Data | No Data | No Data | 19.2691 | 31.2993 | No Data | No Data | No Data | No Data | No Data | No Data | No Data | No Data | -28.4 | -57.1552 | 22.295 | 22.668 | 1.6 | 5.3451
2018-10-07 11:30 | No Data | No Data | No Data | No Data | 15.8389 | 31.1944 | No Data | No Data | No Data | No Data | No Data | No Data | No Data | No Data | -30 | -58.3095 | 23.66 | 24.0935 | -8.2 | -9.0802
2018-10-07 12:00 | No Data | No Data | No Data | No Data | 22.7115 | 36.5746 | No Data | No Data | No Data | No Data | No Data | No Data | No Data | No Data | -30.8 | -58.7251 | 22.295 | 22.8499 | -24.1 | -24.1299
2018-10-07 12:30 | No Data | No Data | No Data | No Data | 22.8092 | 37.9291 | No Data | No Data | No Data | No Data | No Data | No Data | No Data | No Data | -26.8 | -53.9303 | 25.025 | 25.2269 | -20.2 | -20.2002
2018-10-07 13:00 | No Data | No Data | No Data | No Data | 29.3156 | 43.3631 | No Data | No Data | No Data | No Data | No Data | No Data | No Data | No Data | -24 | -55.1014 | 20.93 | 21.1709 | -26.4 | -26.4093
2018-10-07 13:30 | No Data | No Data | No Data | No Data | 30.8049 | 45.6113 | No Data | No Data | No Data | No Data | No Data | No Data | No Data | No Data | -29.6 | -56.7338 | 24.115 | 24.3244 | -22 | -22
2018-10-07 14:00 | No Data | No Data | No Data | No Data | 34.6502 | 50.7853 | No Data | No Data | No Data | No Data | No Data | No Data | No Data | No Data | -32.8 | -57.4776 | 29.12 | 29.152 | -16.9 | -16.9756
2018-10-07 14:30 | No Data | No Data | No Data | No Data | 28.4489 | 42.3552 | No Data | No Data | No Data | No Data | No Data | No Data | No Data | No Data | -28 | -53.8516 | 23.66 | 23.6775 | -21.4 | -21.4336
2018-10-07 15:00 | No Data | No Data | No Data | No Data | 36.1883 | 47.8979 | No Data | No Data | No Data | No Data | No Data | No Data | No Data | No Data | -29.6 | -54.3647 | 25.48 | 25.5165 | -20.4 | -20.5292
2018-10-07 15:30 | No Data | No Data | No Data | No Data | 39.7772 | 51.7321 | No Data | No Data | No Data | No Data | No Data | No Data | No Data | No Data | -31.2 | -55.5827 | 24.57 | 24.57 | -18.4 | -18.5559
2018-10-07 16:00 | No Data | No Data | No Data | No Data | 41.6815 | 52.1432 | No Data | No Data | No Data | No Data | No Data | No Data | No Data | No Data | -31.2 | -52.3205 | 26.845 | 27.0907 | -15.1 | -15.8146
2018-10-07 16:30 | No Data | No Data | No Data | No Data | 46.6987 | 56.2346 | No Data | No Data | No Data | No Data | No Data | No Data | No Data | No Data | -30 | -50.3206 | 29.12 | 29.547 | -8.3 | -10.4809
2018-10-07 17:00 | No Data | No Data | No Data | No Data | 50.19 | 56.9551 | No Data | No Data | No Data | No Data | No Data | No Data | No Data | No Data | -30 | -50.9651 | 23.205 | 23.947 | 10.3 | 17.22
2018-10-07 17:30 | No Data | No Data | No Data | No Data | 55.4147 | 61.6087 | No Data | No Data | No Data | No Data | No Data | No Data | No Data | No Data | -17.2 | -48.736 | 27.755 | 27.8146 | 22.4 | 26.5217
2018-10-07 18:00 | No Data | No Data | No Data | No Data | 58.9548 | 64.8114 | No Data | No Data | No Data | No Data | No Data | No Data | No Data | No Data | -27.6 | -46.9655 | 46.41 | 46.9775 | 32.2 | 36.0007
2018-10-07 18:30 | No Data | No Data | No Data | No Data | 60.7004 | 66.4032 | No Data | No Data | No Data | No Data | No Data | No Data | No Data | No Data | -24.8 | -48.0883 | 43.68 | 43.8715 | 46.8 | 49.2375
2018-10-07 19:00 | No Data | No Data | No Data | No Data | 62.385 | 68.6366 | No Data | No Data | No Data | No Data | No Data | No Data | No Data | No Data | -30 | -48.7295 | 47.32 | 47.8767 | 76.9 | 78.9332
2018-10-07 19:30 | No Data | No Data | No Data | No Data | 57.1603 | 63.9249 | No Data | No Data | No Data | No Data | No Data | No Data | No Data | No Data | -20.4 | -45.9739 | 43.68 | 44.0787 | 73.3 | 75.4068
2018-10-07 20:00 | No Data | No Data | No Data | No Data | 55.5734 | 62.5099 | No Data | No Data | No Data | No Data | No Data | No Data | No Data | No Data | -23.2 | -44.8642 | 46.865 | 47.5753 | 76.1 | 78.7097
2018-10-07 20:30 | No Data | No Data | No Data | No Data | 47.7729 | 55.6898 | No Data | No Data | No Data | No Data | No Data | No Data | No Data | No Data | -20.4 | -47.7745 | 40.04 | 40.3516 | 70.2 | 72.7783
2018-10-07 21:00 | No Data | No Data | No Data | No Data | 42.4506 | 51.1971 | No Data | No Data | No Data | No Data | No Data | No Data | No Data | No Data | -16.4 | -50.7244 | 35.49 | 35.5948 | 63.2 | 65.5515
2018-10-07 21:30 | No Data | No Data | No Data | No Data | 36.9574 | 45.7529 | No Data | No Data | No Data | No Data | No Data | No Data | No Data | No Data | -14 | -49.2325 | 32.305 | 32.385 | 60.6 | 63.4492
2018-10-07 22:00 | No Data | No Data | No Data | No Data | 33.5271 | 43.0296 | No Data | No Data | No Data | No Data | No Data | No Data | No Data | No Data | -16.4 | -51.482 | 34.125 | 34.1523 | 60.1 | 62.6805
2018-10-07 22:30 | No Data | No Data | No Data | No Data | 37.0062 | 45.7923 | No Data | No Data | No Data | No Data | No Data | No Data | No Data | No Data | -11.2 | -51.239 | 28.21 | 28.243 | 57.6 | 60.347
2018-10-07 23:00 | No Data | No Data | No Data | No Data | 33.1121 | 43.8624 | No Data | No Data | No Data | No Data | No Data | No Data | No Data | No Data | 1.2 | 55.2 | 16.38 | 16.4368 | 42.2 | 45.0608
2018-10-07 23:30 | No Data | No Data | No Data | No Data | 36.1883 | 46.2287 | No Data | No Data | No Data | No Data | No Data | No Data | No Data | No Data | 1.6 | 50.8 | 18.655 | 18.655 | 51 | 53.5415
2018-10-08 | No Data | No Data | No Data | No Data | 44.8554 | 53.287 | No Data | No Data | No Data | No Data | No Data | No Data | No Data | No Data | 2.4 | 49.658 | 15.925 | 16.0287 | 53.3 | 55.9151
2018-10-08 00:30 | No Data | No Data | No Data | No Data | 51.4717 | 58.1842 | No Data | No Data | No Data | No Data | No Data | No Data | No Data | No Data | 10.4 | 47.161 | 9.555 | 11.2377 | 54.5 | 57.3022
2018-10-08 01:00 | No Data | No Data | No Data | No Data | 47.4678 | 54.6741 | No Data | No Data | No Data | No Data | No Data | No Data | No Data | No Data | 5.6 | 49.5177 | 10.92 | 11.6626 | 51.6 | 54.2044
2018-10-08 01:30 | No Data | No Data | No Data | No Data | 40.2411 | 48.5326 | No Data | No Data | No Data | No Data | No Data | No Data | No Data | No Data | 5.2 | 52.6574 | 11.375 | 11.4113 | 47.6 | 50.3135
2018-10-08 02:00 | No Data | No Data | No Data | No Data | 36.701 | 46.6613 | No Data | No Data | No Data | No Data | No Data | No Data | No Data | No Data | 12 | 57.2713 | 4.095 | 4.6845 | 37.8 | 40.5577
2018-10-08 02:30 | No Data | No Data | No Data | No Data | 36.701 | 46.6613 | No Data | No Data | No Data | No Data | No Data | No Data | No Data | No Data | 11.2 | 57.8937 | 6.825 | 7.0635 | 37.6 | 40.6315
2018-10-08 03:00 | No Data | No Data | No Data | No Data | 34.8089 | 45.1882 | No Data | No Data | No Data | No Data | No Data | No Data | No Data | No Data | 9.2 | 57.9351 | 6.825 | 7.5316 | 35.1 | 38.0539
2018-10-08 03:30 | No Data | No Data | No Data | No Data | 33.0144 | 43.8208 | No Data | No Data | No Data | No Data | No Data | No Data | No Data | No Data | 36 | 70.3147 | -17.745 | -19.5438 | 7.2 | 14.1662
2018-10-08 04:00 | No Data | No Data | No Data | No Data | 31.2688 | 44.1604 | No Data | No Data | No Data | No Data | No Data | No Data | No Data | No Data | 33.6 | 69.4665 | -16.835 | -18.1658 | 7.4 | 14.6986
2018-10-08 04:30 | No Data | No Data | No Data | No Data | 26.1418 | 39.4062 | No Data | No Data | No Data | No Data | No Data | No Data | No Data | No Data | 45.2 | 76.0821 | -29.575 | -30.9433 | -5.9 | -12.2984
2018-10-08 05:00 | No Data | No Data | No Data | No Data | 24.445 | 36.9379 | No Data | No Data | No Data | No Data | No Data | No Data | No Data | No Data | 51.6 | 81.5892 | -34.125 | -35.5628 | -10.3 | -14.0121
2018-10-08 05:30 | No Data | No Data | No Data | No Data | 20.2457 | 30.8928 | No Data | No Data | No Data | No Data | No Data | No Data | No Data | No Data | 40.8 | 73.2208 | -25.48 | -26.6282 | 0 | 11.3071
2018-10-08 06:00 | No Data | No Data | No Data | No Data | 20.148 | 29.5654 | No Data | No Data | No Data | No Data | No Data | No Data | No Data | No Data | 60.8 | 86.5517 | -45.5 | -46.314 | -17 | -18.4231
2018-10-08 06:30 | No Data | No Data | No Data | No Data | 23.5782 | 29.297 | No Data | No Data | No Data | No Data | No Data | No Data | No Data | No Data | 62.4 | 83.224 | -44.59 | -44.6271 | -12.3 | -17.5368
2018-10-08 07:00 | No Data | No Data | No Data | No Data | 28.8029 | 33.6451 | No Data | No Data | No Data | No Data | No Data | No Data | No Data | No Data | 56.8 | 75.1457 | -37.765 | -37.8635 | -3.8 | -16.2505
2018-10-08 07:30 | No Data | No Data | No Data | No Data | 34.2473 | 36.8282 | No Data | No Data | No Data | No Data | No Data | No Data | No Data | No Data | 58.8 | 74.9026 | -41.405 | -41.415 | -13.1 | -18.8862
2018-10-08 08:00 | No Data | No Data | No Data | No Data | 35.4192 | 37.9204 | No Data | No Data | No Data | No Data | No Data | No Data | No Data | No Data | 46 | 65.9078 | -37.31 | -37.335 | -31.3 | -33.5574
2018-10-08 08:30 | No Data | No Data | No Data | No Data | 28.864 | 31.8836 | No Data | No Data | No Data | No Data | No Data | No Data | No Data | No Data | 9.6 | 46.2082 | -13.65 | -14.127 | -36.3 | -36.9131
2018-10-08 09:00 | No Data | No Data | No Data | No Data | 30.6584 | 35.2225 | No Data | No Data | No Data | No Data | No Data | No Data | No Data | No Data | -17.2 | -43.1741 | 5.46 | 8.7403 | -28.5 | -29.6562
2018-10-08 09:30 | No Data | No Data | No Data | No Data | 32.3919 | 39.241 | No Data | No Data | No Data | No Data | No Data | No Data | No Data | No Data | -13.2 | -42.8822 | 0.91 | 5.0871 | -39 | -39.3451
2018-10-08 10:00 | No Data | No Data | No Data | No Data | 34.0887 | 42.9956 | No Data | No Data | No Data | No Data | No Data | No Data | No Data | No Data | -11.2 | -46.5669 | 0 | 0 | -19.2 | -21.5564
2018-10-08 10:30 | No Data | No Data | No Data | No Data | 36.3958 | 45.8293 | No Data | No Data | No Data | No Data | No Data | No Data | No Data | No Data | -14 | -42.757 | 2.73 | 7.775 | -40.9 | -41.2816
2018-10-08 11:00 | No Data | No Data | No Data | No Data | 32.1355 | 42.5248 | No Data | No Data | No Data | No Data | No Data | No Data | No Data | No Data | 10.8 | 50.3714 | -20.475 | -20.4952 | -63.8 | -63.8095
2018-10-08 11:30 | No Data | No Data | No Data | No Data | 33.4173 | 44.8421 | No Data | No Data | No Data | No Data | No Data | No Data | No Data | No Data | 14.4 | 48.7032 | -24.57 | -24.7212 | -67.1 | -67.2191
2018-10-08 12:00 | No Data | No Data | No Data | No Data | 35.4192 | 45.468 | No Data | No Data | No Data | No Data | No Data | No Data | No Data | No Data | 8 | 46.6905 | -17.29 | -17.3438 | -60.7 | -60.7474
2018-10-08 12:30 | No Data | No Data | No Data | No Data | 33.7835 | 45.286 | No Data | No Data | No Data | No Data | No Data | No Data | No Data | No Data | 28.8 | 55.9771 | -37.31 | -37.7074 | -79.3 | -79.7025
2018-10-08 13:00 | No Data | No Data | No Data | No Data | 28.4001 | 40.2416 | No Data | No Data | No Data | No Data | No Data | No Data | No Data | No Data | 25.6 | 54.0474 | -33.215 | -33.8203 | -75.8 | -76.0371
2018-10-08 13:30 | No Data | No Data | No Data | No Data | 39.0082 | 48.3162 | No Data | No Data | No Data | No Data | No Data | No Data | No Data | No Data | 16.4 | 45.8345 | -22.295 | -22.3136 | -64.3 | -64.3094
2018-10-08 14:00 | No Data | No Data | No Data | No Data | 44.1352 | 52.5427 | No Data | No Data | No Data | No Data | No Data | No Data | No Data | No Data | -7.2 | -37.8904 | 2.275 | 2.9134 | -38.6 | -38.9225
2018-10-08 14:30 | No Data | No Data | No Data | No Data | 44.2939 | 52.676 | No Data | No Data | No Data | No Data | No Data | No Data | No Data | No Data | 0.4 | 37.6021 | -3.64 | -4.8367 | -22.8 | -25.8118
2018-10-08 15:00 | No Data | No Data | No Data | No Data | 42.3896 | 51.0852 | No Data | No Data | No Data | No Data | No Data | No Data | No Data | No Data | -6.8 | -39.3914 | 0 | 1.82 | -39.3 | -39.683
2018-10-08 15:30 | No Data | No Data | No Data | No Data | 43.1098 | 50.6909 | No Data | No Data | No Data | No Data | No Data | No Data | No Data | No Data | -8.4 | -36.1884 | 14.105 | 16.5435 | -25.3 | -27.0601
2018-10-08 16:00 | No Data | No Data | No Data | No Data | 43.1098 | 49.7947 | No Data | No Data | No Data | No Data | No Data | No Data | No Data | No Data | -5.6 | -36.0378 | 13.65 | 16.4053 | -22.5 | -24.4233
2018-10-08 16:30 | No Data | No Data | No Data | No Data | 40.8026 | 46.1618 | No Data | No Data | No Data | No Data | No Data | No Data | No Data | No Data | -14.8 | -34.5323 | 29.575 | 32.385 | -3.1 | -13.6565
2018-10-08 17:00 | No Data | No Data | No Data | No Data | 37.2137 | 43.0223 | No Data | No Data | No Data | No Data | No Data | No Data | No Data | No Data | -23.2 | -38.2413 | 35.945 | 38.7819 | 38.7 | 45.0188
2018-10-08 17:30 | No Data | No Data | No Data | No Data | 40.0824 | 45.5265 | No Data | No Data | No Data | No Data | No Data | No Data | No Data | No Data | -18 | -37.4144 | 32.305 | 34.7264 | 25.3 | 32.7526
2018-10-08 18:00 | No Data | No Data | No Data | No Data | 49.1646 | 53.6956 | No Data | No Data | No Data | No Data | No Data | No Data | No Data | No Data | -13.6 | -36.9908 | 32.305 | 34.562 | 21.2 | 28.8721
2018-10-08 18:30 | No Data | No Data | No Data | No Data | 47.7241 | 52.2947 | No Data | No Data | No Data | No Data | No Data | No Data | No Data | No Data | -8 | -35.318 | 24.57 | 27.2696 | 47.7 | 53.0427
2018-10-08 19:00 | No Data | No Data | No Data | No Data | 47.7729 | 53.0338 | No Data | No Data | No Data | No Data | No Data | No Data | No Data | No Data | -19.6 | -35.501 | 39.585 | 42.6682 | 65 | 70.2701
2018-10-08 19:30 | No Data | No Data | No Data | No Data | 47.6753 | 52.9459 | No Data | No Data | No Data | No Data | No Data | No Data | No Data | No Data | -21.6 | -38.2769 | 39.585 | 42.6682 | 70.5 | 75.5651
2018-10-08 20:00 | No Data | No Data | No Data | No Data | 47.6265 | 52.9019 | No Data | No Data | No Data | No Data | No Data | No Data | No Data | No Data | -15.2 | -38.3416 | 34.58 | 37.3461 | 65.8 | 70.8985
2018-10-08 20:30 | No Data | No Data | No Data | No Data | 47.4189 | 53.45 | No Data | No Data | No Data | No Data | No Data | No Data | No Data | No Data | -24 | -42.9344 | 40.04 | 42.6051 | 69.7 | 74.5322
2018-10-08 21:00 | No Data | No Data | No Data | No Data | 42.0844 | 50.9764 | No Data | No Data | No Data | No Data | No Data | No Data | No Data | No Data | -27.6 | -45.3625 | 42.77 | 45.1804 | 73 | 78.1499
2018-10-08 21:30 | No Data | No Data | No Data | No Data | 36.9085 | 46.7947 | No Data | No Data | No Data | No Data | No Data | No Data | No Data | No Data | -30 | -47.1695 | 45.045 | 47.2017 | 74.2 | 79.1669
2018-10-08 22:00 | No Data | No Data | No Data | No Data | 33.3684 | 45.2154 | No Data | No Data | No Data | No Data | No Data | No Data | No Data | No Data | -28.8 | -47.3624 | 45.5 | 47.1293 | 71.4 | 76.5128
2018-10-08 22:30 | No Data | No Data | No Data | No Data | 38.6053 | 49.2072 | No Data | No Data | No Data | No Data | No Data | No Data | No Data | No Data | -30.8 | -50.1677 | 47.32 | 48.7763 | 76.6 | 80.733
2018-10-08 23:00 | No Data | No Data | No Data | No Data | 35.2728 | 46.6385 | No Data | No Data | No Data | No Data | No Data | No Data | No Data | No Data | -23.2 | -49.0355 | 38.675 | 39.6294 | 65.2 | 69.5462
2018-10-08 23:30 | No Data | No Data | No Data | No Data | 31.7815 | 42.8341 | No Data | No Data | No Data | No Data | No Data | No Data | No Data | No Data | -19.2 | -47.2745 | 36.4 | 37.4125 | 67.7 | 71.63
2018-10-09 | No Data | No Data | No Data | No Data | 41.3642 | 50.3556 | No Data | No Data | No Data | No Data | No Data | No Data | No Data | No Data | -15.6 | -44.8036 | 34.125 | 35.4375 | 69.9 | 73.4627
2018-10-09 00:30 | No Data | No Data | No Data | No Data | 50.3853 | 55.4189 | No Data | No Data | No Data | No Data | No Data | No Data | No Data | No Data | -14 | -36.4 | 34.58 | 38.6616 | 80.4 | 84.5923
2018-10-09 01:00 | No Data | No Data | No Data | No Data | 50.3365 | 55.3746 | No Data | No Data | No Data | No Data | No Data | No Data | No Data | No Data | -20 | -41.8836 | 40.04 | 42.4518 | 78.1 | 82.0343
2018-10-09 01:30 | No Data | No Data | No Data | No Data | 52.4971 | 58.0494 | No Data | No Data | No Data | No Data | No Data | No Data | No Data | No Data | -22.8 | -47.088 | 39.585 | 40.9449 | 73.4 | 77.1007
2018-10-09 02:00 | No Data | No Data | No Data | No Data | 54.2916 | 62.326 | No Data | No Data | No Data | No Data | No Data | No Data | No Data | No Data | -14 | -50.3841 | 28.21 | 28.6506 | 59.6 | 63.5655
2018-10-09 02:30 | No Data | No Data | No Data | No Data | 56.6964 | 63.6486 | No Data | No Data | No Data | No Data | No Data | No Data | No Data | No Data | -10.8 | -49.9808 | 25.935 | 26.4135 | 57.1 | 60.9434
2018-10-09 03:00 | No Data | No Data | No Data | No Data | 50.959 | 59.4455 | No Data | No Data | No Data | No Data | No Data | No Data | No Data | No Data | -14.4 | -53.5716 | 28.665 | 28.7947 | 55.7 | 59.5272
2018-10-09 03:30 | No Data | No Data | No Data | No Data | 45.9297 | 56.1537 | No Data | No Data | No Data | No Data | No Data | No Data | No Data | No Data | -13.6 | -54.9108 | 29.575 | 29.589 | 51.6 | 55.5231
2018-10-09 04:00 | No Data | No Data | No Data | No Data | 47.7241 | 57.6307 | No Data | No Data | No Data | No Data | No Data | No Data | No Data | No Data | -13.6 | -54.9108 | 27.755 | 27.8146 | 50.9 | 54.8731
2018-10-09 04:30 | No Data | No Data | No Data | No Data | 47.7241 | 57.6307 | No Data | No Data | No Data | No Data | No Data | No Data | No Data | No Data | -8.8 | -52.345 | 23.205 | 23.4226 | 46.8 | 51.5861
2018-10-09 05:00 | No Data | No Data | No Data | No Data | 49.4209 | 59.0435 | No Data | No Data | No Data | No Data | No Data | No Data | No Data | No Data | -8.8 | -50.7685 | 21.84 | 22.1413 | 44.3 | 49.823
2018-10-09 05:30 | No Data | No Data | No Data | No Data | 49.3599 | 58.9924 | No Data | No Data | No Data | No Data | No Data | No Data | No Data | No Data | -2.8 | -50.8771 | 15.015 | 15.9769 | 40.2 | 46.0683
2018-10-09 06:00 | No Data | No Data | No Data | No Data | 53.5714 | 61.6996 | No Data | No Data | No Data | No Data | No Data | No Data | No Data | No Data | 4 | 48.9637 | 7.735 | 10.0203 | 35.1 | 41.9644
2018-10-09 06:30 | No Data | No Data | No Data | No Data | 60.798 | 65.652 | No Data | No Data | No Data | No Data | No Data | No Data | No Data | No Data | 4 | 50.1597 | 7.735 | 9.7374 | 39.8 | 44.8152
2018-10-09 07:00 | No Data | No Data | No Data | No Data | 64.0818 | 66.8916 | No Data | No Data | No Data | No Data | No Data | No Data | No Data | No Data | 13.6 | 46.4362 | 2.275 | 10.2653 | 35.9 | 42.7691
2018-10-09 07:30 | No Data | No Data | No Data | No Data | 67.9271 | 69.6589 | No Data | No Data | No Data | No Data | No Data | No Data | No Data | No Data | 11.2 | 38.0841 | 8.645 | 18.5214 | 45.3 | 52.4314
2018-10-09 08:00 | No Data | No Data | No Data | No Data | 67.8782 | 69.0971 | No Data | No Data | No Data | No Data | No Data | No Data | No Data | No Data | 9.2 | 34.8368 | 8.19 | 19.5438 | 45.7 | 53.4395
2018-10-09 08:30 | No Data | No Data | No Data | No Data | 56.5988 | 59.7107 | No Data | No Data | No Data | No Data | No Data | No Data | No Data | No Data | 10.8 | 41.0463 | 5.005 | 12.821 | 35.1 | 42.5207
2018-10-09 09:00 | No Data | No Data | No Data | No Data | 57.3068 | 60.3822 | No Data | No Data | No Data | No Data | No Data | No Data | No Data | No Data | 9.2 | 41.0444 | -0.91 | -9.5982 | 23.7 | 33.7297
2018-10-09 09:30 | No Data | No Data | No Data | No Data | 57.3068 | 61.5136 | No Data | No Data | No Data | No Data | No Data | No Data | No Data | No Data | 2.4 | 44.0654 | -5.915 | -7.7484 | 16.7 | 25.5979
2018-10-09 10:00 | No Data | No Data | No Data | No Data | 53.0098 | 58.2526 | No Data | No Data | No Data | No Data | No Data | No Data | No Data | No Data | 2.8 | 41.2175 | 7.28 | 10.2955 | 29.2 | 37.5446
2018-10-09 10:30 | No Data | No Data | No Data | No Data | 49.2622 | 55.6321 | No Data | No Data | No Data | No Data | No Data | No Data | No Data | No Data | 1.2 | 42.417 | 2.73 | 8.633 | 22.5 | 31.7492
2018-10-09 11:00 | No Data | No Data | No Data | No Data | 47.3701 | 53.9638 | No Data | No Data | No Data | No Data | No Data | No Data | No Data | No Data | 0.8 | 42.4075 | -0.91 | -2.4503 | 13.5 | 24.6295
2018-10-09 11:30 | No Data | No Data | No Data | No Data | 43.2197 | 50.3597 | No Data | No Data | No Data | No Data | No Data | No Data | No Data | No Data | -10.4 | -43.6568 | 9.1 | 11.108 | 11.9 | 24.6611
2018-10-09 12:00 | No Data | No Data | No Data | No Data | 37.8363 | 46.198 | No Data | No Data | No Data | No Data | No Data | No Data | No Data | No Data | -13.2 | -42.1217 | 3.185 | 5.9325 | 2.8 | 20.195
2018-10-09 12:30 | No Data | No Data | No Data | No Data | 32.343 | 41.818 | No Data | No Data | No Data | No Data | No Data | No Data | No Data | No Data | -17.6 | -45.5386 | 2.275 | 3.5537 | -7.2 | -18.9233
2018-10-09 13:00 | No Data | No Data | No Data | No Data | 24.8112 | 35.1315 | No Data | No Data | No Data | No Data | No Data | No Data | No Data | No Data | -12 | -43.6807 | -1.365 | -2.275 | 5.9 | 19.895
2018-10-09 13:30 | No Data | No Data | No Data | No Data | 18.6099 | 31.0637 | No Data | No Data | No Data | No Data | No Data | No Data | No Data | No Data | 6 | 48.7705 | 0 | 0 | -2.7 | -17.9047
2018-10-09 14:00 | No Data | No Data | No Data | No Data | 9.5277 | 21.6931 | No Data | No Data | No Data | No Data | No Data | No Data | No Data | No Data | 2 | 41.2 | -14.105 | -14.5671 | -7.1 | -21.3171
2018-10-09 14:30 | No Data | No Data | No Data | No Data | 3.6316 | 17.5135 | No Data | No Data | No Data | No Data | No Data | No Data | No Data | No Data | 1.2 | 42.8915 | -15.925 | -16.2404 | 2.4 | 19.7464
2018-10-09 15:00 | No Data | No Data | No Data | No Data | 0.0061036 | 11.7494 | No Data | No Data | No Data | No Data | No Data | No Data | No Data | No Data | 2.4 | 40.8705 | -15.47 | -15.6364 | -5.8 | -19.2925
2018-10-09 15:30 | No Data | No Data | No Data | No Data | 6.4515 | 10.7216 | No Data | No Data | No Data | No Data | No Data | No Data | No Data | No Data | 3.6 | 42.5526 | -20.475 | -20.6562 | -1.5 | -17.4645
2018-10-09 16:00 | No Data | No Data | No Data | No Data | 5.0233 | 6.5512 | No Data | No Data | No Data | No Data | No Data | No Data | No Data | No Data | 9.6 | 43.8634 | -10.465 | -12.2513 | 2.8 | 20.2941
2018-10-09 16:30 | No Data | No Data | No Data | No Data | -4.5716 | -5.8385 | No Data | No Data | No Data | No Data | No Data | No Data | No Data | No Data | 1.6 | 38.4333 | -15.015 | -17.3259 | -0.1 | -20.8195
2018-10-09 17:00 | No Data | No Data | No Data | No Data | -8.307 | -10.3627 | No Data | No Data | No Data | No Data | No Data | No Data | No Data | No Data | -6 | -36.4966 | -10.465 | -14.1709 | -4.3 | -21.8277
2018-10-09 17:30 | No Data | No Data | No Data | No Data | -8.0018 | -12.1364 | No Data | No Data | No Data | No Data | No Data | No Data | No Data | No Data | -4 | -38.2099 | -15.015 | -16.6868 | -7.5 | -21.735
2018-10-09 18:00 | No Data | No Data | No Data | No Data | -12.5673 | -15.6462 | No Data | No Data | No Data | No Data | No Data | No Data | No Data | No Data | 6.8 | 41.7574 | -21.385 | -22.071 | -4.7 | -20.9344
2018-10-09 18:30 | No Data | No Data | No Data | No Data | -14.6181 | -17.1744 | No Data | No Data | No Data | No Data | No Data | No Data | No Data | No Data | 12.4 | 43.7922 | -3.185 | -9.6413 | 7.5 | 26.005
2018-10-09 19:00 | No Data | No Data | No Data | No Data | -13.2387 | -15.0798 | No Data | No Data | No Data | No Data | No Data | No Data | No Data | No Data | 14.8 | 46.8017 | -4.095 | -10.3955 | 19.4 | 32.5203
2018-10-09 19:30 | No Data | No Data | No Data | No Data | -8.1605 | -9.7461 | No Data | No Data | No Data | No Data | No Data | No Data | No Data | No Data | 18 | 50.1422 | -6.825 | -11.375 | 20.8 | 32.9848
2018-10-09 20:00 | No Data | No Data | No Data | No Data | -6.4637 | -6.5595 | No Data | No Data | No Data | No Data | No Data | No Data | No Data | No Data | 13.2 | 49.7819 | -3.185 | -9.213 | 24.9 | 37.5449
2018-10-09 20:30 | No Data | No Data | No Data | No Data | -4.7181 | -5.5505 | No Data | No Data | No Data | No Data | No Data | No Data | No Data | No Data | 14.8 | 51.3778 | -4.55 | -8.5849 | 22.1 | 33.8954
2018-10-09 21:00 | No Data | No Data | No Data | No Data | -23.0777 | -23.1223 | No Data | No Data | No Data | No Data | No Data | No Data | No Data | No Data | 11.6 | 50.549 | -0.91 | -5.5353 | 24.9 | 36.2174
2018-10-09 21:30 | No Data | No Data | No Data | No Data | -25.8488 | -26.0305 | No Data | No Data | No Data | No Data | No Data | No Data | No Data | No Data | 3.2 | 50.9007 | 7.28 | 9.1 | 32 | 40.302
2018-10-09 22:00 | No Data | No Data | No Data | No Data | -28.7663 | -28.7925 | No Data | No Data | No Data | No Data | No Data | No Data | No Data | No Data | 8.8 | 52.7394 | 0.455 | 3.6683 | 22.5 | 33.1905
2018-10-09 22:30 | No Data | No Data | No Data | No Data | -23.5416 | -23.5883 | No Data | No Data | No Data | No Data | No Data | No Data | No Data | No Data | 3.6 | 54.519 | 3.64 | 5.1477 | 31.2 | 38.643
2018-10-09 23:00 | No Data | No Data | No Data | No Data | -26.9718 | -27.0126 | No Data | No Data | No Data | No Data | No Data | No Data | No Data | No Data | 5.2 | 54.2498 | 3.185 | 4.8367 | 28.9 | 37.0601
2018-10-09 23:30 | No Data | No Data | No Data | No Data | -10.9316 | -14.7523 | No Data | No Data | No Data | No Data | No Data | No Data | No Data | No Data | -3.6 | -49.3315 | 12.285 | 14.7647 | 42.2 | 49.7245
2018-10-10 | No Data | No Data | No Data | No Data | -9.5399 | -11.3551 | No Data | No Data | No Data | No Data | No Data | No Data | No Data | No Data | -5.6 | -47.531 | 15.47 | 18.1829 | 51 | 57.2906
2018-10-10 00:30 | No Data | No Data | No Data | No Data | 0.0061036 | 6.1585 | No Data | No Data | No Data | No Data | No Data | No Data | No Data | No Data | 2 | 42.8467 | 11.83 | 17.0549 | 55.7 | 61.3013
2018-10-10 01:00 | No Data | No Data | No Data | No Data | -4.6693 | -7.7285 | No Data | No Data | No Data | No Data | No Data | No Data | No Data | No Data | -7.2 | -46.9553 | 18.655 | 21.6161 | 59.7 | 64.6846
2018-10-10 01:30 | No Data | No Data | No Data | No Data | -10.4189 | -11.1079 | No Data | No Data | No Data | No Data | No Data | No Data | No Data | No Data | -6.8 | -50.064 | 16.835 | 18.1658 | 52.5 | 57.6016
2018-10-10 02:00 | No Data | No Data | No Data | No Data | -8.7709 | -10.5992 | No Data | No Data | No Data | No Data | No Data | No Data | No Data | No Data | -5.2 | -53.4939 | 15.015 | 15.6893 | 43.8 | 49.5649
2018-10-10 02:30 | No Data | No Data | No Data | No Data | -8.6244 | -10.4783 | No Data | No Data | No Data | No Data | No Data | No Data | No Data | No Data | 5.6 | 53.8917 | 7.28 | 7.9462 | 37.4 | 44.0114
2018-10-10 03:00 | No Data | No Data | No Data | No Data | -16.3638 | -18.2857 | No Data | No Data | No Data | No Data | No Data | No Data | No Data | No Data | -0.4 | -50.8016 | 11.375 | 13.2654 | 36.6 | 44.099
2018-10-10 03:30 | No Data | No Data | No Data | No Data | -23.3829 | -23.643 | No Data | No Data | No Data | No Data | No Data | No Data | No Data | No Data | 2.4 | 50.8567 | 5.915 | 8.6928 | 30.1 | 40.0371
2018-10-10 04:00 | No Data | No Data | No Data | No Data | -29.5354 | -29.7791 | No Data | No Data | No Data | No Data | No Data | No Data | No Data | No Data | 18.4 | 55.9142 | -8.645 | -10.2249 | 14.1 | 29.4893
2018-10-10 04:30 | No Data | No Data | No Data | No Data | -29.2302 | -29.2302 | No Data | No Data | No Data | No Data | No Data | No Data | No Data | No Data | 23.6 | 55.2898 | -10.92 | -13.1242 | 9.8 | 28.8175
2018-10-10 05:00 | No Data | No Data | No Data | No Data | -35.285 | -35.285 | No Data | No Data | No Data | No Data | No Data | No Data | No Data | No Data | 54.4 | 74.9795 | -42.315 | -42.3761 | -18.2 | -28.7068
2018-10-10 05:30 | No Data | No Data | No Data | No Data | -29.2302 | -29.4876 | No Data | No Data | No Data | No Data | No Data | No Data | No Data | No Data | 54 | 74.414 | -41.86 | -42.018 | -16.9 | -26.9557
2018-10-10 06:00 | No Data | No Data | No Data | No Data | -23.8956 | -24.4932 | No Data | No Data | No Data | No Data | No Data | No Data | No Data | No Data | 43.2 | 66.3807 | -31.85 | -32.1122 | -4.8 | -21.7366
2018-10-10 06:30 | No Data | No Data | No Data | No Data | -16.7666 | -17.8243 | No Data | No Data | No Data | No Data | No Data | No Data | No Data | No Data | -8.4 | -39.308 | 20.93 | 27.1479 | 50.5 | 58.5355
2018-10-10 07:00 | No Data | No Data | No Data | No Data | -18.7198 | -20.7143 | No Data | No Data | No Data | No Data | No Data | No Data | No Data | No Data | -14.4 | -34.3628 | 30.94 | 38.4037 | 63.6 | 71.2867
2018-10-10 07:30 | No Data | No Data | No Data | No Data | -12.726 | -14.5838 | No Data | No Data | No Data | No Data | No Data | No Data | No Data | No Data | -10.4 | -23.6136 | 24.57 | 36.7284 | 63.8 | 72.4357
2018-10-10 08:00 | No Data | No Data | No Data | No Data | -21.1856 | -21.6914 | No Data | No Data | No Data | No Data | No Data | No Data | No Data | No Data | 2 | 28.4113 | 15.925 | 26.6632 | 50.9 | 58.881
2018-10-10 08:30 | No Data | No Data | No Data | No Data | -14.2641 | -19.6363 | No Data | No Data | No Data | No Data | No Data | No Data | No Data | No Data | -3.6 | -34.1901 | 17.745 | 24.1493 | 45 | 53.2658
2018-10-10 09:00 | No Data | No Data | No Data | No Data | -17.9995 | -22.4967 | No Data | No Data | No Data | No Data | No Data | No Data | No Data | No Data | -6.8 | -35.4581 | 18.655 | 24.5278 | 37.5 | 46.8001
2018-10-10 09:30 | No Data | No Data | No Data | No Data | -18.5122 | -22.909 | No Data | No Data | No Data | No Data | No Data | No Data | No Data | No Data | -21.2 | -38.0526 | 27.3 | 31.3785 | 44.6 | 53.2538
2018-10-10 10:00 | No Data | No Data | No Data | No Data | -22.7726 | -26.2617 | No Data | No Data | No Data | No Data | No Data | No Data | No Data | No Data | -17.6 | -33.072 | 31.395 | 35.8412 | 47.8 | 56.8637
2018-10-10 10:30 | No Data | No Data | No Data | No Data | -26.1051 | -29.1769 | No Data | No Data | No Data | No Data | No Data | No Data | No Data | No Data | -32 | -40.98 | 42.315 | 47.2083 | 54.1 | 63.7907
2018-10-10 11:00 | No Data | No Data | No Data | No Data | -24.0543 | -28.1732 | No Data | No Data | No Data | No Data | No Data | No Data | No Data | No Data | -29.6 | -38.1072 | 40.495 | 44.7776 | 46.5 | 56.5605
2018-10-10 11:30 | No Data | No Data | No Data | No Data | -25.5924 | -29.0241 | No Data | No Data | No Data | No Data | No Data | No Data | No Data | No Data | -27.2 | -38.1848 | 41.86 | 45.8287 | 47.6 | 56.4794
2018-10-10 12:00 | No Data | No Data | No Data | No Data | -29.4865 | -32.5097 | No Data | No Data | No Data | No Data | No Data | No Data | No Data | No Data | -25.2 | -38.3604 | 38.675 | 42.3639 | 38 | 47.5
2018-10-10 12:30 | No Data | No Data | No Data | No Data | -30.2556 | -33.2088 | No Data | No Data | No Data | No Data | No Data | No Data | No Data | No Data | -16 | -36.8543 | 30.94 | 34.1947 | 22 | 32.7054
2018-10-10 13:00 | No Data | No Data | No Data | No Data | -32.2087 | -35.226 | No Data | No Data | No Data | No Data | No Data | No Data | No Data | No Data | -19.6 | -39.94 | 28.21 | 30.9534 | 15.7 | 27.109
2018-10-10 13:30 | No Data | No Data | No Data | No Data | -33.7957 | -36.1296 | No Data | No Data | No Data | No Data | No Data | No Data | No Data | No Data | -9.6 | -39.1939 | 14.56 | 17.669 | 7.1 | 24.0709
2018-10-10 14:00 | No Data | No Data | No Data | No Data | -33.3806 | -36.5249 | No Data | No Data | No Data | No Data | No Data | No Data | No Data | No Data | -8.4 | -37.3567 | 18.655 | 21.3898 | 15.4 | 30.3046
2018-10-10 14:30 | No Data | No Data | No Data | No Data | -22.5162 | -34.548 | No Data | No Data | No Data | No Data | No Data | No Data | No Data | No Data | -3.2 | -38.5331 | 10.465 | 13.8682 | 9.1 | 25.6673
2018-10-10 15:00 | No Data | No Data | No Data | No Data | -22.3087 | -34.4131 | No Data | No Data | No Data | No Data | No Data | No Data | No Data | No Data | -1.6 | -38.4333 | 3.185 | 9.6413 | 17.7 | 30.2248
2018-10-10 15:30 | No Data | No Data | No Data | No Data | -23.6393 | -35.2902 | No Data | No Data | No Data | No Data | No Data | No Data | No Data | No Data | 2.8 | 40.4969 | -6.37 | -10.0203 | 5.2 | 23.483
2018-10-10 16:00 | No Data | No Data | No Data | No Data | -23.9445 | -34.1573 | No Data | No Data | No Data | No Data | No Data | No Data | No Data | No Data | -4.8 | -37.1117 | -5.915 | -11.2377 | 7 | 24.8081
2018-10-10 16:30 | No Data | No Data | No Data | No Data | -31.8425 | -37.9315 | No Data | No Data | No Data | No Data | No Data | No Data | No Data | No Data | -22 | -36.2789 | 7.28 | 16.6868 | 15.4 | 30.2185
2018-10-10 17:00 | No Data | No Data | No Data | No Data | -38.1537 | -38.1537 | No Data | No Data | No Data | No Data | No Data | No Data | No Data | No Data | -14.4 | -28.6775 | 16.835 | 27.9371 | 32 | 48.4661
2018-10-10 17:30 | No Data | No Data | No Data | No Data | -34.1985 | -34.2409 | No Data | No Data | No Data | No Data | No Data | No Data | No Data | No Data | -30.8 | -38.2351 | 11.375 | 20.6962 | 19.4 | 37.9357
2018-10-10 18:00 | No Data | No Data | No Data | No Data | -30.2068 | -30.2177 | No Data | No Data | No Data | No Data | No Data | No Data | No Data | No Data | -34.8 | -41.386 | 37.765 | 45.8129 | 63.5 | 73.7971
2018-10-10 18:30 | No Data | No Data | No Data | No Data | -28.8762 | -28.8762 | No Data | No Data | No Data | No Data | No Data | No Data | No Data | No Data | -48 | -51.264 | 64.155 | 69.9014 | 74.1 | 83.4128
2018-10-10 19:00 | No Data | No Data | No Data | No Data | -26.3127 | -26.6466 | No Data | No Data | No Data | No Data | No Data | No Data | No Data | No Data | -37.6 | -44.3928 | 49.14 | 55.3531 | 73.1 | 82.2949
2018-10-10 19:30 | No Data | No Data | No Data | No Data | -29.0227 | -29.7022 | No Data | No Data | No Data | No Data | No Data | No Data | No Data | No Data | -24.4 | -42.1749 | 35.945 | 40.7092 | 68.2 | 75.591
2018-10-10 20:00 | No Data | No Data | No Data | No Data | -27.4357 | -28.7266 | No Data | No Data | No Data | No Data | No Data | No Data | No Data | No Data | -22.8 | -39.2917 | 37.31 | 43.0041 | 67.8 | 75.9824
2018-10-10 20:30 | No Data | No Data | No Data | No Data | -24.0543 | -26.442 | No Data | No Data | No Data | No Data | No Data | No Data | No Data | No Data | -32 | -45.5386 | 43.225 | 48.2257 | 76 | 83.3816
2018-10-10 21:00 | No Data | No Data | No Data | No Data | -22.3087 | -27.3384 | No Data | No Data | No Data | No Data | No Data | No Data | No Data | No Data | -25.2 | -44.9319 | 37.31 | 41.5124 | 65.9 | 73.7906
2018-10-10 21:30 | No Data | No Data | No Data | No Data | -27.9484 | -31.8573 | No Data | No Data | No Data | No Data | No Data | No Data | No Data | No Data | -25.2 | -47.955 | 32.305 | 36.0169 | 63 | 70.082
2018-10-10 22:00 | No Data | No Data | No Data | No Data | -23.2364 | -24.0639 | No Data | No Data | No Data | No Data | No Data | No Data | No Data | No Data | 9.2 | 52.02 | 0 | 5.46 | 26.8 | 36.8599
2018-10-10 22:30 | No Data | No Data | No Data | No Data | -17.7432 | -19.7496 | No Data | No Data | No Data | No Data | No Data | No Data | No Data | No Data | 6 | 49.9616 | 2.275 | 6.7641 | 33.5 | 42.4672
2018-10-10 23:00 | No Data | No Data | No Data | No Data | -17.4868 | -19.4283 | No Data | No Data | No Data | No Data | No Data | No Data | No Data | No Data | -0.4 | -48.8016 | 8.19 | 11.9085 | 37 | 45.9221
2018-10-10 23:30 | No Data | No Data | No Data | No Data | -14.7768 | -17.0301 | No Data | No Data | No Data | No Data | No Data | No Data | No Data | No Data | -6 | -46.7863 | 16.38 | 19.6863 | 49.4 | 56.4416
2018-10-11 | No Data | No Data | No Data | No Data | -10.9316 | -13.7297 | No Data | No Data | No Data | No Data | No Data | No Data | No Data | No Data | -8 | -42.7551 | 18.655 | 23.1156 | 56.8 | 63.3265
2018-10-11 00:30 | No Data | No Data | No Data | No Data | 2.7161 | 8.7398 | No Data | No Data | No Data | No Data | No Data | No Data | No Data | No Data | 3.2 | 41.6308 | 11.375 | 18.8372 | 58.8 | 64.3323
2018-10-11 01:00 | No Data | No Data | No Data | No Data | 0.0061036 | 8.307 | No Data | No Data | No Data | No Data | No Data | No Data | No Data | No Data | -1.2 | -43.2167 | 14.56 | 18.4766 | 56.4 | 61.9879
2018-10-11 01:30 | No Data | No Data | No Data | No Data | -5.951 | -8.786 | No Data | No Data | No Data | No Data | No Data | No Data | No Data | No Data | 4 | 46.5721 | 10.01 | 13.5281 | 46.1 | 52.3948
2018-10-11 02:00 | No Data | No Data | No Data | No Data | -3.6439 | -9.4977 | No Data | No Data | No Data | No Data | No Data | No Data | No Data | No Data | 3.2 | 48.5057 | 10.465 | 12.7481 | 44.1 | 49.9236
2018-10-11 02:30 | No Data | No Data | No Data | No Data | 0.0061036 | 12.2133 | No Data | No Data | No Data | No Data | No Data | No Data | No Data | No Data | 0 | 49.6 | 14.105 | 15.6694 | 46.2 | 51.6085
2018-10-11 03:00 | No Data | No Data | No Data | No Data | 0.0061036 | 17.8531 | No Data | No Data | No Data | No Data | No Data | No Data | No Data | No Data | -6 | -48.3735 | 18.2 | 19.4376 | 47.6 | 53.4894
2018-10-11 03:30 | No Data | No Data | No Data | No Data | -1.7517 | -17.4286 | No Data | No Data | No Data | No Data | No Data | No Data | No Data | No Data | -5.6 | -50.3126 | 16.38 | 17.266 | 43.7 | 50.4953
2018-10-11 04:00 | No Data | No Data | No Data | No Data | 0.0061036 | 17.3404 | No Data | No Data | No Data | No Data | No Data | No Data | No Data | No Data | -4.4 | -51.7873 | 15.925 | 16.693 | 42.5 | 48.6129
2018-10-11 04:30 | No Data | No Data | No Data | No Data | 2.4598 | 20.9642 | No Data | No Data | No Data | No Data | No Data | No Data | No Data | No Data | -6.4 | -52.6984 | 15.47 | 16.0028 | 40.7 | 46.8975
2018-10-11 05:00 | No Data | No Data | No Data | No Data | 6.1463 | 20.0977 | No Data | No Data | No Data | No Data | No Data | No Data | No Data | No Data | -6 | -52.7424 | 15.47 | 16.2595 | 40.9 | 47.2705
2018-10-11 05:30 | No Data | No Data | No Data | No Data | 9.7353 | 24.5755 | No Data | No Data | No Data | No Data | No Data | No Data | No Data | No Data | -1.2 | -53.2135 | 10.465 | 11.6003 | 37.5 | 43.7837
2018-10-11 06:00 | No Data | No Data | No Data | No Data | 9.6376 | 24.537 | No Data | No Data | No Data | No Data | No Data | No Data | No Data | No Data | -1.2 | -47.2153 | 9.1 | 12.8693 | 39.7 | 46.8626
2018-10-11 06:30 | No Data | No Data | No Data | No Data | 17.6333 | 25.5663 | No Data | No Data | No Data | No Data | No Data | No Data | No Data | No Data | -2.4 | -40.802 | 13.195 | 19.989 | 47.2 | 54.8293
2018-10-11 07:00 | No Data | No Data | No Data | No Data | 38.1415 | 42.3966 | No Data | No Data | No Data | No Data | No Data | No Data | No Data | No Data | -3.2 | -37.7041 | 13.65 | 22.3877 | 53.3 | 60.5358
2018-10-11 07:30 | No Data | No Data | No Data | No Data | 45.7221 | 47.6411 | No Data | No Data | No Data | No Data | No Data | No Data | No Data | No Data | 0.4 | 30.4026 | 12.285 | 24.269 | 41.5 | 50.9166
2018-10-11 08:00 | No Data | No Data | No Data | No Data | 50.1289 | 54.6429 | No Data | No Data | No Data | No Data | No Data | No Data | No Data | No Data | -10 | -32.0025 | 14.56 | 22.6039 | 20.6 | 33.0934
2018-10-11 08:30 | No Data | No Data | No Data | No Data | 37.6287 | 46.6623 | No Data | No Data | No Data | No Data | No Data | No Data | No Data | No Data | -14.4 | -33.6381 | 11.83 | 18.4092 | -15.7 | -22.6314
2018-10-11 09:00 | No Data | No Data | No Data | No Data | 23.5782 | 36.2958 | No Data | No Data | No Data | No Data | No Data | No Data | No Data | No Data | -22 | -38.833 | 10.01 | 15.8468 | -25.5 | -28.2682
2018-10-11 09:30 | No Data | No Data | No Data | No Data | 18.4024 | 34.5819 | No Data | No Data | No Data | No Data | No Data | No Data | No Data | No Data | -24 | -40 | 11.83 | 16.0995 | -29.7 | -31.3065
2018-10-11 10:00 | No Data | No Data | No Data | No Data | 20.087 | 37.134 | No Data | No Data | No Data | No Data | No Data | No Data | No Data | No Data | -31.2 | -45.5596 | 22.295 | 24.0806 | -25.7 | -27.0379
2018-10-11 10:30 | No Data | No Data | No Data | No Data | 21.1124 | 33.7737 | No Data | No Data | No Data | No Data | No Data | No Data | No Data | No Data | -34.4 | -46.9826 | 24.115 | 26.11 | -25.6 | -26.9119
2018-10-11 11:00 | No Data | No Data | No Data | No Data | 22.1988 | 34.4633 | No Data | No Data | No Data | No Data | No Data | No Data | No Data | No Data | -26.8 | -45.5245 | 15.015 | 16.1381 | -32.7 | -33.6408
2018-10-11 11:30 | No Data | No Data | No Data | No Data | 25.3727 | 37.7839 | No Data | No Data | No Data | No Data | No Data | No Data | No Data | No Data | -27.2 | -45.4401 | 17.29 | 18.5883 | -32.8 | -33.8095
2018-10-11 12:00 | No Data | No Data | No Data | No Data | 31.3664 | 42.044 | No Data | No Data | No Data | No Data | No Data | No Data | No Data | No Data | -28.4 | -45.8537 | 15.015 | 16.4934 | -34.3 | -35.2206
2018-10-11 12:30 | No Data | No Data | No Data | No Data | 27.8386 | 39.482 | No Data | No Data | No Data | No Data | No Data | No Data | No Data | No Data | -27.2 | -45.7611 | 15.47 | 16.2595 | -33.9 | -34.7858
2018-10-11 13:00 | No Data | No Data | No Data | No Data | 26.1906 | 39.5574 | No Data | No Data | No Data | No Data | No Data | No Data | No Data | No Data | -33.6 | -48.6621 | 22.75 | 23.7517 | -29.9 | -31.004
2018-10-11 13:30 | No Data | No Data | No Data | No Data | 21.9913 | 36.9115 | No Data | No Data | No Data | No Data | No Data | No Data | No Data | No Data | -29.6 | -44.4792 | 17.29 | 18.7601 | -34.8 | -35.537
2018-10-11 14:00 | No Data | No Data | No Data | No Data | 16.4981 | 32.2761 | No Data | No Data | No Data | No Data | No Data | No Data | No Data | No Data | -46.8 | -56.0257 | 35.945 | 37.3128 | -16.6 | -19.4651
2018-10-11 14:30 | No Data | No Data | No Data | No Data | 10.1991 | 29.5564 | No Data | No Data | No Data | No Data | No Data | No Data | No Data | No Data | -30 | -45.6438 | 18.655 | 19.7126 | -32.3 | -32.9087
2018-10-11 15:00 | No Data | No Data | No Data | No Data | 7.1229 | 26.3183 | No Data | No Data | No Data | No Data | No Data | No Data | No Data | No Data | -28.4 | -45.5403 | 16.835 | 17.9998 | -32.6 | -33.1475
2018-10-11 15:30 | No Data | No Data | No Data | No Data | 7.0741 | 26.3051 | No Data | No Data | No Data | No Data | No Data | No Data | No Data | No Data | -24.4 | -44.1543 | 11.375 | 13.0372 | -35.9 | -36.3655
2018-10-11 16:00 | No Data | No Data | No Data | No Data | 6.6102 | 20.4869 | No Data | No Data | No Data | No Data | No Data | No Data | No Data | No Data | -21.6 | -43.71 | 7.28 | 9.6734 | -37.6 | -37.9443
2018-10-11 16:30 | No Data | No Data | No Data | No Data | 6.305 | 20.3905 | No Data | No Data | No Data | No Data | No Data | No Data | No Data | No Data | -24.8 | -44.3766 | 8.19 | 10.661 | -32.4 | -33.2343
2018-10-11 17:00 | No Data | No Data | No Data | No Data | 1.886 | 17.216 | No Data | No Data | No Data | No Data | No Data | No Data | No Data | No Data | -10.8 | -41.4324 | -0.91 | -4.6401 | -38.8 | -39.3243
2018-10-11 17:30 | No Data | No Data | No Data | No Data | 10.0404 | 22.7519 | No Data | No Data | No Data | No Data | No Data | No Data | No Data | No Data | -5.6 | -41.9752 | 10.01 | 13.9278 | -21.3 | -24.3502
2018-10-11 18:00 | No Data | No Data | No Data | No Data | 10.1503 | 23.0304 | No Data | No Data | No Data | No Data | No Data | No Data | No Data | No Data | -5.6 | -41.1825 | 16.835 | 19.3576 | -6.3 | -19.0707
2018-10-11 18:30 | No Data | No Data | No Data | No Data | 11.5785 | 23.6946 | No Data | No Data | No Data | No Data | No Data | No Data | No Data | No Data | -20 | -42.9418 | 20.475 | 23.8777 | 15.4 | 29.533
2018-10-11 19:00 | No Data | No Data | No Data | No Data | 13.8857 | 26.412 | No Data | No Data | No Data | No Data | No Data | No Data | No Data | No Data | 0.4 | 42.4019 | 8.19 | 14.0167 | 26.7 | 37.9012
2018-10-11 19:30 | No Data | No Data | No Data | No Data | 8.7098 | 19.3504 | No Data | No Data | No Data | No Data | No Data | No Data | No Data | No Data | 2.4 | 46.462 | 8.19 | 11.9085 | 35 | 43.3631
2018-10-11 20:00 | No Data | No Data | No Data | No Data | 6.1952 | 20.2986 | No Data | No Data | No Data | No Data | No Data | No Data | No Data | No Data | 6.8 | 49.2715 | 4.55 | 9.369 | 32.8 | 41.1203
2018-10-11 20:30 | No Data | No Data | No Data | No Data | 0.0061036 | 15.9487 | No Data | No Data | No Data | No Data | No Data | No Data | No Data | No Data | 0.8 | 48.4066 | 10.92 | 13.9278 | 38.2 | 45.5443
2018-10-11 21:00 | No Data | No Data | No Data | No Data | 0.0061036 | 15.9487 | No Data | No Data | No Data | No Data | No Data | No Data | No Data | No Data | 2.4 | 52.0554 | 8.645 | 10.7384 | 35.1 | 43.0351
2018-10-11 21:30 | No Data | No Data | No Data | No Data | -2.2644 | -20.2263 | No Data | No Data | No Data | No Data | No Data | No Data | No Data | No Data | 2.8 | 53.2736 | 5.915 | 7.4626 | 32.3 | 39.3642
2018-10-11 22:00 | No Data | No Data | No Data | No Data | 0.0061036 | 20.0992 | No Data | No Data | No Data | No Data | No Data | No Data | No Data | No Data | 1.2 | 51.225 | 8.19 | 10.661 | 31.2 | 39.7316
2018-10-11 22:30 | No Data | No Data | No Data | No Data | 6.4515 | 21.1092 | No Data | No Data | No Data | No Data | No Data | No Data | No Data | No Data | 0.8 | 53.2135 | 10.465 | 11.2377 | 37.4 | 43.8018
2018-10-11 23:00 | No Data | No Data | No Data | No Data | 9.4789 | 24.093 | No Data | No Data | No Data | No Data | No Data | No Data | No Data | No Data | -0.8 | -54.0133 | 12.74 | 12.5187 | 38.3 | 44.8306
2018-10-11 23:30 | No Data | No Data | No Data | No Data | 32.1965 | 40.0951 | No Data | No Data | No Data | No Data | No Data | No Data | No Data | No Data | -2 | -49.2406 | 13.65 | 15.6893 | 46.1 | 51.9732
2018-10-12 | No Data | No Data | No Data | No Data | 41.8769 | 49.1545 | No Data | No Data | No Data | No Data | No Data | No Data | No Data | No Data | 2.4 | 50.8567 | 11.375 | 13.0372 | 46.2 | 51.4315
2018-10-12 00:30 | No Data | No Data | No Data | No Data | 52.8023 | 58.0232 | No Data | No Data | No Data | No Data | No Data | No Data | No Data | No Data | 10.8 | 46.8615 | 4.55 | 11.4113 | 49.2 | 54.3106
2018-10-12 01:00 | No Data | No Data | No Data | No Data | 54.8531 | 59.8955 | No Data | No Data | No Data | No Data | No Data | No Data | No Data | No Data | 7.6 | 49.3883 | 7.28 | 11.6537 | 47.3 | 52.5955
2018-10-12 01:30 | No Data | No Data | No Data | No Data | 49.6773 | 56.7499 | No Data | No Data | No Data | No Data | No Data | No Data | No Data | No Data | 6 | 53.1398 | 7.28 | 8.5849 | 42.1 | 47.1816
2018-10-12 02:00 | No Data | No Data | No Data | No Data | 46.2348 | 54.752 | No Data | No Data | No Data | No Data | No Data | No Data | No Data | No Data | 6.8 | 55.6173 | 7.28 | 8.1393 | 39 | 44.1062
2018-10-12 02:30 | No Data | No Data | No Data | No Data | 46.186 | 55.6116 | No Data | No Data | No Data | No Data | No Data | No Data | No Data | No Data | 5.2 | 56.6392 | 8.645 | 8.7875 | 39.3 | 44.0964
2018-10-12 03:00 | No Data | No Data | No Data | No Data | 37.9339 | 48.9743 | No Data | No Data | No Data | No Data | No Data | No Data | No Data | No Data | 2 | 60.0333 | 10.01 | 10.3756 | 36.7 | 39.8001
2018-10-12 03:30 | No Data | No Data | No Data | No Data | 32.8069 | 45.1198 | No Data | No Data | No Data | No Data | No Data | No Data | No Data | No Data | 1.6 | 58.4055 | 10.92 | 11.0706 | 35.5 | 39.6679
2018-10-12 04:00 | No Data | No Data | No Data | No Data | 31.0124 | 43.8323 | No Data | No Data | No Data | No Data | No Data | No Data | No Data | No Data | -2.8 | -58.4671 | 14.105 | 14.1709 | 38.3 | 42.2342
2018-10-12 04:30 | No Data | No Data | No Data | No Data | 27.6799 | 41.5413 | No Data | No Data | No Data | No Data | No Data | No Data | No Data | No Data | -2.4 | -59.3094 | 12.74 | 12.74 | 36.8 | 41.1885
2018-10-12 05:00 | No Data | No Data | No Data | No Data | 19.9893 | 35.4922 | No Data | No Data | No Data | No Data | No Data | No Data | No Data | No Data | 0.8 | 59.6054 | 10.01 | 10.1741 | 34.7 | 38.5095
2018-10-12 05:30 | No Data | No Data | No Data | No Data | 17.3281 | 32.6254 | No Data | No Data | No Data | No Data | No Data | No Data | No Data | No Data | 0.4 | 58.4014 | 10.01 | 10.0513 | 35.8 | 39.2948
2018-10-12 06:00 | No Data | No Data | No Data | No Data | 21.0636 | 34.7537 | No Data | No Data | No Data | No Data | No Data | No Data | No Data | No Data | 3.2 | 58.0882 | 6.37 | 6.37 | 33.9 | 37.7902
2018-10-12 06:30 | No Data | No Data | No Data | No Data | 19.2691 | 30.2618 | No Data | No Data | No Data | No Data | No Data | No Data | No Data | No Data | 14.8 | 53.2962 | -1.365 | -6.0705 | 29.5 | 35.9235
2018-10-12 07:00 | No Data | No Data | No Data | No Data | 24.0909 | 29.6471 | No Data | No Data | No Data | No Data | No Data | No Data | No Data | No Data | 18.8 | 53.4176 | -1.365 | -6.9602 | 31.7 | 36.958
2018-10-12 07:30 | No Data | No Data | No Data | No Data | 40.4486 | 43.67 | No Data | No Data | No Data | No Data | No Data | No Data | No Data | No Data | 10 | 43.9527 | 5.005 | 9.213 | 28.4 | 33.7313
2018-10-12 08:00 | No Data | No Data | No Data | No Data | 47.5654 | 49.6128 | No Data | No Data | No Data | No Data | No Data | No Data | No Data | No Data | 35.2 | 59.2014 | -25.935 | -25.951 | -25.9 | -26.8293
2018-10-12 08:30 | No Data | No Data | No Data | No Data | 38.8006 | 42.6651 | No Data | No Data | No Data | No Data | No Data | No Data | No Data | No Data | 9.6 | 47.7745 | -12.74 | -12.8693 | -39.7 | -39.7
2018-10-12 09:00 | No Data | No Data | No Data | No Data | 43.1098 | 46.6184 | No Data | No Data | No Data | No Data | No Data | No Data | No Data | No Data | 8 | 48.6621 | -19.11 | -19.6442 | -57.1 | -57.4356
2018-10-12 09:30 | No Data | No Data | No Data | No Data | 40.2411 | 45.3809 | No Data | No Data | No Data | No Data | No Data | No Data | No Data | No Data | -24.4 | -48.2278 | 15.47 | 15.4767 | -27.3 | -27.3967
2018-10-12 10:00 | No Data | No Data | No Data | No Data | 35.6756 | 42.2979 | No Data | No Data | No Data | No Data | No Data | No Data | No Data | No Data | -12.4 | -51.1265 | 1.365 | 1.9304 | -40.9 | -40.9078
2018-10-12 10:30 | No Data | No Data | No Data | No Data | 30.4509 | 40.1727 | No Data | No Data | No Data | No Data | No Data | No Data | No Data | No Data | -20.4 | -54.0015 | 11.83 | 11.9085 | -35.4 | -35.4013
2018-10-12 11:00 | No Data | No Data | No Data | No Data | 28.6076 | 42.4259 | No Data | No Data | No Data | No Data | No Data | No Data | No Data | No Data | -24.8 | -52.6118 | 15.015 | 15.0219 | -32.8 | -32.8219
2018-10-12 11:30 | No Data | No Data | No Data | No Data | 30.9148 | 44.0146 | No Data | No Data | No Data | No Data | No Data | No Data | No Data | No Data | -22 | -53.5298 | 12.74 | 12.8129 | -34.3 | -34.3
2018-10-12 12:00 | No Data | No Data | No Data | No Data | 28.9616 | 44.3872 | No Data | No Data | No Data | No Data | No Data | No Data | No Data | No Data | -29.6 | -54.0296 | 19.565 | 19.565 | -28.8 | -28.8501
2018-10-12 12:30 | No Data | No Data | No Data | No Data | 23.8346 | 37.3952 | No Data | No Data | No Data | No Data | No Data | No Data | No Data | No Data | -40.4 | -59.1473 | 31.395 | 31.4477 | -17.3 | -17.6706
2018-10-12 13:00 | No Data | No Data | No Data | No Data | 27.5212 | 39.8463 | No Data | No Data | No Data | No Data | No Data | No Data | No Data | No Data | -52.4 | -66.1659 | 42.77 | 42.857 | -7.1 | -8.7419
2018-10-12 13:30 | No Data | No Data | No Data | No Data | 33.0632 | 45.0984 | No Data | No Data | No Data | No Data | No Data | No Data | No Data | No Data | -64.8 | -73.7433 | 56.42 | 54.8723 | 5.2 | 10.1356
2018-10-12 14:00 | No Data | No Data | No Data | No Data | 38.4466 | 50.2809 | No Data | No Data | No Data | No Data | No Data | No Data | No Data | No Data | -87.2 | -90.658 | 80.99 | 81.5517 | 31.9 | 34.1892
2018-10-12 14:30 | No Data | No Data | No Data | No Data | 37.4212 | 48.4152 | No Data | No Data | No Data | No Data | No Data | No Data | No Data | No Data | -73.2 | -79.109 | 67.34 | 67.9521 | 16.5 | 19.5041
2018-10-12 15:00 | No Data | No Data | No Data | No Data | 39.2645 | 49.8537 | No Data | No Data | No Data | No Data | No Data | No Data | No Data | No Data | -94.4 | -97.3053 | 86.905 | 87.7065 | 38.7 | 40.9216
2018-10-12 15:30 | No Data | No Data | No Data | No Data | 35.4192 | 45.8222 | No Data | No Data | No Data | No Data | No Data | No Data | No Data | No Data | -81.6 | -86.94 | 73.255 | 73.8755 | 25.1 | 27.2855
2018-10-12 16:00 | No Data | No Data | No Data | No Data | 33.6248 | 43.3975 | No Data | No Data | No Data | No Data | No Data | No Data | No Data | No Data | -80 | -84.2435 | 66.885 | 67.5641 | 21.2 | 23.2723
2018-10-12 16:30 | No Data | No Data | No Data | No Data | 32.2942 | 41.2054 | No Data | No Data | No Data | No Data | No Data | No Data | No Data | No Data | -82.8 | -85.6729 | 71.89 | 71.4364 | 32.6 | 34.9864
2018-10-12 17:00 | No Data | No Data | No Data | No Data | 32.5017 | 39.9821 | No Data | No Data | No Data | No Data | No Data | No Data | No Data | No Data | -81.6 | -84.834 | 74.62 | 75.8582 | 36.7 | 39.3876
2018-10-12 17:30 | No Data | No Data | No Data | No Data | 30.2434 | 38.1689 | No Data | No Data | No Data | No Data | No Data | No Data | No Data | No Data | -49.2 | -59.5785 | 55.51 | 56.4053 | 24.9 | 28.6644
2018-10-12 18:00 | No Data | No Data | No Data | No Data | 35.7244 | 42.6431 | No Data | No Data | No Data | No Data | No Data | No Data | No Data | No Data | -36.8 | -51.761 | 31.85 | 32.6714 | 8 | 16.0378
2018-10-12 18:30 | No Data | No Data | No Data | No Data | 33.1121 | 41.9093 | No Data | No Data | No Data | No Data | No Data | No Data | No Data | No Data | -31.2 | -52 | 30.03 | 30.3079 | 22.4 | 28.6112
2018-10-12 19:00 | No Data | No Data | No Data | No Data | 27.1672 | 37.3903 | No Data | No Data | No Data | No Data | No Data | No Data | No Data | No Data | -13.2 | -47.8565 | 24.57 | 24.9877 | 40.9 | 45.7949
2018-10-12 19:30 | No Data | No Data | No Data | No Data | 19.0616 | 30.6052 | No Data | No Data | No Data | No Data | No Data | No Data | No Data | No Data | -11.6 | -46.6648 | 26.39 | 26.7794 | 49.4 | 53.6783
2018-10-12 20:00 | No Data | No Data | No Data | No Data | 17.2671 | 29.521 | No Data | No Data | No Data | No Data | No Data | No Data | No Data | No Data | -11.6 | -47.0523 | 25.48 | 26.9066 | 51.4 | 56.8975
2018-10-12 20:30 | No Data | No Data | No Data | No Data | 17.2183 | 29.4925 | No Data | No Data | No Data | No Data | No Data | No Data | No Data | No Data | -9.2 | -47.3033 | 24.57 | 25.6258 | 47.8 | 53.4868
2018-10-12 21:00 | No Data | No Data | No Data | No Data | 13.5317 | 25.8314 | No Data | No Data | No Data | No Data | No Data | No Data | No Data | No Data | -4 | -50.1597 | 18.2 | 18.7601 | 40.2 | 46.2156
2018-10-12 21:30 | No Data | No Data | No Data | No Data | 9.8329 | 25.7494 | No Data | No Data | No Data | No Data | No Data | No Data | No Data | No Data | 0.4 | 52.4 | 12.74 | 13.0292 | 37 | 42.743
2018-10-12 22:00 | No Data | No Data | No Data | No Data | 11.9448 | 26.6274 | No Data | No Data | No Data | No Data | No Data | No Data | No Data | No Data | 1.2 | 51.2141 | 12.285 | 12.6912 | 35.1 | 41.4779
2018-10-12 22:30 | No Data | No Data | No Data | No Data | 19.379 | 30.6902 | No Data | No Data | No Data | No Data | No Data | No Data | No Data | No Data | 4.4 | 51.3887 | 10.92 | 11.375 | 36.6 | 41.6125
2018-10-12 23:00 | No Data | No Data | No Data | No Data | 15.1186 | 27.9782 | No Data | No Data | No Data | No Data | No Data | No Data | No Data | No Data | 11.2 | 56.7168 | 1.82 | 1.876 | 29.3 | 34.5984
2018-10-12 23:30 | No Data | No Data | No Data | No Data | 26.3493 | 36.4443 | No Data | No Data | No Data | No Data | No Data | No Data | No Data | No Data | 5.6 | 51.1077 | 8.19 | 8.9393 | 37.2 | 42.283
2018-10-13 | No Data | No Data | No Data | No Data | 33.5271 | 42.9685 | No Data | No Data | No Data | No Data | No Data | No Data | No Data | No Data | 6.8 | 51.6496 | 4.095 | 4.9216 | 39.7 | 43.7567
2018-10-13 00:30 | No Data | No Data | No Data | No Data | 45.6245 | 52.134 | No Data | No Data | No Data | No Data | No Data | No Data | No Data | No Data | 16.8 | 53.5059 | 0 | 3.64 | 43.5 | 46.2806
2018-10-13 01:00 | No Data | No Data | No Data | No Data | 38.703 | 46.1983 | No Data | No Data | No Data | No Data | No Data | No Data | No Data | No Data | 8.4 | 53.464 | 6.825 | 7.0635 | 45.3 | 48.2457
2018-10-13 01:30 | No Data | No Data | No Data | No Data | 32.9656 | 42.6245 | No Data | No Data | No Data | No Data | No Data | No Data | No Data | No Data | -3.6 | -52.5235 | 19.11 | 19.1317 | 54.3 | 56.5242
2018-10-13 02:00 | No Data | No Data | No Data | No Data | 27.6799 | 40.0707 | No Data | No Data | No Data | No Data | No Data | No Data | No Data | No Data | -9.6 | -57.6056 | 23.66 | 23.8734 | 55.2 | 56.7101
2018-10-13 02:30 | No Data | No Data | No Data | No Data | 30.9148 | 43.5048 | No Data | No Data | No Data | No Data | No Data | No Data | No Data | No Data | -12.8 | -58.2244 | 26.845 | 27.0333 | 57.2 | 58.7259
2018-10-13 03:00 | No Data | No Data | No Data | No Data | 25.6779 | 39.9537 | No Data | No Data | No Data | No Data | No Data | No Data | No Data | No Data | -11.2 | -58.6788 | 24.115 | 24.6289 | 52 | 53.4349
2018-10-13 03:30 | No Data | No Data | No Data | No Data | 18.4512 | 35.7407 | No Data | No Data | No Data | No Data | No Data | No Data | No Data | No Data | -10 | -58.0675 | 25.48 | 25.807 | 50.6 | 52.3187
2018-10-13 04:00 | No Data | No Data | No Data | No Data | 9.7353 | 32.1204 | No Data | No Data | No Data | No Data | No Data | No Data | No Data | No Data | -8.8 | -57.9351 | 23.205 | 23.5636 | 47.4 | 49.5101
2018-10-13 04:30 | No Data | No Data | No Data | No Data | 2.7649 | 29.1055 | No Data | No Data | No Data | No Data | No Data | No Data | No Data | No Data | -8 | -59.3417 | 21.84 | 22.1413 | 45.8 | 48.1012
2018-10-13 05:00 | No Data | No Data | No Data | No Data | -5.0355 | -27.7379 | No Data | No Data | No Data | No Data | No Data | No Data | No Data | No Data | -9.6 | -56.4227 | 24.115 | 24.1536 | 47.3 | 50.2961
2018-10-13 05:30 | No Data | No Data | No Data | No Data | -6.6224 | -24.7022 | No Data | No Data | No Data | No Data | No Data | No Data | No Data | No Data | -8 | -56.5685 | 21.385 | 21.3898 | 45.4 | 48.2037
2018-10-13 06:00 | No Data | No Data | No Data | No Data | -7.7455 | -20.2589 | No Data | No Data | No Data | No Data | No Data | No Data | No Data | No Data | -4.4 | -56.1726 | 17.745 | 17.7508 | 43 | 45.7083
2018-10-13 06:30 | No Data | No Data | No Data | No Data | -7.7455 | -14.7209 | No Data | No Data | No Data | No Data | No Data | No Data | No Data | No Data | 0 | 53.2 | 15.925 | 15.9315 | 42.9 | 45.2842
2018-10-13 07:00 | No Data | No Data | No Data | No Data | -3.6439 | -7.516 | No Data | No Data | No Data | No Data | No Data | No Data | No Data | No Data | -0.8 | -52.0753 | 18.2 | 18.2057 | 46.1 | 48.3567
2018-10-13 07:30 | No Data | No Data | No Data | No Data | -4.0589 | -5.0966 | No Data | No Data | No Data | No Data | No Data | No Data | No Data | No Data | 2.8 | 48.8148 | 15.925 | 15.951 | 42.2 | 43.8458
2018-10-13 08:00 | No Data | No Data | No Data | No Data | 0.0061036 | 4.828 | No Data | No Data | No Data | No Data | No Data | No Data | No Data | No Data | -5.2 | -45.4981 | 23.66 | 23.6644 | 47.7 | 49.7688
2018-10-13 08:30 | No Data | No Data | No Data | No Data | -4.3641 | -9.5244 | No Data | No Data | No Data | No Data | No Data | No Data | No Data | No Data | -11.2 | -49.2893 | 26.39 | 26.4879 | 7.1 | 9.4921
2018-10-13 09:00 | No Data | No Data | No Data | No Data | -2.2644 | -14.5392 | No Data | No Data | No Data | No Data | No Data | No Data | No Data | No Data | -10 | -51.3825 | 13.65 | 15.47 | 15.1 | 17.4771
2018-10-13 09:30 | No Data | No Data | No Data | No Data | -2.3621 | -14.5547 | No Data | No Data | No Data | No Data | No Data | No Data | No Data | No Data | -26.8 | -51.8614 | 22.75 | 23.0394 | -15.8 | -15.8202
2018-10-13 10:00 | No Data | No Data | No Data | No Data | -6.7201 | -14.3374 | No Data | No Data | No Data | No Data | No Data | No Data | No Data | No Data | -35.6 | -53.2496 | 25.025 | 25.0291 | -20.1 | -20.1022
2018-10-13 10:30 | No Data | No Data | No Data | No Data | -10.1625 | -15.415 | No Data | No Data | No Data | No Data | No Data | No Data | No Data | No Data | -38.4 | -56.0286 | 29.12 | 29.12 | -18.2 | -18.2044
2018-10-13 11:00 | No Data | No Data | No Data | No Data | -16.7666 | -20.383 | No Data | No Data | No Data | No Data | No Data | No Data | No Data | No Data | -27.2 | -53.4401 | 19.565 | 20.0871 | -30.4 | -30.7026
2018-10-13 11:30 | No Data | No Data | No Data | No Data | -16.1563 | -19.9768 | No Data | No Data | No Data | No Data | No Data | No Data | No Data | No Data | -30.4 | -55.1376 | 22.295 | 23.0663 | -27.7 | -28.5708
2018-10-13 12:00 | No Data | No Data | No Data | No Data | -13.3364 | -23.9081 | No Data | No Data | No Data | No Data | No Data | No Data | No Data | No Data | -33.6 | -57.9379 | 24.115 | 24.8298 | -23.3 | -23.8732
2018-10-13 12:30 | No Data | No Data | No Data | No Data | -5.182 | -24.2483 | No Data | No Data | No Data | No Data | No Data | No Data | No Data | No Data | -38.4 | -57.7997 | 30.94 | 31.1035 | -18.1 | -18.4946
2018-10-13 13:00 | No Data | No Data | No Data | No Data | -3.3875 | -23.9291 | No Data | No Data | No Data | No Data | No Data | No Data | No Data | No Data | -26 | -56.7112 | 25.48 | 25.9669 | -25.3 | -25.8699
2018-10-13 13:30 | No Data | No Data | No Data | No Data | 4.4495 | 25.9764 | No Data | No Data | No Data | No Data | No Data | No Data | No Data | No Data | -25.6 | -55.4617 | 29.575 | 29.923 | -5.5 | -6.9814
2018-10-13 14:00 | No Data | No Data | No Data | No Data | 6.7079 | 26.4569 | No Data | No Data | No Data | No Data | No Data | No Data | No Data | No Data | -34.4 | -60.3616 | 29.575 | 29.9955 | -17 | -17.0423
2018-10-13 14:30 | No Data | No Data | No Data | No Data | 7.7821 | 26.7495 | No Data | No Data | No Data | No Data | No Data | No Data | No Data | No Data | -35.2 | -60.1704 | 30.03 | 30.3079 | 2.3 | 6.6129
2018-10-13 15:00 | No Data | No Data | No Data | No Data | 7.7333 | 25.2669 | No Data | No Data | No Data | No Data | No Data | No Data | No Data | No Data | -34.4 | -59.0539 | 30.94 | 31.1534 | 1.3 | 5.7489
2018-10-13 15:30 | No Data | No Data | No Data | No Data | 11.8837 | 26.8297 | No Data | No Data | No Data | No Data | No Data | No Data | No Data | No Data | -36.4 | -59.6054 | 36.4 | 36.4028 | -10.7 | -10.7564
2018-10-13 16:00 | No Data | No Data | No Data | No Data | 4.0955 | 22.0215 | No Data | No Data | No Data | No Data | No Data | No Data | No Data | No Data | -18 | -55.0273 | 24.57 | 24.9877 | 10.7 | 14.6455
2018-10-13 16:30 | No Data | No Data | No Data | No Data | 13.2265 | 23.9385 | No Data | No Data | No Data | No Data | No Data | No Data | No Data | No Data | -23.2 | -50.8063 | 34.58 | 34.6069 | 21.8 | 23.1534
2018-10-13 17:00 | No Data | No Data | No Data | No Data | 15.4726 | 25.249 | No Data | No Data | No Data | No Data | No Data | No Data | No Data | No Data | -19.2 | -48.3735 | 33.67 | 33.67 | 32.3 | 33.933
2018-10-13 17:30 | No Data | No Data | No Data | No Data | 20.3433 | 29.8147 | No Data | No Data | No Data | No Data | No Data | No Data | No Data | No Data | -46 | -59.6657 | 37.31 | 37.3544 | 42.7 | 44.492
2018-10-13 18:00 | No Data | No Data | No Data | No Data | 27.8386 | 35.3561 | No Data | No Data | No Data | No Data | No Data | No Data | No Data | No Data | -38.4 | -55.1609 | 39.585 | 39.679 | 46.1 | 48.479
2018-10-13 18:30 | No Data | No Data | No Data | No Data | 33.1609 | 40.6394 | No Data | No Data | No Data | No Data | No Data | No Data | No Data | No Data | -35.2 | -53.8858 | 45.045 | 45.1918 | 45.5 | 48.0677
2018-10-13 19:00 | No Data | No Data | No Data | No Data | 34.9065 | 42.0759 | No Data | No Data | No Data | No Data | No Data | No Data | No Data | No Data | -27.6 | -50.9274 | 41.405 | 41.607 | 60.7 | 63.4566
2018-10-13 19:30 | No Data | No Data | No Data | No Data | 29.5232 | 38.7693 | No Data | No Data | No Data | No Data | No Data | No Data | No Data | No Data | -23.6 | -48.5255 | 40.95 | 41.2547 | 67.1 | 69.9321
2018-10-13 20:00 | No Data | No Data | No Data | No Data | 20.6607 | 31.2854 | No Data | No Data | No Data | No Data | No Data | No Data | No Data | No Data | -10.8 | -47.6403 | 27.3 | 27.755 | 53.9 | 58.2928
2018-10-13 20:30 | No Data | No Data | No Data | No Data | 11.8837 | 24.8251 | No Data | No Data | No Data | No Data | No Data | No Data | No Data | No Data | -10.8 | -50.7622 | 27.3 | 27.5416 | 54 | 57.9035
2018-10-13 21:00 | No Data | No Data | No Data | No Data | 2.9725 | 20.3178 | No Data | No Data | No Data | No Data | No Data | No Data | No Data | No Data | -9.6 | -52.02 | 22.75 | 23.1156 | 46.9 | 51.2247
2018-10-13 21:30 | No Data | No Data | No Data | No Data | 4.9134 | 20.691 | No Data | No Data | No Data | No Data | No Data | No Data | No Data | No Data | -10.4 | -53.0298 | 23.66 | 23.6993 | 46.9 | 50.6952
2018-10-13 22:00 | No Data | No Data | No Data | No Data | -12.311 | -20.2346 | No Data | No Data | No Data | No Data | No Data | No Data | No Data | No Data | 0 | 58.4 | 12.285 | 12.9495 | 36.4 | 39.2189
2018-10-13 22:30 | No Data | No Data | No Data | No Data | -7.0863 | -17.5526 | No Data | No Data | No Data | No Data | No Data | No Data | No Data | No Data | -1.6 | -60.0213 | 13.65 | 14.5387 | 39.9 | 41.8122
2018-10-13 23:00 | No Data | No Data | No Data | No Data | -5.0843 | -20.2947 | No Data | No Data | No Data | No Data | No Data | No Data | No Data | No Data | 3.2 | 64.879 | 9.1 | 13.8682 | 33.1 | 34.0297
2018-10-13 23:30 | No Data | No Data | No Data | No Data | 0.0061036 | 19.6475 | No Data | No Data | No Data | No Data | No Data | No Data | No Data | No Data | 6.4 | 62.7694 | 6.37 | 11.108 | 37 | 37.9415
2018-10-14 | No Data | No Data | No Data | No Data | 0.0061036 | 19.6475 | No Data | No Data | No Data | No Data | No Data | No Data | No Data | No Data | 7.6 | 60.8763 | 5.915 | 9.0315 | 39.1 | 40.1678
2018-10-14 00:30 | No Data | No Data | No Data | No Data | 14.7646 | 26.0739 | No Data | No Data | No Data | No Data | No Data | No Data | No Data | No Data | 7.6 | 58.4958 | 4.55 | 6.1214 | 49.2 | 49.946
2018-10-14 01:00 | No Data | No Data | No Data | No Data | 5.536 | 22.1924 | No Data | No Data | No Data | No Data | No Data | No Data | No Data | No Data | 1.2 | 59.6215 | 11.83 | 13.0292 | 49.3 | 50.1511
2018-10-14 01:30 | No Data | No Data | No Data | No Data | -1.8982 | -19.0708 | No Data | No Data | No Data | No Data | No Data | No Data | No Data | No Data | 3.2 | 62.482 | 9.555 | 12.0123 | 41.9 | 42.8981
2018-10-14 02:00 | No Data | No Data | No Data | No Data | -4.2054 | -21.0963 | No Data | No Data | No Data | No Data | No Data | No Data | No Data | No Data | 4.8 | 64.1797 | 5.915 | 10.8534 | 34.7 | 35.8989
2018-10-14 02:30 | No Data | No Data | No Data | No Data | -8.0507 | -19.0627 | No Data | No Data | No Data | No Data | No Data | No Data | No Data | No Data | 6.4 | 64.4037 | 5.915 | 11.2377 | 33.8 | 35.0036
2018-10-14 03:00 | No Data | No Data | No Data | No Data | -10.0526 | -21.4312 | No Data | No Data | No Data | No Data | No Data | No Data | No Data | No Data | 6 | 63.4842 | 4.095 | 9.5658 | 28.7 | 30.4587
2018-10-14 03:30 | No Data | No Data | No Data | No Data | -13.8003 | -23.4241 | No Data | No Data | No Data | No Data | No Data | No Data | No Data | No Data | 4.4 | 61.358 | 7.28 | 10.2955 | 29.3 | 31.5869
2018-10-14 04:00 | No Data | No Data | No Data | No Data | -19.9527 | -23.9452 | No Data | No Data | No Data | No Data | No Data | No Data | No Data | No Data | 6.8 | 63.9625 | 4.55 | 9.369 | 26.3 | 29.1625
2018-10-14 04:30 | No Data | No Data | No Data | No Data | -21.796 | -24.6405 | No Data | No Data | No Data | No Data | No Data | No Data | No Data | No Data | 14.8 | 68.8105 | -3.64 | -12.3773 | 15.8 | 18.0854
2018-10-14 05:00 | No Data | No Data | No Data | No Data | -20.0992 | -23.1532 | No Data | No Data | No Data | No Data | No Data | No Data | No Data | No Data | 25.6 | 72.285 | -14.56 | -19.6495 | 4 | 8.1492
2018-10-14 05:30 | No Data | No Data | No Data | No Data | -17.7432 | -21.1403 | No Data | No Data | No Data | No Data | No Data | No Data | No Data | No Data | 25.2 | 71.3952 | -13.195 | -18.0286 | 7.4 | 10.5361
2018-10-14 06:00 | No Data | No Data | No Data | No Data | -18.2071 | -19.5154 | No Data | No Data | No Data | No Data | No Data | No Data | No Data | No Data | 47.6 | 82.3505 | -35.035 | -37.7677 | -14.3 | -14.5911
2018-10-14 06:30 | No Data | No Data | No Data | No Data | -21.9547 | -22.5834 | No Data | No Data | No Data | No Data | No Data | No Data | No Data | No Data | 24.8 | 68.2642 | -10.92 | -14.2147 | 12.2 | 14.589
2018-10-14 07:00 | No Data | No Data | No Data | No Data | -21.5396 | -21.7821 | No Data | No Data | No Data | No Data | No Data | No Data | No Data | No Data | 25.2 | 66.5552 | -8.645 | -12.5517 | 14.2 | 16.4478
2018-10-14 07:30 | No Data | No Data | No Data | No Data | -21.4908 | -21.5462 | No Data | No Data | No Data | No Data | No Data | No Data | No Data | No Data | 22.4 | 61.4296 | -7.28 | -10.9579 | 12.9 | 15.0748
2018-10-14 08:00 | No Data | No Data | No Data | No Data | -23.6393 | -23.6612 | No Data | No Data | No Data | No Data | No Data | No Data | No Data | No Data | -18.8 | -48.9539 | 25.025 | 25.0911 | 33.5 | 36.0436
2018-10-14 08:30 | No Data | No Data | No Data | No Data | -22.8214 | -22.8672 | No Data | No Data | No Data | No Data | No Data | No Data | No Data | No Data | -48.4 | -59.6121 | 52.78 | 53.0168 | 48.5 | 51.2946
2018-10-14 09:00 | No Data | No Data | No Data | No Data | -26.3615 | -26.4011 | No Data | No Data | No Data | No Data | No Data | No Data | No Data | No Data | -34.4 | -53.3667 | 39.13 | 39.1961 | 10.7 | 13.3004
2018-10-14 09:30 | No Data | No Data | No Data | No Data | -33.8445 | -33.8754 | No Data | No Data | No Data | No Data | No Data | No Data | No Data | No Data | -18.8 | -46.747 | 9.555 | 9.8221 | -24.9 | -24.9163
2018-10-14 10:00 | No Data | No Data | No Data | No Data | -37.8973 | -37.9249 | No Data | No Data | No Data | No Data | No Data | No Data | No Data | No Data | 8.8 | 50.3746 | -10.465 | -12.4939 | -34.3 | -34.3583
2018-10-14 10:30 | No Data | No Data | No Data | No Data | -44.8676 | -44.8792 | No Data | No Data | No Data | No Data | No Data | No Data | No Data | No Data | 6.4 | 50.4079 | -13.65 | -14.8765 | -62.8 | -63.3861
2018-10-14 11:00 | No Data | No Data | No Data | No Data | -46.5522 | -46.5634 | No Data | No Data | No Data | No Data | No Data | No Data | No Data | No Data | -4.8 | -46.6476 | -0.91 | -1.6405 | -49.7 | -49.9509
2018-10-14 11:30 | No Data | No Data | No Data | No Data | -44.8676 | -44.8792 | No Data | No Data | No Data | No Data | No Data | No Data | No Data | No Data | -12 | -46.3793 | 3.64 | 3.64 | -42.3 | -42.3143
2018-10-14 12:00 | No Data | No Data | No Data | No Data | -52.7047 | -52.7998 | No Data | No Data | No Data | No Data | No Data | No Data | No Data | No Data | 0 | 48.4 | -7.28 | -7.9462 | -58.5 | -59.0177
2018-10-14 12:30 | No Data | No Data | No Data | No Data | -49.2256 | -49.2409 | No Data | No Data | No Data | No Data | No Data | No Data | No Data | No Data | 11.6 | 51.328 | -16.38 | -17.0002 | -69.1 | -69.8056
2018-10-14 13:00 | No Data | No Data | No Data | No Data | -49.5308 | -49.6228 | No Data | No Data | No Data | No Data | No Data | No Data | No Data | No Data | -27.6 | -51.6015 | 21.385 | 21.4285 | -12.2 | -13.0384
2018-10-14 13:30 | No Data | No Data | No Data | No Data | -47.126 | -47.1446 | No Data | No Data | No Data | No Data | No Data | No Data | No Data | No Data | -36 | -55.3173 | 29.575 | 29.6065 | -18 | -18.1
2018-10-14 14:00 | No Data | No Data | No Data | No Data | -38.8739 | -38.8876 | No Data | No Data | No Data | No Data | No Data | No Data | No Data | No Data | -31.2 | -55.9142 | 22.75 | 25.9669 | -6.6 | -6.7268
2018-10-14 14:30 | No Data | No Data | No Data | No Data | -40.6073 | -40.6204 | No Data | No Data | No Data | No Data | No Data | No Data | No Data | No Data | -44.4 | -59.7609 | 40.495 | 40.5052 | 23.7 | 25.6462
2018-10-14 15:00 | No Data | No Data | No Data | No Data | -33.8933 | -34.0422 | No Data | No Data | No Data | No Data | No Data | No Data | No Data | No Data | -7.6 | -50.9698 | 0.91 | 4.1949 | -41.7 | -41.882
2018-10-14 15:30 | No Data | No Data | No Data | No Data | -30.7683 | -30.789 | No Data | No Data | No Data | No Data | No Data | No Data | No Data | No Data | -5.6 | -51.1077 | -1.365 | -3.4652 | -51.6 | -52.379
2018-10-14 16:00 | No Data | No Data | No Data | No Data | -30.3044 | -30.3273 | No Data | No Data | No Data | No Data | No Data | No Data | No Data | No Data | 4.4 | 52.983 | -0.91 | -5.5353 | -35.2 | -35.224
2018-10-14 16:30 | No Data | No Data | No Data | No Data | -23.3829 | -23.4126 | No Data | No Data | No Data | No Data | No Data | No Data | No Data | No Data | 2.4 | 48.06 | 9.1 | 9.5007 | -29.5 | -29.5895
2018-10-14 17:00 | No Data | No Data | No Data | No Data | -18.8785 | -18.9152 | No Data | No Data | No Data | No Data | No Data | No Data | No Data | No Data | 0.4 | 48.8016 | -7.735 | -8.5487 | -26.4 | -26.4002
2018-10-14 17:30 | No Data | No Data | No Data | No Data | -17.1817 | -17.222 | No Data | No Data | No Data | No Data | No Data | No Data | No Data | No Data | 0.8 | 51.2062 | -5.46 | -8.3898 | -6.6 | -7.9322
2018-10-14 18:00 | No Data | No Data | No Data | No Data | -8.7221 | -9.2629 | No Data | No Data | No Data | No Data | No Data | No Data | No Data | No Data | -2 | -51.239 | 2.275 | 4.6845 | -6.3 | -7.5717
2018-10-14 18:30 | No Data | No Data | No Data | No Data | -9.0761 | -10.0497 | No Data | No Data | No Data | No Data | No Data | No Data | No Data | No Data | 18.8 | 56.4241 | -3.185 | -8.3651 | 12.3 | 14.2524
2018-10-14 19:00 | No Data | No Data | No Data | No Data | -4.9256 | -11.2384 | No Data | No Data | No Data | No Data | No Data | No Data | No Data | No Data | 14 | 53.8516 | 1.365 | 4.7503 | 30 | 31.3209
2018-10-14 19:30 | No Data | No Data | No Data | No Data | -2.7771 | -10.4763 | No Data | No Data | No Data | No Data | No Data | No Data | No Data | No Data | 5.2 | 52.2594 | 12.285 | 13.1005 | 40.9 | 42.3534
2018-10-14 20:00 | No Data | No Data | No Data | No Data | -6.2562 | -13.9511 | No Data | No Data | No Data | No Data | No Data | No Data | No Data | No Data | 1.6 | 50.0016 | 17.745 | 19.1317 | 45.1 | 47.6892
2018-10-14 20:30 | No Data | No Data | No Data | No Data | -17.6944 | -19.214 | No Data | No Data | No Data | No Data | No Data | No Data | No Data | No Data | 0.8 | 55.2058 | 13.65 | 13.9203 | 43.4 | 45.5716
2018-10-14 21:00 | No Data | No Data | No Data | No Data | -17.6455 | -18.591 | No Data | No Data | No Data | No Data | No Data | No Data | No Data | No Data | -2.4 | -55.6058 | 16.835 | 16.8902 | 41.9 | 44.338
2018-10-14 21:30 | No Data | No Data | No Data | No Data | -27.4846 | -28.1009 | No Data | No Data | No Data | No Data | No Data | No Data | No Data | No Data | -1.6 | -58.8218 | 14.56 | 15.3962 | 39.3 | 40.948
2018-10-14 22:00 | No Data | No Data | No Data | No Data | -31.1223 | -31.1839 | No Data | No Data | No Data | No Data | No Data | No Data | No Data | No Data | 2 | 59.6335 | 10.465 | 11.2377 | 34.7 | 37.0904
2018-10-14 22:30 | No Data | No Data | No Data | No Data | -31.2322 | -31.2608 | No Data | No Data | No Data | No Data | No Data | No Data | No Data | No Data | -4 | -55.3447 | 15.015 | 15.0769 | 42.6 | 45.0324
2018-10-14 23:00 | No Data | No Data | No Data | No Data | -33.3318 | -33.3586 | No Data | No Data | No Data | No Data | No Data | No Data | No Data | No Data | -0.4 | -58.0014 | 11.83 | 12.2513 | 37.4 | 40.1487
2018-10-14 23:30 | No Data | No Data | No Data | No Data | -27.8508 | -28.0155 | No Data | No Data | No Data | No Data | No Data | No Data | No Data | No Data | 6.8 | 55.9228 | 4.095 | 4.4812 | 36.3 | 38.8703
2018-10-15 | No Data | No Data | No Data | No Data | -19.5377 | -19.7793 | No Data | No Data | No Data | No Data | No Data | No Data | No Data | No Data | 3.6 | 57.3132 | 8.19 | 8.303 | 42.5 | 44.4146
2018-10-15 00:30 | No Data | No Data | No Data | No Data | -13.2876 | -13.6404 | No Data | No Data | No Data | No Data | No Data | No Data | No Data | No Data | 14.8 | 57.5361 | -1.365 | -2.275 | 41.3 | 42.565
2018-10-15 01:00 | No Data | No Data | No Data | No Data | -15.2895 | -15.3277 | No Data | No Data | No Data | No Data | No Data | No Data | No Data | No Data | 7.2 | 57.6514 | 3.185 | 4.5043 | 43.7 | 44.9672
2018-10-15 01:30 | No Data | No Data | No Data | No Data | -14.667 | -14.9276 | No Data | No Data | No Data | No Data | No Data | No Data | No Data | No Data | 6 | 57.5138 | 4.095 | 5.0871 | 39.3 | 41.3943
2018-10-15 02:00 | No Data | No Data | No Data | No Data | -14.4106 | -15.0855 | No Data | No Data | No Data | No Data | No Data | No Data | No Data | No Data | 8.4 | 60.189 | 1.82 | 5.3256 | 31.6 | 33.5336
2018-10-15 02:30 | No Data | No Data | No Data | No Data | -13.2387 | -14.9192 | No Data | No Data | No Data | No Data | No Data | No Data | No Data | No Data | 9.2 | 59.9733 | 1.365 | 4.3165 | 30.5 | 32.8495
2018-10-15 03:00 | No Data | No Data | No Data | No Data | -11.1269 | -14.0109 | No Data | No Data | No Data | No Data | No Data | No Data | No Data | No Data | 14.8 | 63.353 | -4.095 | -8.7521 | 21 | 24.0393
2018-10-15 03:30 | No Data | No Data | No Data | No Data | -35.0774 | -35.4216 | No Data | No Data | No Data | No Data | No Data | No Data | No Data | No Data | 30 | 68.1575 | -19.11 | -20.7911 | 4.3 | 11.8106
2018-10-15 04:00 | No Data | No Data | No Data | No Data | -35.2239 | -35.2868 | No Data | No Data | No Data | No Data | No Data | No Data | No Data | No Data | 45.2 | 79.6643 | -35.945 | -38.1359 | -12.3 | -14.1524
2018-10-15 04:30 | No Data | No Data | No Data | No Data | -35.3826 | -35.3826 | No Data | No Data | No Data | No Data | No Data | No Data | No Data | No Data | 31.6 | 71.7351 | -22.75 | -25.2351 | -0.3 | -7.9057
2018-10-15 05:00 | No Data | No Data | No Data | No Data | -32.0012 | -32.0737 | No Data | No Data | No Data | No Data | No Data | No Data | No Data | No Data | 6 | 62.2896 | 1.82 | 6.6249 | 26.1 | 28.6024
2018-10-15 05:30 | No Data | No Data | No Data | No Data | -35.6878 | -35.7415 | No Data | No Data | No Data | No Data | No Data | No Data | No Data | No Data | 24.4 | 64.4012 | -14.56 | -15.7156 | 9.5 | 14.8395
2018-10-15 06:00 | No Data | No Data | No Data | No Data | -28.8151 | -28.8151 | No Data | No Data | No Data | No Data | No Data | No Data | No Data | No Data | 19.6 | 62.7401 | -10.92 | -12.0123 | 17.8 | 20.6155
2018-10-15 06:30 | No Data | No Data | No Data | No Data | -25.5924 | -25.6819 | No Data | No Data | No Data | No Data | No Data | No Data | No Data | No Data | 21.2 | 60.6274 | -8.645 | -9.5658 | 20.6 | 22.8123
2018-10-15 07:00 | No Data | No Data | No Data | No Data | -17.438 | -17.5575 | No Data | No Data | No Data | No Data | No Data | No Data | No Data | No Data | 22 | 52.0753 | -8.645 | -9.9789 | 24.6 | 30.8402
2018-10-15 07:30 | No Data | No Data | No Data | No Data | -18.1582 | -18.5622 | No Data | No Data | No Data | No Data | No Data | No Data | No Data | No Data | 17.2 | 46.1268 | -5.46 | -9.1 | 20.8 | 28.0371
2018-10-15 08:00 | No Data | No Data | No Data | No Data | -3.2898 | -16.3921 | No Data | No Data | No Data | No Data | No Data | No Data | No Data | No Data | 12 | 42.912 | 1.365 | 5.628 | 24.9 | 31.0801
2018-10-15 08:30 | No Data | No Data | No Data | No Data | 2.6062 | 25.4698 | No Data | No Data | No Data | No Data | No Data | No Data | No Data | No Data | 1.2 | 38 | 16.835 | 18.3416 | 1.2 | 13.8521
2018-10-15 09:00 | No Data | No Data | No Data | No Data | 14.7646 | 24.1689 | No Data | No Data | No Data | No Data | No Data | No Data | No Data | No Data | 10.4 | 43.2685 | 6.37 | 7.1219 | 4 | 16.0078
2018-10-15 09:30 | No Data | No Data | No Data | No Data | -5.7435 | -17.1468 | No Data | No Data | No Data | No Data | No Data | No Data | No Data | No Data | 10 | 43.5633 | 7.28 | 8.5849 | 10.4 | 19.3352
2018-10-15 10:00 | No Data | No Data | No Data | No Data | -13.6904 | -21.1767 | No Data | No Data | No Data | No Data | No Data | No Data | No Data | No Data | 13.2 | 44.0254 | 3.185 | 4.8367 | 9 | 20.4832
2018-10-15 10:30 | No Data | No Data | No Data | No Data | -18.7198 | -23.5943 | No Data | No Data | No Data | No Data | No Data | No Data | No Data | No Data | 13.6 | 46.0539 | 2.73 | 3.5537 | 4.7 | 17.7341
2018-10-15 11:00 | No Data | No Data | No Data | No Data | -25.8 | -28.3494 | No Data | No Data | No Data | No Data | No Data | No Data | No Data | No Data | 17.2 | 47.2424 | 1.365 | 2.275 | -2.7 | -14.9459
2018-10-15 11:30 | No Data | No Data | No Data | No Data | -25.2873 | -25.8552 | No Data | No Data | No Data | No Data | No Data | No Data | No Data | No Data | 15.6 | 47.0608 | -0.91 | -2.4503 | -17.1 | -20.7196
2018-10-15 12:00 | No Data | No Data | No Data | No Data | -31.3787 | -31.5101 | No Data | No Data | No Data | No Data | No Data | No Data | No Data | No Data | 19.2 | 49.4773 | -10.465 | -10.6221 | -20.6 | -23.7403
2018-10-15 12:30 | No Data | No Data | No Data | No Data | -30.927 | -31.263 | No Data | No Data | No Data | No Data | No Data | No Data | No Data | No Data | 0.4 | 43.2019 | 3.64 | 5.1477 | -16.5 | -20.5205
2018-10-15 13:00 | No Data | No Data | No Data | No Data | -30.6706 | -31.2925 | No Data | No Data | No Data | No Data | No Data | No Data | No Data | No Data | 4 | 40.9956 | 10.465 | 12.4939 | -24 | -26.1565
2018-10-15 13:30 | No Data | No Data | No Data | No Data | -30.0481 | -30.0481 | No Data | No Data | No Data | No Data | No Data | No Data | No Data | No Data | 31.2 | 54.1716 | -10.92 | -11.005 | -19.2 | -22.484
2018-10-15 14:00 | No Data | No Data | No Data | No Data | -27.277 | -28.0101 | No Data | No Data | No Data | No Data | No Data | No Data | No Data | No Data | 37.6 | 58.7946 | -15.015 | -15.0426 | -19.7 | -22.0477
2018-10-15 14:30 | No Data | No Data | No Data | No Data | -21.9547 | -24.4769 | No Data | No Data | No Data | No Data | No Data | No Data | No Data | No Data | 40.8 | 60.5944 | -17.29 | -17.29 | -20 | -23.2725
2018-10-15 15:00 | No Data | No Data | No Data | No Data | -22.565 | -22.5886 | No Data | No Data | No Data | No Data | No Data | No Data | No Data | No Data | 34 | 59.1486 | -26.39 | -26.4253 | -11.8 | -16.6877
2018-10-15 15:30 | No Data | No Data | No Data | No Data | -22.211 | -22.2301 | No Data | No Data | No Data | No Data | No Data | No Data | No Data | No Data | 53.6 | 72.7571 | -35.945 | -36.0485 | -14.6 | -17.4187
2018-10-15 16:00 | No Data | No Data | No Data | No Data | -19.2325 | -19.2814 | No Data | No Data | No Data | No Data | No Data | No Data | No Data | No Data | 45.6 | 64.7716 | -29.575 | -29.5785 | -8.2 | -15.0333
2018-10-15 16:30 | No Data | No Data | No Data | No Data | -20.0015 | -20.9865 | No Data | No Data | No Data | No Data | No Data | No Data | No Data | No Data | 48.4 | 65.9515 | -30.94 | -30.9701 | -8.6 | -15.5872
2018-10-15 17:00 | No Data | No Data | No Data | No Data | -20.209 | -21.1373 | No Data | No Data | No Data | No Data | No Data | No Data | No Data | No Data | 43.2 | 60.531 | -39.585 | -39.5955 | -19 | -22.1576
2018-10-15 17:30 | No Data | No Data | No Data | No Data | -14.667 | -15.327 | No Data | No Data | No Data | No Data | No Data | No Data | No Data | No Data | 33.2 | 53.5373 | -10.92 | -11.6626 | 10 | 19.2938
2018-10-15 18:00 | No Data | No Data | No Data | No Data | -19.0249 | -20.8384 | No Data | No Data | No Data | No Data | No Data | No Data | No Data | No Data | 37.2 | 56.707 | -13.195 | -13.574 | 10.7 | 19.6657
2018-10-15 18:30 | No Data | No Data | No Data | No Data | -18.2559 | -20.1387 | No Data | No Data | No Data | No Data | No Data | No Data | No Data | No Data | 29.6 | 53.6954 | -8.645 | -8.7521 | 16.6 | 22.9172
2018-10-15 19:00 | No Data | No Data | No Data | No Data | -25.0309 | -25.9268 | No Data | No Data | No Data | No Data | No Data | No Data | No Data | No Data | 31.2 | 59.9573 | -13.195 | -12.4191 | 13.3 | 21.6633
2018-10-15 19:30 | No Data | No Data | No Data | No Data | -26.923 | -26.9423 | No Data | No Data | No Data | No Data | No Data | No Data | No Data | No Data | 39.6 | 64.0962 | -22.75 | -22.7682 | 2.7 | 16.9169
2018-10-15 20:00 | No Data | No Data | No Data | No Data | -29.3278 | -29.3455 | No Data | No Data | No Data | No Data | No Data | No Data | No Data | No Data | 19.6 | 53.3322 | -7.28 | -9.1 | 19.8 | 29.4496
2018-10-15 20:30 | No Data | No Data | No Data | No Data | -26.6667 | -26.6866 | No Data | No Data | No Data | No Data | No Data | No Data | No Data | No Data | 20 | 55.3404 | -9.555 | -10.3955 | 17.4 | 26.9652
2018-10-15 21:00 | No Data | No Data | No Data | No Data | -27.1305 | -27.1497 | No Data | No Data | No Data | No Data | No Data | No Data | No Data | No Data | 22 | 57.9393 | -10.01 | -10.0513 | 15.5 | 24.2118
2018-10-15 21:30 | No Data | No Data | No Data | No Data | -29.4377 | -29.4553 | No Data | No Data | No Data | No Data | No Data | No Data | No Data | No Data | 10 | 55.7049 | 1.365 | 1.4388 | 26.3 | 32.681
2018-10-15 22:00 | No Data | No Data | No Data | No Data | -34.5159 | -34.531 | No Data | No Data | No Data | No Data | No Data | No Data | No Data | No Data | 44.4 | 73.6804 | -34.58 | -34.9403 | -11.3 | -17.3003
2018-10-15 22:30 | No Data | No Data | No Data | No Data | -32.6116 | -32.6365 | No Data | No Data | No Data | No Data | No Data | No Data | No Data | No Data | 43.2 | 70.4102 | -30.94 | -31.1035 | -4.4 | -15.5361
2018-10-15 23:00 | No Data | No Data | No Data | No Data | -37.4823 | -37.4823 | No Data | No Data | No Data | No Data | No Data | No Data | No Data | No Data | 52.4 | 79.3594 | -38.675 | -39.2726 | -12.5 | -16.2607
2018-10-15 23:30 | No Data | No Data | No Data | No Data | -36.8719 | -37.1109 | No Data | No Data | No Data | No Data | No Data | No Data | No Data | No Data | 57.2 | 82.0322 | -38.675 | -39.1961 | -9 | -13.4536
2018-10-16 | No Data | No Data | No Data | No Data | -13.6904 | -14.3691 | No Data | No Data | No Data | No Data | No Data | No Data | No Data | No Data | 50 | 73.8875 | -32.76 | -32.7884 | 1.6 | 13.7931
2018-10-16 00:30 | No Data | No Data | No Data | No Data | -7.9042 | -7.9042 | No Data | No Data | No Data | No Data | No Data | No Data | No Data | No Data | 52.4 | 69.9909 | -53.235 | -53.3593 | -7.9 | -11.2432
2018-10-16 01:00 | No Data | No Data | No Data | No Data | -5.8045 | -5.8045 | No Data | No Data | No Data | No Data | No Data | No Data | No Data | No Data | 37.6 | 61.9225 | -39.13 | -39.3437 | -1.1 | -8.7693
2018-10-16 01:30 | No Data | No Data | No Data | No Data | -9.9062 | -11.3008 | No Data | No Data | No Data | No Data | No Data | No Data | No Data | No Data | 32 | 65.892 | -30.94 | -31.3422 | 1.6 | 12.4036
2018-10-16 02:00 | No Data | No Data | No Data | No Data | -14.4106 | -15.4026 | No Data | No Data | No Data | No Data | No Data | No Data | No Data | No Data | 34 | 68.9638 | -29.12 | -29.547 | 0 | 11.5
2018-10-16 02:30 | No Data | No Data | No Data | No Data | -26.3615 | -26.6121 | No Data | No Data | No Data | No Data | No Data | No Data | No Data | No Data | 39.2 | 70.0046 | -35.035 | -35.2735 | -6.2 | -16.2308
2018-10-16 03:00 | No Data | No Data | No Data | No Data | -33.7957 | -33.841 | No Data | No Data | No Data | No Data | No Data | No Data | No Data | No Data | 43.6 | 74.1685 | -40.04 | -40.6175 | -15.8 | -20.2089
2018-10-16 03:30 | No Data | No Data | No Data | No Data | -37.641 | -37.6817 | No Data | No Data | No Data | No Data | No Data | No Data | No Data | No Data | 46.8 | 75.151 | -43.68 | -44.21 | -21.7 | -24.8944
2018-10-16 04:00 | No Data | No Data | No Data | No Data | -32.0989 | -32.3732 | No Data | No Data | No Data | No Data | No Data | No Data | No Data | No Data | 50 | 79.0281 | -45.955 | -46.6014 | -24.2 | -26.3401
2018-10-16 04:30 | No Data | No Data | No Data | No Data | -34.1497 | -34.4077 | No Data | No Data | No Data | No Data | No Data | No Data | No Data | No Data | 31.6 | 65.6987 | -28.665 | -29.0239 | -8.4 | -17.1047
2018-10-16 05:00 | No Data | No Data | No Data | No Data | -31.5862 | -31.6672 | No Data | No Data | No Data | No Data | No Data | No Data | No Data | No Data | 31.6 | 66.4012 | -29.575 | -29.8572 | -8 | -16.2114
2018-10-16 05:30 | No Data | No Data | No Data | No Data | -31.0735 | -31.3173 | No Data | No Data | No Data | No Data | No Data | No Data | No Data | No Data | 52 | 79.7004 | -49.14 | -49.8946 | -24.5 | -26.1354
2018-10-16 06:00 | No Data | No Data | No Data | No Data | -25.3849 | -25.3849 | No Data | No Data | No Data | No Data | No Data | No Data | No Data | No Data | 63.2 | 87.6977 | -57.33 | -58.1973 | -31.1 | -31.6002
2018-10-16 06:30 | No Data | No Data | No Data | No Data | -14.9233 | -15.0244 | No Data | No Data | No Data | No Data | No Data | No Data | No Data | No Data | 60 | 82.3466 | -51.87 | -52.3784 | -23.7 | -25.0785
2018-10-16 07:00 | No Data | No Data | No Data | No Data | -17.1328 | -17.6769 | No Data | No Data | No Data | No Data | No Data | No Data | No Data | No Data | 63.2 | 86.0511 | -58.695 | -58.8377 | -26.4 | -27.828
2018-10-16 07:30 | No Data | No Data | No Data | No Data | 0.86061 | 6.1096 | No Data | No Data | No Data | No Data | No Data | No Data | No Data | No Data | 0 | 0 | 0 | 0 | 35 | 36.3732
2018-10-16 08:00 | No Data | No Data | No Data | No Data | 0.0061036 | 2.472 | No Data | No Data | No Data | No Data | No Data | No Data | No Data | No Data | 18 | 24.6219 | 0 | 0 | 32.6 | 33.8733
2018-10-16 08:30 | No Data | No Data | No Data | No Data | -3.7537 | -4.3588 | No Data | No Data | No Data | No Data | No Data | No Data | No Data | No Data | 20.4 | 25.4401 | 0 | 0 | 21.7 | 24.8944
2018-10-16 09:00 | No Data | No Data | No Data | No Data | -7.0863 | -8.5133 | No Data | No Data | No Data | No Data | No Data | No Data | No Data | No Data | 20.4 | 25.528 | 0 | 0 | 15.1 | 20.3887
2018-10-16 09:30 | No Data | No Data | No Data | No Data | -7.0863 | -9.9099 | No Data | No Data | No Data | No Data | No Data | No Data | No Data | No Data | 19.2 | 24.7386 | 0 | 0 | 10.4 | 16.1075
2018-10-16 10:00 | No Data | No Data | No Data | No Data | -12.726 | -14.4142 | No Data | No Data | No Data | No Data | No Data | No Data | No Data | No Data | 19.2 | 24.2421 | 0 | 0 | -18.5 | -20.8425
2018-10-16 10:30 | No Data | No Data | No Data | No Data | -21.3809 | -22.7076 | No Data | No Data | No Data | No Data | No Data | No Data | No Data | No Data | 20.8 | 25.762 | 0 | 0 | -18 | -20.2148
2018-10-16 11:00 | No Data | No Data | No Data | No Data | -21.3321 | -27.2006 | No Data | No Data | No Data | No Data | No Data | No Data | No Data | No Data | 20 | 25.3645 | 0 | 0 | -3.6 | -12.816
2018-10-16 11:30 | No Data | No Data | No Data | No Data | -21.796 | -27.6344 | No Data | No Data | No Data | No Data | No Data | No Data | No Data | No Data | 20.4 | 25.926 | 0 | 0 | 4.6 | 14.073
2018-10-16 12:00 | No Data | No Data | No Data | No Data | -17.6944 | -26.824 | No Data | No Data | No Data | No Data | No Data | No Data | No Data | No Data | 19.2 | 24.7386 | 0 | 0 | 2.4 | 14.1057
2018-10-16 12:30 | No Data | No Data | No Data | No Data | -16.4126 | -30.7429 | No Data | No Data | No Data | No Data | No Data | No Data | No Data | No Data | 22.8 | 27.1823 | 0 | 0 | 21.6 | 26.8211
2018-10-16 13:00 | No Data | No Data | No Data | No Data | -18.4146 | -27.1516 | No Data | No Data | No Data | No Data | No Data | No Data | No Data | No Data | 20.8 | 25.528 | 0 | 0 | 24.1 | 28.7628
2018-10-16 13:30 | No Data | No Data | No Data | No Data | -20.8682 | -28.7626 | No Data | No Data | No Data | No Data | No Data | No Data | No Data | No Data | 20 | 24.6447 | 0 | 0 | 22 | 27.0858
2018-10-16 14:00 | No Data | No Data | No Data | No Data | -25.6413 | -31.1539 | No Data | No Data | No Data | No Data | No Data | No Data | No Data | No Data | 21.2 | 25.4055 | 0 | 0 | 20.1 | 25.14
2018-10-16 14:30 | No Data | No Data | No Data | No Data | -23.6393 | -29.5573 | No Data | No Data | No Data | No Data | No Data | No Data | No Data | No Data | 20.8 | 25.528 | 0 | 0 | 19 | 23.9008
2018-10-16 15:00 | No Data | No Data | No Data | No Data | -24.2008 | -30.3437 | No Data | No Data | No Data | No Data | No Data | No Data | No Data | No Data | 20.8 | 26.7372 | 0 | 0 | 16.9 | 22.3332
2018-10-16 15:30 | No Data | No Data | No Data | No Data | -22.6139 | -27.0941 | No Data | No Data | No Data | No Data | No Data | No Data | No Data | No Data | 44.8 | 67.4329 | -31.85 | -31.863 | -8.7 | -19.0079
2018-10-16 16:00 | No Data | No Data | No Data | No Data | -13.3852 | -21.5785 | No Data | No Data | No Data | No Data | No Data | No Data | No Data | No Data | 44 | 64.5278 | -36.855 | -36.855 | -16.2 | -21.0877
2018-10-16 16:30 | No Data | No Data | No Data | No Data | 5.8412 | 19.9015 | No Data | No Data | No Data | No Data | No Data | No Data | No Data | No Data | 45.2 | 65.0637 | -48.685 | -48.7041 | -24.8 | -26.9704
2018-10-16 17:00 | No Data | No Data | No Data | No Data | 9.2714 | 23.0249 | No Data | No Data | No Data | No Data | No Data | No Data | No Data | No Data | 37.2 | 59.471 | -41.405 | -41.4275 | -17.7 | -21.2728
2018-10-16 17:30 | No Data | No Data | No Data | No Data | 16.7544 | 28.6865 | No Data | No Data | No Data | No Data | No Data | No Data | No Data | No Data | 26.8 | 53.9303 | -31.395 | -31.395 | -12.9 | -20.0125
2018-10-16 18:00 | No Data | No Data | No Data | No Data | 18.0972 | 29.3273 | No Data | No Data | No Data | No Data | No Data | No Data | No Data | No Data | 24 | 49.7691 | -10.92 | -11.5107 | -11.3 | -20.6635
2018-10-16 18:30 | No Data | No Data | No Data | No Data | 13.019 | 24.7311 | No Data | No Data | No Data | No Data | No Data | No Data | No Data | No Data | 19.6 | 49.2666 | -2.73 | -4.55 | 1.3 | 18.5456
2018-10-16 19:00 | No Data | No Data | No Data | No Data | 23.5294 | 28.8638 | No Data | No Data | No Data | No Data | No Data | No Data | No Data | No Data | 15.2 | 44.6659 | 0 | 7.28 | 19.4 | 31.1724
2018-10-16 19:30 | No Data | No Data | No Data | No Data | 20.7584 | 26.6532 | No Data | No Data | No Data | No Data | No Data | No Data | No Data | No Data | 12.8 | 41.9981 | 2.275 | 10.2653 | 27.2 | 39.2521
2018-10-16 20:00 | No Data | No Data | No Data | No Data | 13.5805 | 20.1055 | No Data | No Data | No Data | No Data | No Data | No Data | No Data | No Data | 16 | 49.4595 | -1.365 | -7.9462 | 25.1 | 35.5675
2018-10-16 20:30 | No Data | No Data | No Data | No Data | 21.1124 | 27.2511 | No Data | No Data | No Data | No Data | No Data | No Data | No Data | No Data | 16.4 | 53.7624 | -5.005 | -7.0781 | 21.7 | 31.621
2018-10-16 21:00 | No Data | No Data | No Data | No Data | 16.0952 | 22.377 | No Data | No Data | No Data | No Data | No Data | No Data | No Data | No Data | 13.6 | 55.2985 | -3.64 | -5.1477 | 22.1 | 32.6989
2018-10-16 21:30 | No Data | No Data | No Data | No Data | 21.9913 | 30.7485 | No Data | No Data | No Data | No Data | No Data | No Data | No Data | No Data | 13.2 | 55.9786 | -1.82 | -4.0696 | 21.2 | 30.6966
2018-10-16 22:00 | No Data | No Data | No Data | No Data | 29.0105 | 37.2608 | No Data | No Data | No Data | No Data | No Data | No Data | No Data | No Data | 12.8 | 57.4442 | -3.64 | -4.0696 | 19 | 29.1446
2018-10-16 22:30 | No Data | No Data | No Data | No Data | 40.1923 | 46.4992 | No Data | No Data | No Data | No Data | No Data | No Data | No Data | No Data | 16.4 | 58.736 | -3.64 | -4.0696 | 20.8 | 29.4864
2018-10-16 23:00 | No Data | No Data | No Data | No Data | 38.1903 | 46.1157 | No Data | No Data | No Data | No Data | No Data | No Data | No Data | No Data | 16.8 | 61.1529 | -5.46 | -5.7553 | 18.2 | 27.1897
2018-10-16 23:30 | No Data | No Data | No Data | No Data | 48.4932 | 54.9522 | No Data | No Data | No Data | No Data | No Data | No Data | No Data | No Data | 23.6 | 60.4013 | -12.285 | -12.5847 | 18.5 | 27.6134
2018-10-17 | No Data | No Data | No Data | No Data | 51.0079 | 57.1836 | No Data | No Data | No Data | No Data | No Data | No Data | No Data | No Data | 18 | 56.1626 | -4.095 | -5.1878 | 29.1 | 36.6012
2018-10-17 00:30 | No Data | No Data | No Data | No Data | 68.7449 | 72.1175 | No Data | No Data | No Data | No Data | No Data | No Data | No Data | No Data | 23.6 | 53.1293 | -10.465 | -15.4566 | 35.8 | 42.7145
2018-10-17 01:00 | No Data | No Data | No Data | No Data | 57.6242 | 61.6085 | No Data | No Data | No Data | No Data | No Data | No Data | No Data | No Data | 14.4 | 51.648 | -0.455 | -8.657 | 38.7 | 44.9678
2018-10-17 01:30 | No Data | No Data | No Data | No Data | 54.4381 | 59.575 | No Data | No Data | No Data | No Data | No Data | No Data | No Data | No Data | 9.6 | 54.0592 | 1.82 | 4.0696 | 37.8 | 43.5859
2018-10-17 02:00 | No Data | No Data | No Data | No Data | 49.4209 | 55.7726 | No Data | No Data | No Data | No Data | No Data | No Data | No Data | No Data | 4.8 | 55.8068 | 6.825 | 7.735 | 37.9 | 43.4753
2018-10-17 02:30 | No Data | No Data | No Data | No Data | 47.7729 | 55.1149 | No Data | No Data | No Data | No Data | No Data | No Data | No Data | No Data | 2.4 | 53.6537 | 7.28 | 9.1 | 38.7 | 45.1728
2018-10-17 03:00 | No Data | No Data | No Data | No Data | 49.4209 | 57.8387 | No Data | No Data | No Data | No Data | No Data | No Data | No Data | No Data | 2 | 55.623 | 8.19 | 8.3898 | 34.4 | 40.8873
2018-10-17 03:30 | No Data | No Data | No Data | No Data | 45.3193 | 54.3758 | No Data | No Data | No Data | No Data | No Data | No Data | No Data | No Data | 1.6 | 54.4235 | 9.555 | 10.0719 | 34.7 | 42.2481
2018-10-17 04:00 | No Data | No Data | No Data | No Data | 41.8769 | 52.5196 | No Data | No Data | No Data | No Data | No Data | No Data | No Data | No Data | 0.4 | 54.4015 | 9.555 | 10.583 | 33.5 | 41.2098
2018-10-17 04:30 | No Data | No Data | No Data | No Data | 41.8769 | 52.5196 | No Data | No Data | No Data | No Data | No Data | No Data | No Data | No Data | 2 | 55.636 | 8.19 | 8.9625 | 30.9 | 38.9423
2018-10-17 05:00 | No Data | No Data | No Data | No Data | 45.3681 | 55.3435 | No Data | No Data | No Data | No Data | No Data | No Data | No Data | No Data | 4.8 | 55.4083 | 4.095 | 5.1878 | 29.6 | 37.7322
2018-10-17 05:30 | No Data | No Data | No Data | No Data | 47.0527 | 55.75 | No Data | No Data | No Data | No Data | No Data | No Data | No Data | No Data | 11.6 | 57.9724 | -0.91 | -2.4503 | 25.1 | 32.7263
2018-10-17 06:00 | No Data | No Data | No Data | No Data | 50.7027 | 57.9959 | No Data | No Data | No Data | No Data | No Data | No Data | No Data | No Data | 9.6 | 52.9528 | 1.82 | 4.9005 | 29.3 | 37.7482
2018-10-17 06:30 | No Data | No Data | No Data | No Data | 59.4186 | 64.2552 | No Data | No Data | No Data | No Data | No Data | No Data | No Data | No Data | 5.2 | 47.4856 | 8.19 | 13.2888 | 38.3 | 46.574
2018-10-17 07:00 | No Data | No Data | No Data | No Data | 66.6941 | 69.2583 | No Data | No Data | No Data | No Data | No Data | No Data | No Data | No Data | -28.4 | -40.7333 | 44.59 | 49.2578 | 79 | 84.6832
2018-10-17 07:30 | No Data | No Data | No Data | No Data | 68.5863 | 70.0638 | No Data | No Data | No Data | No Data | No Data | No Data | No Data | No Data | -28 | -40.7451 | 40.04 | 44.9714 | 70.6 | 76.3621
2018-10-17 08:00 | No Data | No Data | No Data | No Data | 68.6961 | 70.1713 | No Data | No Data | No Data | No Data | No Data | No Data | No Data | No Data | -23.2 | -35.7502 | 35.945 | 41.1442 | 67.7 | 73.6892
2018-10-17 08:30 | No Data | No Data | No Data | No Data | 60.2853 | 62.686 | No Data | No Data | No Data | No Data | No Data | No Data | No Data | No Data | -32.8 | -43.6495 | 45.5 | 48.2064 | 61.8 | 67.9715
2018-10-17 09:00 | No Data | No Data | No Data | No Data | 57.0016 | 60.0465 | No Data | No Data | No Data | No Data | No Data | No Data | No Data | No Data | -38.8 | -48.0833 | 45.045 | 47.6274 | 57.7 | 64.8494
2018-10-17 09:30 | No Data | No Data | No Data | No Data | 57.0016 | 60.0465 | No Data | No Data | No Data | No Data | No Data | No Data | No Data | No Data | -30 | -43.2833 | 32.76 | 35.15 | 47.7 | 55.0594
2018-10-17 10:00 | No Data | No Data | No Data | No Data | 51.4107 | 55.6234 | No Data | No Data | No Data | No Data | No Data | No Data | No Data | No Data | -42 | -49.6081 | 49.595 | 51.5618 | 59.5 | 66.7708
2018-10-17 10:30 | No Data | No Data | No Data | No Data | 46.2837 | 52.8115 | No Data | No Data | No Data | No Data | No Data | No Data | No Data | No Data | -31.6 | -45.8345 | 30.94 | 32.8105 | 29.1 | 39.0232
2018-10-17 11:00 | No Data | No Data | No Data | No Data | 42.9633 | 49.9272 | No Data | No Data | No Data | No Data | No Data | No Data | No Data | No Data | -37.6 | -48.352 | 38.22 | 42.8812 | 12.1 | 24.9329
2018-10-17 11:30 | No Data | No Data | No Data | No Data | 38.8617 | 46.4446 | No Data | No Data | No Data | No Data | No Data | No Data | No Data | No Data | -36.4 | -47.1695 | 28.665 | 30.6746 | 12.6 | 25.7006
2018-10-17 12:00 | No Data | No Data | No Data | No Data | 31.574 | 40.5437 | No Data | No Data | No Data | No Data | No Data | No Data | No Data | No Data | -34 | -48.0833 | 24.57 | 25.7588 | 9.5 | 24.1473
2018-10-17 12:30 | No Data | No Data | No Data | No Data | 33.0144 | 41.6753 | No Data | No Data | No Data | No Data | No Data | No Data | No Data | No Data | -28.8 | -47.0455 | 27.3 | 28.1402 | 0.3 | 17.0026
2018-10-17 13:00 | No Data | No Data | No Data | No Data | 24.506 | 35.3188 | No Data | No Data | No Data | No Data | No Data | No Data | No Data | No Data | -39.6 | -51.1656 | 31.395 | 32.6872 | 22.6 | 33.0389
2018-10-17 13:30 | No Data | No Data | No Data | No Data | 20.2457 | 32.5079 | No Data | No Data | No Data | No Data | No Data | No Data | No Data | No Data | -39.6 | -51.6759 | 34.58 | 35.2471 | 33.4 | 40.2717
2018-10-17 14:00 | No Data | No Data | No Data | No Data | 24.0909 | 35.0321 | No Data | No Data | No Data | No Data | No Data | No Data | No Data | No Data | -39.6 | -50.9133 | 38.675 | 39.7312 | 16.6 | 25.9915
2018-10-17 14:30 | No Data | No Data | No Data | No Data | 23.2242 | 33.0345 | No Data | No Data | No Data | No Data | No Data | No Data | No Data | No Data | -32 | -49.3737 | 27.3 | 28.1402 | 24.1 | 33.176
2018-10-17 15:00 | No Data | No Data | No Data | No Data | 24.5548 | 32.4984 | No Data | No Data | No Data | No Data | No Data | No Data | No Data | No Data | -26.8 | -44.8803 | 19.11 | 21.3656 | 36.6 | 44.7219
2018-10-17 15:30 | No Data | No Data | No Data | No Data | 28.6564 | 36.0331 | No Data | No Data | No Data | No Data | No Data | No Data | No Data | No Data | -37.6 | -48.6045 | 42.77 | 45.1804 | 56.1 | 63.4768
2018-10-17 16:00 | No Data | No Data | No Data | No Data | 22.4552 | 30.0391 | No Data | No Data | No Data | No Data | No Data | No Data | No Data | No Data | -30 | -47.4788 | 24.57 | 27.0754 | 31.2 | 39.8557
2018-10-17 16:30 | No Data | No Data | No Data | No Data | 18.1949 | 24.1953 | No Data | No Data | No Data | No Data | No Data | No Data | No Data | No Data | -24.4 | -45.4964 | 20.02 | 21.3026 | 28.4 | 35.7414
2018-10-17 17:00 | No Data | No Data | No Data | No Data | 28.6564 | 32.9451 | No Data | No Data | No Data | No Data | No Data | No Data | No Data | No Data | -23.6 | -44.0545 | 19.11 | 20.6161 | 29.3 | 37.2001
2018-10-17 17:30 | No Data | No Data | No Data | No Data | 29.8283 | 35.512 | No Data | No Data | No Data | No Data | No Data | No Data | No Data | No Data | -35.2 | -48.1132 | 27.3 | 30.1264 | 33.4 | 42.1432
2018-10-17 18:00 | No Data | No Data | No Data | No Data | 32.5505 | 36.3831 | No Data | No Data | No Data | No Data | No Data | No Data | No Data | No Data | -32.4 | -43.085 | 49.595 | 52.0891 | 56.5 | 62.7498
2018-10-17 18:30 | No Data | No Data | No Data | No Data | 32.2942 | 36.9478 | No Data | No Data | No Data | No Data | No Data | No Data | No Data | No Data | -37.6 | -44.6067 | 59.15 | 62.1604 | 72.5 | 79.0475
2018-10-17 19:00 | No Data | No Data | No Data | No Data | 32.0867 | 36.7666 | No Data | No Data | No Data | No Data | No Data | No Data | No Data | No Data | -12.8 | -36.3296 | 32.76 | 35.15 | 49.8 | 57.78
2018-10-17 19:30 | No Data | No Data | No Data | No Data | 38.1415 | 43.2621 | No Data | No Data | No Data | No Data | No Data | No Data | No Data | No Data | -17.6 | -38.6409 | 37.31 | 40.9323 | 63.8 | 71.6919
2018-10-17 20:00 | No Data | No Data | No Data | No Data | 38.0316 | 42.9932 | No Data | No Data | No Data | No Data | No Data | No Data | No Data | No Data | -13.2 | -39.0958 | 32.76 | 36.6268 | 61.9 | 69.454
2018-10-17 20:30 | No Data | No Data | No Data | No Data | 43.9887 | 49.1142 | No Data | No Data | No Data | No Data | No Data | No Data | No Data | No Data | -15.6 | -38.1366 | 35.945 | 39.5012 | 64 | 71.4205
2018-10-17 21:00 | No Data | No Data | No Data | No Data | 46.3447 | 52.1424 | No Data | No Data | No Data | No Data | No Data | No Data | No Data | No Data | -22.8 | -44.3152 | 36.855 | 39.4619 | 63.9 | 70.6344
2018-10-17 21:30 | No Data | No Data | No Data | No Data | 43.8788 | 51.9386 | No Data | No Data | No Data | No Data | No Data | No Data | No Data | No Data | -24.8 | -43.3866 | 40.95 | 44.2755 | 67.9 | 74.9353
2018-10-17 22:00 | No Data | No Data | No Data | No Data | 43.6713 | 51.7634 | No Data | No Data | No Data | No Data | No Data | No Data | No Data | No Data | -23.2 | -45.8955 | 39.13 | 41.1517 | 63.9 | 70.4649
2018-10-17 22:30 | No Data | No Data | No Data | No Data | 43.9277 | 51.9799 | No Data | No Data | No Data | No Data | No Data | No Data | No Data | No Data | -26 | -46.0435 | 41.86 | 44.0293 | 69.8 | 75.8169
2018-10-17 23:00 | No Data | No Data | No Data | No Data | 40.5951 | 49.1958 | No Data | No Data | No Data | No Data | No Data | No Data | No Data | No Data | -25.2 | -48.2958 | 41.86 | 43.4995 | 69.1 | 74.5199
2018-10-17 23:30 | No Data | No Data | No Data | No Data | 48.2368 | 55.6692 | No Data | No Data | No Data | No Data | No Data | No Data | No Data | No Data | -18.8 | -45.2866 | 37.765 | 39.7129 | 69.4 | 74.7238
2018-10-18 | No Data | No Data | No Data | No Data | 51.667 | 58.6665 | No Data | No Data | No Data | No Data | No Data | No Data | No Data | No Data | -18.8 | -43.475 | 39.13 | 41.4874 | 74.8 | 79.6262
2018-10-18 00:30 | No Data | No Data | No Data | No Data | 63.9231 | 68.3725 | No Data | No Data | No Data | No Data | No Data | No Data | No Data | No Data | -14.8 | -35.9844 | 35.49 | 41.1442 | 83.5 | 88.4254
2018-10-18 01:00 | No Data | No Data | No Data | No Data | 57.4166 | 62.3322 | No Data | No Data | No Data | No Data | No Data | No Data | No Data | No Data | -26.4 | -43.3627 | 46.41 | 50.1904 | 88.3 | 92.9091
2018-10-18 01:30 | No Data | No Data | No Data | No Data | 47.3091 | 53.9806 | No Data | No Data | No Data | No Data | No Data | No Data | No Data | No Data | -22.8 | -44.3152 | 44.135 | 46.4746 | 79.3 | 83.933
2018-10-18 02:00 | No Data | No Data | No Data | No Data | 41.9379 | 49.3411 | No Data | No Data | No Data | No Data | No Data | No Data | No Data | No Data | -25.6 | -47.4906 | 44.59 | 46.2514 | 78.1 | 82.8001
2018-10-18 02:30 | No Data | No Data | No Data | No Data | 43.6225 | 51.6437 | No Data | No Data | No Data | No Data | No Data | No Data | No Data | No Data | -19.6 | -48.168 | 39.585 | 40.9449 | 72.1 | 76.7813
2018-10-18 03:00 | No Data | No Data | No Data | No Data | 36.6522 | 45.9079 | No Data | No Data | No Data | No Data | No Data | No Data | No Data | No Data | -21.6 | -50.8189 | 40.04 | 40.869 | 69 | 73.5959
2018-10-18 03:30 | No Data | No Data | No Data | No Data | 36.5545 | 45.8299 | No Data | No Data | No Data | No Data | No Data | No Data | No Data | No Data | -29.6 | -52.6984 | 49.595 | 50.6871 | 74.2 | 78.7902
2018-10-18 04:00 | No Data | No Data | No Data | No Data | 34.8089 | 44.4501 | No Data | No Data | No Data | No Data | No Data | No Data | No Data | No Data | -26.4 | -52.6908 | 42.77 | 43.7274 | 67.8 | 72.8679
2018-10-18 04:30 | No Data | No Data | No Data | No Data | 27.4235 | 40.1519 | No Data | No Data | No Data | No Data | No Data | No Data | No Data | No Data | -22.4 | -52.6072 | 41.405 | 42.2072 | 66.2 | 71.1227
2018-10-18 05:00 | No Data | No Data | No Data | No Data | 25.0187 | 37.32 | No Data | No Data | No Data | No Data | No Data | No Data | No Data | No Data | -23.2 | -50.8063 | 39.585 | 40.518 | 66.8 | 71.7178
2018-10-18 05:30 | No Data | No Data | No Data | No Data | 24.7013 | 34.5808 | No Data | No Data | No Data | No Data | No Data | No Data | No Data | No Data | -23.6 | -49.5774 | 39.585 | 40.9449 | 68.3 | 73.4064
2018-10-18 06:00 | No Data | No Data | No Data | No Data | 26.5568 | 34.6521 | No Data | No Data | No Data | No Data | No Data | No Data | No Data | No Data | -34.8 | -51.8228 | 54.6 | 56.1718 | 83.9 | 89.6889
2018-10-18 06:30 | No Data | No Data | No Data | No Data | 41.059 | 46.1299 | No Data | No Data | No Data | No Data | No Data | No Data | No Data | No Data | -31.6 | -46.125 | 49.14 | 52.4021 | 83.5 | 90.2324
2018-10-18 07:00 | No Data | No Data | No Data | No Data | 42.1332 | 45.1817 | No Data | No Data | No Data | No Data | No Data | No Data | No Data | No Data | -36.4 | -46.6648 | 53.235 | 56.875 | 88.8 | 95.0865
2018-10-18 07:30 | No Data | No Data | No Data | No Data | 49.7749 | 52.3805 | No Data | No Data | No Data | No Data | No Data | No Data | No Data | No Data | 0 | 0 | 0 | 0 | 32.4 | 36.7294
2018-10-18 08:00 | No Data | No Data | No Data | No Data | 44.8066 | 46.7353 | No Data | No Data | No Data | No Data | No Data | No Data | No Data | No Data | 27.6 | 29.3557 | 0 | 0 | 26.4 | 31.4543
2018-10-18 08:30 | No Data | No Data | No Data | No Data | 39.1669 | 41.9528 | No Data | No Data | No Data | No Data | No Data | No Data | No Data | No Data | 18.8 | 23.2034 | 0 | 0 | 17.8 | 27.3766
2018-10-18 09:00 | No Data | No Data | No Data | No Data | 39.057 | 43.4015 | No Data | No Data | No Data | No Data | No Data | No Data | No Data | No Data | 16.4 | 21.5629 | 0 | 0 | 12.3 | 20.5801
2018-10-18 09:30 | No Data | No Data | No Data | No Data | 30.8049 | 36.155 | No Data | No Data | No Data | No Data | No Data | No Data | No Data | No Data | 14 | 19.799 | 0 | 0 | 5.4 | 18.5648
2018-10-18 10:00 | No Data | No Data | No Data | No Data | 26.7521 | 33.5863 | No Data | No Data | No Data | No Data | No Data | No Data | No Data | No Data | 8.8 | 17.2186 | 0 | 0 | 1.7 | 18.2792
2018-10-18 10:30 | No Data | No Data | No Data | No Data | 16.2417 | 25.9268 | No Data | No Data | No Data | No Data | No Data | No Data | No Data | No Data | 7.2 | 16.4584 | 0 | 0 | -5.1 | -16.3175
2018-10-18 11:00 | No Data | No Data | No Data | No Data | 12.2988 | 21.5488 | No Data | No Data | No Data | No Data | No Data | No Data | No Data | No Data | 7.6 | 16.6373 | 0 | 0 | -15.1 | -19.9905
2018-10-18 11:30 | No Data | No Data | No Data | No Data | 8.9174 | 21.621 | No Data | No Data | No Data | No Data | No Data | No Data | No Data | No Data | 28.8 | 31.2 | 0 | 0 | -18.1 | -21.8277
2018-10-18 12:00 | No Data | No Data | No Data | No Data | 10.602 | 22.3685 | No Data | No Data | No Data | No Data | No Data | No Data | No Data | No Data | 29.2 | 31.8823 | 0 | 0 | -5.6 | -16.792
2018-10-18 12:30 | No Data | No Data | No Data | No Data | 13.8857 | 24.0989 | No Data | No Data | No Data | No Data | No Data | No Data | No Data | No Data | -19.6 | -38.5539 | 40.95 | 42.381 | 36.4 | 45.8625
2018-10-18 13:00 | No Data | No Data | No Data | No Data | 7.1229 | 19.4031 | No Data | No Data | No Data | No Data | No Data | No Data | No Data | No Data | -10.4 | -39.7834 | 5.46 | 10.2249 | -2.4 | -24.2192
2018-10-18 13:30 | No Data | No Data | No Data | No Data | 11.7372 | 24.4871 | No Data | No Data | No Data | No Data | No Data | No Data | No Data | No Data | -16.4 | -38.833 | 13.65 | 17.7683 | 6.6 | 26.05
2018-10-18 14:00 | No Data | No Data | No Data | No Data | 13.1655 | 23.6913 | No Data | No Data | No Data | No Data | No Data | No Data | No Data | No Data | -16.4 | -39.5596 | 13.65 | 17.2 | 1.5 | 23.7217
2018-10-18 14:30 | No Data | No Data | No Data | No Data | 16.1929 | 28.1521 | No Data | No Data | No Data | No Data | No Data | No Data | No Data | No Data | -15.2 | -40.1856 | 9.1 | 15.2883 | -4.4 | -25.2858
2018-10-18 15:00 | No Data | No Data | No Data | No Data | 24.7623 | 33.8157 | No Data | No Data | No Data | No Data | No Data | No Data | No Data | No Data | 5.2 | 38.3541 | -10.92 | -14.8137 | -22.1 | -31.6097
2018-10-18 15:30 | No Data | No Data | No Data | No Data | 24.2496 | 32.3294 | No Data | No Data | No Data | No Data | No Data | No Data | No Data | No Data | 0.4 | 44.0018 | -6.37 | -9.0085 | -11.9 | -21.7451
2018-10-18 16:00 | No Data | No Data | No Data | No Data | 22.8092 | 30.1045 | No Data | No Data | No Data | No Data | No Data | No Data | No Data | No Data | -18.8 | -37.8058 | 11.83 | 17.0549 | 1.9 | 21.6834
2018-10-18 16:30 | No Data | No Data | No Data | No Data | 30.7073 | 36.3624 | No Data | No Data | No Data | No Data | No Data | No Data | No Data | No Data | -21.6 | -39.2734 | 13.65 | 18.063 | 6.3 | 23.461
2018-10-18 17:00 | No Data | No Data | No Data | No Data | 38.0926 | 42.8611 | No Data | No Data | No Data | No Data | No Data | No Data | No Data | No Data | -4.4 | -37.0621 | -5.915 | -10.4749 | -13.5 | -24.0504
2018-10-18 17:30 | No Data | No Data | No Data | No Data | 35.4681 | 40.5464 | No Data | No Data | No Data | No Data | No Data | No Data | No Data | No Data | -23.2 | -40.8314 | 15.47 | 18.9359 | -0.5 | -23.3019
2018-10-18 18:00 | No Data | No Data | No Data | No Data | 42.7558 | 47.054 | No Data | No Data | No Data | No Data | No Data | No Data | No Data | No Data | -28 | -43.1259 | 22.295 | 24.6289 | 19.6 | 31.1853
2018-10-18 18:30 | No Data | No Data | No Data | No Data | 45.1118 | 49.2046 | No Data | No Data | No Data | No Data | No Data | No Data | No Data | No Data | -21.6 | -40.9585 | 26.39 | 29.1093 | 38.2 | 49.8321
2018-10-18 19:00 | No Data | No Data | No Data | No Data | 48.9082 | 54.3908 | No Data | No Data | No Data | No Data | No Data | No Data | No Data | No Data | -22.8 | -41.6038 | 36.855 | 39.6268 | 52.4 | 63.1253
2018-10-18 19:30 | No Data | No Data | No Data | No Data | 52.4971 | 58.355 | No Data | No Data | No Data | No Data | No Data | No Data | No Data | No Data | -29.6 | -42.1445 | 50.05 | 53.1026 | 76.2 | 84.5774
2018-10-18 20:00 | No Data | No Data | No Data | No Data | 53.2662 | 59.872 | No Data | No Data | No Data | No Data | No Data | No Data | No Data | No Data | -24 | -41.6173 | 44.59 | 47.6622 | 71.4 | 80.8355
2018-10-18 20:30 | No Data | No Data | No Data | No Data | 57.7218 | 63.8685 | No Data | No Data | No Data | No Data | No Data | No Data | No Data | No Data | -32.4 | -46.4 | 51.415 | 54.5412 | 78.2 | 85.9069
2018-10-18 21:00 | No Data | No Data | No Data | No Data | 50.2388 | 57.1953 | No Data | No Data | No Data | No Data | No Data | No Data | No Data | No Data | -35.6 | -51.4898 | 52.325 | 54.564 | 78.9 | 85.9933
2018-10-18 21:30 | No Data | No Data | No Data | No Data | 57.4655 | 64.4006 | No Data | No Data | No Data | No Data | No Data | No Data | No Data | No Data | -46.8 | -56.4695 | 63.7 | 66.5048 | 90.8 | 97.6762
2018-10-18 22:00 | No Data | No Data | No Data | No Data | 53.8277 | 61.1766 | No Data | No Data | No Data | No Data | No Data | No Data | No Data | No Data | -48.4 | -58.2436 | 66.43 | 68.53 | 91.4 | 97.8722
2018-10-18 22:30 | No Data | No Data | No Data | No Data | 62.4338 | 68.8704 | No Data | No Data | No Data | No Data | No Data | No Data | No Data | No Data | -48 | -58.8218 | 67.34 | 69.3035 | 95.6 | 102.0926
2018-10-18 23:00 | No Data | No Data | No Data | No Data | 59.0036 | 65.7551 | No Data | No Data | No Data | No Data | No Data | No Data | No Data | No Data | -38.8 | -55.4401 | 56.42 | 57.742 | 84.1 | 90.0894
2018-10-18 23:30 | No Data | No Data | No Data | No Data | 69.2577 | 75.0929 | No Data | No Data | No Data | No Data | No Data | No Data | No Data | No Data | -39.6 | -52.7181 | 60.515 | 63.0631 | 92.8 | 99.3584
2018-10-19 | No Data | No Data | No Data | No Data | 72.9442 | 77.8604 | No Data | No Data | No Data | No Data | No Data | No Data | No Data | No Data | -34 | -50.6928 | 52.325 | 54.9666 | 89.6 | 95.6228
2018-10-19 00:30 | No Data | No Data | No Data | No Data | 86.7872 | 89.5451 | No Data | No Data | No Data | No Data | No Data | No Data | No Data | No Data | -19.2 | -38.0063 | 40.95 | 45.5841 | 89 | 95.0608
2018-10-19 01:00 | No Data | No Data | No Data | No Data | 78.3886 | 80.7632 | No Data | No Data | No Data | No Data | No Data | No Data | No Data | No Data | -17.6 | -42.2412 | 36.855 | 39.6268 | 78.9 | 84.735
2018-10-19 01:30 | No Data | No Data | No Data | No Data | 71.1009 | 76.0449 | No Data | No Data | No Data | No Data | No Data | No Data | No Data | No Data | -20.4 | -46.6922 | 39.585 | 41.4475 | 76.9 | 82.5446
2018-10-19 02:00 | No Data | No Data | No Data | No Data | 62.4338 | 68.681 | No Data | No Data | No Data | No Data | No Data | No Data | No Data | No Data | -16.4 | -53.0011 | 33.67 | 34.1098 | 66.2 | 71.5671
2018-10-19 02:30 | No Data | No Data | No Data | No Data | 62.4338 | 68.681 | No Data | No Data | No Data | No Data | No Data | No Data | No Data | No Data | -11.2 | -54.0592 | 30.03 | 30.2498 | 63 | 68.0026
2018-10-19 03:00 | No Data | No Data | No Data | No Data | 51.7769 | 61.1392 | No Data | No Data | No Data | No Data | No Data | No Data | No Data | No Data | -2.4 | -55.2522 | 19.11 | 19.1965 | 47.8 | 54.4136
2018-10-19 03:30 | No Data | No Data | No Data | No Data | 41.7304 | 52.9016 | No Data | No Data | No Data | No Data | No Data | No Data | No Data | No Data | 1.2 | 60.8118 | 13.65 | 14.0167 | 39.8 | 43.0085
2018-10-19 04:00 | No Data | No Data | No Data | No Data | 33.2708 | 45.3834 | No Data | No Data | No Data | No Data | No Data | No Data | No Data | No Data | 6.8 | 59.9867 | 8.645 | 9.3801 | 35 | 38.6095
2018-10-19 04:30 | No Data | No Data | No Data | No Data | 26.4958 | 40.6784 | No Data | No Data | No Data | No Data | No Data | No Data | No Data | No Data | 9.2 | 61.8876 | 3.185 | 4.8367 | 30.9 | 34.9357
2018-10-19 05:00 | No Data | No Data | No Data | No Data | 19.6353 | 36.5821 | No Data | No Data | No Data | No Data | No Data | No Data | No Data | No Data | 16.4 | 61.8152 | -0.91 | -1.6405 | 25.5 | 30.5918
2018-10-19 05:30 | No Data | No Data | No Data | No Data | 11.8349 | 29.9243 | No Data | No Data | No Data | No Data | No Data | No Data | No Data | No Data | 28.4 | 64.5799 | -12.285 | -12.3187 | 15.8 | 23.17
2018-10-19 06:00 | No Data | No Data | No Data | No Data | 9.9916 | 23.7442 | No Data | No Data | No Data | No Data | No Data | No Data | No Data | No Data | 27.6 | 61.358 | -10.01 | -10.1026 | 20 | 26.9072
2018-10-19 06:30 | No Data | No Data | No Data | No Data | 14.1421 | 21.8226 | No Data | No Data | No Data | No Data | No Data | No Data | No Data | No Data | 34 | 57.5236 | -16.38 | -18.1145 | 15.1 | 27.6812
2018-10-19 07:00 | No Data | No Data | No Data | No Data | 15.021 | 20.8496 | No Data | No Data | No Data | No Data | No Data | No Data | No Data | No Data | 28 | 50.811 | -5.005 | -7.4069 | 26.9 | 33.0492
2018-10-19 07:30 | No Data | No Data | No Data | No Data | 22.089 | 23.5993 | No Data | No Data | No Data | No Data | No Data | No Data | No Data | No Data | 26.4 | 47.9266 | -7.28 | -10.2955 | 13.1 | 21.7635
2018-10-19 08:00 | No Data | No Data | No Data | No Data | 18.3536 | 20.146 | No Data | No Data | No Data | No Data | No Data | No Data | No Data | No Data | 16.4 | 39.9239 | -7.28 | -10.2955 | -15.3 | -19.8204
2018-10-19 08:30 | No Data | No Data | No Data | No Data | 4.6571 | 9.5234 | No Data | No Data | No Data | No Data | No Data | No Data | No Data | No Data | 11.6 | 45.8903 | -0.91 | -2.0348 | -22.5 | -24.5416
2018-10-19 09:00 | No Data | No Data | No Data | No Data | -4.4617 | -7.3212 | No Data | No Data | No Data | No Data | No Data | No Data | No Data | No Data | 13.2 | 47.088 | -18.655 | -18.6605 | -18.4 | -22.0771
2018-10-19 09:30 | No Data | No Data | No Data | No Data | -8.4657 | -9.1365 | No Data | No Data | No Data | No Data | No Data | No Data | No Data | No Data | 5.6 | 39.598 | -2.73 | -4.55 | -37.6 | -37.8451
2018-10-19 10:00 | No Data | No Data | No Data | No Data | -10.7729 | -11.3077 | No Data | No Data | No Data | No Data | No Data | No Data | No Data | No Data | 0 | 40.4 | -3.185 | -3.6683 | -49.7 | -49.7025
2018-10-19 10:30 | No Data | No Data | No Data | No Data | -28.3635 | -28.5536 | No Data | No Data | No Data | No Data | No Data | No Data | No Data | No Data | 8.8 | 44.4792 | -13.195 | -13.3897 | -40.3 | -40.321
2018-10-19 11:00 | No Data | No Data | No Data | No Data | -35.0774 | -35.0868 | No Data | No Data | No Data | No Data | No Data | No Data | No Data | No Data | 2.8 | 45.2866 | -5.005 | -5.1878 | -43.1 | -44.6978
2018-10-19 11:30 | No Data | No Data | No Data | No Data | -35.1751 | -35.1845 | No Data | No Data | No Data | No Data | No Data | No Data | No Data | No Data | 0 | 42.8467 | -7.735 | -7.7484 | -43.3 | -43.6354
2018-10-19 12:00 | No Data | No Data | No Data | No Data | -36.6155 | -36.7857 | No Data | No Data | No Data | No Data | No Data | No Data | No Data | No Data | 2.4 | 43.2019 | 0 | 1.82 | -42.3 | -42.5715
2018-10-19 12:30 | No Data | No Data | No Data | No Data | -33.8933 | -34.0234 | No Data | No Data | No Data | No Data | No Data | No Data | No Data | No Data | -4 | -40.5975 | 4.095 | 5.1878 | -35 | -35.7129
2018-10-19 13:00 | No Data | No Data | No Data | No Data | -32.05 | -32.1876 | No Data | No Data | No Data | No Data | No Data | No Data | No Data | No Data | -0.4 | -40.402 | -0.455 | -1.876 | -37.5 | -38.2426
2018-10-19 13:30 | No Data | No Data | No Data | No Data | -35.8465 | -35.9411 | No Data | No Data | No Data | No Data | No Data | No Data | No Data | No Data | 9.2 | 42.9958 | -2.73 | -3.2811 | -26 | -29.5054
2018-10-19 14:00 | No Data | No Data | No Data | No Data | -35.1751 | -35.1845 | No Data | No Data | No Data | No Data | No Data | No Data | No Data | No Data | 5.2 | 40.7333 | -5.005 | -5.9325 | -44.5 | -45.6032
2018-10-19 14:30 | No Data | No Data | No Data | No Data | -41.4374 | -41.6822 | No Data | No Data | No Data | No Data | No Data | No Data | No Data | No Data | 10.8 | 42.9791 | -14.105 | -14.1343 | -45.8 | -45.9657
2018-10-19 15:00 | No Data | No Data | No Data | No Data | -37.1283 | -37.2311 | No Data | No Data | No Data | No Data | No Data | No Data | No Data | No Data | 3.6 | 42.5526 | -7.735 | -7.9462 | -43.1 | -43.437
2018-10-19 15:30 | No Data | No Data | No Data | No Data | -32.2087 | -32.2202 | No Data | No Data | No Data | No Data | No Data | No Data | No Data | No Data | 10 | 39.2938 | -14.105 | -14.6874 | -45.1 | -45.4463
2018-10-19 16:00 | No Data | No Data | No Data | No Data | -20.3067 | -20.3539 | No Data | No Data | No Data | No Data | No Data | No Data | No Data | No Data | 24 | 46.6476 | -15.015 | -15.6893 | -15.1 | -19.3499
2018-10-19 16:30 | No Data | No Data | No Data | No Data | -3.6439 | -7.914 | No Data | No Data | No Data | No Data | No Data | No Data | No Data | No Data | 19.2 | 40.0959 | -3.185 | -6.718 | -2.1 | -15.1463
2018-10-19 17:00 | No Data | No Data | No Data | No Data | 0.0061036 | 3.6439 | No Data | No Data | No Data | No Data | No Data | No Data | No Data | No Data | 37.2 | 55.213 | -10.465 | -11.6003 | -7.5 | -15.095
2018-10-19 17:30 | No Data | No Data | No Data | No Data | 5.7313 | 6.7916 | No Data | No Data | No Data | No Data | No Data | No Data | No Data | No Data | 43.6 | 56.7972 | -18.655 | -19.3147 | -2.7 | -17.7071
2018-10-19 18:00 | No Data | No Data | No Data | No Data | -5.5482 | -5.6848 | No Data | No Data | No Data | No Data | No Data | No Data | No Data | No Data | 33.2 | 50.7622 | -5.915 | -7.4626 | 13.7 | 22.14
2018-10-19 18:30 | No Data | No Data | No Data | No Data | -4.3641 | -4.5366 | No Data | No Data | No Data | No Data | No Data | No Data | No Data | No Data | 17.2 | 39.5373 | 8.645 | 11.9085 | 31.7 | 38.3901
2018-10-19 19:00 | No Data | No Data | No Data | No Data | -6.6712 | -7.5782 | No Data | No Data | No Data | No Data | No Data | No Data | No Data | No Data | 14 | 40.4969 | 11.83 | 13.2263 | 38.4 | 43.9604
2018-10-19 19:30 | No Data | No Data | No Data | No Data | -6.0609 | -7.8409 | No Data | No Data | No Data | No Data | No Data | No Data | No Data | No Data | 17.2 | 41.7114 | 6.825 | 11.7422 | 34.3 | 42.8001
2018-10-19 20:00 | No Data | No Data | No Data | No Data | -12.3598 | -12.8028 | No Data | No Data | No Data | No Data | No Data | No Data | No Data | No Data | 12.4 | 41.8779 | 8.19 | 12.9335 | 37.4 | 45.3224
2018-10-19 20:30 | No Data | No Data | No Data | No Data | -21.9547 | -22.0055 | No Data | No Data | No Data | No Data | No Data | No Data | No Data | No Data | 0 | 40.8 | 15.47 | 17.7217 | 46.2 | 52.1544
2018-10-19 21:00 | No Data | No Data | No Data | No Data | -9.3935 | -15.2824 | No Data | No Data | No Data | No Data | No Data | No Data | No Data | No Data | -2.4 | -41.6692 | 20.02 | 23.205 | 46.6 | 53.3625
2018-10-19 21:30 | No Data | No Data | No Data | No Data | -5.9998 | -16.2316 | No Data | No Data | No Data | No Data | No Data | No Data | No Data | No Data | 6 | 49.9616 | 12.285 | 13.1005 | 39.4 | 44.5533
2018-10-19 22:00 | No Data | No Data | No Data | No Data | -23.3341 | -24.2424 | No Data | No Data | No Data | No Data | No Data | No Data | No Data | No Data | 8.4 | 47.5479 | 10.01 | 11.627 | 34.7 | 41.7412
2018-10-19 22:30 | No Data | No Data | No Data | No Data | 3.7903 | 17.6902 | No Data | No Data | No Data | No Data | No Data | No Data | No Data | No Data | 13.2 | 52.4869 | 4.55 | 5.0871 | 34.8 | 39.2719
2018-10-19 23:00 | No Data | No Data | No Data | No Data | -8.307 | -12.494 | No Data | No Data | No Data | No Data | No Data | No Data | No Data | No Data | 6.8 | 50.4603 | 11.83 | 12.3773 | 39.7 | 44.6346
2018-10-19 23:30 | No Data | No Data | No Data | No Data | 0.0061036 | 9.2836 | No Data | No Data | No Data | No Data | No Data | No Data | No Data | No Data | 14.4 | 50.8802 | 3.64 | 6.9453 | 37.1 | 42.8295
2018-10-20 | No Data | No Data | No Data | No Data | 3.4852 | 12.2554 | No Data | No Data | No Data | No Data | No Data | No Data | No Data | No Data | 6.8 | 46.8956 | 12.74 | 13.5281 | 49.2 | 53.8134
2018-10-20 00:30 | No Data | No Data | No Data | No Data | 5.89 | 11.746 | No Data | No Data | No Data | No Data | No Data | No Data | No Data | No Data | 10.4 | 42.8803 | 10.92 | 15.7682 | 57.5 | 61.1806
2018-10-20 01:00 | No Data | No Data | No Data | No Data | -11.6396 | -13.123 | No Data | No Data | No Data | No Data | No Data | No Data | No Data | No Data | 6.4 | 50.0112 | 10.01 | 11.627 | 50.5 | 53.8164
2018-10-20 01:30 | No Data | No Data | No Data | No Data | -22.3575 | -22.7702 | No Data | No Data | No Data | No Data | No Data | No Data | No Data | No Data | 6.8 | 50.064 | 10.01 | 11.8649 | 45 | 50.1965
2018-10-20 02:00 | No Data | No Data | No Data | No Data | -33.8445 | -33.9303 | No Data | No Data | No Data | No Data | No Data | No Data | No Data | No Data | 16.8 | 58.4657 | 0 | 0 | 30.5 | 35.1639
2018-10-20 02:30 | No Data | No Data | No Data | No Data | -27.4846 | -28.5851 | No Data | No Data | No Data | No Data | No Data | No Data | No Data | No Data | 22.8 | 59.7234 | -5.915 | -5.9325 | 22.9 | 29.3764
2018-10-20 03:00 | No Data | No Data | No Data | No Data | -26.923 | -28.8467 | No Data | No Data | No Data | No Data | No Data | No Data | No Data | No Data | 39.2 | 68.6848 | -23.66 | -23.6775 | 4 | 18.4968
2018-10-20 03:30 | No Data | No Data | No Data | No Data | -18.1582 | -25.499 | No Data | No Data | No Data | No Data | No Data | No Data | No Data | No Data | 45.2 | 74.4827 | -31.395 | -31.7914 | -3.5 | -15.1109
2018-10-20 04:00 | No Data | No Data | No Data | No Data | -12.5185 | -23.3792 | No Data | No Data | No Data | No Data | No Data | No Data | No Data | No Data | 45.6 | 75.6804 | -31.395 | -31.8662 | -6 | -14.3178
2018-10-20 04:30 | No Data | No Data | No Data | No Data | 0.0061036 | 25.0309 | No Data | No Data | No Data | No Data | No Data | No Data | No Data | No Data | 22.4 | 63.2961 | -5.46 | -5.7553 | 18.2 | 25.1794
2018-10-20 05:00 | No Data | No Data | No Data | No Data | 4.0955 | 27.0276 | No Data | No Data | No Data | No Data | No Data | No Data | No Data | No Data | 39.6 | 73.9048 | -25.48 | -26.3782 | -1.5 | -12.689
2018-10-20 05:30 | No Data | No Data | No Data | No Data | 11.2245 | 28.9777 | No Data | No Data | No Data | No Data | No Data | No Data | No Data | No Data | 20.4 | 63.752 | -5.005 | -5.3256 | 18.2 | 23.5213
2018-10-20 06:00 | No Data | No Data | No Data | No Data | 18.9639 | 32.762 | No Data | No Data | No Data | No Data | No Data | No Data | No Data | No Data | 18 | 63.4085 | -3.64 | -5.4789 | 21.2 | 25.2958
2018-10-20 06:30 | No Data | No Data | No Data | No Data | 22.504 | 33.2802 | No Data | No Data | No Data | No Data | No Data | No Data | No Data | No Data | 17.2 | 61.264 | 0 | 3.185 | 25.2 | 28.5412
2018-10-20 07:00 | No Data | No Data | No Data | No Data | 23.1144 | 32.5165 | No Data | No Data | No Data | No Data | No Data | No Data | No Data | No Data | -5.2 | -51.0654 | 24.57 | 24.5868 | 51.6 | 53.4135
2018-10-20 07:30 | No Data | No Data | No Data | No Data | 34.2473 | 41.1816 | No Data | No Data | No Data | No Data | No Data | No Data | No Data | No Data | 6.4 | 51.5984 | 8.19 | 8.7875 | 21.8 | 24.9624
2018-10-20 08:00 | No Data | No Data | No Data | No Data | 42.2431 | 48.0367 | No Data | No Data | No Data | No Data | No Data | No Data | No Data | No Data | 17.2 | 52.1199 | 3.64 | 4.2925 | 27.2 | 30.2775
2018-10-20 08:30 | No Data | No Data | No Data | No Data | 41.9379 | 48.9403 | No Data | No Data | No Data | No Data | No Data | No Data | No Data | No Data | 35.6 | 64.3453 | -9.1 | -11.108 | 8.3 | 13.86
2018-10-20 09:00 | No Data | No Data | No Data | No Data | 38.2879 | 45.8512 | No Data | No Data | No Data | No Data | No Data | No Data | No Data | No Data | 41.6 | 72.0278 | -20.475 | -22.4062 | 1.7 | 9.7494
2018-10-20 09:30 | No Data | No Data | No Data | No Data | 25.5314 | 35.8917 | No Data | No Data | No Data | No Data | No Data | No Data | No Data | No Data | 80.8 | 99.6955 | -59.605 | -61.9368 | -34.2 | -32.8002
2018-10-20 10:00 | No Data | No Data | No Data | No Data | 0.0061036 | 22.0035 | No Data | No Data | No Data | No Data | No Data | No Data | No Data | No Data | 54.4 | 78.0728 | -66.885 | -69.4378 | -37.5 | -37.5705
2018-10-20 10:30 | No Data | No Data | No Data | No Data | -3.6927 | -22.2631 | No Data | No Data | No Data | No Data | No Data | No Data | No Data | No Data | 79.2 | 99.1201 | -90.09 | -94.1355 | -69.1 | -70.1687
2018-10-20 11:00 | No Data | No Data | No Data | No Data | -14.8257 | -26.2292 | No Data | No Data | No Data | No Data | No Data | No Data | No Data | No Data | 24.8 | 62.712 | -28.665 | -31.9474 | -64.3 | -65.0127
2018-10-20 11:30 | No Data | No Data | No Data | No Data | -6.1585 | -24.2866 | No Data | No Data | No Data | No Data | No Data | No Data | No Data | No Data | 8 | 52.2165 | -9.1 | -11.375 | -54.7 | -47.8017
2018-10-20 12:00 | No Data | No Data | No Data | No Data | -14.2641 | -27.4841 | No Data | No Data | No Data | No Data | No Data | No Data | No Data | No Data | 15.6 | 57.747 | -20.02 | -23.254 | -35.4 | -35.5186
2018-10-20 12:30 | No Data | No Data | No Data | No Data | -16.9741 | -29.1022 | No Data | No Data | No Data | No Data | No Data | No Data | No Data | No Data | -7.2 | -48.1415 | 0 | 6.37 | -34.2 | -34.389
2018-10-20 13:00 | No Data | No Data | No Data | No Data | -10.724 | -24.2476 | No Data | No Data | No Data | No Data | No Data | No Data | No Data | No Data | -10.8 | -50.3714 | 12.285 | 12.6912 | -21 | -20.9571
2018-10-20 13:30 | No Data | No Data | No Data | No Data | -43.537 | -43.6724 | No Data | No Data | No Data | No Data | No Data | No Data | No Data | No Data | -28.8 | -50.2681 | 27.3 | 27.5416 | -13.9 | -19.0318
2018-10-20 14:00 | No Data | No Data | No Data | No Data | -35.0774 | -36.0846 | No Data | No Data | No Data | No Data | No Data | No Data | No Data | No Data | -28.4 | -52.0338 | 25.935 | 25.9709 | -15.3 | -18.3883
2018-10-20 14:30 | No Data | No Data | No Data | No Data | -21.9547 | -27.0503 | No Data | No Data | No Data | No Data | No Data | No Data | No Data | No Data | -30.4 | -53.1519 | 26.39 | 26.4879 | -11.3 | -17.3367
2018-10-20 15:00 | No Data | No Data | No Data | No Data | -37.1771 | -37.5365 | No Data | No Data | No Data | No Data | No Data | No Data | No Data | No Data | -21.6 | -47.9416 | 8.645 | 8.7521 | -24.8 | -27.0098
2018-10-20 15:30 | No Data | No Data | No Data | No Data | -34.6136 | -35.0458 | No Data | No Data | No Data | No Data | No Data | No Data | No Data | No Data | -34 | -53.1097 | 25.48 | 25.9669 | -9.6 | -16.5653
2018-10-20 16:00 | No Data | No Data | No Data | No Data | -26.3615 | -27.8328 | No Data | No Data | No Data | No Data | No Data | No Data | No Data | No Data | -25.2 | -49.6677 | 17.29 | 17.7683 | -15.7 | -20.6313
2018-10-20 16:30 | No Data | No Data | No Data | No Data | -27.4846 | -27.9894 | No Data | No Data | No Data | No Data | No Data | No Data | No Data | No Data | -28.8 | -48 | 22.75 | 23.5064 | -7.8 | -15.5913
2018-10-20 17:00 | No Data | No Data | No Data | No Data | -26.154 | -27.1227 | No Data | No Data | No Data | No Data | No Data | No Data | No Data | No Data | -35.2 | -52.3878 | 28.665 | 29.0239 | 14.1 | 20.2608
2018-10-20 17:30 | No Data | No Data | No Data | No Data | -14.2641 | -20.6086 | No Data | No Data | No Data | No Data | No Data | No Data | No Data | No Data | -40.8 | -54.9443 | 35.035 | 35.6094 | 9 | 16.1419
2018-10-20 18:00 | No Data | No Data | No Data | No Data | -2.5208 | -17.1603 | No Data | No Data | No Data | No Data | No Data | No Data | No Data | No Data | -14 | -46.5549 | 10.01 | 10.2653 | -8 | -15.3496
2018-10-20 18:30 | No Data | No Data | No Data | No Data | 7.4769 | 21.8343 | No Data | No Data | No Data | No Data | No Data | No Data | No Data | No Data | 2.4 | 46.462 | 2.275 | 2.6531 | 21 | 28.1858
2018-10-20 19:00 | No Data | No Data | No Data | No Data | 13.5805 | 27.6657 | No Data | No Data | No Data | No Data | No Data | No Data | No Data | No Data | 3.6 | 49.3315 | 14.56 | 14.56 | 27.3 | 31.1978
2018-10-20 19:30 | No Data | No Data | No Data | No Data | 22.0401 | 33.9324 | No Data | No Data | No Data | No Data | No Data | No Data | No Data | No Data | 7.6 | 47.0183 | 13.65 | 13.6803 | 40.6 | 44.211
2018-10-20 20:00 | No Data | No Data | No Data | No Data | 29.2668 | 40.1156 | No Data | No Data | No Data | No Data | No Data | No Data | No Data | No Data | 1.2 | 48.4149 | 17.745 | 18.0286 | 44.1 | 48.5062
2018-10-20 20:30 | No Data | No Data | No Data | No Data | 36.4446 | 46.6194 | No Data | No Data | No Data | No Data | No Data | No Data | No Data | No Data | 2 | 52.4976 | 17.745 | 17.7508 | 45 | 48.6925
2018-10-20 21:00 | No Data | No Data | No Data | No Data | 44.0864 | 52.8087 | No Data | No Data | No Data | No Data | No Data | No Data | No Data | No Data | -8.8 | -49.9808 | 27.3 | 27.755 | 51.3 | 55.7008
2018-10-20 21:30 | No Data | No Data | No Data | No Data | 44.0864 | 52.8087 | No Data | No Data | No Data | No Data | No Data | No Data | No Data | No Data | -15.2 | -49.2065 | 34.125 | 34.3698 | 58 | 61.822
2018-10-20 22:00 | No Data | No Data | No Data | No Data | 41.7304 | 50.8584 | No Data | No Data | No Data | No Data | No Data | No Data | No Data | No Data | -10.8 | -48.8098 | 30.94 | 31.0602 | 53.7 | 57.1651
2018-10-20 22:30 | No Data | No Data | No Data | No Data | 48.7495 | 56.7597 | No Data | No Data | No Data | No Data | No Data | No Data | No Data | No Data | -12 | -52.5875 | 28.21 | 28.2686 | 59.6 | 61.8686
2018-10-20 23:00 | No Data | No Data | No Data | No Data | 47.9805 | 56.4 | No Data | No Data | No Data | No Data | No Data | No Data | No Data | No Data | -19.6 | -53.3322 | 37.765 | 37.7897 | 63.9 | 66.2005
2018-10-20 23:30 | No Data | No Data | No Data | No Data | 53.5714 | 62.2457 | No Data | No Data | No Data | No Data | No Data | No Data | No Data | No Data | -15.6 | -49.3315 | 33.215 | 33.4139 | 65.6 | 68.1859
2018-10-21 | No Data | No Data | No Data | No Data | 55.2071 | 62.8081 | No Data | No Data | No Data | No Data | No Data | No Data | No Data | No Data | -18.4 | -50.2872 | 37.765 | 38.0952 | 75.4 | 77.4042
2018-10-21 00:30 | No Data | No Data | No Data | No Data | 65.4124 | 71.2534 | No Data | No Data | No Data | No Data | No Data | No Data | No Data | No Data | -11.6 | -53.1925 | 30.03 | 30.03 | 75.6 | 79.8168
2018-10-21 01:00 | No Data | No Data | No Data | No Data | 58.2345 | 64.7266 | No Data | No Data | No Data | No Data | No Data | No Data | No Data | No Data | -12.8 | -55.4963 | 32.76 | 32.8736 | 73 | 77.0976
2018-10-21 01:30 | No Data | No Data | No Data | No Data | 50.4952 | 58.7093 | No Data | No Data | No Data | No Data | No Data | No Data | No Data | No Data | -17.6 | -60.6115 | 34.58 | 35.0822 | 70.3 | 74.3162
2018-10-21 02:00 | No Data | No Data | No Data | No Data | 47.0039 | 55.735 | No Data | No Data | No Data | No Data | No Data | No Data | No Data | No Data | -16.4 | -63.7457 | 33.215 | 34.1038 | 64.8 | 68.9638
2018-10-21 02:30 | No Data | No Data | No Data | No Data | 47.0039 | 55.735 | No Data | No Data | No Data | No Data | No Data | No Data | No Data | No Data | -13.2 | -58.3136 | 29.575 | 29.6065 | 59.7 | 61.6793
2018-10-21 03:00 | No Data | No Data | No Data | No Data | 41.8769 | 52.4828 | No Data | No Data | No Data | No Data | No Data | No Data | No Data | No Data | -13.2 | -59.8732 | 29.12 | 29.2937 | 56.1 | 58.2555
2018-10-21 03:30 | No Data | No Data | No Data | No Data | 38.4955 | 49.8264 | No Data | No Data | No Data | No Data | No Data | No Data | No Data | No Data | -11.2 | -61.823 | 24.57 | 25.1694 | 50.1 | 52.1561
2018-10-21 04:00 | No Data | No Data | No Data | No Data | 36.6522 | 48.4165 | No Data | No Data | No Data | No Data | No Data | No Data | No Data | No Data | -13.6 | -61.522 | 24.115 | 24.8298 | 50.4 | 52.3622
2018-10-21 04:30 | No Data | No Data | No Data | No Data | 36.6522 | 48.4165 | No Data | No Data | No Data | No Data | No Data | No Data | No Data | No Data | -11.2 | -62.1456 | 25.025 | 25.939 | 49 | 50.8257
2018-10-21 05:00 | No Data | No Data | No Data | No Data | 34.699 | 46.9552 | No Data | No Data | No Data | No Data | No Data | No Data | No Data | No Data | -13.2 | -61.4348 | 26.39 | 26.6399 | 50.1 | 52.5625
2018-10-21 05:30 | No Data | No Data | No Data | No Data | 34.699 | 46.9552 | No Data | No Data | No Data | No Data | No Data | No Data | No Data | No Data | -10 | -59.6443 | 23.205 | 23.365 | 46.6 | 49.1737
2018-10-21 06:00 | No Data | No Data | No Data | No Data | 37.0672 | 48.7314 | No Data | No Data | No Data | No Data | No Data | No Data | No Data | No Data | -10 | -58.0675 | 23.66 | 23.7691 | 48.1 | 50.5974
2018-10-21 06:30 | No Data | No Data | No Data | No Data | 42.4994 | 51.9926 | No Data | No Data | No Data | No Data | No Data | No Data | No Data | No Data | -13.6 | -55.7853 | 28.665 | 28.665 | 56.1 | 58.3097
2018-10-21 07:00 | No Data | No Data | No Data | No Data | 44.184 | 52.4452 | No Data | No Data | No Data | No Data | No Data | No Data | No Data | No Data | -8.8 | -53.9229 | 25.48 | 25.6258 | 49.2 | 51.0987
2018-10-21 07:30 | No Data | No Data | No Data | No Data | 47.7729 | 55.5024 | No Data | No Data | No Data | No Data | No Data | No Data | No Data | No Data | -15.6 | -54.6728 | 23.66 | 23.7691 | 34.4 | 36.8816
2018-10-21 08:00 | No Data | No Data | No Data | No Data | 51.0567 | 58.3528 | No Data | No Data | No Data | No Data | No Data | No Data | No Data | No Data | -25.2 | -57.4247 | 23.66 | 23.8734 | 16.5 | 19.2421
2018-10-21 08:30 | No Data | No Data | No Data | No Data | 46.7475 | 54.6223 | No Data | No Data | No Data | No Data | No Data | No Data | No Data | No Data | -29.2 | -56.184 | 20.02 | 20.6361 | -0.5 | -6.3008
2018-10-21 09:00 | No Data | No Data | No Data | No Data | 46.7475 | 55.519 | No Data | No Data | No Data | No Data | No Data | No Data | No Data | No Data | -29.2 | -55.5021 | 18.655 | 19.4376 | -7.8 | -9.265
2018-10-21 09:30 | No Data | No Data | No Data | No Data | 44.3427 | 54.4423 | No Data | No Data | No Data | No Data | No Data | No Data | No Data | No Data | -27.2 | -55.171 | 17.745 | 18.8537 | -12.6 | -13.025
2018-10-21 10:00 | No Data | No Data | No Data | No Data | 40.8026 | 51.7872 | No Data | No Data | No Data | No Data | No Data | No Data | No Data | No Data | -22.8 | -56.0471 | 13.195 | 15.5301 | -20.2 | -20.3305
2018-10-21 10:30 | No Data | No Data | No Data | No Data | 39.0082 | 50.3855 | No Data | No Data | No Data | No Data | No Data | No Data | No Data | No Data | -17.2 | -56.2921 | 8.19 | 13.65 | -17.7 | -17.8488
2018-10-21 11:00 | No Data | No Data | No Data | No Data | 40.6561 | 53.1268 | No Data | No Data | No Data | No Data | No Data | No Data | No Data | No Data | -20.4 | -58.0992 | 11.83 | 14.9251 | -32.6 | -32.6676
2018-10-21 11:30 | No Data | No Data | No Data | No Data | 42.4506 | 54.5506 | No Data | No Data | No Data | No Data | No Data | No Data | No Data | No Data | -18 | -58.8218 | 8.645 | 12.2259 | -31.5 | -31.5357
2018-10-21 12:00 | No Data | No Data | No Data | No Data | 40.8026 | 54.652 | No Data | No Data | No Data | No Data | No Data | No Data | No Data | No Data | -20 | -57.5847 | 12.74 | 15.0701 | -36.7 | -36.9997
2018-10-21 12:30 | No Data | No Data | No Data | No Data | 40.8026 | 54.652 | No Data | No Data | No Data | No Data | No Data | No Data | No Data | No Data | -19.2 | -58.0662 | 11.375 | 14.2873 | -38.7 | -39.1472
2018-10-21 13:00 | No Data | No Data | No Data | No Data | 42.5483 | 55.9674 | No Data | No Data | No Data | No Data | No Data | No Data | No Data | No Data | -22 | -59.0512 | 15.015 | 17.1034 | -37 | -37.6563
2018-10-21 13:30 | No Data | No Data | No Data | No Data | 39.1669 | 54.246 | No Data | No Data | No Data | No Data | No Data | No Data | No Data | No Data | -27.2 | -59.039 | 18.655 | 19.5703 | -34.4 | -34.8213
2018-10-21 14:00 | No Data | No Data | No Data | No Data | 39.1669 | 54.246 | No Data | No Data | No Data | No Data | No Data | No Data | No Data | No Data | -22 | -54.626 | 13.65 | 14.5387 | -39.3 | -40.192
2018-10-21 14:30 | No Data | No Data | No Data | No Data | 40.8515 | 55.4745 | No Data | No Data | No Data | No Data | No Data | No Data | No Data | No Data | -27.6 | -57.4623 | 18.2 | 18.2908 | -33.8 | -34.4524
2018-10-21 15:00 | No Data | No Data | No Data | No Data | 42.6459 | 55.3118 | No Data | No Data | No Data | No Data | No Data | No Data | No Data | No Data | -30.4 | -56.4794 | 23.205 | 23.2451 | -28.5 | -28.5086
2018-10-21 15:30 | No Data | No Data | No Data | No Data | 44.2939 | 56.5922 | No Data | No Data | No Data | No Data | No Data | No Data | No Data | No Data | -26 | -55.6475 | 19.11 | 19.2449 | -30.8 | -30.9556
2018-10-21 16:00 | No Data | No Data | No Data | No Data | 46.2837 | 54.6565 | No Data | No Data | No Data | No Data | No Data | No Data | No Data | No Data | -27.6 | -52.6194 | 22.295 | 22.2996 | -25.5 | -25.5282
2018-10-21 16:30 | No Data | No Data | No Data | No Data | 49.7749 | 55.9912 | No Data | No Data | No Data | No Data | No Data | No Data | No Data | No Data | -34 | -55.6058 | 29.12 | 29.1342 | -16.1 | -16.1
2018-10-21 17:00 | No Data | No Data | No Data | No Data | 51.4107 | 56.5241 | No Data | No Data | No Data | No Data | No Data | No Data | No Data | No Data | -34.4 | -55.5367 | 26.845 | 26.8489 | -13.7 | -13.7441
2018-10-21 17:30 | No Data | No Data | No Data | No Data | 56.9039 | 62.4544 | No Data | No Data | No Data | No Data | No Data | No Data | No Data | No Data | -44.4 | -58.4411 | 37.765 | 38.2254 | 5 | 9.434
2018-10-21 18:00 | No Data | No Data | No Data | No Data | 60.3342 | 65.595 | No Data | No Data | No Data | No Data | No Data | No Data | No Data | No Data | -44.4 | -57.4136 | 41.405 | 42.1213 | 19.3 | 22.3573
2018-10-21 18:30 | No Data | No Data | No Data | No Data | 64.387 | 69.341 | No Data | No Data | No Data | No Data | No Data | No Data | No Data | No Data | -41.2 | -55.242 | 50.05 | 50.5132 | 42.1 | 45.4403
2018-10-21 19:00 | No Data | No Data | No Data | No Data | 64.4846 | 70.0593 | No Data | No Data | No Data | No Data | No Data | No Data | No Data | No Data | -27.2 | -47.7125 | 42.315 | 42.9367 | 57.5 | 61.2148
2018-10-21 19:30 | No Data | No Data | No Data | No Data | 66.1326 | 72.2207 | No Data | No Data | No Data | No Data | No Data | No Data | No Data | No Data | -31.6 | -47.6017 | 54.6 | 55.51 | 80.6 | 83.7213
2018-10-21 20:00 | No Data | No Data | No Data | No Data | 64.2893 | 70.5367 | No Data | No Data | No Data | No Data | No Data | No Data | No Data | No Data | -32.4 | -49.3315 | 54.6 | 56.2804 | 83.9 | 87.8659
2018-10-21 20:30 | No Data | No Data | No Data | No Data | 62.5437 | 68.9494 | No Data | No Data | No Data | No Data | No Data | No Data | No Data | No Data | -30.8 | -48.6045 | 52.325 | 54.0761 | 81.6 | 85.6725
2018-10-21 21:00 | No Data | No Data | No Data | No Data | 60.1267 | 66.7647 | No Data | No Data | No Data | No Data | No Data | No Data | No Data | No Data | -33.6 | -49.5371 | 54.6 | 56.3925 | 83.1 | 87.4072
2018-10-21 21:30 | No Data | No Data | No Data | No Data | 55.1095 | 62.2846 | No Data | No Data | No Data | No Data | No Data | No Data | No Data | No Data | -31.2 | -52.9649 | 51.415 | 52.3804 | 76.4 | 80.1411
2018-10-21 22:00 | No Data | No Data | No Data | No Data | 51.7281 | 60.6921 | No Data | No Data | No Data | No Data | No Data | No Data | No Data | No Data | -33.2 | -57.3801 | 52.78 | 53.1104 | 78.5 | 81.2089
2018-10-21 22:30 | No Data | No Data | No Data | No Data | 55.317 | 63.7786 | No Data | No Data | No Data | No Data | No Data | No Data | No Data | No Data | -26.4 | -55.1318 | 47.775 | 47.9912 | 75.8 | 78.602
2018-10-21 23:00 | No Data | No Data | No Data | No Data | 49.9825 | 59.2113 | No Data | No Data | No Data | No Data | No Data | No Data | No Data | No Data | -27.6 | -56.762 | 45.045 | 45.2308 | 72.5 | 74.9483
2018-10-21 23:30 | No Data | No Data | No Data | No Data | 50.0801 | 59.2938 | No Data | No Data | No Data | No Data | No Data | No Data | No Data | No Data | -27.6 | -55.3693 | 46.41 | 46.6325 | 79.4 | 81.5041
2018-10-22 | No Data | No Data | No Data | No Data | 51.8257 | 59.0503 | No Data | No Data | No Data | No Data | No Data | No Data | No Data | No Data | -23.2 | -52.9528 | 42.315 | 42.6658 | 78.2 | 80.2002
2018-10-22 00:30 | No Data | No Data | No Data | No Data | 59.7238 | 65.3869 | No Data | No Data | No Data | No Data | No Data | No Data | No Data | No Data | -16 | -47.1949 | 32.76 | 34.0004 | 79.4 | 81.6884
2018-10-22 01:00 | No Data | No Data | No Data | No Data | 54.6944 | 59.9986 | No Data | No Data | No Data | No Data | No Data | No Data | No Data | No Data | -23.2 | -51.1625 | 40.495 | 41.1442 | 82.5 | 84.3774
2018-10-22 01:30 | No Data | No Data | No Data | No Data | 47.4678 | 54.5955 | No Data | No Data | No Data | No Data | No Data | No Data | No Data | No Data | -24 | -53.6656 | 40.95 | 41.375 | 76.8 | 79.9462
2018-10-22 02:00 | No Data | No Data | No Data | No Data | 35.5291 | 45.7453 | No Data | No Data | No Data | No Data | No Data | No Data | No Data | No Data | -10 | -56.8858 | 25.025 | 25.0415 | 57.9 | 59.8874
2018-10-22 02:30 | No Data | No Data | No Data | No Data | 30.4021 | 41.8879 | No Data | No Data | No Data | No Data | No Data | No Data | No Data | No Data | -8.8 | -56.6872 | 22.75 | 22.7909 | 56.3 | 58.3682
2018-10-22 03:00 | No Data | No Data | No Data | No Data | 14.8623 | 32.4222 | No Data | No Data | No Data | No Data | No Data | No Data | No Data | No Data | -10.4 | -57.7443 | 24.57 | 24.6373 | 54 | 56.2922
2018-10-22 03:30 | No Data | No Data | No Data | No Data | 2.1424 | 25.2684 | No Data | No Data | No Data | No Data | No Data | No Data | No Data | No Data | -8 | -57.3606 | 21.385 | 21.3898 | 47.8 | 50.9027
2018-10-22 04:00 | No Data | No Data | No Data | No Data | 2.1424 | 22.7151 | No Data | No Data | No Data | No Data | No Data | No Data | No Data | No Data | -2.4 | -57.2685 | 16.38 | 16.4053 | 42.1 | 45.5923
2018-10-22 04:30 | No Data | No Data | No Data | No Data | -5.3407 | -21.5408 | No Data | No Data | No Data | No Data | No Data | No Data | No Data | No Data | 16.4 | 61.8152 | -1.82 | -2.275 | 21.2 | 27.1743
2018-10-22 05:00 | No Data | No Data | No Data | No Data | -12.3598 | -18.1473 | No Data | No Data | No Data | No Data | No Data | No Data | No Data | No Data | 43.2 | 74.5847 | -29.12 | -29.7147 | -3.9 | -13.6682
2018-10-22 05:30 | No Data | No Data | No Data | No Data | -8.6244 | -11.2245 | No Data | No Data | No Data | No Data | No Data | No Data | No Data | No Data | 38.8 | 70.1142 | -23.66 | -23.7299 | 2.8 | 15.3574
2018-10-22 06:00 | No Data | No Data | No Data | No Data | -8.4657 | -11.103 | No Data | No Data | No Data | No Data | No Data | No Data | No Data | No Data | 30.4 | 64.0712 | -15.925 | -15.925 | 12.1 | 20.14
2018-10-22 06:30 | No Data | No Data | No Data | No Data | -4.2054 | -8.8564 | No Data | No Data | No Data | No Data | No Data | No Data | No Data | No Data | 12.4 | 49.5758 | 2.275 | 5.915 | 34.2 | 40.2378
2018-10-22 07:00 | No Data | No Data | No Data | No Data | 14.5083 | 22.8441 | No Data | No Data | No Data | No Data | No Data | No Data | No Data | No Data | 20.8 | 50.8488 | -3.64 | -6.1887 | 26.1 | 31.9916
2018-10-22 07:30 | No Data | No Data | No Data | No Data | 16.144 | 23.8355 | No Data | No Data | No Data | No Data | No Data | No Data | No Data | No Data | 18.4 | 48.0616 | -7.28 | -9.9789 | 6 | 18.0278
2018-10-22 08:00 | No Data | No Data | No Data | No Data | 11.2734 | 21.2283 | No Data | No Data | No Data | No Data | No Data | No Data | No Data | No Data | 10.8 | 42.2052 | -5.915 | -9.0315 | -16.3 | -19.2816
2018-10-22 08:30 | No Data | No Data | No Data | No Data | -12.9824 | -14.9391 | No Data | No Data | No Data | No Data | No Data | No Data | No Data | No Data | 0 | 40.05 | -2.275 | -4.2925 | -33.8 | -34.0599
2018-10-22 09:00 | No Data | No Data | No Data | No Data | -15.436 | -17.2485 | No Data | No Data | No Data | No Data | No Data | No Data | No Data | No Data | -2 | -40.4969 | -4.095 | -5.1477 | -39.8 | -41.1692
2018-10-22 09:30 | No Data | No Data | No Data | No Data | -19.1348 | -21.4303 | No Data | No Data | No Data | No Data | No Data | No Data | No Data | No Data | 2.8 | 44.8874 | -8.645 | -9.213 | -49.6 | -49.7097
2018-10-22 10:00 | No Data | No Data | No Data | No Data | -27.1794 | -28.2053 | No Data | No Data | No Data | No Data | No Data | No Data | No Data | No Data | -3.2 | -44.1162 | -3.185 | -4.1949 | -47.7 | -47.7821
2018-10-22 10:30 | No Data | No Data | No Data | No Data | -37.3846 | -37.5524 | No Data | No Data | No Data | No Data | No Data | No Data | No Data | No Data | -3.2 | -42.0476 | -3.64 | -5.1477 | -50.1 | -50.2439
2018-10-22 11:00 | No Data | No Data | No Data | No Data | -42.8656 | -42.8656 | No Data | No Data | No Data | No Data | No Data | No Data | No Data | No Data | -0.4 | -43.6165 | -7.28 | -7.6272 | -54 | -54.0075
2018-10-22 11:30 | No Data | No Data | No Data | No Data | -39.9481 | -39.9717 | No Data | No Data | No Data | No Data | No Data | No Data | No Data | No Data | 0.4 | 43.2019 | -8.645 | -9.0658 | -53.6 | -53.6158
2018-10-22 12:00 | No Data | No Data | No Data | No Data | -41.6938 | -41.7256 | No Data | No Data | No Data | No Data | No Data | No Data | No Data | No Data | 3.2 | 41.7229 | -9.1 | -9.6413 | -53.7 | -53.7209
2018-10-22 12:30 | No Data | No Data | No Data | No Data | -43.8911 | -44.0244 | No Data | No Data | No Data | No Data | No Data | No Data | No Data | No Data | 9.2 | 44.1688 | -16.38 | -16.5372 | -59.9 | -59.9008
2018-10-22 13:00 | No Data | No Data | No Data | No Data | -45.124 | -45.2537 | No Data | No Data | No Data | No Data | No Data | No Data | No Data | No Data | -2.8 | -41.7555 | -3.64 | -4.8367 | -49.4 | -50.144
2018-10-22 13:30 | No Data | No Data | No Data | No Data | -43.3295 | -43.4646 | No Data | No Data | No Data | No Data | No Data | No Data | No Data | No Data | -5.6 | -40.7863 | -2.275 | -5.0871 | -47.3 | -47.3888
2018-10-22 14:00 | No Data | No Data | No Data | No Data | -40.9247 | -41.2499 | No Data | No Data | No Data | No Data | No Data | No Data | No Data | No Data | -8 | -38.4416 | 0.455 | 4.1202 | -44.5 | -44.6374
2018-10-22 14:30 | No Data | No Data | No Data | No Data | -42.1454 | -42.6607 | No Data | No Data | No Data | No Data | No Data | No Data | No Data | No Data | -3.6 | -41.357 | -2.275 | -3.5537 | -45.7 | -45.7158
2018-10-22 15:00 | No Data | No Data | No Data | No Data | -40.0458 | -40.5147 | No Data | No Data | No Data | No Data | No Data | No Data | No Data | No Data | 5.2 | 43.1147 | -8.19 | -8.633 | -30.7 | -31.5103
2018-10-22 15:30 | No Data | No Data | No Data | No Data | -42.9145 | -43.3386 | No Data | No Data | No Data | No Data | No Data | No Data | No Data | No Data | 4 | 44.9782 | -7.735 | -7.9462 | -47.3 | -47.3128
2018-10-22 16:00 | No Data | No Data | No Data | No Data | -27.4846 | -27.5767 | No Data | No Data | No Data | No Data | No Data | No Data | No Data | No Data | 5.2 | 42.2734 | -5.46 | -6.5621 | -45.8 | -45.8017
2018-10-22 16:30 | No Data | No Data | No Data | No Data | -22.15 | -22.15 | No Data | No Data | No Data | No Data | No Data | No Data | No Data | No Data | 8.4 | 44.0091 | -11.375 | -11.8125 | -47.2 | -47.2017
2018-10-22 17:00 | No Data | No Data | No Data | No Data | -27.7409 | -27.7409 | No Data | No Data | No Data | No Data | No Data | No Data | No Data | No Data | -0.4 | -41.2485 | -2.275 | -5.0871 | -36 | -36.1419
2018-10-22 17:30 | No Data | No Data | No Data | No Data | -21.3809 | -21.5407 | No Data | No Data | No Data | No Data | No Data | No Data | No Data | No Data | -5.6 | -38.8062 | 2.275 | 8.5001 | -23.7 | -26.6987
2018-10-22 18:00 | No Data | No Data | No Data | No Data | -20.6119 | -20.9065 | No Data | No Data | No Data | No Data | No Data | No Data | No Data | No Data | -11.2 | -39.6162 | 14.105 | 15.8729 | -4.2 | -11.7745
2018-10-22 18:30 | No Data | No Data | No Data | No Data | 2.3987 | 14.0072 | No Data | No Data | No Data | No Data | No Data | No Data | No Data | No Data | -8 | -42.7551 | 19.11 | 19.6442 | 15.5 | 21.0889
2018-10-22 19:00 | No Data | No Data | No Data | No Data | 12.604 | 18.7258 | No Data | No Data | No Data | No Data | No Data | No Data | No Data | No Data | -2 | -38.0526 | 25.48 | 26.4996 | 42.9 | 46.8788
2018-10-22 19:30 | No Data | No Data | No Data | No Data | 1.9471 | 14.3359 | No Data | No Data | No Data | No Data | No Data | No Data | No Data | No Data | 7.2 | 41.4304 | 18.655 | 19.3147 | 47.4 | 50.7383
2018-10-22 20:00 | No Data | No Data | No Data | No Data | 0.0061036 | 15.9976 | No Data | No Data | No Data | No Data | No Data | No Data | No Data | No Data | -3.6 | -39.7633 | 30.03 | 31.5135 | 61.1 | 64.7392
2018-10-22 20:30 | No Data | No Data | No Data | No Data | 5.2186 | 20.1283 | No Data | No Data | No Data | No Data | No Data | No Data | No Data | No Data | -13.2 | -41.7421 | 38.22 | 39.3963 | 71.5 | 74.464
2018-10-22 21:00 | No Data | No Data | No Data | No Data | 9.7841 | 23.2804 | No Data | No Data | No Data | No Data | No Data | No Data | No Data | No Data | -13.2 | -44.0254 | 39.585 | 40.518 | 68.6 | 72.376
2018-10-22 21:30 | No Data | No Data | No Data | No Data | 5.536 | 23.5307 | No Data | No Data | No Data | No Data | No Data | No Data | No Data | No Data | -4 | -43.4659 | 30.485 | 30.9701 | 59.6 | 62.9946
2018-10-22 22:00 | No Data | No Data | No Data | No Data | 21.7838 | 33.2932 | No Data | No Data | No Data | No Data | No Data | No Data | No Data | No Data | 5.6 | 51.903 | 18.655 | 18.6605 | 46.2 | 49.194
2018-10-22 22:30 | No Data | No Data | No Data | No Data | 35.4681 | 44.47 | No Data | No Data | No Data | No Data | No Data | No Data | No Data | No Data | 1.6 | 46.8273 | 24.57 | 24.9877 | 54.4 | 57.7557
2018-10-22 23:00 | No Data | No Data | No Data | No Data | 35.4192 | 44.4311 | No Data | No Data | No Data | No Data | No Data | No Data | No Data | No Data | -0.4 | -50.4016 | 23.66 | 23.7691 | 50.4 | 54.3894
2018-10-22 23:30 | No Data | No Data | No Data | No Data | 50.7515 | 57.4048 | No Data | No Data | No Data | No Data | No Data | No Data | No Data | No Data | -7.6 | -47.8079 | 30.94 | 31.4181 | 64.2 | 66.3204
2018-10-23 | No Data | No Data | No Data | No Data | 59.6139 | 66.1016 | No Data | No Data | No Data | No Data | No Data | No Data | No Data | No Data | -10 | -46.6836 | 32.76 | 33.3736 | 69.7 | 72.1391
2018-10-23 00:30 | No Data | No Data | No Data | No Data | 73.0541 | 76.9775 | No Data | No Data | No Data | No Data | No Data | No Data | No Data | No Data | -8.8 | -38.2267 | 30.94 | 34.0034 | 76.8 | 80
2018-10-23 01:00 | No Data | No Data | No Data | No Data | 61.0056 | 65.653 | No Data | No Data | No Data | No Data | No Data | No Data | No Data | No Data | -6.4 | -45.6508 | 28.21 | 29.2512 | 67.4 | 70.7438
2018-10-23 01:30 | No Data | No Data | No Data | No Data | 38.6542 | 44.7339 | No Data | No Data | No Data | No Data | No Data | No Data | No Data | No Data | -8.8 | -49.9808 | 27.755 | 27.9927 | 62.3 | 64.6574
2018-10-23 02:00 | No Data | No Data | No Data | No Data | 46.3447 | 53.4447 | No Data | No Data | No Data | No Data | No Data | No Data | No Data | No Data | 2 | 56.4355 | 18.655 | 19.2019 | 49.2 | 50.5261
2018-10-23 02:30 | No Data | No Data | No Data | No Data | 53.0587 | 60.1353 | No Data | No Data | No Data | No Data | No Data | No Data | No Data | No Data | -2 | -56.8352 | 21.385 | 21.7735 | 53.3 | 53.4027
2018-10-23 03:00 | No Data | No Data | No Data | No Data | 49.6773 | 58.3249 | No Data | No Data | No Data | No Data | No Data | No Data | No Data | No Data | -6 | -60.2993 | 22.295 | 23.4535 | 51.3 | 52.0325
2018-10-23 03:30 | No Data | No Data | No Data | No Data | 46.2837 | 56.4157 | No Data | No Data | No Data | No Data | No Data | No Data | No Data | No Data | -4 | -58.9359 | 21.385 | 22.4477 | 46.4 | 47.4654
2018-10-23 04:00 | No Data | No Data | No Data | No Data | 42.8534 | 53.6374 | No Data | No Data | No Data | No Data | No Data | No Data | No Data | No Data | -4.4 | -59.3633 | 21.385 | 22.7409 | 46.5 | 46.7749
2018-10-23 04:30 | No Data | No Data | No Data | No Data | 42.7558 | 54.5602 | No Data | No Data | No Data | No Data | No Data | No Data | No Data | No Data | -4 | -61.3879 | 20.475 | 21.5825 | 43.8 | 44.972
2018-10-23 05:00 | No Data | No Data | No Data | No Data | 32.8069 | 44.8691 | No Data | No Data | No Data | No Data | No Data | No Data | No Data | No Data | -2.4 | -60.0013 | 17.745 | 18.7049 | 44.3 | 45.9492
2018-10-23 05:30 | No Data | No Data | No Data | No Data | 37.9339 | 48.7435 | No Data | No Data | No Data | No Data | No Data | No Data | No Data | No Data | -7.2 | -55.6676 | 25.935 | 25.9709 | 52.5 | 54.0616
2018-10-23 06:00 | No Data | No Data | No Data | No Data | 44.8066 | 54.264 | No Data | No Data | No Data | No Data | No Data | No Data | No Data | No Data | -2.8 | -54.5469 | 20.475 | 20.475 | 48.1 | 50.3549
2018-10-23 06:30 | No Data | No Data | No Data | No Data | 53.2662 | 58.7458 | No Data | No Data | No Data | No Data | No Data | No Data | No Data | No Data | -8 | -47.0846 | 28.665 | 29.1804 | 59.9 | 62.404
2018-10-23 07:00 | No Data | No Data | No Data | No Data | 56.5988 | 59.5645 | No Data | No Data | No Data | No Data | No Data | No Data | No Data | No Data | 6.4 | 43.2759 | 17.745 | 18.566 | 51.3 | 53.5905
2018-10-23 07:30 | No Data | No Data | No Data | No Data | 51.3619 | 53.0012 | No Data | No Data | No Data | No Data | No Data | No Data | No Data | No Data | 9.6 | 47.7745 | 6.825 | 6.8854 | 43.5 | 44.5253
2018-10-23 08:00 | No Data | No Data | No Data | No Data | 45.8808 | 47.7089 | No Data | No Data | No Data | No Data | No Data | No Data | No Data | No Data | 19.6 | 51.4774 | -8.645 | -8.6928 | 22 | 23.5136
2018-10-23 08:30 | No Data | No Data | No Data | No Data | 25.0675 | 30.6553 | No Data | No Data | No Data | No Data | No Data | No Data | No Data | No Data | 19.2 | 61.0953 | -21.84 | -25.2842 | 0 | 0
2018-10-23 09:00 | No Data | No Data | No Data | No Data | 21.3199 | 29.3004 | No Data | No Data | No Data | No Data | No Data | No Data | No Data | No Data | 25.2 | 65.8155 | -31.395 | -34.9995 | -15.4 | -15.4729
2018-10-23 09:30 | No Data | No Data | No Data | No Data | 0.0061036 | 21.0501 | No Data | No Data | No Data | No Data | No Data | No Data | No Data | No Data | 24 | 62.7694 | -31.395 | -33.8815 | -34.3 | -34.4584
2018-10-23 10:00 | No Data | No Data | No Data | No Data | -11.1879 | -22.2077 | No Data | No Data | No Data | No Data | No Data | No Data | No Data | No Data | 19.6 | 59.7086 | -27.755 | -30.3523 | -63.6 | -67.8806
2018-10-23 10:30 | No Data | No Data | No Data | No Data | -7.7943 | -20.7518 | No Data | No Data | No Data | No Data | No Data | No Data | No Data | No Data | 12 | 57.2713 | -18.655 | -21.3898 | -63 | -64.4937
2018-10-23 11:00 | No Data | No Data | No Data | No Data | -13.5927 | -23.551 | No Data | No Data | No Data | No Data | No Data | No Data | No Data | No Data | 15.2 | 59.1851 | -21.84 | -25.2842 | -67.7 | -68.8102
2018-10-23 11:30 | No Data | No Data | No Data | No Data | -21.8936 | -28.15 | No Data | No Data | No Data | No Data | No Data | No Data | No Data | No Data | 16.8 | 60.7684 | -22.295 | -26.3822 | -69.5 | -71.3631
2018-10-23 12:00 | No Data | No Data | No Data | No Data | -15.4849 | -24.4923 | No Data | No Data | No Data | No Data | No Data | No Data | No Data | No Data | 7.6 | 57.7027 | -12.285 | -17.0549 | -60.8 | -62.2807
2018-10-23 12:30 | No Data | No Data | No Data | No Data | -16.1563 | -22.1352 | No Data | No Data | No Data | No Data | No Data | No Data | No Data | No Data | 5.6 | 57.8716 | -10.92 | -16.4368 | -60 | -61.5442
2018-10-23 13:00 | No Data | No Data | No Data | No Data | -34.052 | -36.3866 | No Data | No Data | No Data | No Data | No Data | No Data | No Data | No Data | 5.2 | 57.4359 | -11.375 | -17.0792 | -59.5 | -61.0659
2018-10-23 13:30 | No Data | No Data | No Data | No Data | -14.2031 | -23.537 | No Data | No Data | No Data | No Data | No Data | No Data | No Data | No Data | -0.4 | -55.6014 | -2.73 | -10.3756 | -52.9 | -54.052
2018-10-23 14:00 | No Data | No Data | No Data | No Data | -16.5713 | -25.2301 | No Data | No Data | No Data | No Data | No Data | No Data | No Data | No Data | 0.8 | 53.606 | -4.55 | -10.583 | -52.6 | -53.9738
2018-10-23 14:30 | No Data | No Data | No Data | No Data | -15.9487 | -22.306 | No Data | No Data | No Data | No Data | No Data | No Data | No Data | No Data | -4 | -53.749 | 2.275 | 8.9393 | -45.9 | -47.0197
2018-10-23 15:00 | No Data | No Data | No Data | No Data | -23.8468 | -27.2456 | No Data | No Data | No Data | No Data | No Data | No Data | No Data | No Data | -10.8 | -53.5014 | 8.19 | 10.9579 | -38.6 | -39.5683
2018-10-23 15:30 | No Data | No Data | No Data | No Data | -16.3638 | -23.2891 | No Data | No Data | No Data | No Data | No Data | No Data | No Data | No Data | 0.8 | 52.8061 | -1.82 | -8.3898 | -45.8 | -46.7749
2018-10-23 16:00 | No Data | No Data | No Data | No Data | -16.0586 | -21.9222 | No Data | No Data | No Data | No Data | No Data | No Data | No Data | No Data | 2.8 | 52.0753 | -5.915 | -8.3651 | -45.9 | -46.5749
2018-10-23 16:30 | No Data | No Data | No Data | No Data | -18.6709 | -21.9761 | No Data | No Data | No Data | No Data | No Data | No Data | No Data | No Data | -1.2 | -55.636 | -1.82 | -10.1741 | -40.6 | -42.1432
2018-10-23 17:00 | No Data | No Data | No Data | No Data | -23.7491 | -24.2873 | No Data | No Data | No Data | No Data | No Data | No Data | No Data | No Data | 0 | 55.623 | -3.64 | -10.6513 | -38.3 | -39.9892
2018-10-23 17:30 | No Data | No Data | No Data | No Data | -18.9273 | -20.2796 | No Data | No Data | No Data | No Data | No Data | No Data | No Data | No Data | 0.8 | 54.8058 | -3.64 | -10.6513 | -40.5 | -41.6222
2018-10-23 18:00 | No Data | No Data | No Data | No Data | -6.8788 | -13.1334 | No Data | No Data | No Data | No Data | No Data | No Data | No Data | No Data | 12.8 | 58.6147 | -12.74 | -18.6716 | -35.4 | -36.01
2018-10-23 18:30 | No Data | No Data | No Data | No Data | -10.309 | -16.5776 | No Data | No Data | No Data | No Data | No Data | No Data | No Data | No Data | 37.2 | 68.9046 | -25.48 | -29.1236 | -34 | -36.6154
2018-10-23 19:00 | No Data | No Data | No Data | No Data | 0.0061036 | 13.08 | No Data | No Data | No Data | No Data | No Data | No Data | No Data | No Data | 19.2 | 56.935 | 2.275 | 10.2653 | 22.4 | 24.0666
2018-10-23 19:30 | No Data | No Data | No Data | No Data | 2.1424 | 17.3632 | No Data | No Data | No Data | No Data | No Data | No Data | No Data | No Data | 20.8 | 57.4943 | 9.555 | 13.8383 | 36 | 36.2927
2018-10-23 20:00 | No Data | No Data | No Data | No Data | 15.0698 | 27.0939 | No Data | No Data | No Data | No Data | No Data | No Data | No Data | No Data | 16 | 58.2409 | 15.47 | 17.5042 | 43.1 | 44.4235
2018-10-23 20:30 | No Data | No Data | No Data | No Data | 20.9659 | 31.9826 | No Data | No Data | No Data | No Data | No Data | No Data | No Data | No Data | 20.8 | 64.6381 | 9.1 | 14.9251 | 37.2 | 37.4144
2018-10-23 21:00 | No Data | No Data | No Data | No Data | 24.6525 | 34.5118 | No Data | No Data | No Data | No Data | No Data | No Data | No Data | No Data | 22 | 65.4107 | 7.28 | 15.0701 | 35.2 | 35.4993
2018-10-23 21:30 | No Data | No Data | No Data | No Data | 26.0441 | 35.5192 | No Data | No Data | No Data | No Data | No Data | No Data | No Data | No Data | 18.4 | 66.2082 | 10.465 | 17.5632 | 37 | 37.1747
2018-10-23 22:00 | No Data | No Data | No Data | No Data | 24.506 | 36.5597 | No Data | No Data | No Data | No Data | No Data | No Data | No Data | No Data | 16.4 | 63.3593 | 10.92 | 15.4432 | 35.8 | 36.4973
2018-10-23 22:30 | No Data | No Data | No Data | No Data | 28.2414 | 37.9733 | No Data | No Data | No Data | No Data | No Data | No Data | No Data | No Data | 23.6 | 60.4013 | 4.55 | 7.1073 | 34.2 | 35.4493
2018-10-23 23:00 | No Data | No Data | No Data | No Data | 29.3156 | 38.7789 | No Data | No Data | No Data | No Data | No Data | No Data | No Data | No Data | 10 | 58.8558 | 15.47 | 17.0973 | 43.3 | 44.6025
2018-10-23 23:30 | No Data | No Data | No Data | No Data | 35.9808 | 44.997 | No Data | No Data | No Data | No Data | No Data | No Data | No Data | No Data | 10.4 | 56.1712 | 15.47 | 15.7945 | 46.5 | 48.2031
2018-10-24 | No Data | No Data | No Data | No Data | 37.6287 | 45.3362 | No Data | No Data | No Data | No Data | No Data | No Data | No Data | No Data | 9.2 | 55.1725 | 15.015 | 15.0769 | 50.8 | 52.5122
2018-10-24 00:30 | No Data | No Data | No Data | No Data | 43.415 | 48.623 | No Data | No Data | No Data | No Data | No Data | No Data | No Data | No Data | 23.2 | 57.3062 | 0 | 0 | 47 | 48.7647
2018-10-24 01:00 | No Data | No Data | No Data | No Data | 41.6815 | 46.2533 | No Data | No Data | No Data | No Data | No Data | No Data | No Data | No Data | 15.6 | 57.362 | 4.095 | 4.3165 | 46.6 | 48.0708
2018-10-24 01:30 | No Data | No Data | No Data | No Data | 48.6519 | 54.3876 | No Data | No Data | No Data | No Data | No Data | No Data | No Data | No Data | 14.8 | 61.4101 | 6.37 | 7.8281 | 41.5 | 42.7833
2018-10-24 02:00 | No Data | No Data | No Data | No Data | 41.6205 | 48.2004 | No Data | No Data | No Data | No Data | No Data | No Data | No Data | No Data | 14.8 | 63.353 | 5.005 | 8.4635 | 37.2 | 38.5206
2018-10-24 02:30 | No Data | No Data | No Data | No Data | 39.9359 | 47.6245 | No Data | No Data | No Data | No Data | No Data | No Data | No Data | No Data | 16.4 | 64.8062 | 3.64 | 8.9625 | 35.5 | 36.7234
2018-10-24 03:00 | No Data | No Data | No Data | No Data | 36.4446 | 46.8179 | No Data | No Data | No Data | No Data | No Data | No Data | No Data | No Data | 14 | 65.1227 | 5.915 | 10.4749 | 34.3 | 35.7001
2018-10-24 03:30 | No Data | No Data | No Data | No Data | 36.4446 | 46.8179 | No Data | No Data | No Data | No Data | No Data | No Data | No Data | No Data | 12 | 65.9017 | 6.825 | 11.375 | 34.2 | 35.5764
2018-10-24 04:00 | No Data | No Data | No Data | No Data | 36.4446 | 46.8179 | No Data | No Data | No Data | No Data | No Data | No Data | No Data | No Data | 15.6 | 68.2079 | 2.73 | 10.3756 | 28.9 | 29.9868
2018-10-24 04:30 | No Data | No Data | No Data | No Data | 36.4446 | 46.8179 | No Data | No Data | No Data | No Data | No Data | No Data | No Data | No Data | 18.4 | 68.5169 | 0.455 | 10.4749 | 26.4 | 27.4722
2018-10-24 05:00 | No Data | No Data | No Data | No Data | 32.7092 | 43.9727 | No Data | No Data | No Data | No Data | No Data | No Data | No Data | No Data | 16.8 | 66.5552 | 0 | 10.01 | 26.1 | 27.2985
2018-10-24 05:30 | No Data | No Data | No Data | No Data | 32.7092 | 43.9727 | No Data | No Data | No Data | No Data | No Data | No Data | No Data | No Data | 21.2 | 67.0403 | -3.64 | -9.801 | 23.4 | 25.0711
2018-10-24 06:00 | No Data | No Data | No Data | No Data | 40.1434 | 48.0252 | No Data | No Data | No Data | No Data | No Data | No Data | No Data | No Data | 30.8 | 67.7997 | -14.105 | -15.4767 | 15 | 18.3674
2018-10-24 06:30 | No Data | No Data | No Data | No Data | 52.0821 | 56.7409 | No Data | No Data | No Data | No Data | No Data | No Data | No Data | No Data | 12 | 52.977 | 6.37 | 6.6249 | 38.7 | 41.7634
2018-10-24 07:00 | No Data | No Data | No Data | No Data | 57.258 | 58.9698 | No Data | No Data | No Data | No Data | No Data | No Data | No Data | No Data | 26.8 | 56.7295 | -4.095 | -4.3165 | 24.1 | 27.4046
2018-10-24 07:30 | No Data | No Data | No Data | No Data | 58.7961 | 60.0711 | No Data | No Data | No Data | No Data | No Data | No Data | No Data | No Data | 18 | 51.264 | -3.64 | -3.64 | 10.9 | 15.7724
2018-10-24 08:00 | No Data | No Data | No Data | No Data | 57.2091 | 58.5188 | No Data | No Data | No Data | No Data | No Data | No Data | No Data | No Data | 9.2 | 46.1268 | 0 | 1.82 | -14.1 | -14.599
2018-10-24 08:30 | No Data | No Data | No Data | No Data | 48.957 | 51.9169 | No Data | No Data | No Data | No Data | No Data | No Data | No Data | No Data | 3.6 | 48.4809 | 0 | 1.365 | -34.7 | -34.1352
2018-10-24 09:00 | No Data | No Data | No Data | No Data | 43.7324 | 48.5937 | No Data | No Data | No Data | No Data | No Data | No Data | No Data | No Data | 3.2 | 51.6387 | -7.28 | -9.6734 | -44.1 | -44.6521
2018-10-24 09:30 | No Data | No Data | No Data | No Data | 36.347 | 42.0706 | No Data | No Data | No Data | No Data | No Data | No Data | No Data | No Data | 6.4 | 52.345 | -11.83 | -13.6576 | -53 | -53.7256
2018-10-24 10:00 | No Data | No Data | No Data | No Data | 30.9148 | 40.3288 | No Data | No Data | No Data | No Data | No Data | No Data | No Data | No Data | 6.8 | 50.064 | -14.105 | -14.8207 | -56.8 | -57.293
2018-10-24 10:30 | No Data | No Data | No Data | No Data | 32.9656 | 41.9216 | No Data | No Data | No Data | No Data | No Data | No Data | No Data | No Data | 14 | 57.7235 | -19.565 | -22.4062 | -45.4 | -45.9365
2018-10-24 11:00 | No Data | No Data | No Data | No Data | 34.8577 | 43.4252 | No Data | No Data | No Data | No Data | No Data | No Data | No Data | No Data | -12.4 | -51.5147 | 4.095 | 6.4668 | -41.1 | -41.6587
2018-10-24 11:30 | No Data | No Data | No Data | No Data | 33.1121 | 42.0368 | No Data | No Data | No Data | No Data | No Data | No Data | No Data | No Data | 8.8 | 56.2921 | -17.29 | -20.4497 | -61.1 | -62.2866
2018-10-24 12:00 | No Data | No Data | No Data | No Data | 33.1121 | 43.1029 | No Data | No Data | No Data | No Data | No Data | No Data | No Data | No Data | 5.6 | 55.8813 | -14.105 | -18.1202 | -55.7 | -55.211
2018-10-24 12:30 | No Data | No Data | No Data | No Data | 31.1711 | 41.6304 | No Data | No Data | No Data | No Data | No Data | No Data | No Data | No Data | -0.4 | -54.4015 | -7.28 | -11.6537 | -53.3 | -54.4031
2018-10-24 13:00 | No Data | No Data | No Data | No Data | 26.4958 | 38.2554 | No Data | No Data | No Data | No Data | No Data | No Data | No Data | No Data | -2.8 | -52.8742 | -2.275 | -7.1942 | -45.8 | -46.2177
2018-10-24 13:30 | No Data | No Data | No Data | No Data | 28.2902 | 39.5195 | No Data | No Data | No Data | No Data | No Data | No Data | No Data | No Data | -8.8 | -53.1338 | 2.275 | 5.4978 | -39.9 | -40.0362
2018-10-24 14:00 | No Data | No Data | No Data | No Data | 28.1437 | 39.4147 | No Data | No Data | No Data | No Data | No Data | No Data | No Data | No Data | -8.4 | -55.4401 | 3.64 | 8.5487 | -33 | -33.6823
2018-10-24 14:30 | No Data | No Data | No Data | No Data | 25.8366 | 37.8019 | No Data | No Data | No Data | No Data | No Data | No Data | No Data | No Data | -11.6 | -52.4976 | 5.915 | 7.7484 | -37.9 | -36.5318
2018-10-24 15:00 | No Data | No Data | No Data | No Data | 27.7287 | 39.1195 | No Data | No Data | No Data | No Data | No Data | No Data | No Data | No Data | -10 | -53.3457 | 4.095 | 4.9216 | -39.4 | -38.1262
2018-10-24 15:30 | No Data | No Data | No Data | No Data | 25.9342 | 37.8687 | No Data | No Data | No Data | No Data | No Data | No Data | No Data | No Data | -8.8 | -52.7394 | 0.91 | 4.1949 | -25.3 | -25.3
2018-10-24 16:00 | No Data | No Data | No Data | No Data | 31.5251 | 41.8961 | No Data | No Data | No Data | No Data | No Data | No Data | No Data | No Data | -8 | -49.0567 | 16.38 | 16.4368 | -19.4 | -19.4023
2018-10-24 16:30 | No Data | No Data | No Data | No Data | 38.7518 | 45.662 | No Data | No Data | No Data | No Data | No Data | No Data | No Data | No Data | -7.2 | -48.9326 | 16.38 | 16.6059 | -9.9 | -11.3323
2018-10-24 17:00 | No Data | No Data | No Data | No Data | 38.4466 | 45.4033 | No Data | No Data | No Data | No Data | No Data | No Data | No Data | No Data | 0 | 47.2 | 15.015 | 15.3491 | -13.9 | -13.9607
2018-10-24 17:30 | No Data | No Data | No Data | No Data | 38.4466 | 44.5301 | No Data | No Data | No Data | No Data | No Data | No Data | No Data | No Data | -2.8 | -50.4777 | -5.005 | -6.7641 | -19.8 | -21.0858
2018-10-24 18:00 | No Data | No Data | No Data | No Data | 42.9633 | 48.4833 | No Data | No Data | No Data | No Data | No Data | No Data | No Data | No Data | -5.2 | -48.6785 | 14.56 | 14.6733 | 2.7 | 6.8542
2018-10-24 18:30 | No Data | No Data | No Data | No Data | 42.9633 | 49.3645 | No Data | No Data | No Data | No Data | No Data | No Data | No Data | No Data | -14.8 | -48.3223 | 21.385 | 21.385 | 14.5 | 17.7282
2018-10-24 19:00 | No Data | No Data | No Data | No Data | 42.9633 | 49.3645 | No Data | No Data | No Data | No Data | No Data | No Data | No Data | No Data | -10.4 | -46.7709 | 25.48 | 25.48 | 36.3 | 38.8703
2018-10-24 19:30 | No Data | No Data | No Data | No Data | 44.9531 | 51.9037 | No Data | No Data | No Data | No Data | No Data | No Data | No Data | No Data | -5.2 | -41.0814 | 28.665 | 29.3643 | 53.5 | 57.1948
2018-10-24 20:00 | No Data | No Data | No Data | No Data | 41.2665 | 48.7457 | No Data | No Data | No Data | No Data | No Data | No Data | No Data | No Data | -4.8 | -42.6708 | 27.3 | 28.9238 | 55.6 | 60.921
2018-10-24 20:30 | No Data | No Data | No Data | No Data | 37.5189 | 46.6027 | No Data | No Data | No Data | No Data | No Data | No Data | No Data | No Data | -4 | -39.365 | 25.935 | 28.5601 | 55.1 | 60.8837
2018-10-24 21:00 | No Data | No Data | No Data | No Data | 35.6268 | 45.0934 | No Data | No Data | No Data | No Data | No Data | No Data | No Data | No Data | -0.4 | -44.4018 | 20.93 | 22.8227 | 49.4 | 55.1417
2018-10-24 21:30 | No Data | No Data | No Data | No Data | 24.2985 | 35.4764 | No Data | No Data | No Data | No Data | No Data | No Data | No Data | No Data | 5.6 | 49.9151 | 15.015 | 15.8272 | 39.9 | 45.6602
2018-10-24 22:00 | No Data | No Data | No Data | No Data | 24.2985 | 35.4764 | No Data | No Data | No Data | No Data | No Data | No Data | No Data | No Data | 5.2 | 51.4634 | 13.65 | 13.9203 | 38.8 | 44.1185
2018-10-24 22:30 | No Data | No Data | No Data | No Data | 28.4489 | 37.2868 | No Data | No Data | No Data | No Data | No Data | No Data | No Data | No Data | 4.8 | 53.8145 | 14.105 | 14.1123 | 42.2 | 46.5296
2018-10-24 23:00 | No Data | No Data | No Data | No Data | 24.9088 | 34.6614 | No Data | No Data | No Data | No Data | No Data | No Data | No Data | No Data | 2.4 | 54.0533 | 15.47 | 15.4767 | 43.8 | 47.8234
2018-10-24 23:30 | No Data | No Data | No Data | No Data | 27.4723 | 36.5471 | No Data | No Data | No Data | No Data | No Data | No Data | No Data | No Data | -0.4 | -50.4016 | 21.385 | 21.5586 | 53.5 | 57.1161
2018-10-25 | No Data | No Data | No Data | No Data | 35.4192 | 42.8426 | No Data | No Data | No Data | No Data | No Data | No Data | No Data | No Data | -0.8 | -50.0256 | 20.475 | 21.1905 | 58.4 | 61.6332
2018-10-25 00:30 | No Data | No Data | No Data | No Data | 57.4166 | 62.2706 | No Data | No Data | No Data | No Data | No Data | No Data | No Data | No Data | 3.6 | 48.9326 | 19.11 | 19.6442 | 67.2 | 73.1782
2018-10-25 01:00 | No Data | No Data | No Data | No Data | 57.5143 | 62.3607 | No Data | No Data | No Data | No Data | No Data | No Data | No Data | No Data | -4 | -51.7548 | 25.025 | 25.0911 | 67.5 | 73.3873
2018-10-25 01:30 | No Data | No Data | No Data | No Data | 48.7007 | 54.3389 | No Data | No Data | No Data | No Data | No Data | No Data | No Data | No Data | 1.6 | 57.2 | 18.2 | 18.2511 | 56.4 | 62.9235
2018-10-25 02:00 | No Data | No Data | No Data | No Data | 43.6713 | 50.904 | No Data | No Data | No Data | No Data | No Data | No Data | No Data | No Data | 1.2 | 60.8118 | 18.655 | 19.4376 | 52.5 | 58.1875
2018-10-25 02:30 | No Data | No Data | No Data | No Data | 47.2602 | 54.0144 | No Data | No Data | No Data | No Data | No Data | No Data | No Data | No Data | 2.8 | 54.8715 | 17.745 | 17.7974 | 50.4 | 53.9333
2018-10-25 03:00 | No Data | No Data | No Data | No Data | 38.2879 | 47.4322 | No Data | No Data | No Data | No Data | No Data | No Data | No Data | No Data | -2.8 | -55.2362 | 21.385 | 21.3898 | 51 | 53.9189
2018-10-25 03:30 | No Data | No Data | No Data | No Data | 34.9065 | 44.7472 | No Data | No Data | No Data | No Data | No Data | No Data | No Data | No Data | -5.6 | -56.6773 | 20.93 | 20.93 | 48.4 | 51.6387
2018-10-25 04:00 | No Data | No Data | No Data | No Data | 34.9065 | 45.7964 | No Data | No Data | No Data | No Data | No Data | No Data | No Data | No Data | -6.8 | -57.116 | 22.75 | 22.75 | 50.4 | 53.3518
2018-10-25 04:30 | No Data | No Data | No Data | No Data | 36.5545 | 48.583 | No Data | No Data | No Data | No Data | No Data | No Data | No Data | No Data | -5.6 | -58.3095 | 20.475 | 20.4801 | 48 | 51.1258
2018-10-25 05:00 | No Data | No Data | No Data | No Data | 38.9593 | 50.4173 | No Data | No Data | No Data | No Data | No Data | No Data | No Data | No Data | -5.2 | -55.8426 | 20.475 | 20.4952 | 47.4 | 50.9188
2018-10-25 05:30 | No Data | No Data | No Data | No Data | 42.8534 | 53.4836 | No Data | No Data | No Data | No Data | No Data | No Data | No Data | No Data | -4 | -54.9458 | 18.655 | 18.8537 | 50 | 53.5956
2018-10-25 06:00 | No Data | No Data | No Data | No Data | 50.2388 | 57.6386 | No Data | No Data | No Data | No Data | No Data | No Data | No Data | No Data | -9.6 | -46.9911 | 25.935 | 27.1974 | 57.1 | 61.6709
2018-10-25 06:30 | No Data | No Data | No Data | No Data | 53.7179 | 58.9628 | No Data | No Data | No Data | No Data | No Data | No Data | No Data | No Data | -6 | -45.993 | 24.57 | 26.0465 | 57.9 | 61.6591
2018-10-25 07:00 | No Data | No Data | No Data | No Data | 63.2639 | 66.0626 | No Data | No Data | No Data | No Data | No Data | No Data | No Data | No Data | -1.6 | -38.833 | 18.2 | 21.9582 | 52 | 56.8595
2018-10-25 07:30 | No Data | No Data | No Data | No Data | 66.7918 | 68.4387 | No Data | No Data | No Data | No Data | No Data | No Data | No Data | No Data | -2.4 | -35.6808 | 14.105 | 19.3147 | 28 | 36.3626
2018-10-25 08:00 | No Data | No Data | No Data | No Data | 66.1814 | 67.431 | No Data | No Data | No Data | No Data | No Data | No Data | No Data | No Data | -6 | -36.4966 | 8.19 | 13.2888 | -1.7 | -15.1954
2018-10-25 08:30 | No Data | No Data | No Data | No Data | 54.8043 | 58.0487 | No Data | No Data | No Data | No Data | No Data | No Data | No Data | No Data | -9.2 | -40.2651 | 5.005 | 7.7484 | -27.3 | -27.9303
2018-10-25 09:00 | No Data | No Data | No Data | No Data | 51.1055 | 61.2423 | No Data | No Data | No Data | No Data | No Data | No Data | No Data | No Data | -6.8 | -43.7319 | 0 | 0 | -37 | -36.635
2018-10-25 09:30 | No Data | No Data | No Data | No Data | 52.2896 | 63.1358 | No Data | No Data | No Data | No Data | No Data | No Data | No Data | No Data | -12 | -47.1525 | 3.64 | 3.64 | -34.3 | -34.3023
2018-10-25 10:00 | No Data | No Data | No Data | No Data | 45.1606 | 59.6193 | No Data | No Data | No Data | No Data | No Data | No Data | No Data | No Data | 0.4 | 45.6018 | -4.095 | -4.3165 | -49 | -49.0743
2018-10-25 10:30 | No Data | No Data | No Data | No Data | 41.7792 | 58.5178 | No Data | No Data | No Data | No Data | No Data | No Data | No Data | No Data | 0.8 | 46.8273 | -5.915 | -6.0705 | -51 | -51.1003
2018-10-25 11:00 | No Data | No Data | No Data | No Data | 38.2391 | 56.0452 | No Data | No Data | No Data | No Data | No Data | No Data | No Data | No Data | -10 | -47.0744 | 1.365 | 1.6405 | -42.3 | -42.3096
2018-10-25 11:30 | No Data | No Data | No Data | No Data | 34.8577 | 53.7949 | No Data | No Data | No Data | No Data | No Data | No Data | No Data | No Data | -7.2 | -45.7699 | 0.91 | 1.0174 | -43 | -43.0057
2018-10-25 12:00 | No Data | No Data | No Data | No Data | 25.5802 | 48.303 | No Data | No Data | No Data | No Data | No Data | No Data | No Data | No Data | -3.2 | -47.3083 | 0 | 1.365 | -46.6 | -46.631
2018-10-25 12:30 | No Data | No Data | No Data | No Data | 22.089 | 45.1046 | No Data | No Data | No Data | No Data | No Data | No Data | No Data | No Data | 3.6 | 48.9326 | -5.915 | -7.1942 | -50.8 | -50.9419
2018-10-25 13:00 | No Data | No Data | No Data | No Data | 21.1734 | 44.6633 | No Data | No Data | No Data | No Data | No Data | No Data | No Data | No Data | 2.8 | 47.3371 | -5.915 | -6.3374 | -51.4 | -51.456
2018-10-25 13:30 | No Data | No Data | No Data | No Data | 23.8346 | 47.4017 | No Data | No Data | No Data | No Data | No Data | No Data | No Data | No Data | 9.6 | 47.3827 | -13.195 | -13.3897 | -59.9 | -59.9521
2018-10-25 14:00 | No Data | No Data | No Data | No Data | 27.0085 | 49.0743 | No Data | No Data | No Data | No Data | No Data | No Data | No Data | No Data | 9.6 | 47.3827 | -10.92 | -11.0706 | -56.7 | -56.8352
2018-10-25 14:30 | No Data | No Data | No Data | No Data | 25.214 | 46.6734 | No Data | No Data | No Data | No Data | No Data | No Data | No Data | No Data | 10.8 | 45.824 | -13.65 | -13.6576 | -58.1 | -58.1055
2018-10-25 15:00 | No Data | No Data | No Data | No Data | 21.2222 | 43.1157 | No Data | No Data | No Data | No Data | No Data | No Data | No Data | No Data | 14.4 | 47.0574 | -16.835 | -16.8411 | -59.9 | -59.9802
2018-10-25 15:30 | No Data | No Data | No Data | No Data | 14.0932 | 38.4152 | No Data | No Data | No Data | No Data | No Data | No Data | No Data | No Data | 11.6 | 44.7303 | -15.925 | -15.951 | -57.9 | -57.925
2018-10-25 16:00 | No Data | No Data | No Data | No Data | 14.3008 | 36.3599 | No Data | No Data | No Data | No Data | No Data | No Data | No Data | No Data | 19.2 | 50.8189 | -22.295 | -22.4108 | -55.2 | -55.2204
2018-10-25 16:30 | No Data | No Data | No Data | No Data | 21.3687 | 37.0807 | No Data | No Data | No Data | No Data | No Data | No Data | No Data | No Data | 21.2 | 49.9247 | -23.205 | -23.2228 | -25.6 | -26.5663
2018-10-25 17:00 | No Data | No Data | No Data | No Data | 13.8369 | 30.2706 | No Data | No Data | No Data | No Data | No Data | No Data | No Data | No Data | 24.4 | 53.8457 | -26.845 | -26.9412 | -20.2 | -22.0336
2018-10-25 17:30 | No Data | No Data | No Data | No Data | 15.4726 | 31.0524 | No Data | No Data | No Data | No Data | No Data | No Data | No Data | No Data | 9.6 | 45.9739 | -11.375 | -11.4113 | -32.2 | -32.4006
2018-10-25 18:00 | No Data | No Data | No Data | No Data | 15.5337 | 31.0829 | No Data | No Data | No Data | No Data | No Data | No Data | No Data | No Data | 9.6 | 44.6444 | -8.645 | -8.7521 | -35.4 | -35.5355
2018-10-25 18:30 | No Data | No Data | No Data | No Data | 11.6274 | 29.3265 | No Data | No Data | No Data | No Data | No Data | No Data | No Data | No Data | 2.4 | 40.802 | 10.01 | 10.9956 | -2.1 | -11.1004
2018-10-25 19:00 | No Data | No Data | No Data | No Data | 15.375 | 31.0039 | No Data | No Data | No Data | No Data | No Data | No Data | No Data | No Data | 10 | 41.2311 | 12.74 | 12.9415 | 25.2 | 29.904
2018-10-25 19:30 | No Data | No Data | No Data | No Data | 25.0675 | 38.0457 | No Data | No Data | No Data | No Data | No Data | No Data | No Data | No Data | 18 | 41.6864 | 14.105 | 14.5671 | 40.6 | 43.9769
2018-10-25 20:00 | No Data | No Data | No Data | No Data | 28.864 | 44.5184 | No Data | No Data | No Data | No Data | No Data | No Data | No Data | No Data | 18.4 | 46.9553 | 11.375 | 12.2513 | 39.7 | 44.0124
2018-10-25 20:30 | No Data | No Data | No Data | No Data | 32.8557 | 47.2044 | No Data | No Data | No Data | No Data | No Data | No Data | No Data | No Data | 19.6 | 46.3482 | 10.465 | 11.8037 | 39.9 | 44.3227
2018-10-25 21:00 | No Data | No Data | No Data | No Data | 36.5545 | 49.8497 | No Data | No Data | No Data | No Data | No Data | No Data | No Data | No Data | 15.2 | 49.2065 | 11.83 | 12.2513 | 41.9 | 45.7621
2018-10-25 21:30 | No Data | No Data | No Data | No Data | 36.6033 | 44.1652 | No Data | No Data | No Data | No Data | No Data | No Data | No Data | No Data | 10.8 | 50.3714 | 16.38 | 16.4368 | 43.1 | 46.3683
2018-10-25 22:00 | No Data | No Data | No Data | No Data | 31.989 | 41.4515 | No Data | No Data | No Data | No Data | No Data | No Data | No Data | No Data | 10.4 | 48.3322 | 14.56 | 14.7367 | 39.8 | 44.4087
2018-10-25 22:30 | No Data | No Data | No Data | No Data | 40.8026 | 47.1313 | No Data | No Data | No Data | No Data | No Data | No Data | No Data | No Data | 8.8 | 48.4066 | 16.835 | 17.3259 | 45.8 | 49.6617
2018-10-25 23:00 | No Data | No Data | No Data | No Data | 39.1669 | 45.7226 | No Data | No Data | No Data | No Data | No Data | No Data | No Data | No Data | 16.4 | 54.5249 | 8.19 | 8.2026 | 34.4 | 38.5955
2018-10-25 23:30 | No Data | No Data | No Data | No Data | 49.7261 | 55.0381 | No Data | No Data | No Data | No Data | No Data | No Data | No Data | No Data | 16.8 | 53.8858 | 7.28 | 7.3367 | 39 | 42.3468
2018-10-26 | No Data | No Data | No Data | No Data | 51.5694 | 56.709 | No Data | No Data | No Data | No Data | No Data | No Data | No Data | No Data | 14.8 | 51.3778 | 9.555 | 10.3955 | 44.1 | 47.5568
2018-10-26 00:30 | No Data | No Data | No Data | No Data | 65.51 | 68.1322 | No Data | No Data | No Data | No Data | No Data | No Data | No Data | No Data | 18.4 | 45.8537 | 3.185 | 10.9389 | 50.9 | 54.7618
2018-10-26 01:00 | No Data | No Data | No Data | No Data | 60.3342 | 63.1247 | No Data | No Data | No Data | No Data | No Data | No Data | No Data | No Data | 8.8 | 44.0872 | 15.015 | 17.3259 | 55.1 | 58.79
2018-10-26 01:30 | No Data | No Data | No Data | No Data | 56.8551 | 60.3727 | No Data | No Data | No Data | No Data | No Data | No Data | No Data | No Data | 5.2 | 48.3735 | 16.835 | 17.5632 | 53.6 | 57.0028
2018-10-26 02:00 | No Data | No Data | No Data | No Data | 48.0781 | 54.6095 | No Data | No Data | No Data | No Data | No Data | No Data | No Data | No Data | 6.4 | 51.5984 | 15.015 | 15.1249 | 46.4 | 49.6614
2018-10-26 02:30 | No Data | No Data | No Data | No Data | 49.8238 | 56.1524 | No Data | No Data | No Data | No Data | No Data | No Data | No Data | No Data | -0.4 | -48.4017 | 21.385 | 21.8637 | 54.3 | 57.7631
2018-10-26 03:00 | No Data | No Data | No Data | No Data | 47.4189 | 54.03 | No Data | No Data | No Data | No Data | No Data | No Data | No Data | No Data | 0.4 | 53.2015 | 19.565 | 19.5703 | 48.9 | 51.8037
2018-10-26 03:30 | No Data | No Data | No Data | No Data | 45.6245 | 53.3708 | No Data | No Data | No Data | No Data | No Data | No Data | No Data | No Data | 1.6 | 54.472 | 17.745 | 17.745 | 43 | 46.6542
2018-10-26 04:00 | No Data | No Data | No Data | No Data | 41.5717 | 49.9505 | No Data | No Data | No Data | No Data | No Data | No Data | No Data | No Data | 2 | 55.636 | 17.29 | 17.3139 | 43.7 | 46.8902
2018-10-26 04:30 | No Data | No Data | No Data | No Data | 38.1903 | 47.1736 | No Data | No Data | No Data | No Data | No Data | No Data | No Data | No Data | -7.2 | -54.0814 | 24.57 | 24.57 | 51.2 | 54.3386
2018-10-26 05:00 | No Data | No Data | No Data | No Data | 36.6522 | 45.9373 | No Data | No Data | No Data | No Data | No Data | No Data | No Data | No Data | 0.8 | 54.4132 | 16.835 | 16.8902 | 43.8 | 47.6642
2018-10-26 05:30 | No Data | No Data | No Data | No Data | 41.9867 | 50.2965 | No Data | No Data | No Data | No Data | No Data | No Data | No Data | No Data | 8.4 | 53.464 | 10.92 | 11.1545 | 37.8 | 42.3065
2018-10-26 06:00 | No Data | No Data | No Data | No Data | 43.5737 | 49.9204 | No Data | No Data | No Data | No Data | No Data | No Data | No Data | No Data | 16.4 | 55.6705 | 1.82 | 1.876 | 32.3 | 36.9769
2018-10-26 06:30 | No Data | No Data | No Data | No Data | 52.4361 | 56.3239 | No Data | No Data | No Data | No Data | No Data | No Data | No Data | No Data | 4.8 | 43.0683 | 16.38 | 19.4376 | 50 | 54.7069
2018-10-26 07:00 | No Data | No Data | No Data | No Data | 57.5631 | 59.9861 | No Data | No Data | No Data | No Data | No Data | No Data | No Data | No Data | 0.4 | 35.2204 | 21.84 | 24.6247 | 51.7 | 56.3839
2018-10-26 07:30 | No Data | No Data | No Data | No Data | 55.8297 | 56.8993 | No Data | No Data | No Data | No Data | No Data | No Data | No Data | No Data | 5.2 | 37.5617 | 7.735 | 13.382 | 19.4 | 28.1517
2018-10-26 08:00 | No Data | No Data | No Data | No Data | 53.7179 | 54.8286 | No Data | No Data | No Data | No Data | No Data | No Data | No Data | No Data | 2 | 37.2537 | 0 | 10.5045 | -12.2 | -17.4668
2018-10-26 08:30 | No Data | No Data | No Data | No Data | 52.0333 | 53.6284 | No Data | No Data | No Data | No Data | No Data | No Data | No Data | No Data | -6 | -44.0109 | 0 | 4.55 | -29.7 | -30.5603
2018-10-26 09:00 | No Data | No Data | No Data | No Data | 46.54 | 48.3168 | No Data | No Data | No Data | No Data | No Data | No Data | No Data | No Data | -9.6 | -45.0351 | 2.275 | 3.2173 | -34.2 | -34.5214
2018-10-26 09:30 | No Data | No Data | No Data | No Data | 39.0082 | 42.7086 | No Data | No Data | No Data | No Data | No Data | No Data | No Data | No Data | -4 | -56.5417 | -3.185 | -4.1949 | -37.9 | -38.1903
2018-10-26 10:00 | No Data | No Data | No Data | No Data | 27.8386 | 33.836 | No Data | No Data | No Data | No Data | No Data | No Data | No Data | No Data | -2.8 | -57.2894 | -3.64 | -3.6683 | -41.1 | -41.2167
2018-10-26 10:30 | No Data | No Data | No Data | No Data | 17.0718 | 26.9616 | No Data | No Data | No Data | No Data | No Data | No Data | No Data | No Data | -2.8 | -56.1156 | -2.275 | -3.2173 | -42.7 | -42.8273
2018-10-26 11:00 | No Data | No Data | No Data | No Data | 17.6822 | 27.3522 | No Data | No Data | No Data | No Data | No Data | No Data | No Data | No Data | 3.2 | 59.3094 | -10.01 | -10.0513 | -50.2 | -50.2527
2018-10-26 11:30 | No Data | No Data | No Data | No Data | 22.3941 | 31.8606 | No Data | No Data | No Data | No Data | No Data | No Data | No Data | No Data | 7.2 | 59.6362 | -12.285 | -12.3606 | -52 | -52.0246
2018-10-26 12:00 | No Data | No Data | No Data | No Data | 25.9342 | 35.9334 | No Data | No Data | No Data | No Data | No Data | No Data | No Data | No Data | 1.6 | 56.8225 | -4.095 | -4.1202 | -48.6 | -48.6643
2018-10-26 12:30 | No Data | No Data | No Data | No Data | 28.3513 | 38.8549 | No Data | No Data | No Data | No Data | No Data | No Data | No Data | No Data | 2 | 59.2338 | -7.28 | -7.4069 | -45.7 | -45.7857
2018-10-26 13:00 | No Data | No Data | No Data | No Data | 25.6291 | 36.9156 | No Data | No Data | No Data | No Data | No Data | No Data | No Data | No Data | 5.2 | 59.4279 | -10.01 | -11.1915 | -39.4 | -39.8246
2018-10-26 13:30 | No Data | No Data | No Data | No Data | 27.7287 | 38.403 | No Data | No Data | No Data | No Data | No Data | No Data | No Data | No Data | 1.2 | 58.0055 | 0 | 0 | -42.6 | -42.6733
2018-10-26 14:00 | No Data | No Data | No Data | No Data | 23.6759 | 35.5874 | No Data | No Data | No Data | No Data | No Data | No Data | No Data | No Data | 0.4 | 59.2054 | -5.915 | -6.718 | -27.1 | -28.372
2018-10-26 14:30 | No Data | No Data | No Data | No Data | 21.8326 | 34.3886 | No Data | No Data | No Data | No Data | No Data | No Data | No Data | No Data | -7.2 | -59.2392 | 0 | 1.365 | -30.5 | -30.8157
2018-10-26 15:00 | No Data | No Data | No Data | No Data | 20.148 | 35.421 | No Data | No Data | No Data | No Data | No Data | No Data | No Data | No Data | -5.6 | -58.6679 | 0.91 | 1.6405 | -21.6 | -22.5858
2018-10-26 15:30 | No Data | No Data | No Data | No Data | 29.8894 | 41.7382 | No Data | No Data | No Data | No Data | No Data | No Data | No Data | No Data | -9.2 | -60.7012 | 1.365 | 1.9304 | -26 | -26.8494
2018-10-26 16:00 | No Data | No Data | No Data | No Data | 26.9596 | 38.3518 | No Data | No Data | No Data | No Data | No Data | No Data | No Data | No Data | -6 | -58.3095 | 1.365 | 1.365 | -33.5 | -33.5932
2018-10-26 16:30 | No Data | No Data | No Data | No Data | 34.0887 | 42.5313 | No Data | No Data | No Data | No Data | No Data | No Data | No Data | No Data | -8.4 | -56.6265 | 4.55 | 4.9005 | 2.9 | 14.0036
2018-10-26 17:00 | No Data | No Data | No Data | No Data | 39.6796 | 45.9826 | No Data | No Data | No Data | No Data | No Data | No Data | No Data | No Data | -19.6 | -57.447 | 15.47 | 15.7945 | -20.6 | -21.7892
2018-10-26 17:30 | No Data | No Data | No Data | No Data | 34.1863 | 41.3357 | No Data | No Data | No Data | No Data | No Data | No Data | No Data | No Data | -12.8 | -55.1072 | 15.47 | 15.8925 | -12.1 | -16.556
2018-10-26 18:00 | No Data | No Data | No Data | No Data | 35.9808 | 44.1825 | No Data | No Data | No Data | No Data | No Data | No Data | No Data | No Data | -0.4 | -55.6014 | 15.925 | 16.0867 | 14.7 | 22.4742
2018-10-26 18:30 | No Data | No Data | No Data | No Data | 37.6776 | 45.5749 | No Data | No Data | No Data | No Data | No Data | No Data | No Data | No Data | -22.4 | -56.6194 | 28.665 | 29.0987 | 14.6 | 22.7906
2018-10-26 19:00 | No Data | No Data | No Data | No Data | 30.5974 | 39.9209 | No Data | No Data | No Data | No Data | No Data | No Data | No Data | No Data | -15.2 | -50.7307 | 34.125 | 34.8929 | 42.7 | 48.1262
2018-10-26 19:30 | No Data | No Data | No Data | No Data | 34.2962 | 42.8217 | No Data | No Data | No Data | No Data | No Data | No Data | No Data | No Data | -13.6 | -46.0539 | 40.95 | 42.266 | 66.2 | 70.1807
2018-10-26 20:00 | No Data | No Data | No Data | No Data | 38.5443 | 46.294 | No Data | No Data | No Data | No Data | No Data | No Data | No Data | No Data | -10.8 | -48.8098 | 39.13 | 40.7498 | 66 | 70.6473
2018-10-26 20:30 | No Data | No Data | No Data | No Data | 45.5146 | 53.2262 | No Data | No Data | No Data | No Data | No Data | No Data | No Data | No Data | 0.8 | 48.8066 | 27.755 | 29.9955 | 54.5 | 59.7127
2018-10-26 21:00 | No Data | No Data | No Data | No Data | 47.9316 | 55.3073 | No Data | No Data | No Data | No Data | No Data | No Data | No Data | No Data | -3.6 | -50.1294 | 29.575 | 31.3719 | 56.5 | 61.4252
2018-10-26 21:30 | No Data | No Data | No Data | No Data | 47.9316 | 55.3073 | No Data | No Data | No Data | No Data | No Data | No Data | No Data | No Data | -4.4 | -52.4976 | 29.12 | 30.1298 | 56.5 | 61.0777
2018-10-26 22:00 | No Data | No Data | No Data | No Data | 44.2939 | 52.1862 | No Data | No Data | No Data | No Data | No Data | No Data | No Data | No Data | -4.4 | -54.9764 | 29.575 | 30.0748 | 54.7 | 58.5212
2018-10-26 22:30 | No Data | No Data | No Data | No Data | 53.2052 | 59.1733 | No Data | No Data | No Data | No Data | No Data | No Data | No Data | No Data | 2 | 55.6518 | 24.57 | 24.8382 | 54.1 | 57.6095
2018-10-26 23:00 | No Data | No Data | No Data | No Data | 49.5186 | 56.7119 | No Data | No Data | No Data | No Data | No Data | No Data | No Data | No Data | 3.2 | 57.2894 | 23.205 | 23.365 | 49.7 | 53.208
2018-10-26 23:30 | No Data | No Data | No Data | No Data | 52.9488 | 59.7304 | No Data | No Data | No Data | No Data | No Data | No Data | No Data | No Data | 4 | 56.1427 | 22.295 | 22.9538 | 54.3 | 58.1475
2018-10-27 | No Data | No Data | No Data | No Data | 59.5163 | 64.9067 | No Data | No Data | No Data | No Data | No Data | No Data | No Data | No Data | 0.4 | 54.4368 | 24.115 | 25.0622 | 61.1 | 64.29
2018-10-27 00:30 | No Data | No Data | No Data | No Data | 69.7704 | 72.6382 | No Data | No Data | No Data | No Data | No Data | No Data | No Data | No Data | 8 | 49.8462 | 17.29 | 21.21 | 64.7 | 68.0227
2018-10-27 01:00 | No Data | No Data | No Data | No Data | 61.0056 | 65.3903 | No Data | No Data | No Data | No Data | No Data | No Data | No Data | No Data | -6 | -51.9477 | 27.3 | 28.9238 | 69.3 | 72.2402
2018-10-27 01:30 | No Data | No Data | No Data | No Data | 55.8785 | 61.2888 | No Data | No Data | No Data | No Data | No Data | No Data | No Data | No Data | -6.8 | -54.8234 | 27.3 | 28.3746 | 62.7 | 66.0916
2018-10-27 02:00 | No Data | No Data | No Data | No Data | 42.2919 | 50.1082 | No Data | No Data | No Data | No Data | No Data | No Data | No Data | No Data | -9.6 | -56.356 | 29.12 | 29.8086 | 60.3 | 63.9514
2018-10-27 02:30 | No Data | No Data | No Data | No Data | 37.0062 | 45.7349 | No Data | No Data | No Data | No Data | No Data | No Data | No Data | No Data | -8 | -57.7567 | 27.3 | 27.8406 | 58.8 | 62.1083
2018-10-27 03:00 | No Data | No Data | No Data | No Data | 22.3941 | 33.161 | No Data | No Data | No Data | No Data | No Data | No Data | No Data | No Data | -14 | -58.8884 | 34.125 | 34.427 | 62.3 | 65.7441
2018-10-27 03:30 | No Data | No Data | No Data | No Data | 9.5277 | 24.7304 | No Data | No Data | No Data | No Data | No Data | No Data | No Data | No Data | -16 | -61.3241 | 34.125 | 34.3186 | 60.8 | 64.005
2018-10-27 04:00 | No Data | No Data | No Data | No Data | 8.1483 | 24.2324 | No Data | No Data | No Data | No Data | No Data | No Data | No Data | No Data | -22 | -62.0322 | 39.13 | 39.4488 | 65.5 | 68.8454
2018-10-27 04:30 | No Data | No Data | No Data | No Data | 17.5845 | 31.7288 | No Data | No Data | No Data | No Data | No Data | No Data | No Data | No Data | -18.4 | -62.7579 | 37.31 | 37.4097 | 61.9 | 65.1749
2018-10-27 05:00 | No Data | No Data | No Data | No Data | 8.4047 | 26.1036 | No Data | No Data | No Data | No Data | No Data | No Data | No Data | No Data | -12.4 | -62.4436 | 28.665 | 28.7947 | 53.9 | 57.353
2018-10-27 05:30 | No Data | No Data | No Data | No Data | 5.3285 | 22.0941 | No Data | No Data | No Data | No Data | No Data | No Data | No Data | No Data | -8 | -62.9107 | 25.48 | 25.5449 | 50.4 | 53.969
2018-10-27 06:00 | No Data | No Data | No Data | No Data | 1.2268 | 17.6881 | No Data | No Data | No Data | No Data | No Data | No Data | No Data | No Data | -10.4 | -59.3188 | 26.845 | 27.3946 | 54.3 | 58.0762
2018-10-27 06:30 | No Data | No Data | No Data | No Data | 4.303 | 12.7536 | No Data | No Data | No Data | No Data | No Data | No Data | No Data | No Data | -11.2 | -55.9328 | 30.485 | 31.3422 | 58.1 | 62.1612
2018-10-27 07:00 | No Data | No Data | No Data | No Data | 10.8583 | 14.7973 | No Data | No Data | No Data | No Data | No Data | No Data | No Data | No Data | -2.8 | -54.0533 | 23.66 | 24.2818 | 46.9 | 50.3803
2018-10-27 07:30 | No Data | No Data | No Data | No Data | 6.4515 | 13.4898 | No Data | No Data | No Data | No Data | No Data | No Data | No Data | No Data | 2.4 | 58.1116 | 7.735 | 7.9462 | 11.7 | 18.6317
2018-10-27 08:00 | No Data | No Data | No Data | No Data | 1.4832 | 11.9396 | No Data | No Data | No Data | No Data | No Data | No Data | No Data | No Data | -3.6 | -54.9181 | 7.28 | 8.1393 | -7.2 | -13.3989
2018-10-27 08:30 | No Data | No Data | No Data | No Data | 4.8646 | 16.5807 | No Data | No Data | No Data | No Data | No Data | No Data | No Data | No Data | -16.4 | -55.7853 | 10.92 | 11.0706 | -17.4 | -18.9476
2018-10-27 09:00 | No Data | No Data | No Data | No Data | 6.7079 | 18.9232 | No Data | No Data | No Data | No Data | No Data | No Data | No Data | No Data | -11.2 | -54.7576 | 6.37 | 7.3367 | -32.3 | -32.6402
2018-10-27 09:30 | No Data | No Data | No Data | No Data | 6.5003 | 21.1242 | No Data | No Data | No Data | No Data | No Data | No Data | No Data | No Data | -8 | -56.1726 | 1.365 | 1.365 | -16.5 | -18.9897
2018-10-27 10:00 | No Data | No Data | No Data | No Data | -7.2816 | -21.3775 | No Data | No Data | No Data | No Data | No Data | No Data | No Data | No Data | -12 | -55.7078 | 7.735 | 7.9462 | -36.6 | -36.9962
2018-10-27 10:30 | No Data | No Data | No Data | No Data | -14.2031 | -21.6311 | No Data | No Data | No Data | No Data | No Data | No Data | No Data | No Data | -12.4 | -56.966 | 5.005 | 5.005 | -36.8 | -36.9957
2018-10-27 11:00 | No Data | No Data | No Data | No Data | -19.2813 | -25.2576 | No Data | No Data | No Data | No Data | No Data | No Data | No Data | No Data | -2.4 | -57.6056 | -1.82 | -1.82 | -49.7 | -49.7532
2018-10-27 11:30 | No Data | No Data | No Data | No Data | -35.3338 | -37.4859 | No Data | No Data | No Data | No Data | No Data | No Data | No Data | No Data | 0.4 | -58.8218 | -1.82 | -2.0348 | -41.7 | -41.9315
2018-10-27 12:00 | No Data | No Data | No Data | No Data | -42.5605 | -42.8882 | No Data | No Data | No Data | No Data | No Data | No Data | No Data | No Data | -2.4 | -56.8507 | 0 | 0.455 | -48.1 | -48.13
2018-10-27 12:30 | No Data | No Data | No Data | No Data | -42.8656 | -42.988 | No Data | No Data | No Data | No Data | No Data | No Data | No Data | No Data | -9.6 | -54.0592 | 8.19 | 8.9625 | -42.6 | -42.9409
2018-10-27 13:00 | No Data | No Data | No Data | No Data | -47.9927 | -48.0695 | No Data | No Data | No Data | No Data | No Data | No Data | No Data | No Data | -8.8 | -52.345 | 7.28 | 8.3527 | -44.1 | -44.2995
2018-10-27 13:30 | No Data | No Data | No Data | No Data | -47.9438 | -48.0292 | No Data | No Data | No Data | No Data | No Data | No Data | No Data | No Data | -17.6 | -53.7624 | 13.65 | 15.0632 | -33.2 | -34.2462
2018-10-27 14:00 | No Data | No Data | No Data | No Data | -37.3358 | -37.3768 | No Data | No Data | No Data | No Data | No Data | No Data | No Data | No Data | -15.6 | -54.6728 | 10.92 | 11.375 | -39.8 | -40.021
2018-10-27 14:30 | No Data | No Data | No Data | No Data | -46.247 | -46.247 | No Data | No Data | No Data | No Data | No Data | No Data | No Data | No Data | -8.8 | -55.5021 | 3.185 | 3.185 | -45.4 | -45.4485
2018-10-27 15:00 | No Data | No Data | No Data | No Data | -41.12 | -41.12 | No Data | No Data | No Data | No Data | No Data | No Data | No Data | No Data | -13.6 | -52.9755 | 7.28 | 7.28 | -25.5 | -26.8168
2018-10-27 15:30 | No Data | No Data | No Data | No Data | -27.0817 | -27.2339 | No Data | No Data | No Data | No Data | No Data | No Data | No Data | No Data | -19.2 | -52.8136 | 13.195 | 13.3897 | -34 | -34.2708
2018-10-27 16:00 | No Data | No Data | No Data | No Data | -20.0504 | -22.7612 | No Data | No Data | No Data | No Data | No Data | No Data | No Data | No Data | -18.8 | -52.6695 | 14.105 | 14.8207 | -31.9 | -32.0702
2018-10-27 16:30 | No Data | No Data | No Data | No Data | -12.1035 | -15.8671 | No Data | No Data | No Data | No Data | No Data | No Data | No Data | No Data | -16.4 | -53.7624 | 13.65 | 15.2612 | -29.7 | -30.3608
2018-10-27 17:00 | No Data | No Data | No Data | No Data | -4.8768 | -11.3161 | No Data | No Data | No Data | No Data | No Data | No Data | No Data | No Data | -9.6 | -52.0922 | 13.195 | 14.8556 | -26.4 | -27.2125
2018-10-27 17:30 | No Data | No Data | No Data | No Data | -2.0569 | -12.7827 | No Data | No Data | No Data | No Data | No Data | No Data | No Data | No Data | -22.8 | -51.6991 | 25.935 | 27.6391 | -9 | -14.7611
2018-10-27 18:00 | No Data | No Data | No Data | No Data | -6.2074 | -14.4341 | No Data | No Data | No Data | No Data | No Data | No Data | No Data | No Data | -28 | -54.5366 | 26.845 | 28.6506 | 2.1 | 15.0473
2018-10-27 18:30 | No Data | No Data | No Data | No Data | 0.86061 | 13.157 | No Data | No Data | No Data | No Data | No Data | No Data | No Data | No Data | -21.6 | -53.3127 | 33.67 | 34.7621 | 21.6 | 28.2454
2018-10-27 19:00 | No Data | No Data | No Data | No Data | 4.5594 | 17.0341 | No Data | No Data | No Data | No Data | No Data | No Data | No Data | No Data | -14 | -47.3185 | 40.95 | 42.05 | 52.2 | 56.5308
2018-10-27 19:30 | No Data | No Data | No Data | No Data | 18.6099 | 28.9769 | No Data | No Data | No Data | No Data | No Data | No Data | No Data | No Data | -12.8 | -45.824 | 39.13 | 40.5052 | 65.2 | 69.0716
2018-10-27 20:00 | No Data | No Data | No Data | No Data | 24.6036 | 35.8722 | No Data | No Data | No Data | No Data | No Data | No Data | No Data | No Data | -10.4 | -49.1137 | 35.945 | 37.7019 | 64.7 | 69.148
2018-10-27 20:30 | No Data | No Data | No Data | No Data | 32.0378 | 41.3268 | No Data | No Data | No Data | No Data | No Data | No Data | No Data | No Data | -7.2 | -52.4961 | 30.94 | 32.3818 | 58.9 | 63.2482
2018-10-27 21:00 | No Data | No Data | No Data | No Data | 29.5232 | 39.4093 | No Data | No Data | No Data | No Data | No Data | No Data | No Data | No Data | 0.8 | 53.206 | 24.115 | 25.7749 | 50 | 55.1202
2018-10-27 21:30 | No Data | No Data | No Data | No Data | 30.341 | 40.0257 | No Data | No Data | No Data | No Data | No Data | No Data | No Data | No Data | -2.8 | -53.749 | 25.48 | 26.9066 | 51.7 | 56.8734
2018-10-27 22:00 | No Data | No Data | No Data | No Data | 27.0695 | 37.6063 | No Data | No Data | No Data | No Data | No Data | No Data | No Data | No Data | -8.4 | -53.8591 | 29.575 | 30.6881 | 54.3 | 59.2468
2018-10-27 22:30 | No Data | No Data | No Data | No Data | 31.2688 | 40.7335 | No Data | No Data | No Data | No Data | No Data | No Data | No Data | No Data | -3.6 | -53.7208 | 26.845 | 27.8146 | 55.7 | 60.0728
2018-10-27 23:00 | No Data | No Data | No Data | No Data | 29.0105 | 39.0267 | No Data | No Data | No Data | No Data | No Data | No Data | No Data | No Data | -11.6 | -54.7576 | 32.305 | 33.2181 | 61.1 | 65.0766
2018-10-27 23:30 | No Data | No Data | No Data | No Data | 37.5189 | 45.7072 | No Data | No Data | No Data | No Data | No Data | No Data | No Data | No Data | -11.6 | -53.6686 | 34.125 | 35.3175 | 66.6 | 70.3301
2018-10-28 | No Data | No Data | No Data | No Data | 51.2154 | 57.4847 | No Data | No Data | No Data | No Data | No Data | No Data | No Data | No Data | -12.4 | -51.903 | 34.125 | 35.6936 | 71.1 | 74.6663
2018-10-28 00:30 | No Data | No Data | No Data | No Data | 62.9465 | 66.9019 | No Data | No Data | No Data | No Data | No Data | No Data | No Data | No Data | -11.2 | -46.5669 | 32.76 | 36.6268 | 80.2 | 83.6002
2018-10-28 01:00 | No Data | No Data | No Data | No Data | 60.5417 | 64.4162 | No Data | No Data | No Data | No Data | No Data | No Data | No Data | No Data | -27.2 | -51.3887 | 47.775 | 50.505 | 89.1 | 92.5679
2018-10-28 01:30 | No Data | No Data | No Data | No Data | 51.9234 | 58.6522 | No Data | No Data | No Data | No Data | No Data | No Data | No Data | No Data | -22.4 | -56.6194 | 42.77 | 44.142 | 78.1 | 81.2488
2018-10-28 02:00 | No Data | No Data | No Data | No Data | 46.9062 | 55.2426 | No Data | No Data | No Data | No Data | No Data | No Data | No Data | No Data | -26.4 | -61.1882 | 44.135 | 44.9737 | 75.2 | 78.352
2018-10-28 02:30 | No Data | No Data | No Data | No Data | 50.2388 | 58.099 | No Data | No Data | No Data | No Data | No Data | No Data | No Data | No Data | -21.2 | -62.1289 | 38.675 | 39.2726 | 69.4 | 72.5658
2018-10-28 03:00 | No Data | No Data | No Data | No Data | 48.542 | 57.5242 | No Data | No Data | No Data | No Data | No Data | No Data | No Data | No Data | -29.6 | -64.7605 | 46.865 | 47.2368 | 72.5 | 75.9408
2018-10-28 03:30 | No Data | No Data | No Data | No Data | 45.0629 | 55.5968 | No Data | No Data | No Data | No Data | No Data | No Data | No Data | No Data | -23.6 | -64.8469 | 40.495 | 40.6201 | 64.2 | 67.4854
2018-10-28 04:00 | No Data | No Data | No Data | No Data | 41.4252 | 52.6914 | No Data | No Data | No Data | No Data | No Data | No Data | No Data | No Data | -9.6 | -69.8627 | 25.48 | 26.1576 | 47 | 48.7382
2018-10-28 04:30 | No Data | No Data | No Data | No Data | 39.7284 | 52.5239 | No Data | No Data | No Data | No Data | No Data | No Data | No Data | No Data | -11.6 | -68.588 | 24.57 | 24.9089 | 46.4 | 48.6428
2018-10-28 05:00 | No Data | No Data | No Data | No Data | 36.1883 | 48.7473 | No Data | No Data | No Data | No Data | No Data | No Data | No Data | No Data | -12.8 | -69.0345 | 26.845 | 27.0333 | 48 | 50.1713
2018-10-28 05:30 | No Data | No Data | No Data | No Data | 28.9616 | 42.4418 | No Data | No Data | No Data | No Data | No Data | No Data | No Data | No Data | -6 | -68.6627 | 20.02 | 20.3482 | 43.4 | 45.5412
2018-10-28 06:00 | No Data | No Data | No Data | No Data | 28.9616 | 39.3025 | No Data | No Data | No Data | No Data | No Data | No Data | No Data | No Data | -3.6 | -66.4975 | 17.29 | 17.3438 | 41.7 | 44.1491
2018-10-28 06:30 | No Data | No Data | No Data | No Data | 27.0085 | 36.7494 | No Data | No Data | No Data | No Data | No Data | No Data | No Data | No Data | -4 | -65.3226 | 18.655 | 18.7049 | 46.2 | 48.217
2018-10-28 07:00 | No Data | No Data | No Data | No Data | 27.0085 | 36.7494 | No Data | No Data | No Data | No Data | No Data | No Data | No Data | No Data | 2 | 63.2013 | 15.47 | 15.7945 | 38.7 | 40.6995
2018-10-28 07:30 | No Data | No Data | No Data | No Data | 31.3176 | 38.9965 | No Data | No Data | No Data | No Data | No Data | No Data | No Data | No Data | -1.6 | -63.6201 | 17.745 | 18.0286 | 20.6 | 23.544
2018-10-28 08:00 | No Data | No Data | No Data | No Data | 36.4446 | 44.1505 | No Data | No Data | No Data | No Data | No Data | No Data | No Data | No Data | 1.2 | 63.6805 | 12.74 | 13.5281 | 20.2 | 22.8589
2018-10-28 08:30 | No Data | No Data | No Data | No Data | 34.0398 | 43.3395 | No Data | No Data | No Data | No Data | No Data | No Data | No Data | No Data | -5.6 | -61.4557 | 18.655 | 19.2019 | 2.4 | 7.8746
2018-10-28 09:00 | No Data | No Data | No Data | No Data | 26.6545 | 37.8161 | No Data | No Data | No Data | No Data | No Data | No Data | No Data | No Data | -15.6 | -61.6078 | 25.025 | 25.2269 | -6.8 | -7.2111
2018-10-28 09:30 | No Data | No Data | No Data | No Data | 18.4512 | 32.5584 | No Data | No Data | No Data | No Data | No Data | No Data | No Data | No Data | -20.4 | -61.8605 | 31.85 | 32.1122 | -9.2 | -9.2049
2018-10-28 10:00 | No Data | No Data | No Data | No Data | 16.4004 | 31.4416 | No Data | No Data | No Data | No Data | No Data | No Data | No Data | No Data | -24 | -60.5587 | 27.3 | 27.3946 | -18 | -18.0178
2018-10-28 10:30 | No Data | No Data | No Data | No Data | 16.6079 | 31.5503 | No Data | No Data | No Data | No Data | No Data | No Data | No Data | No Data | -21.2 | -62.1289 | 27.755 | 27.8481 | -17.3 | -17.3488
2018-10-28 11:00 | No Data | No Data | No Data | No Data | 17.1695 | 31.8495 | No Data | No Data | No Data | No Data | No Data | No Data | No Data | No Data | -27.2 | -63.6993 | 28.21 | 28.3016 | -13.8 | -13.8004
2018-10-28 11:30 | No Data | No Data | No Data | No Data | 17.1206 | 34.7212 | No Data | No Data | No Data | No Data | No Data | No Data | No Data | No Data | -30.8 | -64.262 | 32.305 | 32.4616 | -12.2 | -12.2495
2018-10-28 12:00 | No Data | No Data | No Data | No Data | 19.0616 | 35.7182 | No Data | No Data | No Data | No Data | No Data | No Data | No Data | No Data | -36.8 | -68.0153 | 32.305 | 32.5094 | -12.1 | -12.1
2018-10-28 12:30 | No Data | No Data | No Data | No Data | 21.4786 | 37.0645 | No Data | No Data | No Data | No Data | No Data | No Data | No Data | No Data | -34.8 | -67.2964 | 34.125 | 34.427 | -10.9 | -10.9041
2018-10-28 13:00 | No Data | No Data | No Data | No Data | 23.1144 | 38.0358 | No Data | No Data | No Data | No Data | No Data | No Data | No Data | No Data | -31.2 | -65.6549 | 29.575 | 29.9955 | -17.5 | -17.573
2018-10-28 13:30 | No Data | No Data | No Data | No Data | 24.9088 | 40.4277 | No Data | No Data | No Data | No Data | No Data | No Data | No Data | No Data | -37.2 | -66.5649 | 35.49 | 35.5948 | -4.7 | -5.3235
2018-10-28 14:00 | No Data | No Data | No Data | No Data | 24.8112 | 40.3676 | No Data | No Data | No Data | No Data | No Data | No Data | No Data | No Data | -34.8 | -66.2722 | 32.76 | 32.9145 | -7.5 | -7.7885
2018-10-28 14:30 | No Data | No Data | No Data | No Data | 26.4958 | 43.3871 | No Data | No Data | No Data | No Data | No Data | No Data | No Data | No Data | -42 | -67.1547 | 40.95 | 40.9601 | -0.1 | 1.2
2018-10-28 15:00 | No Data | No Data | No Data | No Data | 28.3513 | 44.5445 | No Data | No Data | No Data | No Data | No Data | No Data | No Data | No Data | -34.4 | -63.5232 | 42.315 | 42.4347 | 10 | 11.4612
2018-10-28 15:30 | No Data | No Data | No Data | No Data | 30.0847 | 44.2972 | No Data | No Data | No Data | No Data | No Data | No Data | No Data | No Data | -27.2 | -61.1791 | 41.86 | 41.8823 | 6.8 | 8.0455
2018-10-28 16:00 | No Data | No Data | No Data | No Data | 31.8791 | 44.3733 | No Data | No Data | No Data | No Data | No Data | No Data | No Data | No Data | -8.8 | -58.2683 | 20.93 | 21.2442 | 11.1 | 13.5665
2018-10-28 16:30 | No Data | No Data | No Data | No Data | 36.0418 | 44.8344 | No Data | No Data | No Data | No Data | No Data | No Data | No Data | No Data | -22.8 | -61.2052 | 28.665 | 28.8952 | 5.2 | 6.7476
2018-10-28 17:00 | No Data | No Data | No Data | No Data | 37.6776 | 45.2343 | No Data | No Data | No Data | No Data | No Data | No Data | No Data | No Data | -17.6 | -57.5569 | 34.58 | 34.58 | 8 | 9.4874
2018-10-28 17:30 | No Data | No Data | No Data | No Data | 33.8811 | 42.1245 | No Data | No Data | No Data | No Data | No Data | No Data | No Data | No Data | -22 | -52.0753 | 45.5 | 45.6839 | 13.1 | 14.2077
2018-10-28 18:00 | No Data | No Data | No Data | No Data | 32.2454 | 40.8205 | No Data | No Data | No Data | No Data | No Data | No Data | No Data | No Data | -8.8 | -51.9507 | 32.305 | 32.3338 | 28.7 | 30.7002
2018-10-28 18:30 | No Data | No Data | No Data | No Data | 27.631 | 37.283 | No Data | No Data | No Data | No Data | No Data | No Data | No Data | No Data | -12.8 | -51.6124 | 40.95 | 41.0131 | 48.2 | 50.4505
2018-10-28 19:00 | No Data | No Data | No Data | No Data | 22.7115 | 32.1967 | No Data | No Data | No Data | No Data | No Data | No Data | No Data | No Data | -12.4 | -51.1265 | 39.585 | 39.752 | 57.9 | 60.2603
2018-10-28 19:30 | No Data | No Data | No Data | No Data | 22.2477 | 31.8712 | No Data | No Data | No Data | No Data | No Data | No Data | No Data | No Data | -12.8 | -49.291 | 39.585 | 39.9002 | 66.4 | 68.7965
2018-10-28 20:00 | No Data | No Data | No Data | No Data | 18.1949 | 27.7324 | No Data | No Data | No Data | No Data | No Data | No Data | No Data | No Data | -4 | -53.749 | 32.76 | 33.1401 | 59.9 | 62.811
2018-10-28 20:30 | No Data | No Data | No Data | No Data | 16.0464 | 26.3727 | No Data | No Data | No Data | No Data | No Data | No Data | No Data | No Data | -9.2 | -50.446 | 35.49 | 36.4227 | 65.9 | 69.1651
2018-10-28 21:00 | No Data | No Data | No Data | No Data | 15.6802 | 24.7766 | No Data | No Data | No Data | No Data | No Data | No Data | No Data | No Data | -10.8 | -55.8541 | 34.125 | 34.3698 | 64.7 | 67.404
2018-10-28 21:30 | No Data | No Data | No Data | No Data | 14.0932 | 23.804 | No Data | No Data | No Data | No Data | No Data | No Data | No Data | No Data | -4 | -60.9314 | 26.39 | 26.4253 | 53.9 | 56.4278
2018-10-28 22:00 | No Data | No Data | No Data | No Data | 8.8075 | 19.6232 | No Data | No Data | No Data | No Data | No Data | No Data | No Data | No Data | 0.8 | -62.4013 | 23.205 | 23.205 | 48.8 | 51.5461
2018-10-28 22:30 | No Data | No Data | No Data | No Data | 15.1675 | 24.5704 | No Data | No Data | No Data | No Data | No Data | No Data | No Data | No Data | -6.8 | -59.1473 | 30.485 | 30.5393 | 59.5 | 62.2801
2018-10-28 23:00 | No Data | No Data | No Data | No Data | 11.4321 | 22.4576 | No Data | No Data | No Data | No Data | No Data | No Data | No Data | No Data | -10.8 | -60.1771 | 32.305 | 32.385 | 61.1 | 63.64
2018-10-28 23:30 | No Data | No Data | No Data | No Data | 18.6587 | 26.8664 | No Data | No Data | No Data | No Data | No Data | No Data | No Data | No Data | -14 | -59.277 | 35.945 | 36.1288 | 68.5 | 70.7498
2018-10-29 | No Data | No Data | No Data | No Data | 29.1691 | 36.3838 | No Data | No Data | No Data | No Data | No Data | No Data | No Data | No Data | -13.2 | -57.1454 | 34.125 | 34.4901 | 72.5 | 74.5588
2018-10-29 00:30 | No Data | No Data | No Data | No Data | 39.8871 | 45.4304 | No Data | No Data | No Data | No Data | No Data | No Data | No Data | No Data | -1.2 | -53.2135 | 20.93 | 22.6451 | 68.7 | 71.0189
2018-10-29 01:00 | No Data | No Data | No Data | No Data | 35.8343 | 41.917 | No Data | No Data | No Data | No Data | No Data | No Data | No Data | No Data | -0.8 | -56.8056 | 21.385 | 22.071 | 63.2 | 65.3437
2018-10-29 01:30 | No Data | No Data | No Data | No Data | 30.6584 | 37.5883 | No Data | No Data | No Data | No Data | No Data | No Data | No Data | No Data | 5.2 | 61.3306 | 15.47 | 15.5767 | 53 | 55.1642
2018-10-29 02:00 | No Data | No Data | No Data | No Data | 28.864 | 36.1396 | No Data | No Data | No Data | No Data | No Data | No Data | No Data | No Data | 1.6 | 64.8444 | 15.925 | 15.9315 | 49.8 | 51.9243
2018-10-29 02:30 | No Data | No Data | No Data | No Data | 30.9148 | 38.7619 | No Data | No Data | No Data | No Data | No Data | No Data | No Data | No Data | 0.8 | 66.0049 | 16.38 | 16.3863 | 50.2 | 52.1697
2018-10-29 03:00 | No Data | No Data | No Data | No Data | 29.0593 | 39.8223 | No Data | No Data | No Data | No Data | No Data | No Data | No Data | No Data | 2.8 | 67.3189 | 13.195 | 13.4745 | 43 | 45.4433
2018-10-29 03:30 | No Data | No Data | No Data | No Data | 27.216 | 38.4979 | No Data | No Data | No Data | No Data | No Data | No Data | No Data | No Data | 0.4 | 65.6012 | 16.38 | 16.4808 | 44.1 | 46.8113
2018-10-29 04:00 | No Data | No Data | No Data | No Data | 27.2648 | 38.5324 | No Data | No Data | No Data | No Data | No Data | No Data | No Data | No Data | 2.4 | 68.0012 | 13.65 | 14.127 | 40.7 | 42.9759
2018-10-29 04:30 | No Data | No Data | No Data | No Data | 23.6759 | 36.0822 | No Data | No Data | No Data | No Data | No Data | No Data | No Data | No Data | 1.2 | 68.4421 | 13.65 | 14.251 | 40.3 | 42.5973
2018-10-29 05:00 | No Data | No Data | No Data | No Data | 21.9425 | 34.9692 | No Data | No Data | No Data | No Data | No Data | No Data | No Data | No Data | -4.4 | -64.5501 | 18.2 | 18.3416 | 46.2 | 48.5741
2018-10-29 05:30 | No Data | No Data | No Data | No Data | 21.9425 | 34.9692 | No Data | No Data | No Data | No Data | No Data | No Data | No Data | No Data | 1.6 | 63.6 | 13.65 | 13.65 | 45.1 | 47.6568
2018-10-29 06:00 | No Data | No Data | No Data | No Data | 23.7858 | 33.3203 | No Data | No Data | No Data | No Data | No Data | No Data | No Data | No Data | 4.8 | 64.9775 | 11.83 | 11.8387 | 44.5 | 46.36
2018-10-29 06:30 | No Data | No Data | No Data | No Data | 29.572 | 36.3138 | No Data | No Data | No Data | No Data | No Data | No Data | No Data | No Data | 14.8 | 63.353 | 1.82 | 1.876 | 35.2 | 38.5834
2018-10-29 07:00 | No Data | No Data | No Data | No Data | 34.5525 | 38.2525 | No Data | No Data | No Data | No Data | No Data | No Data | No Data | No Data | 3.2 | 53.6954 | 13.195 | 14.4601 | 41.4 | 44.4933
2018-10-29 07:30 | No Data | No Data | No Data | No Data | 37.9339 | 40.5963 | No Data | No Data | No Data | No Data | No Data | No Data | No Data | No Data | -6 | -51.9477 | 12.74 | 14.6733 | 23.8 | 28.4023
2018-10-29 08:00 | No Data | No Data | No Data | No Data | 40.1923 | 42.0822 | No Data | No Data | No Data | No Data | No Data | No Data | No Data | No Data | -11.6 | -51.328 | 7.735 | 9.7374 | -4 | -8.1492
2018-10-29 08:30 | No Data | No Data | No Data | No Data | 35.1629 | 37.9048 | No Data | No Data | No Data | No Data | No Data | No Data | No Data | No Data | -16.8 | -56.1712 | 7.735 | 7.735 | -23 | -23.0263
2018-10-29 09:00 | No Data | No Data | No Data | No Data | 26.3493 | 30.9081 | No Data | No Data | No Data | No Data | No Data | No Data | No Data | No Data | -11.2 | -57.109 | 1.365 | 1.9304 | -34 | -34.0648
2018-10-29 09:30 | No Data | No Data | No Data | No Data | 20.7584 | 26.3046 | No Data | No Data | No Data | No Data | No Data | No Data | No Data | No Data | -9.2 | -59.1202 | 0 | 3.6683 | -37.5 | -37.663
2018-10-29 10:00 | No Data | No Data | No Data | No Data | 20.4532 | 28.1423 | No Data | No Data | No Data | No Data | No Data | No Data | No Data | No Data | -4.4 | -57.7678 | -3.185 | -4.5043 | -45.3 | -45.4676
2018-10-29 10:30 | No Data | No Data | No Data | No Data | 19.3179 | 28.5178 | No Data | No Data | No Data | No Data | No Data | No Data | No Data | No Data | -1.6 | -59.2486 | -7.28 | -9.3801 | -50 | -50.3953
2018-10-29 11:00 | No Data | No Data | No Data | No Data | 22.7604 | 33.4094 | No Data | No Data | No Data | No Data | No Data | No Data | No Data | No Data | -1.6 | -59.6483 | -7.28 | -9.9789 | -49.6 | -50.2096
2018-10-29 11:30 | No Data | No Data | No Data | No Data | 20.4532 | 31.8824 | No Data | No Data | No Data | No Data | No Data | No Data | No Data | No Data | -0.4 | -57.6222 | -3.185 | -7.5316 | -47.8 | -48.3098
2018-10-29 12:00 | No Data | No Data | No Data | No Data | 23.7858 | 35.3163 | No Data | No Data | No Data | No Data | No Data | No Data | No Data | No Data | -6 | -58.3095 | 0 | 4.095 | -45.5 | -45.8433
2018-10-29 12:30 | No Data | No Data | No Data | No Data | 27.4235 | 39.0078 | No Data | No Data | No Data | No Data | No Data | No Data | No Data | No Data | -9.2 | -63.8661 | 1.365 | 6.0705 | -44.1 | -44.4819
2018-10-29 13:00 | No Data | No Data | No Data | No Data | 27.8386 | 39.3007 | No Data | No Data | No Data | No Data | No Data | No Data | No Data | No Data | -10 | -63.1962 | 4.095 | 7.1942 | -43.5 | -43.885
2018-10-29 13:30 | No Data | No Data | No Data | No Data | 26.5568 | 38.4034 | No Data | No Data | No Data | No Data | No Data | No Data | No Data | No Data | -10.4 | -60.8947 | 3.185 | 3.4652 | -43 | -43.2561
2018-10-29 14:00 | No Data | No Data | No Data | No Data | 26.6056 | 38.4372 | No Data | No Data | No Data | No Data | No Data | No Data | No Data | No Data | -10.8 | -57.0319 | 0.455 | 1.4388 | -45.4 | -45.6426
2018-10-29 14:30 | No Data | No Data | No Data | No Data | 30.0359 | 40.8866 | No Data | No Data | No Data | No Data | No Data | No Data | No Data | No Data | -9.2 | -60.3059 | 1.365 | 2.275 | -43.4 | -43.6986
2018-10-29 15:00 | No Data | No Data | No Data | No Data | 28.2902 | 39.6219 | No Data | No Data | No Data | No Data | No Data | No Data | No Data | No Data | -14 | -60.4437 | 9.1 | 9.3801 | -35.2 | -35.3112
2018-10-29 15:30 | No Data | No Data | No Data | No Data | 30.0359 | 39.7628 | No Data | No Data | No Data | No Data | No Data | No Data | No Data | No Data | -12.4 | -59.7019 | 8.19 | 8.5001 | -35.4 | -35.5355
2018-10-29 16:00 | No Data | No Data | No Data | No Data | 33.8811 | 42.7418 | No Data | No Data | No Data | No Data | No Data | No Data | No Data | No Data | -10.4 | -57.2713 | 8.645 | 8.657 | -32.3 | -32.3818
2018-10-29 16:30 | No Data | No Data | No Data | No Data | 39.826 | 46.6851 | No Data | No Data | No Data | No Data | No Data | No Data | No Data | No Data | -18.4 | -56.2921 | 14.105 | 14.2873 | -24.6 | -24.6002
2018-10-29 17:00 | No Data | No Data | No Data | No Data | 44.3427 | 50.5931 | No Data | No Data | No Data | No Data | No Data | No Data | No Data | No Data | -17.6 | -55.2768 | 15.47 | 15.709 | -21.6 | -21.7018
2018-10-29 17:30 | No Data | No Data | No Data | No Data | 46.0883 | 50.344 | No Data | No Data | No Data | No Data | No Data | No Data | No Data | No Data | -18 | -55.4054 | 15.015 | 15.2612 | -16.2 | -16.8404
2018-10-29 18:00 | No Data | No Data | No Data | No Data | 49.6773 | 53.649 | No Data | No Data | No Data | No Data | No Data | No Data | No Data | No Data | -18.8 | -54.9181 | 18.2 | 18.4766 | -4.8 | -11.3635
2018-10-29 18:30 | No Data | No Data | No Data | No Data | 52.1798 | 55.9742 | No Data | No Data | No Data | No Data | No Data | No Data | No Data | No Data | -20.4 | -54.0015 | 25.025 | 25.4353 | 12.5 | 17.4668
2018-10-29 19:00 | No Data | No Data | No Data | No Data | 53.9254 | 57.6049 | No Data | No Data | No Data | No Data | No Data | No Data | No Data | No Data | -18 | -52.0138 | 37.765 | 38.1577 | 47.7 | 51.1619
2018-10-29 19:30 | No Data | No Data | No Data | No Data | 53.9254 | 59.2376 | No Data | No Data | No Data | No Data | No Data | No Data | No Data | No Data | -12.8 | -47.7477 | 40.95 | 41.4425 | 67.5 | 70.288
2018-10-29 20:00 | No Data | No Data | No Data | No Data | 50.19 | 55.8585 | No Data | No Data | No Data | No Data | No Data | No Data | No Data | No Data | -19.2 | -50.5854 | 45.955 | 46.9378 | 76.1 | 78.9978
2018-10-29 20:30 | No Data | No Data | No Data | No Data | 48.2368 | 55.0936 | No Data | No Data | No Data | No Data | No Data | No Data | No Data | No Data | -18 | -49.7691 | 42.77 | 44.2568 | 73.1 | 76.455
2018-10-29 21:00 | No Data | No Data | No Data | No Data | 48.2368 | 55.0936 | No Data | No Data | No Data | No Data | No Data | No Data | No Data | No Data | -15.6 | -53.5238 | 40.495 | 41.4075 | 69 | 72.0669
2018-10-29 21:30 | No Data | No Data | No Data | No Data | 48.2368 | 55.0936 | No Data | No Data | No Data | No Data | No Data | No Data | No Data | No Data | -13.6 | -58.3136 | 35.945 | 36.1775 | 64.7 | 66.9216
2018-10-29 22:00 | No Data | No Data | No Data | No Data | 46.0883 | 53.2226 | No Data | No Data | No Data | No Data | No Data | No Data | No Data | No Data | -17.2 | -58.5819 | 40.95 | 41.202 | 68.6 | 71.156
2018-10-29 22:30 | No Data | No Data | No Data | No Data | 56.5377 | 62.4902 | No Data | No Data | No Data | No Data | No Data | No Data | No Data | No Data | -21.6 | -55.5698 | 48.23 | 48.5381 | 79.2 | 81.5177
2018-10-29 23:00 | No Data | No Data | No Data | No Data | 51.4107 | 57.8927 | No Data | No Data | No Data | No Data | No Data | No Data | No Data | No Data | -22.8 | -60.4635 | 48.685 | 48.8569 | 77.4 | 79.2664
2018-10-29 23:30 | No Data | No Data | No Data | No Data | 58.2345 | 64.0294 | No Data | No Data | No Data | No Data | No Data | No Data | No Data | No Data | -26.8 | -58.1446 | 50.05 | 50.5132 | 84.1 | 86.1757
2018-10-30 | No Data | No Data | No Data | No Data | 60.0778 | 65.7104 | No Data | No Data | No Data | No Data | No Data | No Data | No Data | No Data | -29.6 | -56.0528 | 54.6 | 55.2802 | 92.6 | 94.4892
2018-10-30 00:30 | No Data | No Data | No Data | No Data | 76.6918 | 78.9203 | No Data | No Data | No Data | No Data | No Data | No Data | No Data | No Data | -14 | -48.0833 | 39.13 | 41.1517 | 85.9 | 88.0415
2018-10-30 01:00 | No Data | No Data | No Data | No Data | 74.7997 | 77.083 | No Data | No Data | No Data | No Data | No Data | No Data | No Data | No Data | -20 | -52.7394 | 45.955 | 47.1315 | 87.5 | 89.4343
2018-10-30 01:30 | No Data | No Data | No Data | No Data | 71.3573 | 74.1905 | No Data | No Data | No Data | No Data | No Data | No Data | No Data | No Data | -31.2 | -59.6161 | 53.69 | 54.2443 | 89.6 | 91.4099
2018-10-30 02:00 | No Data | No Data | No Data | No Data | 67.4632 | 72.1371 | No Data | No Data | No Data | No Data | No Data | No Data | No Data | No Data | -22 | -62.7809 | 42.77 | 42.9246 | 76.6 | 78.1924
2018-10-30 02:30 | No Data | No Data | No Data | No Data | 69.099 | 73.6691 | No Data | No Data | No Data | No Data | No Data | No Data | No Data | No Data | -20.8 | -60.8644 | 42.77 | 42.9656 | 75.3 | 77.3068
2018-10-30 03:00 | No Data | No Data | No Data | No Data | 62.1775 | 67.2199 | No Data | No Data | No Data | No Data | No Data | No Data | No Data | No Data | -12.4 | -64.405 | 33.215 | 33.2275 | 63 | 64.738
2018-10-30 03:30 | No Data | No Data | No Data | No Data | 60.5417 | 66.3828 | No Data | No Data | No Data | No Data | No Data | No Data | No Data | No Data | -18.8 | -63.6402 | 37.765 | 37.7677 | 65 | 67.1611
2018-10-30 04:00 | No Data | No Data | No Data | No Data | 58.9059 | 65.646 | No Data | No Data | No Data | No Data | No Data | No Data | No Data | No Data | -16.8 | -63.464 | 35.945 | 35.9565 | 61.9 | 64.2991
2018-10-30 04:30 | No Data | No Data | No Data | No Data | 56.4401 | 63.4426 | No Data | No Data | No Data | No Data | No Data | No Data | No Data | No Data | -15.6 | -63.1569 | 33.215 | 33.2275 | 59.9 | 62.293
2018-10-30 05:00 | No Data | No Data | No Data | No Data | 56.4401 | 64.2061 | No Data | No Data | No Data | No Data | No Data | No Data | No Data | No Data | -16 | -62.0967 | 34.58 | 34.6548 | 63.2 | 65.5515
2018-10-30 05:30 | No Data | No Data | No Data | No Data | 58.2345 | 65.0224 | No Data | No Data | No Data | No Data | No Data | No Data | No Data | No Data | -15.2 | -61.8954 | 30.94 | 31.1534 | 61.5 | 64.0241
2018-10-30 06:00 | No Data | No Data | No Data | No Data | 59.8703 | 65.7913 | No Data | No Data | No Data | No Data | No Data | No Data | No Data | No Data | -8.4 | -59.793 | 26.39 | 26.7058 | 57.6 | 60.2876
2018-10-30 06:30 | No Data | No Data | No Data | No Data | 63.2029 | 66.6591 | No Data | No Data | No Data | No Data | No Data | No Data | No Data | No Data | -7.2 | -52.4961 | 28.665 | 30.2156 | 63.2 | 66.6609
2018-10-30 07:00 | No Data | No Data | No Data | No Data | 72.1752 | 73.453 | No Data | No Data | No Data | No Data | No Data | No Data | No Data | No Data | -8 | -47.8732 | 30.94 | 32.2505 | 56.1 | 59.4584
2018-10-30 07:30 | No Data | No Data | No Data | No Data | 73.9208 | 74.5947 | No Data | No Data | No Data | No Data | No Data | No Data | No Data | No Data | -10 | -46.6836 | 23.205 | 25.0952 | 31.2 | 36.53
2018-10-30 08:00 | No Data | No Data | No Data | No Data | 72.2362 | 72.9256 | No Data | No Data | No Data | No Data | No Data | No Data | No Data | No Data | -14.4 | -47.4384 | 20.475 | 22.4062 | 7 | 13.9789
2018-10-30 08:30 | No Data | No Data | No Data | No Data | 59.6139 | 61.8191 | No Data | No Data | No Data | No Data | No Data | No Data | No Data | No Data | -22.8 | -54.2262 | 23.66 | 24.2818 | -7.5 | -8.6954
2018-10-30 09:00 | No Data | No Data | No Data | No Data | 57.9294 | 60.7232 | No Data | No Data | No Data | No Data | No Data | No Data | No Data | No Data | -21.2 | -55.2898 | 22.295 | 22.4615 | -13.7 | -14.8772
2018-10-30 09:30 | No Data | No Data | No Data | No Data | 52.8511 | 55.8994 | No Data | No Data | No Data | No Data | No Data | No Data | No Data | No Data | -16.4 | -53.0011 | 17.29 | 17.5809 | -19.8 | -20.1246
2018-10-30 10:00 | No Data | No Data | No Data | No Data | 49.5674 | 54.1282 | No Data | No Data | No Data | No Data | No Data | No Data | No Data | No Data | -18 | -57.3006 | 14.105 | 14.105 | -26.3 | -26.3427
2018-10-30 10:30 | No Data | No Data | No Data | No Data | 44.0864 | 49.9036 | No Data | No Data | No Data | No Data | No Data | No Data | No Data | No Data | -11.2 | -55.9328 | 10.465 | 10.465 | -30.7 | -30.7026
2018-10-30 11:00 | No Data | No Data | No Data | No Data | 40.705 | 46.9431 | No Data | No Data | No Data | No Data | No Data | No Data | No Data | No Data | -12.4 | -56.1854 | 10.01 | 10.01 | -31.2 | -31.2
2018-10-30 11:30 | No Data | No Data | No Data | No Data | 37.3236 | 45.2275 | No Data | No Data | No Data | No Data | No Data | No Data | No Data | No Data | -12.4 | -51.1265 | 11.83 | 12.0468 | -29.1 | -29.1686
2018-10-30 12:00 | No Data | No Data | No Data | No Data | 35.6756 | 44.879 | No Data | No Data | No Data | No Data | No Data | No Data | No Data | No Data | -11.6 | -49.7707 | 14.105 | 14.5671 | -28.7 | -28.8087
2018-10-30 12:30 | No Data | No Data | No Data | No Data | 38.3978 | 45.9765 | No Data | No Data | No Data | No Data | No Data | No Data | No Data | No Data | -15.6 | -51.264 | 19.11 | 19.4536 | -25.1 | -25.267
2018-10-30 13:00 | No Data | No Data | No Data | No Data | 34.8577 | 43.064 | No Data | No Data | No Data | No Data | No Data | No Data | No Data | No Data | -13.2 | -50.5537 | 14.56 | 15.2544 | -29.2 | -29.3339
2018-10-30 13:30 | No Data | No Data | No Data | No Data | 32.8557 | 41.4601 | No Data | No Data | No Data | No Data | No Data | No Data | No Data | No Data | -11.6 | -50.1597 | 11.83 | 12.5187 | -29.9 | -29.9737
2018-10-30 14:00 | No Data | No Data | No Data | No Data | 28.4001 | 38.0264 | No Data | No Data | No Data | No Data | No Data | No Data | No Data | No Data | -10.4 | -46.381 | 12.74 | 14.2438 | -29.9 | -30.3488
2018-10-30 14:30 | No Data | No Data | No Data | No Data | 22.6505 | 32.5196 | No Data | No Data | No Data | No Data | No Data | No Data | No Data | No Data | -11.6 | -49.3818 | 14.56 | 15.0081 | -26.7 | -26.9032
2018-10-30 15:00 | No Data | No Data | No Data | No Data | 21.0636 | 30.1618 | No Data | No Data | No Data | No Data | No Data | No Data | No Data | No Data | -15.2 | -49.2065 | 17.29 | 17.8787 | -22.5 | -22.7407
2018-10-30 15:30 | No Data | No Data | No Data | No Data | 18.6587 | 28.5344 | No Data | No Data | No Data | No Data | No Data | No Data | No Data | No Data | -12 | -49.4773 | 13.195 | 13.6879 | -25.9 | -26.0618
2018-10-30 16:00 | No Data | No Data | No Data | No Data | 17.5235 | 26.5186 | No Data | No Data | No Data | No Data | No Data | No Data | No Data | No Data | -16.8 | -47.8464 | 15.47 | 17.0973 | -9.2 | -12.3907
2018-10-30 16:30 | No Data | No Data | No Data | No Data | 19.9405 | 26.7974 | No Data | No Data | No Data | No Data | No Data | No Data | No Data | No Data | -23.6 | -48.1763 | 25.935 | 28.3199 | 14.2 | 21.1691
2018-10-30 17:00 | No Data | No Data | No Data | No Data | 26.2394 | 32.7435 | No Data | No Data | No Data | No Data | No Data | No Data | No Data | No Data | -24.8 | -49.1203 | 25.935 | 27.9668 | 2.1 | 11.887
2018-10-30 17:30 | No Data | No Data | No Data | No Data | 23.9933 | 29.9067 | No Data | No Data | No Data | No Data | No Data | No Data | No Data | No Data | -38.4 | -54.3058 | 44.59 | 46.018 | 27.2 | 31.5063
2018-10-30 18:00 | No Data | No Data | No Data | No Data | 29.0593 | 33.9403 | No Data | No Data | No Data | No Data | No Data | No Data | No Data | No Data | -35.2 | -48.1132 | 53.69 | 55.75 | 69.8 | 73.6179
2018-10-30 18:30 | No Data | No Data | No Data | No Data | 30.8537 | 36.5195 | No Data | No Data | No Data | No Data | No Data | No Data | No Data | No Data | -44.8 | -55.0549 | 58.24 | 60.378 | 79.3 | 83.028
2018-10-30 19:00 | No Data | No Data | No Data | No Data | 30.8537 | 36.5195 | No Data | No Data | No Data | No Data | No Data | No Data | No Data | No Data | -62.8 | -67.8174 | 93.73 | 94.7187 | 107.4 | 112.4736
2018-10-30 19:30 | No Data | No Data | No Data | No Data | 27.2648 | 33.5424 | No Data | No Data | No Data | No Data | No Data | No Data | No Data | No Data | -42 | -49.8221 | 75.985 | 77.2831 | 108.4 | 113.1099
2018-10-30 20:00 | No Data | No Data | No Data | No Data | 39.9847 | 45.5629 | No Data | No Data | No Data | No Data | No Data | No Data | No Data | No Data | 6.8 | 51.9954 | 25.935 | 26.1298 | 60.4 | 66.4489
2018-10-30 20:30 | No Data | No Data | No Data | No Data | 38.1415 | 43.9541 | No Data | No Data | No Data | No Data | No Data | No Data | No Data | No Data | -8.4 | -48.3355 | 40.95 | 41.2547 | 74.3 | 79.8319
2018-10-30 21:00 | No Data | No Data | No Data | No Data | 36.3958 | 42.4482 | No Data | No Data | No Data | No Data | No Data | No Data | No Data | No Data | -30 | -52.267 | 61.425 | 62.0304 | 92.6 | 97.7469
2018-10-30 21:30 | No Data | No Data | No Data | No Data | 36.3958 | 42.4482 | No Data | No Data | No Data | No Data | No Data | No Data | No Data | No Data | -30.4 | -53.4805 | 60.515 | 61.0073 | 92.2 | 96.7436
2018-10-30 22:00 | No Data | No Data | No Data | No Data | 47.2602 | 53.6926 | No Data | No Data | No Data | No Data | No Data | No Data | No Data | No Data | -9.6 | -54.8467 | 38.22 | 38.2633 | 67 | 70.1544
2018-10-30 22:30 | No Data | No Data | No Data | No Data | 52.8511 | 57.982 | No Data | No Data | No Data | No Data | No Data | No Data | No Data | No Data | -10.4 | -55.7781 | 41.405 | 41.445 | 73.3 | 76.7641
2018-10-30 23:00 | No Data | No Data | No Data | No Data | 49.2622 | 54.7306 | No Data | No Data | No Data | No Data | No Data | No Data | No Data | No Data | -10.8 | -57.4247 | 37.765 | 37.8088 | 68.9 | 71.2124
2018-10-30 23:30 | No Data | No Data | No Data | No Data | 54.3893 | 60.0629 | No Data | No Data | No Data | No Data | No Data | No Data | No Data | No Data | -13.2 | -55.6863 | 43.68 | 43.7652 | 78.9 | 82.9184
2018-10-31 | No Data | No Data | No Data | No Data | 64.6433 | 68.3013 | No Data | No Data | No Data | No Data | No Data | No Data | No Data | No Data | -19.6 | -55.9457 | 49.14 | 49.2746 | 88.4 | 92.6383
2018-10-31 00:30 | No Data | No Data | No Data | No Data | 75.1049 | 76.3711 | No Data | No Data | No Data | No Data | No Data | No Data | No Data | No Data | -14.4 | -54.7284 | 42.77 | 42.8884 | 90.8 | 96.6108
2018-10-31 01:00 | No Data | No Data | No Data | No Data | 71.2596 | 72.5929 | No Data | No Data | No Data | No Data | No Data | No Data | No Data | No Data | -21.2 | -57.2685 | 49.14 | 49.2746 | 92.3 | 96.07
2018-10-31 01:30 | No Data | No Data | No Data | No Data | 64.0818 | 67.7383 | No Data | No Data | No Data | No Data | No Data | No Data | No Data | No Data | -17.6 | -58.5819 | 41.86 | 41.8995 | 78.4 | 81.2419
2018-10-31 02:00 | No Data | No Data | No Data | No Data | 57.258 | 62.5686 | No Data | No Data | No Data | No Data | No Data | No Data | No Data | No Data | -12.4 | -59.7019 | 35.49 | 35.5162 | 70.2 | 72.3243
2018-10-31 02:30 | No Data | No Data | No Data | No Data | 57.258 | 62.5686 | No Data | No Data | No Data | No Data | No Data | No Data | No Data | No Data | -12.8 | -60.568 | 34.125 | 34.2007 | 66.7 | 68.8571
2018-10-31 03:00 | No Data | No Data | No Data | No Data | 55.5123 | 60.9752 | No Data | No Data | No Data | No Data | No Data | No Data | No Data | No Data | -16.4 | -61.4296 | 36.855 | 36.8999 | 67.5 | 68.9981
2018-10-31 03:30 | No Data | No Data | No Data | No Data | 50.544 | 58.1808 | No Data | No Data | No Data | No Data | No Data | No Data | No Data | No Data | -10.8 | -60.5706 | 29.12 | 29.2087 | 58 | 58.925
2018-10-31 04:00 | No Data | No Data | No Data | No Data | 48.8472 | 56.713 | No Data | No Data | No Data | No Data | No Data | No Data | No Data | No Data | -10.4 | -60.8947 | 28.665 | 28.7551 | 57.1 | 57.6858
2018-10-31 04:30 | No Data | No Data | No Data | No Data | 45.5146 | 53.8692 | No Data | No Data | No Data | No Data | No Data | No Data | No Data | No Data | -8.8 | -61.4335 | 26.845 | 26.8797 | 54.5 | 55.0136
2018-10-31 05:00 | No Data | No Data | No Data | No Data | 47.3701 | 55.4458 | No Data | No Data | No Data | No Data | No Data | No Data | No Data | No Data | -5.6 | -60.659 | 24.57 | 24.6373 | 53.2 | 54.2654
2018-10-31 05:30 | No Data | No Data | No Data | No Data | 52.546 | 59.9282 | No Data | No Data | No Data | No Data | No Data | No Data | No Data | No Data | -2 | -61.6325 | 20.475 | 20.4952 | 49.6 | 50.2096
2018-10-31 06:00 | No Data | No Data | No Data | No Data | 57.6242 | 63.6707 | No Data | No Data | No Data | No Data | No Data | No Data | No Data | No Data | -2.4 | -60.4477 | 21.84 | 21.8826 | 54.4 | 55.9317
2018-10-31 06:30 | No Data | No Data | No Data | No Data | 66.1326 | 68.9169 | No Data | No Data | No Data | No Data | No Data | No Data | No Data | No Data | 0.8 | 58.4123 | 21.84 | 22.01 | 56 | 59.2
2018-10-31 07:00 | No Data | No Data | No Data | No Data | 69.7704 | 71.4919 | No Data | No Data | No Data | No Data | No Data | No Data | No Data | No Data | 6.4 | 55.1725 | 18.2 | 18.2227 | 47.2 | 52.4619
2018-10-31 07:30 | No Data | No Data | No Data | No Data | 72.5902 | 73.2763 | No Data | No Data | No Data | No Data | No Data | No Data | No Data | No Data | -30.4 | -60.9262 | 47.775 | 47.8097 | 59.5 | 64.8927
2018-10-31 08:00 | No Data | No Data | No Data | No Data | 72.5414 | 73.2279 | No Data | No Data | No Data | No Data | No Data | No Data | No Data | No Data | -55.6 | -73.4531 | 63.7 | 63.7796 | 53 | 58.1808
2018-10-31 08:30 | No Data | No Data | No Data | No Data | 64.8508 | 66.4433 | No Data | No Data | No Data | No Data | No Data | No Data | No Data | No Data | -49.6 | -66.8371 | 49.595 | 50.0024 | 21 | 23.2594
2018-10-31 09:00 | No Data | No Data | No Data | No Data | 61.3107 | 64.1192 | No Data | No Data | No Data | No Data | No Data | No Data | No Data | No Data | -50.4 | -67.1679 | 49.595 | 50.0024 | 16.1 | 19.1669
2018-10-31 09:30 | No Data | No Data | No Data | No Data | 56.2325 | 59.282 | No Data | No Data | No Data | No Data | No Data | No Data | No Data | No Data | -19.6 | -56.6957 | 20.93 | 20.9498 | -16.6 | -16.9859
2018-10-31 10:00 | No Data | No Data | No Data | No Data | 52.9488 | 56.1768 | No Data | No Data | No Data | No Data | No Data | No Data | No Data | No Data | -28.8 | -58.3959 | 26.39 | 26.4527 | -12.3 | -12.3794
2018-10-31 10:30 | No Data | No Data | No Data | No Data | 49.2622 | 54.2251 | No Data | No Data | No Data | No Data | No Data | No Data | No Data | No Data | -36.8 | -61.4401 | 34.58 | 34.6876 | -6.2 | -6.5146
2018-10-31 11:00 | No Data | No Data | No Data | No Data | 50.959 | 55.7711 | No Data | No Data | No Data | No Data | No Data | No Data | No Data | No Data | -30 | -59.6872 | 26.845 | 26.8797 | -12.5 | -12.51
2018-10-31 11:30 | No Data | No Data | No Data | No Data | 47.4189 | 53.3099 | No Data | No Data | No Data | No Data | No Data | No Data | No Data | No Data | -22.8 | -58.616 | 20.475 | 20.475 | -19.2 | -19.2167
2018-10-31 12:00 | No Data | No Data | No Data | No Data | 43.9887 | 50.2831 | No Data | No Data | No Data | No Data | No Data | No Data | No Data | No Data | -18.4 | -58.1859 | 16.38 | 16.4368 | -21.2 | -21.8769
2018-10-31 12:30 | No Data | No Data | No Data | No Data | 47.4678 | 52.6003 | No Data | No Data | No Data | No Data | No Data | No Data | No Data | No Data | -46 | -67.063 | 43.68 | 43.7652 | 6.7 | 6.7476
2018-10-31 13:00 | No Data | No Data | No Data | No Data | 45.771 | 51.0742 | No Data | No Data | No Data | No Data | No Data | No Data | No Data | No Data | -45.6 | -66.2069 | 45.5 | 45.6454 | 9.1 | 9.1351
2018-10-31 13:30 | No Data | No Data | No Data | No Data | 45.771 | 51.8265 | No Data | No Data | No Data | No Data | No Data | No Data | No Data | No Data | -62 | -74.8866 | 62.335 | 62.615 | 26.5 | 27.2619
2018-10-31 14:00 | No Data | No Data | No Data | No Data | 45.832 | 52.6668 | No Data | No Data | No Data | No Data | No Data | No Data | No Data | No Data | -71.6 | -81.4371 | 69.615 | 69.9488 | 33.1 | 35.598
2018-10-31 14:30 | No Data | No Data | No Data | No Data | 45.832 | 52.6668 | No Data | No Data | No Data | No Data | No Data | No Data | No Data | No Data | -68.8 | -78.9866 | 70.525 | 70.8997 | 37.5 | 39.7223
2018-10-31 15:00 | No Data | No Data | No Data | No Data | 43.9887 | 50.2359 | No Data | No Data | No Data | No Data | No Data | No Data | No Data | No Data | -80.8 | -87.818 | 85.54 | 85.9757 | 54 | 56.1805
2018-10-31 15:30 | No Data | No Data | No Data | No Data | 44.184 | 50.407 | No Data | No Data | No Data | No Data | No Data | No Data | No Data | No Data | -74.4 | -82.1365 | 77.35 | 77.8316 | 49.3 | 51.8623
2018-10-31 16:00 | No Data | No Data | No Data | No Data | 45.8808 | 51.1296 | No Data | No Data | No Data | No Data | No Data | No Data | No Data | No Data | -82 | -88.466 | 85.995 | 86.4284 | 60.1 | 62.4581
2018-10-31 16:30 | No Data | No Data | No Data | No Data | 48.188 | 52.5368 | No Data | No Data | No Data | No Data | No Data | No Data | No Data | No Data | -88.4 | -93.8782 | 94.64 | 94.9556 | 70.7 | 73.8678
2018-10-31 17:00 | No Data | No Data | No Data | No Data | 55.317 | 58.533 | No Data | No Data | No Data | No Data | No Data | No Data | No Data | No Data | -98.4 | -102.7556 | 106.47 | 106.7845 | 83.5 | 86.6631
2018-10-31 17:30 | No Data | No Data | No Data | No Data | 55.317 | 58.533 | No Data | No Data | No Data | No Data | No Data | No Data | No Data | No Data | -96 | -100.5783 | 105.56 | 105.9134 | 88.5 | 91.9362
2018-10-31 18:00 | No Data | No Data | No Data | No Data | 55.7687 | 58.2346 | No Data | No Data | No Data | No Data | No Data | No Data | No Data | No Data | -82 | -89.3944 | 89.18 | 89.5148 | 82.7 | 86.6608
2018-10-31 18:30 | No Data | No Data | No Data | No Data | 53.3638 | 56.5359 | No Data | No Data | No Data | No Data | No Data | No Data | No Data | No Data | -54 | -66.9639 | 75.53 | 75.88 | 100.3 | 106.332
2018-10-31 19:00 | No Data | No Data | No Data | No Data | 48.2368 | 52.3559 | No Data | No Data | No Data | No Data | No Data | No Data | No Data | No Data | -39.6 | -56.0029 | 68.25 | 68.5058 | 101.8 | 105.6604
2018-10-31 19:30 | No Data | No Data | No Data | No Data | 44.6479 | 49.7754 | No Data | No Data | No Data | No Data | No Data | No Data | No Data | No Data | -30.4 | -43.2759 | 66.885 | 66.8912 | 105 | 108.5923
2018-10-31 20:00 | No Data | No Data | No Data | No Data | 46.2348 | 52.214 | No Data | No Data | No Data | No Data | No Data | No Data | No Data | No Data | 13.2 | 48.6259 | 25.025 | 25.5206 | 61.8 | 64.23
2018-10-31 20:30 | No Data | No Data | No Data | No Data | 49.7261 | 56.2587 | No Data | No Data | No Data | No Data | No Data | No Data | No Data | No Data | -33.6 | -50.7244 | 69.615 | 69.6165 | 110.4 | 112.0743
2018-10-31 21:00 | No Data | No Data | No Data | No Data | 42.5483 | 50.0271 | No Data | No Data | No Data | No Data | No Data | No Data | No Data | No Data | -34 | -51.5891 | 70.07 | 70.0936 | 108.5 | 109.288
2018-10-31 21:30 | No Data | No Data | No Data | No Data | 41.828 | 49.416 | No Data | No Data | No Data | No Data | No Data | No Data | No Data | No Data | -30 | -51.94 | 63.7 | 63.7585 | 99.5 | 99.8539
2018-10-31 22:00 | No Data | No Data | No Data | No Data | 40.1434 | 47.9985 | No Data | No Data | No Data | No Data | No Data | No Data | No Data | No Data | -24.4 | -50.6628 | 59.15 | 59.2357 | 90.7 | 90.9185
2018-10-31 22:30 | No Data | No Data | No Data | No Data | 38.0926 | 46.2969 | No Data | No Data | No Data | No Data | No Data | No Data | No Data | No Data | -13.6 | -49.8895 | 46.865 | 47.0854 | 82.3 | 82.3015
2018-10-31 23:00 | No Data | No Data | No Data | No Data | 25.1652 | 34.8461 | No Data | No Data | No Data | No Data | No Data | No Data | No Data | No Data | -15.2 | -49.2065 | 48.23 | 48.3072 | 81 | 82.3787
2018-10-31 23:30 | No Data | No Data | No Data | No Data | 34.5037 | 43.1122 | No Data | No Data | No Data | No Data | No Data | No Data | No Data | No Data | -8.8 | -45.2637 | 42.77 | 42.7918 | 80 | 82.6598
2018-11-01 | No Data | No Data | No Data | No Data | 39.826 | 46.5266 | No Data | No Data | No Data | No Data | No Data | No Data | No Data | No Data | -5.2 | -44.7035 | 38.675 | 38.6777 | 79.2 | 81.9112
2018-11-01 00:30 | No Data | No Data | No Data | No Data | 51.9844 | 56.5691 | No Data | No Data | No Data | No Data | No Data | No Data | No Data | No Data | 5.2 | 47.8832 | 27.755 | 27.9371 | 79.6 | 85.315
2018-11-01 01:00 | No Data | No Data | No Data | No Data | 36.2371 | 42.5536 | No Data | No Data | No Data | No Data | No Data | No Data | No Data | No Data | 0.8 | 47.2068 | 31.395 | 31.5135 | 73.8 | 77.8555
2018-11-01 01:30 | No Data | No Data | No Data | No Data | 27.631 | 35.5127 | No Data | No Data | No Data | No Data | No Data | No Data | No Data | No Data | -2.8 | -48.4809 | 33.215 | 33.3674 | 71 | 73.8176
2018-11-01 02:00 | No Data | No Data | No Data | No Data | 34.5037 | 42.0888 | No Data | No Data | No Data | No Data | No Data | No Data | No Data | No Data | -0.4 | -49.6016 | 30.94 | 31.1534 | 64.8 | 67.8162
2018-11-01 02:30 | No Data | No Data | No Data | No Data | 36.2371 | 42.6049 | No Data | No Data | No Data | No Data | No Data | No Data | No Data | No Data | 3.2 | 50.0576 | 27.755 | 28.0555 | 63 | 65.0542
2018-11-01 03:00 | No Data | No Data | No Data | No Data | 37.8851 | 44.8764 | No Data | No Data | No Data | No Data | No Data | No Data | No Data | No Data | 0.4 | 50.8016 | 28.21 | 28.5057 | 60.3 | 62.3104
2018-11-01 03:30 | No Data | No Data | No Data | No Data | 37.8363 | 44.8352 | No Data | No Data | No Data | No Data | No Data | No Data | No Data | No Data | -2 | -51.239 | 29.575 | 29.746 | 59.3 | 62.0169
2018-11-01 04:00 | No Data | No Data | No Data | No Data | 31.8791 | 39.9361 | No Data | No Data | No Data | No Data | No Data | No Data | No Data | No Data | -6 | -52.345 | 31.85 | 31.9311 | 61.6 | 63.7201
2018-11-01 04:30 | No Data | No Data | No Data | No Data | 24.1398 | 32.32 | No Data | No Data | No Data | No Data | No Data | No Data | No Data | No Data | -0.4 | -53.6015 | 25.935 | 26.0346 | 54.9 | 57.4718
2018-11-01 05:00 | No Data | No Data | No Data | No Data | 35.1141 | 42.1062 | No Data | No Data | No Data | No Data | No Data | No Data | No Data | No Data | -2 | -52.8061 | 26.845 | 27.0333 | 55.9 | 58.5158
2018-11-01 05:30 | No Data | No Data | No Data | No Data | 44.2939 | 50.0188 | No Data | No Data | No Data | No Data | No Data | No Data | No Data | No Data | 2.4 | 53.6239 | 23.66 | 23.8734 | 54.7 | 57.6168
2018-11-01 06:00 | No Data | No Data | No Data | No Data | 51.6182 | 57.3193 | No Data | No Data | No Data | No Data | No Data | No Data | No Data | No Data | 8.8 | 55.897 | 19.11 | 19.4536 | 50.1 | 53.741
2018-11-01 06:30 | No Data | No Data | No Data | No Data | 59.4675 | 63.1449 | No Data | No Data | No Data | No Data | No Data | No Data | No Data | No Data | 8.4 | 52.6741 | 20.475 | 20.7212 | 54.4 | 59.5869
2018-11-01 07:00 | No Data | No Data | No Data | No Data | 70.1244 | 71.4883 | No Data | No Data | No Data | No Data | No Data | No Data | No Data | No Data | -44.4 | -54.266 | 80.99 | 81.0219 | 114.1 | 124.4145
2018-11-01 07:30 | No Data | No Data | No Data | No Data | 73.3104 | 74.0182 | No Data | No Data | No Data | No Data | No Data | No Data | No Data | No Data | -32.4 | -49.3315 | 64.61 | 64.6244 | 82.8 | 95.0126
2018-11-01 08:00 | No Data | No Data | No Data | No Data | 69.3065 | 70.0547 | No Data | No Data | No Data | No Data | No Data | No Data | No Data | No Data | -31.2 | -52.3205 | 43.68 | 43.68 | 43 | 57.3185
2018-11-01 08:30 | No Data | No Data | No Data | No Data | 56.3912 | 58.0553 | No Data | No Data | No Data | No Data | No Data | No Data | No Data | No Data | -34.8 | -53.9303 | 44.135 | 44.135 | 32 | 42.4323
2018-11-01 09:00 | No Data | No Data | No Data | No Data | 47.6265 | 49.5856 | No Data | No Data | No Data | No Data | No Data | No Data | No Data | No Data | -35.6 | -55.6705 | 40.04 | 40.133 | 22.2 | 36.126
2018-11-01 09:30 | No Data | No Data | No Data | No Data | 40.1434 | 43.8308 | No Data | No Data | No Data | No Data | No Data | No Data | No Data | No Data | -42.4 | -56.4057 | 64.155 | 64.1566 | 45.3 | 56.3413
2018-11-01 10:00 | No Data | No Data | No Data | No Data | 24.1886 | 29.9121 | No Data | No Data | No Data | No Data | No Data | No Data | No Data | No Data | -48.8 | -60.6419 | 65.975 | 65.9766 | 35.2 | 47.5714
2018-11-01 10:30 | No Data | No Data | No Data | No Data | 12.3476 | 20.1313 | No Data | No Data | No Data | No Data | No Data | No Data | No Data | No Data | -19.6 | -51.1077 | 33.215 | 33.3674 | 20.9 | 33.4368
2018-11-01 11:00 | No Data | No Data | No Data | No Data | 2.6551 | 16.1201 | No Data | No Data | No Data | No Data | No Data | No Data | No Data | No Data | -28 | -52.4915 | 34.58 | 34.6876 | 11.8 | 27.1035
2018-11-01 11:30 | No Data | No Data | No Data | No Data | -9.5888 | -10.6019 | No Data | No Data | No Data | No Data | No Data | No Data | No Data | No Data | -16.8 | -44.4936 | 40.495 | 40.5052 | 42.1 | 50.7277
2018-11-01 12:00 | No Data | No Data | No Data | No Data | -12.7749 | -14.4346 | No Data | No Data | No Data | No Data | No Data | No Data | No Data | No Data | 66 | 87.6 | -40.95 | -45.1895 | -51 | -51.655
2018-11-01 12:30 | No Data | No Data | No Data | No Data | -22.8702 | -22.8869 | No Data | No Data | No Data | No Data | No Data | No Data | No Data | No Data | 53.2 | 79.2949 | -37.31 | -41.1215 | -35.9 | -38.9464
2018-11-01 13:00 | No Data | No Data | No Data | No Data | -35.0774 | -35.6396 | No Data | No Data | No Data | No Data | No Data | No Data | No Data | No Data | 63.2 | 82.6104 | -53.235 | -54.9571 | -56 | -57.6993
2018-11-01 13:30 | No Data | No Data | No Data | No Data | -40.8148 | -42.5543 | No Data | No Data | No Data | No Data | No Data | No Data | No Data | No Data | 44.4 | 68.0729 | -36.4 | -37.1209 | -46.5 | -49.2083
2018-11-01 14:00 | No Data | No Data | No Data | No Data | -40.2533 | -41.3543 | No Data | No Data | No Data | No Data | No Data | No Data | No Data | No Data | 25.2 | 53.5059 | -16.38 | -16.4808 | -24.8 | -38.5395
2018-11-01 14:30 | No Data | No Data | No Data | No Data | -36.1517 | -36.3146 | No Data | No Data | No Data | No Data | No Data | No Data | No Data | No Data | 7.6 | 42.6821 | 3.185 | 3.185 | -16.6 | -35.8309
2018-11-01 15:00 | No Data | No Data | No Data | No Data | -31.635 | -31.635 | No Data | No Data | No Data | No Data | No Data | No Data | No Data | No Data | 5.2 | 42.3207 | 6.37 | 6.9304 | 12.7 | 34.8001
2018-11-01 15:30 | No Data | No Data | No Data | No Data | -25.6413 | -25.6413 | No Data | No Data | No Data | No Data | No Data | No Data | No Data | No Data | 33.2 | 61.358 | -25.025 | -26.3311 | -38.4 | -43.1129
2018-11-01 16:00 | No Data | No Data | No Data | No Data | -21.7472 | -21.8431 | No Data | No Data | No Data | No Data | No Data | No Data | No Data | No Data | 25.2 | 48.98 | -15.925 | -16.1573 | 5.8 | 25.6462
2018-11-01 16:30 | No Data | No Data | No Data | No Data | -20.0992 | -20.2079 | No Data | No Data | No Data | No Data | No Data | No Data | No Data | No Data | 26.8 | 59.2122 | 0.91 | 8.2404 | 14.7 | 36.4918
2018-11-01 17:00 | No Data | No Data | No Data | No Data | -8.5145 | -8.5145 | No Data | No Data | No Data | No Data | No Data | No Data | No Data | No Data | 18 | 56.921 | 0 | 7.735 | 23 | 41.2976
2018-11-01 17:30 | No Data | No Data | No Data | No Data | -5.4383 | -6.356 | No Data | No Data | No Data | No Data | No Data | No Data | No Data | No Data | 28.8 | 56.6646 | 7.28 | 8.8345 | 21.3 | 41.9644
2018-11-01 18:00 | No Data | No Data | No Data | No Data | -6.6712 | -6.7265 | No Data | No Data | No Data | No Data | No Data | No Data | No Data | No Data | 21.6 | 50.4571 | 10.92 | 10.9295 | 43.9 | 58.7215
2018-11-01 18:30 | No Data | No Data | No Data | No Data | -10.724 | -11.1316 | No Data | No Data | No Data | No Data | No Data | No Data | No Data | No Data | 16.8 | 45.2354 | 19.565 | 19.565 | 60.1 | 72.4725
2018-11-01 19:00 | No Data | No Data | No Data | No Data | 7.2206 | 23.4481 | No Data | No Data | No Data | No Data | No Data | No Data | No Data | No Data | 16.8 | 48.5963 | 21.385 | 21.5586 | 63.4 | 73.8645
2018-11-01 19:30 | No Data | No Data | No Data | No Data | 9.2714 | 25.4947 | No Data | No Data | No Data | No Data | No Data | No Data | No Data | No Data | 8.8 | 40.566 | 31.85 | 31.8792 | 73.1 | 83.2804
2018-11-01 20:00 | No Data | No Data | No Data | No Data | 20.7584 | 34.8534 | No Data | No Data | No Data | No Data | No Data | No Data | No Data | No Data | -2 | -40.849 | 43.225 | 43.2633 | 84.8 | 95.034
2018-11-01 20:30 | No Data | No Data | No Data | No Data | 21.3687 | 35.2203 | No Data | No Data | No Data | No Data | No Data | No Data | No Data | No Data | -5.6 | -45.4542 | 45.045 | 45.0657 | 87.9 | 95.2912
2018-11-01 21:00 | No Data | No Data | No Data | No Data | 21.5763 | 36.6657 | No Data | No Data | No Data | No Data | No Data | No Data | No Data | No Data | -15.2 | -46.9297 | 53.69 | 53.7073 | 94.2 | 101.9924
2018-11-01 21:30 | No Data | No Data | No Data | No Data | 12.7626 | 22.5255 | No Data | No Data | No Data | No Data | No Data | No Data | No Data | No Data | -14.4 | -49.7305 | 53.235 | 53.3302 | 92.4 | 101.0879
2018-11-01 22:00 | No Data | No Data | No Data | No Data | 3.8392 | 17.3076 | No Data | No Data | No Data | No Data | No Data | No Data | No Data | No Data | -18.4 | -52.1536 | 55.055 | 55.1752 | 91.4 | 100.0116
2018-11-01 22:30 | No Data | No Data | No Data | No Data | -0.82399 | -13.0085 | No Data | No Data | No Data | No Data | No Data | No Data | No Data | No Data | -21.6 | -52.2716 | 60.97 | 61.0786 | 99 | 106.8505
2018-11-01 23:00 | No Data | No Data | No Data | No Data | 1.3733 | 12.0356 | No Data | No Data | No Data | No Data | No Data | No Data | No Data | No Data | -28 | -51.4805 | 65.975 | 65.9813 | 102.5 | 111.2706
2018-11-01 23:30 | No Data | No Data | No Data | No Data | 12.3476 | 21.1583 | No Data | No Data | No Data | No Data | No Data | No Data | No Data | No Data | -29.6 | -51.056 | 68.25 | 68.2743 | 106.8 | 115.6232
2018-11-02 | No Data | No Data | No Data | No Data | 24.86 | 31.7473 | No Data | No Data | No Data | No Data | No Data | No Data | No Data | No Data | -27.6 | -47.0455 | 66.885 | 66.984 | 110.1 | 118.4555
2018-11-02 00:30 | No Data | No Data | No Data | No Data | 38.3978 | 43.1771 | No Data | No Data | No Data | No Data | No Data | No Data | No Data | No Data | -24.8 | -39.8557 | 62.335 | 62.9957 | 116 | 124.1
2018-11-02 01:00 | No Data | No Data | No Data | No Data | 25.0187 | 30.885 | No Data | No Data | No Data | No Data | No Data | No Data | No Data | No Data | -31.6 | -49.1154 | 67.795 | 67.9475 | 112.3 | 121.177
2018-11-02 01:30 | No Data | No Data | No Data | No Data | 19.7818 | 29.3622 | No Data | No Data | No Data | No Data | No Data | No Data | No Data | No Data | -27.2 | -52.4107 | 60.97 | 60.9853 | 100.1 | 109.6271
2018-11-02 02:00 | No Data | No Data | No Data | No Data | 14.5083 | 26.1019 | No Data | No Data | No Data | No Data | No Data | No Data | No Data | No Data | -26 | -49.3964 | 58.24 | 58.327 | 92.8 | 99.6868
2018-11-02 02:30 | No Data | No Data | No Data | No Data | 12.5551 | 25.0689 | No Data | No Data | No Data | No Data | No Data | No Data | No Data | No Data | -21.6 | -50.8189 | 52.78 | 52.78 | 88 | 94.3038
2018-11-02 03:00 | No Data | No Data | No Data | No Data | 1.2268 | 16.361 | No Data | No Data | No Data | No Data | No Data | No Data | No Data | No Data | -19.6 | -47.4384 | 48.685 | 48.9416 | 83.3 | 87.145
2018-11-02 03:30 | No Data | No Data | No Data | No Data | 1.4832 | 16.2242 | No Data | No Data | No Data | No Data | No Data | No Data | No Data | No Data | -20 | -47.2424 | 47.32 | 47.6883 | 78.8 | 83.2649
2018-11-02 04:00 | No Data | No Data | No Data | No Data | -7.4891 | -16.2838 | No Data | No Data | No Data | No Data | No Data | No Data | No Data | No Data | -10.8 | -46.8615 | 39.13 | 39.1723 | 70.2 | 74.4852
2018-11-02 04:30 | No Data | No Data | No Data | No Data | -9.1371 | -13.5125 | No Data | No Data | No Data | No Data | No Data | No Data | No Data | No Data | -6 | -44.8036 | 35.945 | 36.2318 | 65.9 | 70.8069
2018-11-02 05:00 | No Data | No Data | No Data | No Data | -9.4911 | -12.613 | No Data | No Data | No Data | No Data | No Data | No Data | No Data | No Data | 2.8 | 44.089 | 26.39 | 26.9489 | 56.1 | 62.2159
2018-11-02 05:30 | No Data | No Data | No Data | No Data | -17.084 | -18.7177 | No Data | No Data | No Data | No Data | No Data | No Data | No Data | No Data | 1.2 | 46.8 | 27.3 | 27.3946 | 57.9 | 62.4497
2018-11-02 06:00 | No Data | No Data | No Data | No Data | -20.5142 | -20.7518 | No Data | No Data | No Data | No Data | No Data | No Data | No Data | No Data | 7.2 | 46.1649 | 20.475 | 20.8805 | 55.1 | 59.6309
2018-11-02 06:30 | No Data | No Data | No Data | No Data | -13.9467 | -14.658 | No Data | No Data | No Data | No Data | No Data | No Data | No Data | No Data | 2.4 | 41.6692 | 29.575 | 30.3523 | 66.4 | 69.7633
2018-11-02 07:00 | No Data | No Data | No Data | No Data | -15.1308 | -15.3641 | No Data | No Data | No Data | No Data | No Data | No Data | No Data | No Data | 6 | 30.9864 | 29.12 | 30.3762 | 68.6 | 72.0414
2018-11-02 07:30 | No Data | No Data | No Data | No Data | -6.6224 | -7.1394 | No Data | No Data | No Data | No Data | No Data | No Data | No Data | No Data | 19.2 | 37.6617 | 12.74 | 15.925 | 54 | 58.3473
2018-11-02 08:00 | No Data | No Data | No Data | No Data | -15.1308 | -15.1526 | No Data | No Data | No Data | No Data | No Data | No Data | No Data | No Data | 30.4 | 49.291 | 3.185 | 7.1219 | 41.7 | 46.0766
2018-11-02 08:30 | No Data | No Data | No Data | No Data | -14.4594 | -16.4264 | No Data | No Data | No Data | No Data | No Data | No Data | No Data | No Data | 25.2 | 48.6374 | 5.915 | 5.915 | 34.8 | 36.9121
2018-11-02 09:00 | No Data | No Data | No Data | No Data | -20.0504 | -20.5408 | No Data | No Data | No Data | No Data | No Data | No Data | No Data | No Data | 36 | 55.541 | -1.365 | -1.6405 | 30.1 | 33.9485
2018-11-02 09:30 | No Data | No Data | No Data | No Data | -21.3321 | -21.5315 | No Data | No Data | No Data | No Data | No Data | No Data | No Data | No Data | 34.4 | 54.5996 | -3.64 | -3.6683 | 24.8 | 28.8293
2018-11-02 10:00 | No Data | No Data | No Data | No Data | -30.927 | -30.9738 | No Data | No Data | No Data | No Data | No Data | No Data | No Data | No Data | 22.8 | 52.7788 | -1.82 | -3.2811 | -5.1 | -12.855
2018-11-02 10:30 | No Data | No Data | No Data | No Data | -30.3532 | -30.4488 | No Data | No Data | No Data | No Data | No Data | No Data | No Data | No Data | 18.4 | 46.9553 | 0 | 1.365 | -7.4 | -15.5708
2018-11-02 11:00 | No Data | No Data | No Data | No Data | -29.5842 | -29.8748 | No Data | No Data | No Data | No Data | No Data | No Data | No Data | No Data | 15.2 | 50.3492 | -5.46 | -5.915 | 8.8 | 18.0205
2018-11-02 11:30 | No Data | No Data | No Data | No Data | -29.6941 | -29.8136 | No Data | No Data | No Data | No Data | No Data | No Data | No Data | No Data | 7.2 | 48.1415 | 0.455 | 2.3201 | 6.3 | 15.0791
2018-11-02 12:00 | No Data | No Data | No Data | No Data | -33.6858 | -33.6858 | No Data | No Data | No Data | No Data | No Data | No Data | No Data | No Data | 20 | 49.0616 | -4.095 | -4.1202 | 0.8 | 14.1
2018-11-02 12:30 | No Data | No Data | No Data | No Data | -37.4334 | -37.4334 | No Data | No Data | No Data | No Data | No Data | No Data | No Data | No Data | 19.2 | 48.0067 | -11.83 | -11.9085 | -40.6 | -40.6897
2018-11-02 13:00 | No Data | No Data | No Data | No Data | -40.6683 | -40.7222 | No Data | No Data | No Data | No Data | No Data | No Data | No Data | No Data | 36.4 | 61.2013 | -23.205 | -24.0634 | -21.7 | -22.3862
2018-11-02 13:30 | No Data | No Data | No Data | No Data | -41.2787 | -41.5178 | No Data | No Data | No Data | No Data | No Data | No Data | No Data | No Data | 10 | 47.0744 | 3.64 | 3.8875 | 13.9 | 17.7882
2018-11-02 14:00 | No Data | No Data | No Data | No Data | -41.9501 | -42.1854 | No Data | No Data | No Data | No Data | No Data | No Data | No Data | No Data | 12.4 | 43.7922 | -5.46 | -5.7553 | 6.2 | 13.9086
2018-11-02 14:30 | No Data | No Data | No Data | No Data | -43.8911 | -44.1492 | No Data | No Data | No Data | No Data | No Data | No Data | No Data | No Data | -2.4 | -36.4088 | 6.825 | 9.9789 | -19.8 | -22.2729
2018-11-02 15:00 | No Data | No Data | No Data | No Data | -43.4882 | -44.1535 | No Data | No Data | No Data | No Data | No Data | No Data | No Data | No Data | 16.4 | 51.8614 | -6.825 | -7.0635 | -26.1 | -26.4518
2018-11-02 15:30 | No Data | No Data | No Data | No Data | -38.9227 | -38.985 | No Data | No Data | No Data | No Data | No Data | No Data | No Data | No Data | 12 | 40.9956 | -1.365 | -4.7503 | 6.2 | 19.2234
2018-11-02 16:00 | No Data | No Data | No Data | No Data | -39.4842 | -39.5347 | No Data | No Data | No Data | No Data | No Data | No Data | No Data | No Data | 18.8 | 44.1977 | -4.095 | -5.7912 | -28.9 | -29.5163
2018-11-02 16:30 | No Data | No Data | No Data | No Data | -34.406 | -34.7996 | No Data | No Data | No Data | No Data | No Data | No Data | No Data | No Data | 24.4 | 45.1593 | 1.365 | 3.8875 | -11.9 | -13.2823
2018-11-02 17:00 | No Data | No Data | No Data | No Data | -42.0966 | -43.116 | No Data | No Data | No Data | No Data | No Data | No Data | No Data | No Data | -5.6 | -33.2746 | 15.015 | 17.1034 | -1.6 | -10.0285
2018-11-02 17:30 | No Data | No Data | No Data | No Data | -38.2025 | -39.1828 | No Data | No Data | No Data | No Data | No Data | No Data | No Data | No Data | -6.8 | -36.2436 | 22.75 | 24.029 | 9.2 | 13.4417
2018-11-02 18:00 | No Data | No Data | No Data | No Data | -31.635 | -32.0313 | No Data | No Data | No Data | No Data | No Data | No Data | No Data | No Data | -2.8 | -37.3052 | 16.835 | 17.9998 | 9.9 | 14.3586
2018-11-02 18:30 | No Data | No Data | No Data | No Data | -20.0015 | -20.0015 | No Data | No Data | No Data | No Data | No Data | No Data | No Data | No Data | -1.6 | -38.0337 | 22.75 | 23.1156 | 25.6 | 28.7117
2018-11-02 19:00 | No Data | No Data | No Data | No Data | -21.7472 | -22.017 | No Data | No Data | No Data | No Data | No Data | No Data | No Data | No Data | 0 | 36 | 30.03 | 30.2498 | 54.8 | 57.9351
2018-11-02 19:30 | No Data | No Data | No Data | No Data | -20.0015 | -20.9571 | No Data | No Data | No Data | No Data | No Data | No Data | No Data | No Data | 2 | 38.0526 | 32.76 | 33.0745 | 67 | 69.2225
2018-11-02 20:00 | No Data | No Data | No Data | No Data | -20.209 | -20.6957 | No Data | No Data | No Data | No Data | No Data | No Data | No Data | No Data | 5.2 | 39.94 | 30.485 | 30.7588 | 66 | 68.9928
2018-11-02 20:30 | No Data | No Data | No Data | No Data | -20.5142 | -21.4328 | No Data | No Data | No Data | No Data | No Data | No Data | No Data | No Data | -3.2 | -40.1278 | 38.22 | 38.3929 | 72.5 | 75.1551
2018-11-02 21:00 | No Data | No Data | No Data | No Data | -18.6709 | -18.7337 | No Data | No Data | No Data | No Data | No Data | No Data | No Data | No Data | -4.4 | -43.4235 | 36.855 | 36.8662 | 70.5 | 73.0154
2018-11-02 21:30 | No Data | No Data | No Data | No Data | -24.5182 | -24.5723 | No Data | No Data | No Data | No Data | No Data | No Data | No Data | No Data | 0.4 | 45.6018 | 34.125 | 34.125 | 63.5 | 66.4561
2018-11-02 22:00 | No Data | No Data | No Data | No Data | -4.4129 | -6.2408 | No Data | No Data | No Data | No Data | No Data | No Data | No Data | No Data | -4 | -42.19 | 35.945 | 35.991 | 65.1 | 68.1619
2018-11-02 22:30 | No Data | No Data | No Data | No Data | -15.082 | -16.8391 | No Data | No Data | No Data | No Data | No Data | No Data | No Data | No Data | -6.8 | -44.9177 | 40.495 | 40.495 | 72.2 | 74.8657
2018-11-02 23:00 | No Data | No Data | No Data | No Data | -22.7726 | -23.1688 | No Data | No Data | No Data | No Data | No Data | No Data | No Data | No Data | -14 | -46.9366 | 45.045 | 45.0473 | 75.6 | 78
2018-11-02 23:30 | No Data | No Data | No Data | No Data | -18.2071 | -19.2204 | No Data | No Data | No Data | No Data | No Data | No Data | No Data | No Data | -17.6 | -45.9077 | 50.505 | 50.5234 | 84.3 | 86.8346
2018-11-03 | No Data | No Data | No Data | No Data | -16.3149 | -17.3497 | No Data | No Data | No Data | No Data | No Data | No Data | No Data | No Data | -9.6 | -44.2538 | 42.77 | 42.8305 | 79.2 | 81.8101
2018-11-03 00:30 | No Data | No Data | No Data | No Data | 3.888 | 9.0835 | No Data | No Data | No Data | No Data | No Data | No Data | No Data | No Data | -9.2 | -40.6546 | 42.77 | 43.2418 | 88.7 | 90.7542
2018-11-03 01:00 | No Data | No Data | No Data | No Data | -2.7771 | -12.5727 | No Data | No Data | No Data | No Data | No Data | No Data | No Data | No Data | -7.6 | -45.0458 | 39.585 | 39.6268 | 80 | 82.2717
2018-11-03 01:30 | No Data | No Data | No Data | No Data | -8.0018 | -14.642 | No Data | No Data | No Data | No Data | No Data | No Data | No Data | No Data | -9.2 | -50.0528 | 40.04 | 40.0426 | 74.2 | 76.5692
2018-11-03 02:00 | No Data | No Data | No Data | No Data | -12.1035 | -15.8671 | No Data | No Data | No Data | No Data | No Data | No Data | No Data | No Data | -12.4 | -49.9632 | 41.405 | 41.4275 | 74.1 | 76.5975
2018-11-03 02:30 | No Data | No Data | No Data | No Data | -12.7749 | -15.2984 | No Data | No Data | No Data | No Data | No Data | No Data | No Data | No Data | -10.4 | -53.0298 | 39.585 | 39.6085 | 69.5 | 72.1568
2018-11-03 03:00 | No Data | No Data | No Data | No Data | -20.0504 | -21.8459 | No Data | No Data | No Data | No Data | No Data | No Data | No Data | No Data | -12.4 | -52.6802 | 38.675 | 38.7712 | 67 | 69.8362
2018-11-03 03:30 | No Data | No Data | No Data | No Data | -18.1582 | -20.9047 | No Data | No Data | No Data | No Data | No Data | No Data | No Data | No Data | -12.4 | -53.069 | 37.31 | 37.335 | 64.4 | 66.5301
2018-11-03 04:00 | No Data | No Data | No Data | No Data | -16.7666 | -18.6685 | No Data | No Data | No Data | No Data | No Data | No Data | No Data | No Data | -8 | -52.2165 | 33.67 | 33.6731 | 60.3 | 62.6777
2018-11-03 04:30 | No Data | No Data | No Data | No Data | -10.2113 | -14.295 | No Data | No Data | No Data | No Data | No Data | No Data | No Data | No Data | -10.4 | -51.0701 | 35.945 | 35.945 | 61.9 | 64.192
2018-11-03 05:00 | No Data | No Data | No Data | No Data | -12.8725 | -16.3027 | No Data | No Data | No Data | No Data | No Data | No Data | No Data | No Data | -16 | -50.9761 | 41.86 | 41.8699 | 67.7 | 69.9003
2018-11-03 05:30 | No Data | No Data | No Data | No Data | -12.9824 | -16.3896 | No Data | No Data | No Data | No Data | No Data | No Data | No Data | No Data | -14 | -52.3083 | 41.405 | 41.405 | 66.8 | 68.7363
2018-11-03 06:00 | No Data | No Data | No Data | No Data | -6.5126 | -13.4336 | No Data | No Data | No Data | No Data | No Data | No Data | No Data | No Data | -21.2 | -50.6502 | 47.32 | 47.355 | 77.3 | 78.8191
2018-11-03 06:30 | No Data | No Data | No Data | No Data | -5.9022 | -9.9431 | No Data | No Data | No Data | No Data | No Data | No Data | No Data | No Data | -17.6 | -51.1249 | 45.045 | 45.045 | 74.8 | 75.9385
2018-11-03 07:00 | No Data | No Data | No Data | No Data | -3.8025 | -9.0473 | No Data | No Data | No Data | No Data | No Data | No Data | No Data | No Data | -17.2 | -49.1105 | 44.59 | 44.5923 | 67.1 | 68.3477
2018-11-03 07:30 | No Data | No Data | No Data | No Data | 1.9959 | 10.1052 | No Data | No Data | No Data | No Data | No Data | No Data | No Data | No Data | -16.4 | -49.968 | 44.59 | 44.7036 | 46.8 | 48.1449
2018-11-03 08:00 | No Data | No Data | No Data | No Data | 1.4832 | 10.0166 | No Data | No Data | No Data | No Data | No Data | No Data | No Data | No Data | -26 | -49.7369 | 52.325 | 52.3428 | 34.6 | 35.301
2018-11-03 08:30 | No Data | No Data | No Data | No Data | 0.0061036 | 12.2622 | No Data | No Data | No Data | No Data | No Data | No Data | No Data | No Data | -45.2 | -61.4296 | 46.865 | 46.8672 | 11.3 | 12.1264
2018-11-03 09:00 | No Data | No Data | No Data | No Data | -10.0526 | -13.3411 | No Data | No Data | No Data | No Data | No Data | No Data | No Data | No Data | -19.2 | -51.3264 | 43.225 | 43.3422 | 22.6 | 26.2488
2018-11-03 09:30 | No Data | No Data | No Data | No Data | -8.0507 | -14.6688 | No Data | No Data | No Data | No Data | No Data | No Data | No Data | No Data | -13.2 | -51.3264 | 35.49 | 35.8412 | 12.7 | 14.599
2018-11-03 10:00 | No Data | No Data | No Data | No Data | -16.7666 | -19.6568 | No Data | No Data | No Data | No Data | No Data | No Data | No Data | No Data | -26 | -53.5373 | 35.945 | 36.1288 | -0.5 | -1.772
2018-11-03 10:30 | No Data | No Data | No Data | No Data | -14.5205 | -17.5434 | No Data | No Data | No Data | No Data | No Data | No Data | No Data | No Data | -31.2 | -60.9852 | 31.85 | 32.3146 | 0.9 | 1.8358
2018-11-03 11:00 | No Data | No Data | No Data | No Data | -17.6455 | -20.3324 | No Data | No Data | No Data | No Data | No Data | No Data | No Data | No Data | -33.2 | -61.022 | 31.395 | 32.0347 | 19 | 20.4636
2018-11-03 11:30 | No Data | No Data | No Data | No Data | -6.8299 | -18.2514 | No Data | No Data | No Data | No Data | No Data | No Data | No Data | No Data | -42.4 | -63.7457 | 40.04 | 40.2977 | 2.1 | 3.189
2018-11-03 12:00 | No Data | No Data | No Data | No Data | -11.078 | -16.9461 | No Data | No Data | No Data | No Data | No Data | No Data | No Data | No Data | -44.8 | -62.7936 | 45.955 | 45.964 | -0.5 | -1.5033
2018-11-03 12:30 | No Data | No Data | No Data | No Data | -5.4383 | -17.1975 | No Data | No Data | No Data | No Data | No Data | No Data | No Data | No Data | -45.2 | -64.2059 | 46.41 | 46.4122 | -2 | -2.3324
2018-11-03 13:00 | No Data | No Data | No Data | No Data | -10.8705 | -18.7103 | No Data | No Data | No Data | No Data | No Data | No Data | No Data | No Data | -46.4 | -63.1253 | 46.41 | 46.41 | -3.6 | -4.3267
2018-11-03 13:30 | No Data | No Data | No Data | No Data | -13.7514 | -20.6002 | No Data | No Data | No Data | No Data | No Data | No Data | No Data | No Data | -44.4 | -62.7911 | 44.59 | 44.5923 | -5.6 | -6.261
2018-11-03 14:00 | No Data | No Data | No Data | No Data | -8.2094 | -17.3971 | No Data | No Data | No Data | No Data | No Data | No Data | No Data | No Data | -42.4 | -62.8548 | 44.59 | 44.59 | -8.3 | -8.4723
2018-11-03 14:30 | No Data | No Data | No Data | No Data | -10.9316 | -19.0445 | No Data | No Data | No Data | No Data | No Data | No Data | No Data | No Data | -47.2 | -63.181 | 48.685 | 48.7041 | -2.1 | -3.189
2018-11-03 15:00 | No Data | No Data | No Data | No Data | -10.5165 | -18.5974 | No Data | No Data | No Data | No Data | No Data | No Data | No Data | No Data | -50.4 | -64.3441 | 53.235 | 53.305 | 2.4 | 3.4655
2018-11-03 15:30 | No Data | No Data | No Data | No Data | -9.5399 | -16.3972 | No Data | No Data | No Data | No Data | No Data | No Data | No Data | No Data | -46.4 | -59.9747 | 49.14 | 49.2158 | 1.3 | 5.0478
2018-11-03 16:00 | No Data | No Data | No Data | No Data | -6.0609 | -16.2543 | No Data | No Data | No Data | No Data | No Data | No Data | No Data | No Data | -46.4 | -59.2216 | 48.23 | 48.489 | 9.4 | 11.4856
2018-11-03 16:30 | No Data | No Data | No Data | No Data | 4.4007 | 15.7109 | No Data | No Data | No Data | No Data | No Data | No Data | No Data | No Data | -48.8 | -61.1202 | 50.96 | 51.0594 | 11 | 11.962
2018-11-03 17:00 | No Data | No Data | No Data | No Data | 6.5614 | 16.4475 | No Data | No Data | No Data | No Data | No Data | No Data | No Data | No Data | -50.8 | -61.3514 | 56.42 | 56.6032 | 18.4 | 19.3228
2018-11-03 17:30 | No Data | No Data | No Data | No Data | 7.013 | 16.6328 | No Data | No Data | No Data | No Data | No Data | No Data | No Data | No Data | -49.2 | -60.9643 | 53.235 | 53.5143 | 19.2 | 20.7617
2018-11-03 18:00 | No Data | No Data | No Data | No Data | 4.9134 | 17.7179 | No Data | No Data | No Data | No Data | No Data | No Data | No Data | No Data | -46 | -57.4401 | 60.06 | 60.4465 | 33.6 | 35.1727
2018-11-03 18:30 | No Data | No Data | No Data | No Data | 13.6294 | 23.1953 | No Data | No Data | No Data | No Data | No Data | No Data | No Data | No Data | -38 | -52.6209 | 56.42 | 56.6416 | 47.6 | 49.588
2018-11-03 19:00 | No Data | No Data | No Data | No Data | 23.3707 | 31.097 | No Data | No Data | No Data | No Data | No Data | No Data | No Data | No Data | -34.8 | -51.8228 | 56.42 | 56.5373 | 64 | 66.143
2018-11-03 19:30 | No Data | No Data | No Data | No Data | 27.0695 | 33.9646 | No Data | No Data | No Data | No Data | No Data | No Data | No Data | No Data | -28 | -43.1259 | 59.15 | 59.3614 | 86.1 | 87.8208
2018-11-03 20:00 | No Data | No Data | No Data | No Data | 35.0652 | 41.5078 | No Data | No Data | No Data | No Data | No Data | No Data | No Data | No Data | -34.4 | -45.9077 | 65.975 | 66.4814 | 96.2 | 98.2165
2018-11-03 20:30 | No Data | No Data | No Data | No Data | 42.4506 | 49.6189 | No Data | No Data | No Data | No Data | No Data | No Data | No Data | No Data | -32.4 | -46.3897 | 64.61 | 65.127 | 94.6 | 96.4892
2018-11-03 21:00 | No Data | No Data | No Data | No Data | 38.1903 | 46.9951 | No Data | No Data | No Data | No Data | No Data | No Data | No Data | No Data | -35.2 | -47.8414 | 65.065 | 65.5784 | 95.5 | 97.4906
2018-11-03 21:30 | No Data | No Data | No Data | No Data | 43.9887 | 51.8175 | No Data | No Data | No Data | No Data | No Data | No Data | No Data | No Data | -38 | -51.5891 | 68.705 | 69.139 | 97.5 | 99.6318
2018-11-03 22:00 | No Data | No Data | No Data | No Data | 45.771 | 53.3388 | No Data | No Data | No Data | No Data | No Data | No Data | No Data | No Data | -40 | -53.2826 | 69.615 | 69.9946 | 97.8 | 100.0926
2018-11-03 22:30 | No Data | No Data | No Data | No Data | 58.6984 | 64.773 | No Data | No Data | No Data | No Data | No Data | No Data | No Data | No Data | -38.4 | -52.9105 | 66.885 | 67.4414 | 98.2 | 100.5475
2018-11-03 23:00 | No Data | No Data | No Data | No Data | 58.5397 | 64.6292 | No Data | No Data | No Data | No Data | No Data | No Data | No Data | No Data | -39.6 | -55.7207 | 66.43 | 66.7797 | 96.1 | 98.1591
2018-11-03 23:30 | No Data | No Data | No Data | No Data | 63.8254 | 68.8199 | No Data | No Data | No Data | No Data | No Data | No Data | No Data | No Data | -41.2 | -56.0485 | 68.705 | 69.139 | 102.2 | 104.2555
2018-11-04 | No Data | No Data | No Data | No Data | 70.5882 | 74.5742 | No Data | No Data | No Data | No Data | No Data | No Data | No Data | No Data | -43.2 | -56.7493 | 68.25 | 68.7396 | 106.1 | 107.9134
2018-11-04 00:30 | No Data | No Data | No Data | No Data | 78.645 | 81.0858 | No Data | No Data | No Data | No Data | No Data | No Data | No Data | No Data | -31.6 | -45.8345 | 55.965 | 57.4995 | 102.3 | 104.4131
2018-11-04 01:00 | No Data | No Data | No Data | No Data | 68.5374 | 71.325 | No Data | No Data | No Data | No Data | No Data | No Data | No Data | No Data | -39.6 | -56.0029 | 61.88 | 62.4196 | 102.1 | 103.64
2018-11-04 01:30 | No Data | No Data | No Data | No Data | 65.0584 | 69.0466 | No Data | No Data | No Data | No Data | No Data | No Data | No Data | No Data | -40.4 | -57.1342 | 63.245 | 63.8331 | 98.3 | 100.4353
2018-11-04 02:00 | No Data | No Data | No Data | No Data | 59.7238 | 66.3595 | No Data | No Data | No Data | No Data | No Data | No Data | No Data | No Data | -56.4 | -66.9101 | 78.26 | 78.6413 | 111.1 | 113.0488
2018-11-04 02:30 | No Data | No Data | No Data | No Data | 58.027 | 64.8366 | No Data | No Data | No Data | No Data | No Data | No Data | No Data | No Data | -33.2 | -57.0544 | 56.42 | 56.4658 | 86.3 | 88.3453
2018-11-04 03:00 | No Data | No Data | No Data | No Data | 49.2622 | 57.1264 | No Data | No Data | No Data | No Data | No Data | No Data | No Data | No Data | -38.4 | -59.6148 | 59.15 | 59.2619 | 87.5 | 89.9383
2018-11-04 03:30 | No Data | No Data | No Data | No Data | 41.828 | 51.9546 | No Data | No Data | No Data | No Data | No Data | No Data | No Data | No Data | -40.8 | -61.1882 | 61.88 | 61.987 | 88.1 | 90.3416
2018-11-04 04:00 | No Data | No Data | No Data | No Data | 43.061 | 52.9523 | No Data | No Data | No Data | No Data | No Data | No Data | No Data | No Data | -42.8 | -64.0125 | 61.88 | 61.9218 | 88.4 | 90.4823
2018-11-04 04:30 | No Data | No Data | No Data | No Data | 40.8515 | 50.1114 | No Data | No Data | No Data | No Data | No Data | No Data | No Data | No Data | -26 | -61.0167 | 43.68 | 43.6895 | 69.3 | 70.9689
2018-11-04 05:00 | No Data | No Data | No Data | No Data | 44.4404 | 54.4019 | No Data | No Data | No Data | No Data | No Data | No Data | No Data | No Data | -25.2 | -61.0442 | 42.77 | 42.9246 | 68.7 | 70.4711
2018-11-04 05:30 | No Data | No Data | No Data | No Data | 42.6459 | 52.9461 | No Data | No Data | No Data | No Data | No Data | No Data | No Data | No Data | -31.6 | -59.8264 | 47.775 | 47.7772 | 74.9 | 77.056
2018-11-04 06:00 | No Data | No Data | No Data | No Data | 44.4892 | 54.4418 | No Data | No Data | No Data | No Data | No Data | No Data | No Data | No Data | -33.2 | -58.6924 | 49.595 | 49.6284 | 77.7 | 79.6244
2018-11-04 06:30 | No Data | No Data | No Data | No Data | 40.8026 | 50.0716 | No Data | No Data | No Data | No Data | No Data | No Data | No Data | No Data | -34.8 | -57.0445 | 56.875 | 56.9914 | 84.5 | 86.2931
2018-11-04 07:00 | No Data | No Data | No Data | No Data | 47.9316 | 54.9993 | No Data | No Data | No Data | No Data | No Data | No Data | No Data | No Data | -33.6 | -54.7284 | 54.145 | 54.1756 | 73.3 | 74.9835
2018-11-04 07:30 | No Data | No Data | No Data | No Data | 47.8218 | 54.0674 | No Data | No Data | No Data | No Data | No Data | No Data | No Data | No Data | -26.4 | -53.3846 | 40.95 | 40.9727 | 51.6 | 53.5182
2018-11-04 08:00 | No Data | No Data | No Data | No Data | 47.9316 | 54.1646 | No Data | No Data | No Data | No Data | No Data | No Data | No Data | No Data | -32 | -56.3645 | 37.765 | 37.7897 | 26.3 | 28.2087
2018-11-04 08:30 | No Data | No Data | No Data | No Data | 47.5166 | 53.7977 | No Data | No Data | No Data | No Data | No Data | No Data | No Data | No Data | -35.2 | -60.4953 | 36.855 | 37.1348 | 27.5 | 28.5848
2018-11-04 09:00 | No Data | No Data | No Data | No Data | 43.7812 | 51.3713 | No Data | No Data | No Data | No Data | No Data | No Data | No Data | No Data | -42.8 | -60.8118 | 46.41 | 46.4189 | 0 | 2.9411
2018-11-04 09:30 | No Data | No Data | No Data | No Data | 38.2391 | 46.7381 | No Data | No Data | No Data | No Data | No Data | No Data | No Data | No Data | -58.8 | -68.3263 | 74.165 | 74.1873 | 46.4 | 47.6178
2018-11-04 10:00 | No Data | No Data | No Data | No Data | 39.5697 | 47.8329 | No Data | No Data | No Data | No Data | No Data | No Data | No Data | No Data | -76.8 | -83.511 | 78.26 | 78.3446 | 34.3 | 34.6883
2018-11-04 10:30 | No Data | No Data | No Data | No Data | 34.0398 | 44.4725 | No Data | No Data | No Data | No Data | No Data | No Data | No Data | No Data | -61.6 | -71.3482 | 63.245 | 63.245 | 17.3 | 17.9011
2018-11-04 11:00 | No Data | No Data | No Data | No Data | 24.1886 | 37.4724 | No Data | No Data | No Data | No Data | No Data | No Data | No Data | No Data | -38.4 | -58.702 | 39.13 | 39.1961 | -8.4 | -8.4054
2018-11-04 11:30 | No Data | No Data | No Data | No Data | 21.2711 | 35.6588 | No Data | No Data | No Data | No Data | No Data | No Data | No Data | No Data | -31.6 | -55.479 | 33.215 | 33.243 | -12.9 | -13.9004
2018-11-04 12:00 | No Data | No Data | No Data | No Data | 17.377 | 33.4821 | No Data | No Data | No Data | No Data | No Data | No Data | No Data | No Data | -28.4 | -53.7208 | 29.12 | 29.2937 | -13.7 | -13.7
2018-11-04 12:30 | No Data | No Data | No Data | No Data | 17.0718 | 31.8794 | No Data | No Data | No Data | No Data | No Data | No Data | No Data | No Data | -31.6 | -55.1507 | 33.215 | 33.2928 | -13.7 | -13.7819
2018-11-04 13:00 | No Data | No Data | No Data | No Data | 17.4258 | 33.4554 | No Data | No Data | No Data | No Data | No Data | No Data | No Data | No Data | -36 | -56.8507 | 37.765 | 37.8991 | -8 | -8.0006
2018-11-04 13:30 | No Data | No Data | No Data | No Data | 16.1929 | 31.3338 | No Data | No Data | No Data | No Data | No Data | No Data | No Data | No Data | -37.6 | -56.0742 | 42.315 | 42.315 | -7.6 | -7.642
2018-11-04 14:00 | No Data | No Data | No Data | No Data | 17.731 | 33.6154 | No Data | No Data | No Data | No Data | No Data | No Data | No Data | No Data | -44 | -58.6638 | 48.685 | 48.719 | 0.9 | 2.4698
2018-11-04 14:30 | No Data | No Data | No Data | No Data | 18.8052 | 34.1942 | No Data | No Data | No Data | No Data | No Data | No Data | No Data | No Data | -41.2 | -56.3205 | 44.135 | 44.135 | -0.8 | -1.7
2018-11-04 15:00 | No Data | No Data | No Data | No Data | 27.6799 | 39.7716 | No Data | No Data | No Data | No Data | No Data | No Data | No Data | No Data | -41.6 | -57.1594 | 46.41 | 46.41 | 1.2 | 2.4187
2018-11-04 15:30 | No Data | No Data | No Data | No Data | 32.9656 | 43.6158 | No Data | No Data | No Data | No Data | No Data | No Data | No Data | No Data | -33.2 | -54.8015 | 38.22 | 38.22 | 18.6 | 19.201
2018-11-04 16:00 | No Data | No Data | No Data | No Data | 27.4723 | 39.6274 | No Data | No Data | No Data | No Data | No Data | No Data | No Data | No Data | -40.4 | -55.1899 | 47.32 | 47.4598 | 13.9 | 14.7719
2018-11-04 16:30 | No Data | No Data | No Data | No Data | 35.8831 | 43.716 | No Data | No Data | No Data | No Data | No Data | No Data | No Data | No Data | -44.4 | -58.9644 | 50.05 | 50.1244 | 22 | 23.1173
2018-11-04 17:00 | No Data | No Data | No Data | No Data | 46.3447 | 52.4307 | No Data | No Data | No Data | No Data | No Data | No Data | No Data | No Data | -48 | -58.1364 | 54.145 | 54.6322 | 34 | 35.3842
2018-11-04 17:30 | No Data | No Data | No Data | No Data | 57.4166 | 61.7678 | No Data | No Data | No Data | No Data | No Data | No Data | No Data | No Data | -58 | -65.8592 | 63.7 | 64.284 | 41.5 | 42.7833
2018-11-04 18:00 | No Data | No Data | No Data | No Data | 62.4949 | 66.5146 | No Data | No Data | No Data | No Data | No Data | No Data | No Data | No Data | -20.8 | -42.2715 | 45.5 | 45.9437 | 53.7 | 55.8922
2018-11-04 18:30 | No Data | No Data | No Data | No Data | 67.7684 | 71.4922 | No Data | No Data | No Data | No Data | No Data | No Data | No Data | No Data | -19.6 | -42.4019 | 44.59 | 45.1804 | 63.5 | 66.648
2018-11-04 19:00 | No Data | No Data | No Data | No Data | 67.7684 | 72.03 | No Data | No Data | No Data | No Data | No Data | No Data | No Data | No Data | -28 | -43.1259 | 53.69 | 54.5336 | 84 | 84.6596
2018-11-04 19:30 | No Data | No Data | No Data | No Data | 66.1326 | 71.0806 | No Data | No Data | No Data | No Data | No Data | No Data | No Data | No Data | -32 | -42.5206 | 65.52 | 66.2802 | 99.9 | 101.7663
2018-11-04 20:00 | No Data | No Data | No Data | No Data | 66.4378 | 71.6262 | No Data | No Data | No Data | No Data | No Data | No Data | No Data | No Data | -19.2 | -41.8626 | 53.69 | 54.3111 | 85.9 | 88.1524
2018-11-04 20:30 | No Data | No Data | No Data | No Data | 64.6433 | 69.9649 | No Data | No Data | No Data | No Data | No Data | No Data | No Data | No Data | -5.6 | -36.8283 | 39.585 | 39.9598 | 74.2 | 76.4474
2018-11-04 21:00 | No Data | No Data | No Data | No Data | 57.5631 | 63.481 | No Data | No Data | No Data | No Data | No Data | No Data | No Data | No Data | -15.2 | -36.8782 | 49.595 | 49.9465 | 82 | 84.1275
2018-11-04 21:30 | No Data | No Data | No Data | No Data | 57.5631 | 63.481 | No Data | No Data | No Data | No Data | No Data | No Data | No Data | No Data | -17.6 | -40.0719 | 49.595 | 49.8946 | 81.3 | 83.5826
2018-11-04 22:00 | No Data | No Data | No Data | No Data | 52.4971 | 59.7625 | No Data | No Data | No Data | No Data | No Data | No Data | No Data | No Data | -26 | -44 | 58.24 | 58.6385 | 87.5 | 89.6902
2018-11-04 22:30 | No Data | No Data | No Data | No Data | 64.741 | 70.1159 | No Data | No Data | No Data | No Data | No Data | No Data | No Data | No Data | -36 | -48.433 | 68.705 | 69.2468 | 101.1 | 103.0983
2018-11-04 23:00 | No Data | No Data | No Data | No Data | 45.6733 | 52.1767 | No Data | No Data | No Data | No Data | No Data | No Data | No Data | No Data | -39.6 | -52.4549 | 70.98 | 71.3524 | 101 | 102.7716
2018-11-04 23:30 | No Data | No Data | No Data | No Data | 40.2899 | 48.4846 | No Data | No Data | No Data | No Data | No Data | No Data | No Data | No Data | -35.2 | -51.2141 | 63.7 | 64.0646 | 98.9 | 100.5426
2018-11-05 | No Data | No Data | No Data | No Data | 37.5189 | 41.8374 | No Data | No Data | No Data | No Data | No Data | No Data | No Data | No Data | -30 | -48.352 | 59.15 | 59.7143 | 96.9 | 98.7069
2018-11-05 00:30 | No Data | No Data | No Data | No Data | 38.349 | 42.5199 | No Data | No Data | No Data | No Data | No Data | No Data | No Data | No Data | -18 | -42.0476 | 44.59 | 45.6998 | 91 | 92.942
2018-11-05 01:00 | No Data | No Data | No Data | No Data | 42.7558 | 47.2029 | No Data | No Data | No Data | No Data | No Data | No Data | No Data | No Data | -15.6 | -50.0911 | 38.675 | 38.8459 | 80 | 81.6437
2018-11-05 01:30 | No Data | No Data | No Data | No Data | 21.2711 | 26.5276 | No Data | No Data | No Data | No Data | No Data | No Data | No Data | No Data | -14.4 | -53.957 | 36.4 | 36.4028 | 71.1 | 72.7487
2018-11-05 02:00 | No Data | No Data | No Data | No Data | 30.341 | 35.9231 | No Data | No Data | No Data | No Data | No Data | No Data | No Data | No Data | -13.2 | -56.7563 | 33.215 | 33.3674 | 65.4 | 66.8608
2018-11-05 02:30 | No Data | No Data | No Data | No Data | 48.5908 | 54.7263 | No Data | No Data | No Data | No Data | No Data | No Data | No Data | No Data | -12.8 | -55.8856 | 33.67 | 33.6977 | 64.2 | 65.9519
2018-11-05 03:00 | No Data | No Data | No Data | No Data | 43.415 | 51.0339 | No Data | No Data | No Data | No Data | No Data | No Data | No Data | No Data | -24 | -56.6194 | 42.77 | 42.7724 | 70.1 | 73.1739
2018-11-05 03:30 | No Data | No Data | No Data | No Data | 39.472 | 47.7246 | No Data | No Data | No Data | No Data | No Data | No Data | No Data | No Data | -33.6 | -57.9379 | 55.055 | 55.0719 | 81 | 83.3376
2018-11-05 04:00 | No Data | No Data | No Data | No Data | 43.415 | 51.9124 | No Data | No Data | No Data | No Data | No Data | No Data | No Data | No Data | -32.4 | -59.2446 | 53.235 | 53.2369 | 79.4 | 81.5267
2018-11-05 04:30 | No Data | No Data | No Data | No Data | 43.2685 | 54.1232 | No Data | No Data | No Data | No Data | No Data | No Data | No Data | No Data | -31.2 | -59.2756 | 51.415 | 51.415 | 74.9 | 76.986
2018-11-05 05:00 | No Data | No Data | No Data | No Data | 45.1606 | 55.6474 | No Data | No Data | No Data | No Data | No Data | No Data | No Data | No Data | -32.4 | -59.2446 | 52.78 | 52.78 | 76.5 | 78.5436
2018-11-05 05:30 | No Data | No Data | No Data | No Data | 46.6499 | 55.856 | No Data | No Data | No Data | No Data | No Data | No Data | No Data | No Data | -30.4 | -58.1749 | 51.415 | 51.417 | 76.2 | 78.0733
2018-11-05 06:00 | No Data | No Data | No Data | No Data | 45.0019 | 52.6549 | No Data | No Data | No Data | No Data | No Data | No Data | No Data | No Data | -21.2 | -53.9407 | 44.59 | 44.6271 | 69.7 | 72.4213
2018-11-05 06:30 | No Data | No Data | No Data | No Data | 35.7244 | 43.0679 | No Data | No Data | No Data | No Data | No Data | No Data | No Data | No Data | -11.6 | -51.328 | 34.125 | 34.125 | 63.5 | 65.2707
2018-11-05 07:00 | No Data | No Data | No Data | No Data | 35.0164 | 40.0745 | No Data | No Data | No Data | No Data | No Data | No Data | No Data | No Data | -2.4 | -47.7359 | 26.39 | 26.39 | 56.5 | 58.4317
2018-11-05 07:30 | No Data | No Data | No Data | No Data | 35.0164 | 38.1845 | No Data | No Data | No Data | No Data | No Data | No Data | No Data | No Data | 3.2 | 44.1162 | 17.745 | 17.9538 | 51.4 | 53.7736
2018-11-05 08:00 | No Data | No Data | No Data | No Data | 38.8617 | 41.7389 | No Data | No Data | No Data | No Data | No Data | No Data | No Data | No Data | 3.6 | 41.7229 | 11.83 | 12.3773 | 41.7 | 44.7725
2018-11-05 08:30 | No Data | No Data | No Data | No Data | 29.3156 | 33.035 | No Data | No Data | No Data | No Data | No Data | No Data | No Data | No Data | -20 | -50.5268 | 22.75 | 22.8227 | 12.5 | 17.8466
2018-11-05 09:00 | No Data | No Data | No Data | No Data | 26.7521 | 32.6233 | No Data | No Data | No Data | No Data | No Data | No Data | No Data | No Data | -6.4 | -44.4072 | 21.84 | 22.01 | 29.7 | 35.1501
2018-11-05 09:30 | No Data | No Data | No Data | No Data | 24.9088 | 31.1296 | No Data | No Data | No Data | No Data | No Data | No Data | No Data | No Data | -10.8 | -44.5295 | 31.85 | 31.902 | 35.6 | 38.9082
2018-11-05 10:00 | No Data | No Data | No Data | No Data | 25.4704 | 31.5807 | No Data | No Data | No Data | No Data | No Data | No Data | No Data | No Data | -7.6 | -45.4401 | 29.575 | 29.575 | 20.5 | 23.9069
2018-11-05 10:30 | No Data | No Data | No Data | No Data | 21.4786 | 28.4593 | No Data | No Data | No Data | No Data | No Data | No Data | No Data | No Data | -9.6 | -46.9911 | 24.115 | 24.1322 | 16.2 | 19.9832
2018-11-05 11:00 | No Data | No Data | No Data | No Data | 13.0678 | 21.1423 | No Data | No Data | No Data | No Data | No Data | No Data | No Data | No Data | -15.6 | -48.1946 | 27.3 | 27.3 | 9 | 13.0863
2018-11-05 11:30 | No Data | No Data | No Data | No Data | 5.9876 | 17.6658 | No Data | No Data | No Data | No Data | No Data | No Data | No Data | No Data | -13.6 | -45.2902 | 24.57 | 24.5742 | 20.1 | 24.3249
2018-11-05 12:00 | No Data | No Data | No Data | No Data | 2.5574 | 14.5396 | No Data | No Data | No Data | No Data | No Data | No Data | No Data | No Data | -21.6 | -44.4072 | 31.85 | 32.1122 | 4.4 | 11.4127
2018-11-05 12:30 | No Data | No Data | No Data | No Data | 1.0193 | 16.2858 | No Data | No Data | No Data | No Data | No Data | No Data | No Data | No Data | -29.6 | -47.8531 | 29.12 | 29.6275 | -0.3 | 10.6118
2018-11-05 13:00 | No Data | No Data | No Data | No Data | -4.4129 | -13.078 | No Data | No Data | No Data | No Data | No Data | No Data | No Data | No Data | -23.6 | -45.7559 | 24.115 | 24.4602 | 5.4 | 13.4332
2018-11-05 13:30 | No Data | No Data | No Data | No Data | -5.0843 | -11.5932 | No Data | No Data | No Data | No Data | No Data | No Data | No Data | No Data | -31.6 | -49.3315 | 32.305 | 32.6904 | 13.7 | 19.094
2018-11-05 14:00 | No Data | No Data | No Data | No Data | -14.5205 | -17.1237 | No Data | No Data | No Data | No Data | No Data | No Data | No Data | No Data | -18.8 | -43.8361 | 27.755 | 28.287 | 14.2 | 18.7864
2018-11-05 14:30 | No Data | No Data | No Data | No Data | -11.957 | -16.1597 | No Data | No Data | No Data | No Data | No Data | No Data | No Data | No Data | -21.2 | -43.8634 | 28.21 | 28.8235 | 35.4 | 39.8964
2018-11-05 15:00 | No Data | No Data | No Data | No Data | -12.5185 | -15.2853 | No Data | No Data | No Data | No Data | No Data | No Data | No Data | No Data | -11.6 | -37.0621 | 35.945 | 36.6748 | 42.1 | 45.7866
2018-11-05 15:30 | No Data | No Data | No Data | No Data | -14.7158 | -15.3218 | No Data | No Data | No Data | No Data | No Data | No Data | No Data | No Data | -13.2 | -35.3565 | 39.13 | 40.0736 | 52.1 | 55.1218
2018-11-05 16:00 | No Data | No Data | No Data | No Data | -19.1836 | -19.3029 | No Data | No Data | No Data | No Data | No Data | No Data | No Data | No Data | -2.8 | -33.7923 | 32.76 | 34.0004 | 41.5 | 44.6969
2018-11-05 16:30 | No Data | No Data | No Data | No Data | -14.7768 | -15.2552 | No Data | No Data | No Data | No Data | No Data | No Data | No Data | No Data | -14.4 | -34 | 40.495 | 41.9415 | 43.9 | 45.7949
2018-11-05 17:00 | No Data | No Data | No Data | No Data | -4.828 | -5.2058 | No Data | No Data | No Data | No Data | No Data | No Data | No Data | No Data | -16.8 | -35.4356 | 40.04 | 41.385 | 51.3 | 54.7753
2018-11-05 17:30 | No Data | No Data | No Data | No Data | -7.4891 | -7.723 | No Data | No Data | No Data | No Data | No Data | No Data | No Data | No Data | -7.6 | -31.3356 | 36.4 | 37.5203 | 55.6 | 59.7943
2018-11-05 18:00 | No Data | No Data | No Data | No Data | -13.3364 | -14.1101 | No Data | No Data | No Data | No Data | No Data | No Data | No Data | No Data | -16.4 | -32.1048 | 48.23 | 49.3523 | 75 | 78.5656
2018-11-05 18:30 | No Data | No Data | No Data | No Data | -7.8553 | -7.9506 | No Data | No Data | No Data | No Data | No Data | No Data | No Data | No Data | -30.8 | -40.05 | 56.42 | 57.4671 | 87.9 | 90.7093
2018-11-05 19:00 | No Data | No Data | No Data | No Data | -3.0335 | -4.5472 | No Data | No Data | No Data | No Data | No Data | No Data | No Data | No Data | -34 | -43.046 | 59.605 | 60.6807 | 90 | 92.3949
2018-11-05 19:30 | No Data | No Data | No Data | No Data | 5.89 | 13.9233 | No Data | No Data | No Data | No Data | No Data | No Data | No Data | No Data | -44.8 | -50.636 | 72.345 | 73.6215 | 100.5 | 103.5147
2018-11-05 20:00 | No Data | No Data | No Data | No Data | 12.3964 | 20.9795 | No Data | No Data | No Data | No Data | No Data | No Data | No Data | No Data | -34.8 | -44.9177 | 62.335 | 63.9109 | 92.6 | 95.6096
2018-11-05 20:30 | No Data | No Data | No Data | No Data | 15.6313 | 24.4629 | No Data | No Data | No Data | No Data | No Data | No Data | No Data | No Data | -35.6 | -47.3371 | 62.335 | 64.1179 | 92.6 | 96.1002
2018-11-05 21:00 | No Data | No Data | No Data | No Data | 30.4997 | 36.8457 | No Data | No Data | No Data | No Data | No Data | No Data | No Data | No Data | -33.6 | -47.5176 | 58.695 | 60.4739 | 88.4 | 90.9299
2018-11-05 21:30 | No Data | No Data | No Data | No Data | 31.6228 | 39.177 | No Data | No Data | No Data | No Data | No Data | No Data | No Data | No Data | -35.6 | -49.5047 | 58.24 | 59.9237 | 87.7 | 89.8854
2018-11-05 22:00 | No Data | No Data | No Data | No Data | 31.6228 | 40.202 | No Data | No Data | No Data | No Data | No Data | No Data | No Data | No Data | -40.8 | -52.6011 | 63.7 | 65.2429 | 91.1 | 92.9794
2018-11-05 22:30 | No Data | No Data | No Data | No Data | 53.6202 | 59.0874 | No Data | No Data | No Data | No Data | No Data | No Data | No Data | No Data | -68 | -72.6592 | 91.91 | 93.2028 | 122.2 | 124.1823
2018-11-05 23:00 | No Data | No Data | No Data | No Data | 49.8238 | 56.6094 | No Data | No Data | No Data | No Data | No Data | No Data | No Data | No Data | -34.4 | -50.6675 | 53.235 | 54.7382 | 81.4 | 82.4474
2018-11-05 23:30 | No Data | No Data | No Data | No Data | 63.9719 | 69.3875 | No Data | No Data | No Data | No Data | No Data | No Data | No Data | No Data | -34.8 | -50.6486 | 54.145 | 55.8391 | 88.5 | 89.3507
2018-11-06 | No Data | No Data | No Data | No Data | 69.4163 | 74.4369 | No Data | No Data | No Data | No Data | No Data | No Data | No Data | No Data | -34.8 | -50.0704 | 54.145 | 55.9521 | 91.9 | 94.3005
2018-11-06 00:30 | No Data | No Data | No Data | No Data | 84.5411 | 86.7228 | No Data | No Data | No Data | No Data | No Data | No Data | No Data | No Data | -15.6 | -41.0775 | 35.945 | 38.2904 | 83.5 | 86.4783
2018-11-06 01:00 | No Data | No Data | No Data | No Data | 76.0815 | 78.9597 | No Data | No Data | No Data | No Data | No Data | No Data | No Data | No Data | -25.2 | -45.5965 | 45.045 | 46.9378 | 85.7 | 87.5087
2018-11-06 01:30 | No Data | No Data | No Data | No Data | 66.0838 | 70.7175 | No Data | No Data | No Data | No Data | No Data | No Data | No Data | No Data | -21.2 | -45.2707 | 39.585 | 41.3149 | 76.9 | 77.5716
2018-11-06 02:00 | No Data | No Data | No Data | No Data | 60.798 | 66.4727 | No Data | No Data | No Data | No Data | No Data | No Data | No Data | No Data | -20.8 | -44.0236 | 41.405 | 43.1891 | 74.1 | 75.5246
2018-11-06 02:30 | No Data | No Data | No Data | No Data | 60.8469 | 67.1949 | No Data | No Data | No Data | No Data | No Data | No Data | No Data | No Data | -19.6 | -44.1851 | 40.495 | 42.3174 | 72.6 | 73.4137
2018-11-06 03:00 | No Data | No Data | No Data | No Data | 57.4166 | 64.8777 | No Data | No Data | No Data | No Data | No Data | No Data | No Data | No Data | -20.4 | -45.2584 | 40.04 | 41.6244 | 71.7 | 70.4921
2018-11-06 03:30 | No Data | No Data | No Data | No Data | 52.2408 | 62.4993 | No Data | No Data | No Data | No Data | No Data | No Data | No Data | No Data | -18.4 | -45.1221 | 37.31 | 39.0055 | 65.8 | 66.0915
2018-11-06 04:00 | No Data | No Data | No Data | No Data | 52.2408 | 62.4993 | No Data | No Data | No Data | No Data | No Data | No Data | No Data | No Data | -21.2 | -46.3344 | 38.22 | 39.8768 | 66.4 | 66.5391
2018-11-06 04:30 | No Data | No Data | No Data | No Data | 52.2408 | 62.4993 | No Data | No Data | No Data | No Data | No Data | No Data | No Data | No Data | -18.8 | -46.747 | 34.58 | 36.2632 | 61.4 | 61.6114
2018-11-06 05:00 | No Data | No Data | No Data | No Data | 53.8766 | 63.8729 | No Data | No Data | No Data | No Data | No Data | No Data | No Data | No Data | -14.4 | -46.2964 | 28.665 | 30.6746 | 56.7 | 56.8142
2018-11-06 05:30 | No Data | No Data | No Data | No Data | 52.1798 | 62.4483 | No Data | No Data | No Data | No Data | No Data | No Data | No Data | No Data | -14.4 | -45.1575 | 31.395 | 33.0932 | 59.3 | 59.8108
2018-11-06 06:00 | No Data | No Data | No Data | No Data | 53.8766 | 62.1222 | No Data | No Data | No Data | No Data | No Data | No Data | No Data | No Data | -18.8 | -46.0156 | 35.035 | 36.6974 | 63.2 | 63.7043
2018-11-06 06:30 | No Data | No Data | No Data | No Data | 57.3678 | 62.5081 | No Data | No Data | No Data | No Data | No Data | No Data | No Data | No Data | -20.4 | -46.6922 | 36.4 | 38.4172 | 65.6 | 65.4318
2018-11-06 07:00 | No Data | No Data | No Data | No Data | 64.2893 | 67.7862 | No Data | No Data | No Data | No Data | No Data | No Data | No Data | No Data | -20 | -46.158 | 35.49 | 37.7074 | 63.5 | 64.6803
2018-11-06 07:30 | No Data | No Data | No Data | No Data | 69.4163 | 71.8708 | No Data | No Data | No Data | No Data | No Data | No Data | No Data | No Data | -20.4 | -43.1296 | 34.58 | 36.5476 | 63.9 | 65.6599
2018-11-06 08:00 | No Data | No Data | No Data | No Data | 71.1009 | 73.4992 | No Data | No Data | No Data | No Data | No Data | No Data | No Data | No Data | -25.2 | -44.6013 | 37.765 | 39.856 | 64.7 | 68.1159
2018-11-06 08:30 | No Data | No Data | No Data | No Data | 64.1794 | 67.3154 | No Data | No Data | No Data | No Data | No Data | No Data | No Data | No Data | -27.6 | -46.6425 | 37.765 | 40.0038 | 58 | 60.7586
2018-11-06 09:00 | No Data | No Data | No Data | No Data | 59.0524 | 63.0016 | No Data | No Data | No Data | No Data | No Data | No Data | No Data | No Data | -26 | -48.0433 | 29.12 | 31.6053 | 48.1 | 51.2879
2018-11-06 09:30 | No Data | No Data | No Data | No Data | 56.4401 | 60.5598 | No Data | No Data | No Data | No Data | No Data | No Data | No Data | No Data | -35.2 | -50.636 | 19.11 | 21.1661 | 30.5 | 34.2126
2018-11-06 10:00 | No Data | No Data | No Data | No Data | 56.2325 | 60.9804 | No Data | No Data | No Data | No Data | No Data | No Data | No Data | No Data | -34 | -50.6928 | 29.12 | 31.2628 | 33.4 | 37.7069
2018-11-06 10:30 | No Data | No Data | No Data | No Data | 49.0059 | 56.3912 | No Data | No Data | No Data | No Data | No Data | No Data | No Data | No Data | -38 | -51.7981 | 23.66 | 25.1899 | -1.7 | -4.3463
2018-11-06 11:00 | No Data | No Data | No Data | No Data | 47.6265 | 55.1966 | No Data | No Data | No Data | No Data | No Data | No Data | No Data | No Data | -21.2 | -44.5655 | 18.655 | 20.3736 | -1.5 | -5.412
2018-11-06 11:30 | No Data | No Data | No Data | No Data | 35.4192 | 45.0878 | No Data | No Data | No Data | No Data | No Data | No Data | No Data | No Data | -23.6 | -46.788 | 9.1 | 11.375 | -3.9 | -4.0522
2018-11-06 12:00 | No Data | No Data | No Data | No Data | 33.8323 | 42.8226 | No Data | No Data | No Data | No Data | No Data | No Data | No Data | No Data | -8.8 | -44.8714 | 10.465 | 13.2888 | 1.6 | 2.4042
2018-11-06 12:30 | No Data | No Data | No Data | No Data | 22.8092 | 33.407 | No Data | No Data | No Data | No Data | No Data | No Data | No Data | No Data | -13.6 | -43.7667 | -3.185 | -4.5043 | -22.8 | -22.9157
2018-11-06 13:00 | No Data | No Data | No Data | No Data | 6.244 | 17.7086 | No Data | No Data | No Data | No Data | No Data | No Data | No Data | No Data | 20.8 | 51.5798 | -40.04 | -40.0633 | -74.3 | -76.22
2018-11-06 13:30 | No Data | No Data | No Data | No Data | -0.87282 | -14.6929 | No Data | No Data | No Data | No Data | No Data | No Data | No Data | No Data | -5.6 | -41.9752 | -12.285 | -13.0292 | -57.9 | -58.0246
2018-11-06 14:00 | No Data | No Data | No Data | No Data | -12.0058 | -14.4893 | No Data | No Data | No Data | No Data | No Data | No Data | No Data | No Data | 14.8 | 49.466 | -30.03 | -30.0334 | -33.9 | -33.9332
2018-11-06 14:30 | No Data | No Data | No Data | No Data | -18.8174 | -22.4868 | No Data | No Data | No Data | No Data | No Data | No Data | No Data | No Data | 22.4 | 51.1641 | -38.22 | -38.2308 | -78.1 | -78.2354
2018-11-06 15:00 | No Data | No Data | No Data | No Data | -27.3869 | -27.3869 | No Data | No Data | No Data | No Data | No Data | No Data | No Data | No Data | 48.8 | 71.0211 | -48.23 | -48.3672 | -53.7 | -52.8868
2018-11-06 15:30 | No Data | No Data | No Data | No Data | -32.9778 | -33.0481 | No Data | No Data | No Data | No Data | No Data | No Data | No Data | No Data | 28.4 | 54.0607 | -44.135 | -44.2848 | -75.3 | -75.324
2018-11-06 16:00 | No Data | No Data | No Data | No Data | -31.3787 | -31.8978 | No Data | No Data | No Data | No Data | No Data | No Data | No Data | No Data | 39.2 | 62.5946 | -37.31 | -37.3128 | -25.1 | -29.8739
2018-11-06 16:30 | No Data | No Data | No Data | No Data | -16.2051 | -17.1246 | No Data | No Data | No Data | No Data | No Data | No Data | No Data | No Data | 44 | 65.7072 | -34.58 | -34.6279 | -15.4 | -19.6665
2018-11-06 17:00 | No Data | No Data | No Data | No Data | -18.2071 | -18.5084 | No Data | No Data | No Data | No Data | No Data | No Data | No Data | No Data | 30.4 | 56.4794 | -35.49 | -35.49 | -20.4 | -23.4182
2018-11-06 17:30 | No Data | No Data | No Data | No Data | -18.7198 | -18.7906 | No Data | No Data | No Data | No Data | No Data | No Data | No Data | No Data | -1.6 | -41.6019 | -18.655 | -19.0068 | 5.6 | 12.6115
2018-11-06 18:00 | No Data | No Data | No Data | No Data | -21.796 | -22.0729 | No Data | No Data | No Data | No Data | No Data | No Data | No Data | No Data | 20.8 | 51.2141 | -45.5 | -45.5568 | -20.8 | -21.1625
2018-11-06 18:30 | No Data | No Data | No Data | No Data | -16.1563 | -16.3351 | No Data | No Data | No Data | No Data | No Data | No Data | No Data | No Data | 13.6 | 48.736 | -27.755 | -27.8481 | -7.4 | -12.764
2018-11-06 19:00 | No Data | No Data | No Data | No Data | -3.949 | -14.1079 | No Data | No Data | No Data | No Data | No Data | No Data | No Data | No Data | -2 | -43.2463 | 7.28 | 10.2955 | 23.3 | 27.0836
2018-11-06 19:30 | No Data | No Data | No Data | No Data | 12.7626 | 24.9948 | No Data | No Data | No Data | No Data | No Data | No Data | No Data | No Data | 13.6 | 49.8895 | -7.28 | -8.5849 | 18 | 19.8215
2018-11-06 20:00 | No Data | No Data | No Data | No Data | 16.5591 | 27.0049 | No Data | No Data | No Data | No Data | No Data | No Data | No Data | No Data | -5.2 | -45.4981 | 13.65 | 17.2 | 39.3 | 42.6232
2018-11-06 20:30 | No Data | No Data | No Data | No Data | 20.4532 | 32.6756 | No Data | No Data | No Data | No Data | No Data | No Data | No Data | No Data | -6 | -47.183 | 11.83 | 15.7945 | 38.3 | 39.2537
2018-11-06 21:00 | No Data | No Data | No Data | No Data | 25.1164 | 35.7798 | No Data | No Data | No Data | No Data | No Data | No Data | No Data | No Data | -22 | -47.7678 | 29.12 | 31.97 | 54.4 | 55.8628
2018-11-06 21:30 | No Data | No Data | No Data | No Data | 10.8583 | 19.5472 | No Data | No Data | No Data | No Data | No Data | No Data | No Data | No Data | -4.8 | -48.2394 | 8.19 | 12.5847 | 33.1 | 34.2498
2018-11-06 22:00 | No Data | No Data | No Data | No Data | -2.4109 | -12.3412 | No Data | No Data | No Data | No Data | No Data | No Data | No Data | No Data | -10.4 | -47.5512 | 15.015 | 18.566 | 37.5 | 38.7093
2018-11-06 22:30 | No Data | No Data | No Data | No Data | 14.7646 | 23.205 | No Data | No Data | No Data | No Data | No Data | No Data | No Data | No Data | -14.4 | -47.0574 | 20.02 | 22.8045 | 47.4 | 48.3426
2018-11-06 23:00 | No Data | No Data | No Data | No Data | 9.5766 | 18.9179 | No Data | No Data | No Data | No Data | No Data | No Data | No Data | No Data | -22.8 | -48.8475 | 30.03 | 32.4457 | 55.1 | 55.518
2018-11-06 23:30 | No Data | No Data | No Data | No Data | 16.3027 | 24.1316 | No Data | No Data | No Data | No Data | No Data | No Data | No Data | No Data | -14.4 | -45.9164 | 24.115 | 26.8604 | 53.5 | 55.1284
2018-11-07 | No Data | No Data | No Data | No Data | 33.2219 | 40.7174 | No Data | No Data | No Data | No Data | No Data | No Data | No Data | No Data | -16.4 | -45.4612 | 27.3 | 30.1264 | 58.9 | 61.0084
2018-11-07 00:30 | No Data | No Data | No Data | No Data | 47.9316 | 51.9988 | No Data | No Data | No Data | No Data | No Data | No Data | No Data | No Data | -4 | -44.5798 | 15.015 | 19.1154 | 60 | 62.1485
2018-11-07 01:00 | No Data | No Data | No Data | No Data | 42.6459 | 47.893 | No Data | No Data | No Data | No Data | No Data | No Data | No Data | No Data | -13.6 | -45.6719 | 24.115 | 26.8604 | 62.3 | 63.7038
2018-11-07 01:30 | No Data | No Data | No Data | No Data | 39.3133 | 46.7108 | No Data | No Data | No Data | No Data | No Data | No Data | No Data | No Data | -14.8 | -46.4224 | 24.115 | 26.6632 | 56 | 56.7346
2018-11-07 02:00 | No Data | No Data | No Data | No Data | 35.7244 | 44.9845 | No Data | No Data | No Data | No Data | No Data | No Data | No Data | No Data | -14 | -47.3185 | 22.75 | 25.0415 | 51.2 | 51.5388
2018-11-07 02:30 | No Data | No Data | No Data | No Data | 41.3642 | 50.5303 | No Data | No Data | No Data | No Data | No Data | No Data | No Data | No Data | -14.4 | -46.6768 | 22.75 | 25.0415 | 51.6 | 52.5411
2018-11-07 03:00 | No Data | No Data | No Data | No Data | 35.8343 | 46.113 | No Data | No Data | No Data | No Data | No Data | No Data | No Data | No Data | -11.2 | -47.3438 | 17.745 | 20.8358 | 42.5 | 43.5488
2018-11-07 03:30 | No Data | No Data | No Data | No Data | 30.341 | 41.9868 | No Data | No Data | No Data | No Data | No Data | No Data | No Data | No Data | 3.6 | 49.3315 | 1.365 | 7.4069 | 26.5 | 27.3585
2018-11-07 04:00 | No Data | No Data | No Data | No Data | 26.8132 | 39.6295 | No Data | No Data | No Data | No Data | No Data | No Data | No Data | No Data | -28.8 | -53.2586 | 34.58 | 36.2632 | 56.7 | 56.834
2018-11-07 04:30 | No Data | No Data | No Data | No Data | 22.3941 | 36.7838 | No Data | No Data | No Data | No Data | No Data | No Data | No Data | No Data | -25.2 | -52.8015 | 30.94 | 32.3818 | 53.6 | 53.6784
2018-11-07 05:00 | No Data | No Data | No Data | No Data | 23.2242 | 37.295 | No Data | No Data | No Data | No Data | No Data | No Data | No Data | No Data | -24 | -50.4714 | 29.12 | 31.2628 | 52.4 | 52.8394
2018-11-07 05:30 | No Data | No Data | No Data | No Data | 22.6505 | 35.6529 | No Data | No Data | No Data | No Data | No Data | No Data | No Data | No Data | -17.2 | -48.736 | 24.115 | 26.2878 | 49 | 49.0799
2018-11-07 06:00 | No Data | No Data | No Data | No Data | 24.86 | 35.7491 | No Data | No Data | No Data | No Data | No Data | No Data | No Data | No Data | -12.4 | -47.642 | 20.93 | 23.4005 | 48 | 48.1664
2018-11-07 06:30 | No Data | No Data | No Data | No Data | 25.9342 | 34.1773 | No Data | No Data | No Data | No Data | No Data | No Data | No Data | No Data | -6.4 | -46.4431 | 16.835 | 19.5862 | 46.5 | 47.101
2018-11-07 07:00 | No Data | No Data | No Data | No Data | 37.1649 | 43.3212 | No Data | No Data | No Data | No Data | No Data | No Data | No Data | No Data | -7.6 | -42.6821 | 18.2 | 20.7711 | 50.4 | 51.3782
2018-11-07 07:30 | No Data | No Data | No Data | No Data | 42.6459 | 46.1337 | No Data | No Data | No Data | No Data | No Data | No Data | No Data | No Data | -3.6 | -39.6989 | 15.47 | 18.9359 | 49.2 | 53.1474
2018-11-07 08:00 | No Data | No Data | No Data | No Data | 42.1942 | 45.7165 | No Data | No Data | No Data | No Data | No Data | No Data | No Data | No Data | -6.4 | -39.3243 | 3.185 | 10.0719 | 19.2 | 23.2433
2018-11-07 08:30 | No Data | No Data | No Data | No Data | 29.0105 | 35.2373 | No Data | No Data | No Data | No Data | No Data | No Data | No Data | No Data | -35.6 | -47.5176 | 23.66 | 25.1899 | -12.1 | -12.1696
2018-11-07 09:00 | No Data | No Data | No Data | No Data | 15.8389 | 25.5133 | No Data | No Data | No Data | No Data | No Data | No Data | No Data | No Data | -28.4 | -42.785 | 29.12 | 31.6053 | 3.9 | 9.9725
2018-11-07 09:30 | No Data | No Data | No Data | No Data | 6.4515 | 17.7829 | No Data | No Data | No Data | No Data | No Data | No Data | No Data | No Data | -17.6 | -39.3548 | 13.65 | 16.1573 | -1.6 | -9.2195
2018-11-07 10:00 | No Data | No Data | No Data | No Data | -10.2113 | -15.2921 | No Data | No Data | No Data | No Data | No Data | No Data | No Data | No Data | -20 | -41.8836 | 30.03 | 31.3785 | -3.1 | -3.2894
2018-11-07 10:30 | No Data | No Data | No Data | No Data | -9.7475 | -13.6732 | No Data | No Data | No Data | No Data | No Data | No Data | No Data | No Data | -3.2 | -39.3304 | 11.83 | 14.6521 | -13.3 | -15.2201
2018-11-07 11:00 | No Data | No Data | No Data | No Data | -14.1054 | -15.8517 | No Data | No Data | No Data | No Data | No Data | No Data | No Data | No Data | -11.6 | -39.3487 | 16.835 | 18.7215 | -20.5 | -20.677
2018-11-07 11:30 | No Data | No Data | No Data | No Data | -13.1777 | -16.2684 | No Data | No Data | No Data | No Data | No Data | No Data | No Data | No Data | 17.6 | 45.5386 | -24.57 | -24.5742 | -58 | -55.9201
2018-11-07 12:00 | No Data | No Data | No Data | No Data | -7.3426 | -14.1566 | No Data | No Data | No Data | No Data | No Data | No Data | No Data | No Data | 8.4 | 45.1876 | -15.925 | -15.9834 | -22.2 | -20.6652
2018-11-07 12:30 | No Data | No Data | No Data | No Data | -23.6881 | -25.139 | No Data | No Data | No Data | No Data | No Data | No Data | No Data | No Data | -0.4 | -43.6073 | -4.55 | -6.7641 | -40.9 | -40.9176
2018-11-07 13:00 | No Data | No Data | No Data | No Data | -1.239 | -12.5797 | No Data | No Data | No Data | No Data | No Data | No Data | No Data | No Data | 10 | 46.293 | -17.745 | -17.8902 | -31.7 | -31.7128
2018-11-07 13:30 | No Data | No Data | No Data | No Data | -5.2918 | -16.5606 | No Data | No Data | No Data | No Data | No Data | No Data | No Data | No Data | 51.2 | 71.8443 | -59.605 | -60.2287 | -74.8 | -75.725
2018-11-07 14:00 | No Data | No Data | No Data | No Data | 1.6297 | 15.9346 | No Data | No Data | No Data | No Data | No Data | No Data | No Data | No Data | 5.2 | 45.1008 | -17.29 | -17.3139 | -45.5 | -47.3483
2018-11-07 14:30 | No Data | No Data | No Data | No Data | -25.7389 | -28.6431 | No Data | No Data | No Data | No Data | No Data | No Data | No Data | No Data | 16.4 | 47.7074 | -14.105 | -14.5671 | -23 | -25.2958
2018-11-07 15:00 | No Data | No Data | No Data | No Data | -10.6752 | -16.2948 | No Data | No Data | No Data | No Data | No Data | No Data | No Data | No Data | 18.4 | 49.9151 | -17.745 | -17.745 | -33 | -36.0451
2018-11-07 15:30 | No Data | No Data | No Data | No Data | -10.3578 | -14.468 | No Data | No Data | No Data | No Data | No Data | No Data | No Data | No Data | 4.8 | 45.4542 | -15.47 | -15.4967 | -40.9 | -42.486
2018-11-07 16:00 | No Data | No Data | No Data | No Data | -8.8808 | -9.0814 | No Data | No Data | No Data | No Data | No Data | No Data | No Data | No Data | 17.2 | 55.1507 | -6.825 | -9.652 | 4.8 | 5.714
2018-11-07 16:30 | No Data | No Data | No Data | No Data | -23.798 | -23.798 | No Data | No Data | No Data | No Data | No Data | No Data | No Data | No Data | 25.6 | 58.6788 | -33.67 | -33.7805 | -52.8 | -52.9513
2018-11-07 17:00 | No Data | No Data | No Data | No Data | -12.2621 | -12.353 | No Data | No Data | No Data | No Data | No Data | No Data | No Data | No Data | 13.6 | 55.6863 | -19.565 | -19.9007 | -10.2 | -12.1491
2018-11-07 17:30 | No Data | No Data | No Data | No Data | -4.9256 | -6.2526 | No Data | No Data | No Data | No Data | No Data | No Data | No Data | No Data | 12.8 | 53.5522 | -1.82 | -6.6249 | 7.2 | 9.2455
2018-11-07 18:00 | No Data | No Data | No Data | No Data | 0.0061036 | 1.8982 | No Data | No Data | No Data | No Data | No Data | No Data | No Data | No Data | -2.4 | -48.859 | -13.65 | -14.5387 | 10 | 10.0319
2018-11-07 18:30 | No Data | No Data | No Data | No Data | -6.5126 | -6.7315 | No Data | No Data | No Data | No Data | No Data | No Data | No Data | No Data | 14 | 55.7853 | -0.91 | -2.8777 | 6 | 7.9398
2018-11-07 19:00 | No Data | No Data | No Data | No Data | -4.3153 | -5.5163 | No Data | No Data | No Data | No Data | No Data | No Data | No Data | No Data | 10 | 50.9902 | 0 | 5.46 | 8.2 | 8.9157
2018-11-07 19:30 | No Data | No Data | No Data | No Data | 8.5512 | 17.4225 | No Data | No Data | No Data | No Data | No Data | No Data | No Data | No Data | 12.8 | 56.6646 | 3.185 | 5.1878 | 27.2 | 27.3995
2018-11-07 20:00 | No Data | No Data | No Data | No Data | 0.0061036 | 15.5459 | No Data | No Data | No Data | No Data | No Data | No Data | No Data | No Data | 18 | 59.9653 | 0 | 5.0871 | 27.3 | 27.3222
2018-11-07 20:30 | No Data | No Data | No Data | No Data | 2.1424 | 16.6487 | No Data | No Data | No Data | No Data | No Data | No Data | No Data | No Data | 15.6 | 57.747 | 1.82 | 6.1887 | 31.6 | 31.6101
2018-11-07 21:00 | No Data | No Data | No Data | No Data | 31.3176 | 39.2378 | No Data | No Data | No Data | No Data | No Data | No Data | No Data | No Data | 6.4 | 53.5836 | 10.01 | 14.4816 | 40.3 | 41.5708
2018-11-07 21:30 | No Data | No Data | No Data | No Data | 25.4704 | 34.6504 | No Data | No Data | No Data | No Data | No Data | No Data | No Data | No Data | 6.4 | 53.5836 | 11.375 | 15.1523 | 39.5 | 39.9236
2018-11-07 22:00 | No Data | No Data | No Data | No Data | 15.021 | 27.8844 | No Data | No Data | No Data | No Data | No Data | No Data | No Data | No Data | -3.2 | -52.4137 | 17.745 | 21.0778 | 45.4 | 45.9365
2018-11-07 22:30 | No Data | No Data | No Data | No Data | 31.574 | 40.3834 | No Data | No Data | No Data | No Data | No Data | No Data | No Data | No Data | -6.4 | -49.6145 | 24.115 | 27.0639 | 55.7 | 56.3753
2018-11-07 23:00 | No Data | No Data | No Data | No Data | 21.6251 | 33.1895 | No Data | No Data | No Data | No Data | No Data | No Data | No Data | No Data | -6.4 | -49.6145 | 24.57 | 27.2696 | 53.5 | 54.2028
2018-11-07 23:30 | No Data | No Data | No Data | No Data | 31.1711 | 38.9667 | No Data | No Data | No Data | No Data | No Data | No Data | No Data | No Data | -13.2 | -48.6259 | 31.395 | 33.8815 | 66.3 | 67.19
2018-11-08 | No Data | No Data | No Data | No Data | 33.3684 | 41.7426 | No Data | No Data | No Data | No Data | No Data | No Data | No Data | No Data | -13.6 | -47.9683 | 32.76 | 35.15 | 69.5 | 70.7238
2018-11-08 00:30 | No Data | No Data | No Data | No Data | 47.5654 | 52.3215 | No Data | No Data | No Data | No Data | No Data | No Data | No Data | No Data | -1.2 | -46.8154 | 21.385 | 24.6625 | 70.5 | 73.448
2018-11-08 01:00 | No Data | No Data | No Data | No Data | 33.7835 | 39.2356 | No Data | No Data | No Data | No Data | No Data | No Data | No Data | No Data | -10.4 | -47.5512 | 29.12 | 31.6053 | 74.1 | 76.1846
2018-11-08 01:30 | No Data | No Data | No Data | No Data | 36.9085 | 43.2091 | No Data | No Data | No Data | No Data | No Data | No Data | No Data | No Data | -14.8 | -48.7032 | 33.67 | 35.9997 | 72.7 | 74.0169
2018-11-08 02:00 | No Data | No Data | No Data | No Data | 31.7327 | 38.8812 | No Data | No Data | No Data | No Data | No Data | No Data | No Data | No Data | -10.8 | -49.9808 | 28.21 | 30.417 | 63.4 | 64.1683
2018-11-08 02:30 | No Data | No Data | No Data | No Data | 30.0359 | 37.5091 | No Data | No Data | No Data | No Data | No Data | No Data | No Data | No Data | -16.8 | -50.4777 | 35.945 | 37.9864 | 69.1 | 69.7098
2018-11-08 03:00 | No Data | No Data | No Data | No Data | 37.3236 | 43.3267 | No Data | No Data | No Data | No Data | No Data | No Data | No Data | No Data | -25.2 | -55.2782 | 40.95 | 42.7531 | 72.1 | 72.1543
2018-11-08 03:30 | No Data | No Data | No Data | No Data | 33.576 | 41.0629 | No Data | No Data | No Data | No Data | No Data | No Data | No Data | No Data | -28 | -54.5366 | 42.315 | 44.1912 | 71 | 71.2299
2018-11-08 04:00 | No Data | No Data | No Data | No Data | 29.7795 | 38.0215 | No Data | No Data | No Data | No Data | No Data | No Data | No Data | No Data | -30.8 | -56.6943 | 45.955 | 47.9394 | 73.1 | 73.2446
2018-11-08 04:30 | No Data | No Data | No Data | No Data | 12.8603 | 25.4861 | No Data | No Data | No Data | No Data | No Data | No Data | No Data | No Data | -33.6 | -57.6125 | 47.32 | 49.2494 | 74.6 | 74.8025
2018-11-08 05:00 | No Data | No Data | No Data | No Data | 27.7287 | 36.5407 | No Data | No Data | No Data | No Data | No Data | No Data | No Data | No Data | -32 | -56.6943 | 44.59 | 46.6325 | 73.3 | 73.5371
2018-11-08 05:30 | No Data | No Data | No Data | No Data | 33.2219 | 41.1668 | No Data | No Data | No Data | No Data | No Data | No Data | No Data | No Data | -24.4 | -54.2026 | 37.31 | 39.4252 | 68.1 | 68.6409
2018-11-08 06:00 | No Data | No Data | No Data | No Data | 36.4446 | 42.8906 | No Data | No Data | No Data | No Data | No Data | No Data | No Data | No Data | -27.6 | -51.264 | 42.315 | 45.8851 | 75 | 75.8765
2018-11-08 06:30 | No Data | No Data | No Data | No Data | 43.5248 | 49.0489 | No Data | No Data | No Data | No Data | No Data | No Data | No Data | No Data | -17.6 | -46.2774 | 35.945 | 39.8872 | 69.9 | 71.0444
2018-11-08 07:00 | No Data | No Data | No Data | No Data | 52.4971 | 55.4655 | No Data | No Data | No Data | No Data | No Data | No Data | No Data | No Data | -23.2 | -45.2071 | 38.22 | 42.1385 | 61.4 | 64.3919
2018-11-08 07:30 | No Data | No Data | No Data | No Data | 55.9762 | 57.3245 | No Data | No Data | No Data | No Data | No Data | No Data | No Data | No Data | -30 | -47.1695 | 35.945 | 40.0865 | 39 | 42.9535
2018-11-08 08:00 | No Data | No Data | No Data | No Data | 65.3635 | 66.5219 | No Data | No Data | No Data | No Data | No Data | No Data | No Data | No Data | -33.6 | -50.1278 | 30.485 | 35.2735 | 10.6 | 17.8997
2018-11-08 08:30 | No Data | No Data | No Data | No Data | 53.9742 | 56.2536 | No Data | No Data | No Data | No Data | No Data | No Data | No Data | No Data | -47.6 | -58.9644 | 40.495 | 44.5854 | 6.6 | 8.5913
2018-11-08 09:00 | No Data | No Data | No Data | No Data | 44.8066 | 49.2794 | No Data | No Data | No Data | No Data | No Data | No Data | No Data | No Data | -33.2 | -51.0654 | 27.3 | 32.0735 | -11.8 | -13.3881
2018-11-08 09:30 | No Data | No Data | No Data | No Data | 37.5189 | 43.7316 | No Data | No Data | No Data | No Data | No Data | No Data | No Data | No Data | -26.8 | -48.4809 | 21.84 | 27.3 | -18.4 | -18.4133
2018-11-08 10:00 | No Data | No Data | No Data | No Data | 24.1398 | 32.9774 | No Data | No Data | No Data | No Data | No Data | No Data | No Data | No Data | -21.6 | -40.9585 | 12.74 | 16.4871 | -21.3 | -21.3937
2018-11-08 10:30 | No Data | No Data | No Data | No Data | 12.1401 | 25.4838 | No Data | No Data | No Data | No Data | No Data | No Data | No Data | No Data | -24.4 | -40.8803 | 15.015 | 18.3021 | -24.4 | -25.8712
2018-11-08 11:00 | No Data | No Data | No Data | No Data | 11.5785 | 25.6342 | No Data | No Data | No Data | No Data | No Data | No Data | No Data | No Data | -28.8 | -45.7908 | 6.37 | 11.108 | -37.4 | -39.6945
2018-11-08 11:30 | No Data | No Data | No Data | No Data | 7.3793 | 25.6981 | No Data | No Data | No Data | No Data | No Data | No Data | No Data | No Data | -24 | -42.6033 | 7.735 | 12.2934 | -37.1 | -37.9816
2018-11-08 12:00 | No Data | No Data | No Data | No Data | 3.0213 | 23.1173 | No Data | No Data | No Data | No Data | No Data | No Data | No Data | No Data | -22.8 | -40.937 | 3.185 | 9.6413 | -34.7 | -35.2853
2018-11-08 12:30 | No Data | No Data | No Data | No Data | -4.828 | -23.422 | No Data | No Data | No Data | No Data | No Data | No Data | No Data | No Data | -16.4 | -39.5596 | -4.095 | -8.3527 | -36.8 | -38.1084
2018-11-08 13:00 | No Data | No Data | No Data | No Data | 14.0444 | 29.7724 | No Data | No Data | No Data | No Data | No Data | No Data | No Data | No Data | -20.8 | -39.1775 | -0.455 | -6.8401 | -33.6 | -33.2001
2018-11-08 13:30 | No Data | No Data | No Data | No Data | 2.3987 | 24.3194 | No Data | No Data | No Data | No Data | No Data | No Data | No Data | No Data | -21.6 | -42.3264 | -0.91 | -9.5982 | -50.2 | -52.2522
2018-11-08 14:00 | No Data | No Data | No Data | No Data | 1.3733 | 22.4484 | No Data | No Data | No Data | No Data | No Data | No Data | No Data | No Data | -31.2 | -50.7291 | 7.735 | 15.295 | -39.8 | -40.895
2018-11-08 14:30 | No Data | No Data | No Data | No Data | 9.015 | 25.7796 | No Data | No Data | No Data | No Data | No Data | No Data | No Data | No Data | -20.4 | -40.6841 | -0.91 | -8.6928 | -45.1 | -45.6216
2018-11-08 15:00 | No Data | No Data | No Data | No Data | 1.9471 | 22.2962 | No Data | No Data | No Data | No Data | No Data | No Data | No Data | No Data | -22 | -41.5095 | 0.91 | 9.1454 | -45.8 | -47.1259
2018-11-08 15:30 | No Data | No Data | No Data | No Data | 0.0061036 | 20.5142 | No Data | No Data | No Data | No Data | No Data | No Data | No Data | No Data | -17.6 | -39.713 | 5.005 | 10.7865 | -39.7 | -41.2226
2018-11-08 16:00 | No Data | No Data | No Data | No Data | 17.2671 | 28.6956 | No Data | No Data | No Data | No Data | No Data | No Data | No Data | No Data | -14.8 | -46.4224 | -8.645 | -13.574 | -48.8 | -50.4004
2018-11-08 16:30 | No Data | No Data | No Data | No Data | 19.5254 | 30.1086 | No Data | No Data | No Data | No Data | No Data | No Data | No Data | No Data | -17.6 | -45.5386 | -6.37 | -13.0372 | -45.8 | -47.0106
2018-11-08 17:00 | No Data | No Data | No Data | No Data | 24.3473 | 33.4376 | No Data | No Data | No Data | No Data | No Data | No Data | No Data | No Data | -13.6 | -39.2326 | 0 | 9.555 | -39.7 | -41.2226
2018-11-08 17:30 | No Data | No Data | No Data | No Data | 28.2414 | 36.3711 | No Data | No Data | No Data | No Data | No Data | No Data | No Data | No Data | -28.8 | -44.2538 | 10.01 | 14.8137 | -26.9 | -28.0644
2018-11-08 18:00 | No Data | No Data | No Data | No Data | 38.9593 | 45.2008 | No Data | No Data | No Data | No Data | No Data | No Data | No Data | No Data | -20 | -40.4851 | -2.275 | -8.5001 | 11.4 | 11.814
2018-11-08 18:30 | No Data | No Data | No Data | No Data | 38.3978 | 45.9429 | No Data | No Data | No Data | No Data | No Data | No Data | No Data | No Data | -23.6 | -40.7333 | 13.65 | 18.3642 | 5.8 | 9.0907
2018-11-08 19:00 | No Data | No Data | No Data | No Data | 43.476 | 50.2645 | No Data | No Data | No Data | No Data | No Data | No Data | No Data | No Data | -22.8 | -40.6054 | 20.475 | 23.8777 | 20.8 | 23.0358
2018-11-08 19:30 | No Data | No Data | No Data | No Data | 44.0864 | 51.7081 | No Data | No Data | No Data | No Data | No Data | No Data | No Data | No Data | -14.8 | -43.7776 | 33.215 | 37.0343 | 47.2 | 48.6285
2018-11-08 20:00 | No Data | No Data | No Data | No Data | 53.2662 | 59.7278 | No Data | No Data | No Data | No Data | No Data | No Data | No Data | No Data | -10 | -43.9527 | 33.67 | 37.8499 | 51.8 | 54.8767
2018-11-08 20:30 | No Data | No Data | No Data | No Data | 53.3638 | 59.8149 | No Data | No Data | No Data | No Data | No Data | No Data | No Data | No Data | -13.6 | -44.9088 | 35.035 | 39.2726 | 54.8 | 60.9584
2018-11-08 21:00 | No Data | No Data | No Data | No Data | 56.3912 | 62.5307 | No Data | No Data | No Data | No Data | No Data | No Data | No Data | No Data | -13.6 | -44.5277 | 34.58 | 38.8672 | 53 | 59.078
2018-11-08 21:30 | No Data | No Data | No Data | No Data | 56.3912 | 62.5307 | No Data | No Data | No Data | No Data | No Data | No Data | No Data | No Data | -19.2 | -45.4542 | 38.675 | 43.5495 | 56.9 | 59.272
2018-11-08 22:00 | No Data | No Data | No Data | No Data | 56.3912 | 62.5307 | No Data | No Data | No Data | No Data | No Data | No Data | No Data | No Data | -25.6 | -48.1664 | 46.41 | 50.7259 | 62.7 | 64.2659
2018-11-08 22:30 | No Data | No Data | No Data | No Data | 66.8528 | 71.4928 | No Data | No Data | No Data | No Data | No Data | No Data | No Data | No Data | -25.6 | -46.8188 | 50.96 | 54.4253 | 79.8 | 82.157
2018-11-08 23:00 | No Data | No Data | No Data | No Data | 63.5203 | 69.0094 | No Data | No Data | No Data | No Data | No Data | No Data | No Data | No Data | -26.4 | -47.261 | 47.775 | 51.4552 | 76.8 | 78.1942
2018-11-08 23:30 | No Data | No Data | No Data | No Data | 68.5374 | 73.0705 | No Data | No Data | No Data | No Data | No Data | No Data | No Data | No Data | -32 | -50.2935 | 55.055 | 58.4281 | 87.1 | 88.8608
2018-11-09 | No Data | No Data | No Data | No Data | 74.1283 | 78.3385 | No Data | No Data | No Data | No Data | No Data | No Data | No Data | No Data | -28.8 | -48 | 53.235 | 57.0368 | 88.1 | 90.7331
2018-11-09 00:30 | No Data | No Data | No Data | No Data | 85.7618 | 87.6303 | No Data | No Data | No Data | No Data | No Data | No Data | No Data | No Data | -12.8 | -43.9072 | 35.945 | 40.9247 | 81 | 86.4884
2018-11-09 01:00 | No Data | No Data | No Data | No Data | 80.6958 | 82.7136 | No Data | No Data | No Data | No Data | No Data | No Data | No Data | No Data | -18.4 | -45.4876 | 40.04 | 44.3666 | 80.4 | 82.5688
2018-11-09 01:30 | No Data | No Data | No Data | No Data | 72.0287 | 75.1944 | No Data | No Data | No Data | No Data | No Data | No Data | No Data | No Data | -20.4 | -46.6922 | 40.95 | 44.999 | 76.2 | 77.4935
2018-11-09 02:00 | No Data | No Data | No Data | No Data | 65.2048 | 70.5072 | No Data | No Data | No Data | No Data | No Data | No Data | No Data | No Data | -22.8 | -48.4941 | 41.86 | 45.6454 | 73.4 | 74.0781
2018-11-09 02:30 | No Data | No Data | No Data | No Data | 65.2537 | 70.5524 | No Data | No Data | No Data | No Data | No Data | No Data | No Data | No Data | -27.2 | -51.0498 | 45.955 | 49.5971 | 77.6 | 78.1317
2018-11-09 03:00 | No Data | No Data | No Data | No Data | 58.027 | 64.7011 | No Data | No Data | No Data | No Data | No Data | No Data | No Data | No Data | -30.4 | -60.9262 | 47.32 | 48.1032 | 76.2 | 78.7304
2018-11-09 03:30 | No Data | No Data | No Data | No Data | 52.2896 | 59.6095 | No Data | No Data | No Data | No Data | No Data | No Data | No Data | No Data | -22.4 | -63.2961 | 38.22 | 38.3525 | 64 | 65.2871
2018-11-09 04:00 | No Data | No Data | No Data | No Data | 48.9082 | 56.6666 | No Data | No Data | No Data | No Data | No Data | No Data | No Data | No Data | -16 | -68.6894 | 32.305 | 32.5635 | 56.7 | 58.4755
2018-11-09 04:30 | No Data | No Data | No Data | No Data | 47.1138 | 55.1253 | No Data | No Data | No Data | No Data | No Data | No Data | No Data | No Data | -17.6 | -68.3064 | 33.215 | 33.5252 | 57.6 | 59.4215
2018-11-09 05:00 | No Data | No Data | No Data | No Data | 43.6713 | 52.2138 | No Data | No Data | No Data | No Data | No Data | No Data | No Data | No Data | -19.2 | -68.352 | 33.215 | 33.4139 | 59.2 | 61.3765
2018-11-09 05:30 | No Data | No Data | No Data | No Data | 48.7495 | 56.5297 | No Data | No Data | No Data | No Data | No Data | No Data | No Data | No Data | -22.4 | -68.5624 | 38.675 | 38.7712 | 65.9 | 68.3405
2018-11-09 06:00 | No Data | No Data | No Data | No Data | 49.3111 | 55.9844 | No Data | No Data | No Data | No Data | No Data | No Data | No Data | No Data | -16.8 | -66.9424 | 32.305 | 32.4616 | 63.5 | 66.9772
2018-11-09 06:30 | No Data | No Data | No Data | No Data | 51.2642 | 56.9793 | No Data | No Data | No Data | No Data | No Data | No Data | No Data | No Data | -16.8 | -65.0083 | 35.945 | 36.0485 | 60.1 | 65.9686
2018-11-09 07:00 | No Data | No Data | No Data | No Data | 53.4615 | 56.6603 | No Data | No Data | No Data | No Data | No Data | No Data | No Data | No Data | -21.2 | -67.7997 | 39.585 | 40.831 | 57.5 | 67.3146
2018-11-09 07:30 | No Data | No Data | No Data | No Data | 62.031 | 63.6362 | No Data | No Data | No Data | No Data | No Data | No Data | No Data | No Data | -33.6 | -68.7674 | 43.68 | 44.6178 | 52.5 | 65.2222
2018-11-09 08:00 | No Data | No Data | No Data | No Data | 65.3635 | 66.8889 | No Data | No Data | No Data | No Data | No Data | No Data | No Data | No Data | -29.6 | -71.6045 | 26.845 | 28.6506 | 30.1 | 47.0792
2018-11-09 08:30 | No Data | No Data | No Data | No Data | 51.0079 | 53.4431 | No Data | No Data | No Data | No Data | No Data | No Data | No Data | No Data | -38.8 | -68.7872 | 22.75 | 27.0103 | -4.8 | -19.7909
2018-11-09 09:00 | No Data | No Data | No Data | No Data | 36.9574 | 42.2929 | No Data | No Data | No Data | No Data | No Data | No Data | No Data | No Data | -37.6 | -68.4514 | 18.655 | 24.5278 | 8.7 | 24.1234
2018-11-09 09:30 | No Data | No Data | No Data | No Data | 22.504 | 30.4839 | No Data | No Data | No Data | No Data | No Data | No Data | No Data | No Data | -36.4 | -69.1549 | 15.47 | 23.2005 | -10.4 | -16.7263
2018-11-09 10:00 | No Data | No Data | No Data | No Data | 20.7095 | 30.9712 | No Data | No Data | No Data | No Data | No Data | No Data | No Data | No Data | -32 | -68.7069 | 16.835 | 24.7923 | -18.1 | -19.3352
2018-11-09 10:30 | No Data | No Data | No Data | No Data | 25.275 | 36.6265 | No Data | No Data | No Data | No Data | No Data | No Data | No Data | No Data | -20.8 | -65.7754 | 0.455 | 20.0252 | -15 | -19.6543
2018-11-09 11:00 | No Data | No Data | No Data | No Data | 10.8583 | 27.1391 | No Data | No Data | No Data | No Data | No Data | No Data | No Data | No Data | -5.6 | -71.4199 | -3.185 | -18.4766 | -20 | -22.8327
2018-11-09 11:30 | No Data | No Data | No Data | No Data | 15.3262 | 29.2566 | No Data | No Data | No Data | No Data | No Data | No Data | No Data | No Data | 7.2 | 69.2636 | -24.57 | -36.0571 | -53 | -53.385
2018-11-09 12:00 | No Data | No Data | No Data | No Data | 16.8643 | 30.0909 | No Data | No Data | No Data | No Data | No Data | No Data | No Data | No Data | 7.2 | 68.3801 | -30.485 | -40.3208 | -64.8 | -64.884
2018-11-09 12:30 | No Data | No Data | No Data | No Data | 7.5257 | 24.3203 | No Data | No Data | No Data | No Data | No Data | No Data | No Data | No Data | -8.8 | -67.3772 | -12.74 | -26.872 | -52.9 | -53.978
2018-11-09 13:00 | No Data | No Data | No Data | No Data | 9.3812 | 26.4912 | No Data | No Data | No Data | No Data | No Data | No Data | No Data | No Data | -9.2 | -67.4306 | -12.74 | -26.0743 | -50.1 | -50.1958
2018-11-09 13:30 | No Data | No Data | No Data | No Data | 5.4261 | 25.2068 | No Data | No Data | No Data | No Data | No Data | No Data | No Data | No Data | -1.2 | -68.0106 | -21.385 | -33.2648 | -43 | -43.1422
2018-11-09 14:00 | No Data | No Data | No Data | No Data | 5.3285 | 21.1477 | No Data | No Data | No Data | No Data | No Data | No Data | No Data | No Data | 2.8 | 66.4048 | -22.75 | -34.1583 | -49.8 | -50.1483
2018-11-09 14:30 | No Data | No Data | No Data | No Data | 8.5512 | 25.2417 | No Data | No Data | No Data | No Data | No Data | No Data | No Data | No Data | 14 | 70.9941 | -28.21 | -38.6295 | -41.8 | -42.1222
2018-11-09 15:00 | No Data | No Data | No Data | No Data | 9.1737 | 25.4594 | No Data | No Data | No Data | No Data | No Data | No Data | No Data | No Data | -2.8 | -66.0594 | -2.73 | -22.01 | -26.3 | -27.6704
2018-11-09 15:30 | No Data | No Data | No Data | No Data | 2.0447 | 17.0968 | No Data | No Data | No Data | No Data | No Data | No Data | No Data | No Data | -13.6 | -68.1704 | 15.015 | 22.5581 | 8.7 | 19.5433
2018-11-09 16:00 | No Data | No Data | No Data | No Data | 15.6802 | 25.7818 | No Data | No Data | No Data | No Data | No Data | No Data | No Data | No Data | 10.4 | 69.9771 | -18.2 | -29.8502 | -40.1 | -40.4105
2018-11-09 16:30 | No Data | No Data | No Data | No Data | 26.0929 | 34.3613 | No Data | No Data | No Data | No Data | No Data | No Data | No Data | No Data | -12.8 | -64.4832 | 2.73 | 17.9538 | -35.4 | -35.7514
2018-11-09 17:00 | No Data | No Data | No Data | No Data | 16.7544 | 25.3141 | No Data | No Data | No Data | No Data | No Data | No Data | No Data | No Data | -4 | -66.0981 | -1.82 | -20.1026 | -9.9 | -14.6986
2018-11-09 17:30 | No Data | No Data | No Data | No Data | 20.4044 | 29.1162 | No Data | No Data | No Data | No Data | No Data | No Data | No Data | No Data | -8.8 | -62.6214 | -2.275 | -22.8635 | -1.7 | -13.2098
2018-11-09 18:00 | No Data | No Data | No Data | No Data | 26.6545 | 34.8603 | No Data | No Data | No Data | No Data | No Data | No Data | No Data | No Data | -11.6 | -61.5038 | 5.915 | 19.5703 | -18 | -24.4859
2018-11-09 18:30 | No Data | No Data | No Data | No Data | 40.8026 | 47.39 | No Data | No Data | No Data | No Data | No Data | No Data | No Data | No Data | -15.6 | -63.1569 | 21.385 | 27.5002 | 28.5 | 32.9248
2018-11-09 19:00 | No Data | No Data | No Data | No Data | 38.9593 | 46.7276 | No Data | No Data | No Data | No Data | No Data | No Data | No Data | No Data | -18.4 | -68.1316 | 20.02 | 22.383 | 35.6 | 44.0247
2018-11-09 19:30 | No Data | No Data | No Data | No Data | 49.9336 | 56.205 | No Data | No Data | No Data | No Data | No Data | No Data | No Data | No Data | -19.2 | -67.5846 | 35.49 | 36.229 | 56.4 | 63.2823
2018-11-09 20:00 | No Data | No Data | No Data | No Data | 51.5206 | 57.6195 | No Data | No Data | No Data | No Data | No Data | No Data | No Data | No Data | -18 | -67.639 | 39.585 | 40.0245 | 61.5 | 68.9163
2018-11-09 20:30 | No Data | No Data | No Data | No Data | 42.5971 | 50.9205 | No Data | No Data | No Data | No Data | No Data | No Data | No Data | No Data | -18.8 | -69.3951 | 40.04 | 40.3516 | 66.2 | 75.5473
2018-11-09 21:00 | No Data | No Data | No Data | No Data | 49.7261 | 57.0182 | No Data | No Data | No Data | No Data | No Data | No Data | No Data | No Data | -15.6 | -68.5974 | 35.49 | 35.9795 | 62.4 | 70.2641
2018-11-09 21:30 | No Data | No Data | No Data | No Data | 51.5694 | 58.6327 | No Data | No Data | No Data | No Data | No Data | No Data | No Data | No Data | -12.8 | -69.508 | 31.85 | 32.573 | 58.8 | 65.7852
2018-11-09 22:00 | No Data | No Data | No Data | No Data | 51.4107 | 58.4931 | No Data | No Data | No Data | No Data | No Data | No Data | No Data | No Data | -14.4 | -65.2098 | 32.76 | 32.9145 | 59.1 | 63.2738
2018-11-09 22:30 | No Data | No Data | No Data | No Data | 61.8723 | 67.2111 | No Data | No Data | No Data | No Data | No Data | No Data | No Data | No Data | -12 | -64.7222 | 31.395 | 31.6053 | 61 | 65.6601
2018-11-09 23:00 | No Data | No Data | No Data | No Data | 57.7707 | 64.1548 | No Data | No Data | No Data | No Data | No Data | No Data | No Data | No Data | -16.4 | -64.9061 | 36.4 | 36.5391 | 64.4 | 66.7092
2018-11-09 23:30 | No Data | No Data | No Data | No Data | 62.8489 | 69.6415 | No Data | No Data | No Data | No Data | No Data | No Data | No Data | No Data | -23.2 | -64.7024 | 41.86 | 41.9218 | 74.2 | 77.5364
2018-11-10 | No Data | No Data | No Data | No Data | 64.6433 | 71.2651 | No Data | No Data | No Data | No Data | No Data | No Data | No Data | No Data | -27.2 | -67.7041 | 47.775 | 47.8811 | 83.7 | 88.1019
2018-11-10 00:30 | No Data | No Data | No Data | No Data | 80.3784 | 82.5185 | No Data | No Data | No Data | No Data | No Data | No Data | No Data | No Data | -15.6 | -64.7086 | 35.945 | 36.0858 | 84.3 | 91.0486
2018-11-10 01:00 | No Data | No Data | No Data | No Data | 71.6625 | 74.484 | No Data | No Data | No Data | No Data | No Data | No Data | No Data | No Data | -26.4 | -68.1234 | 45.955 | 46.036 | 89.2 | 93.7034
2018-11-10 01:30 | No Data | No Data | No Data | No Data | 63.4104 | 67.6734 | No Data | No Data | No Data | No Data | No Data | No Data | No Data | No Data | -30 | -69.9588 | 50.505 | 50.6053 | 86.1 | 90.0272
2018-11-10 02:00 | No Data | No Data | No Data | No Data | 59.9313 | 65.8468 | No Data | No Data | No Data | No Data | No Data | No Data | No Data | No Data | -30 | -71.0448 | 49.14 | 49.2746 | 81.7 | 84.3309
2018-11-10 02:30 | No Data | No Data | No Data | No Data | 59.9313 | 65.8468 | No Data | No Data | No Data | No Data | No Data | No Data | No Data | No Data | -24 | -68.7267 | 42.315 | 42.5589 | 72.6 | 74.2362
2018-11-10 03:00 | No Data | No Data | No Data | No Data | 54.1817 | 60.6605 | No Data | No Data | No Data | No Data | No Data | No Data | No Data | No Data | -26.8 | -69.7539 | 43.225 | 43.3422 | 71.9 | 73.448
2018-11-10 03:30 | No Data | No Data | No Data | No Data | 47.2602 | 55.4348 | No Data | No Data | No Data | No Data | No Data | No Data | No Data | No Data | -30.4 | -70.1313 | 47.775 | 47.8291 | 73.9 | 76.7297
2018-11-10 04:00 | No Data | No Data | No Data | No Data | 43.7812 | 52.5002 | No Data | No Data | No Data | No Data | No Data | No Data | No Data | No Data | -28.8 | -70.5464 | 44.135 | 44.2193 | 70.6 | 71.7869
2018-11-10 04:30 | No Data | No Data | No Data | No Data | 45.4658 | 53.9131 | No Data | No Data | No Data | No Data | No Data | No Data | No Data | No Data | -31.2 | -71.2 | 46.865 | 46.9445 | 73.7 | 74.9993
2018-11-10 05:00 | No Data | No Data | No Data | No Data | 43.7324 | 52.4595 | No Data | No Data | No Data | No Data | No Data | No Data | No Data | No Data | -28 | -70.5907 | 42.77 | 42.857 | 67.9 | 69.431
2018-11-10 05:30 | No Data | No Data | No Data | No Data | 45.6733 | 54.0882 | No Data | No Data | No Data | No Data | No Data | No Data | No Data | No Data | -27.6 | -70.433 | 41.86 | 41.9489 | 68.1 | 70.1657
2018-11-10 06:00 | No Data | No Data | No Data | No Data | 49.1646 | 57.067 | No Data | No Data | No Data | No Data | No Data | No Data | No Data | No Data | -24 | -69.4769 | 39.13 | 39.2251 | 67 | 68.8608
2018-11-10 06:30 | No Data | No Data | No Data | No Data | 50.8003 | 56.5838 | No Data | No Data | No Data | No Data | No Data | No Data | No Data | No Data | -16.4 | -67.2309 | 35.035 | 35.2735 | 62.6 | 64.0391
2018-11-10 07:00 | No Data | No Data | No Data | No Data | 57.3678 | 61.9134 | No Data | No Data | No Data | No Data | No Data | No Data | No Data | No Data | -21.6 | -64.1461 | 39.585 | 39.9002 | 53.2 | 54.6949
2018-11-10 07:30 | No Data | No Data | No Data | No Data | 59.2599 | 63.6706 | No Data | No Data | No Data | No Data | No Data | No Data | No Data | No Data | -20 | -63.6252 | 29.575 | 30.2532 | 23.3 | 26.7301
2018-11-10 08:00 | No Data | No Data | No Data | No Data | 59.2599 | 63.0698 | No Data | No Data | No Data | No Data | No Data | No Data | No Data | No Data | -22 | -63.1557 | 20.02 | 21.3026 | -5.6 | -7.7795
2018-11-10 08:30 | No Data | No Data | No Data | No Data | 53.3638 | 58.2229 | No Data | No Data | No Data | No Data | No Data | No Data | No Data | No Data | -22 | -59.4226 | 12.74 | 16.4871 | -22.4 | -22.4982
2018-11-10 09:00 | No Data | No Data | No Data | No Data | 51.667 | 56.6718 | No Data | No Data | No Data | No Data | No Data | No Data | No Data | No Data | -24.8 | -61.2457 | 14.56 | 17.9307 | -26.8 | -25.7126
2018-11-10 09:30 | No Data | No Data | No Data | No Data | 46.54 | 53.6385 | No Data | No Data | No Data | No Data | No Data | No Data | No Data | No Data | -31.2 | -61.674 | 15.925 | 19.5703 | -27.1 | -27.1974
2018-11-10 10:00 | No Data | No Data | No Data | No Data | 41.1078 | 48.9996 | No Data | No Data | No Data | No Data | No Data | No Data | No Data | No Data | -34.8 | -62.9031 | 17.29 | 20.4497 | -25.5 | -25.7965
2018-11-10 10:30 | No Data | No Data | No Data | No Data | 39.3133 | 47.5042 | No Data | No Data | No Data | No Data | No Data | No Data | No Data | No Data | -33.6 | -61.5753 | 18.655 | 21.6161 | -27.5 | -27.9689
2018-11-10 11:00 | No Data | No Data | No Data | No Data | 38.2391 | 46.6191 | No Data | No Data | No Data | No Data | No Data | No Data | No Data | No Data | -24.8 | -59.4226 | 8.645 | 15.7748 | -38.6 | -39.189
2018-11-10 11:30 | No Data | No Data | No Data | No Data | 31.3664 | 42.2888 | No Data | No Data | No Data | No Data | No Data | No Data | No Data | No Data | -25.2 | -58.5054 | 10.92 | 17.1276 | -37.6 | -38.3213
2018-11-10 12:00 | No Data | No Data | No Data | No Data | 27.9362 | 39.811 | No Data | No Data | No Data | No Data | No Data | No Data | No Data | No Data | -28 | -61.183 | 12.285 | 17.6983 | -36.6 | -37.3247
2018-11-10 12:30 | No Data | No Data | No Data | No Data | 28.5466 | 40.2417 | No Data | No Data | No Data | No Data | No Data | No Data | No Data | No Data | -37.6 | -63.8461 | 21.84 | 24.2178 | -27.3 | -27.6366
2018-11-10 13:00 | No Data | No Data | No Data | No Data | 30.8049 | 41.874 | No Data | No Data | No Data | No Data | No Data | No Data | No Data | No Data | -28 | -61.8954 | 11.83 | 17.3855 | -36.8 | -37.8375
2018-11-10 13:30 | No Data | No Data | No Data | No Data | 30.6584 | 41.7663 | No Data | No Data | No Data | No Data | No Data | No Data | No Data | No Data | -28.4 | -59.6013 | 13.65 | 18.4092 | -34.8 | -35.8469
2018-11-10 14:00 | No Data | No Data | No Data | No Data | 24.9088 | 37.7483 | No Data | No Data | No Data | No Data | No Data | No Data | No Data | No Data | -27.2 | -60.821 | 11.375 | 17.0792 | -37.6 | -38.7572
2018-11-10 14:30 | No Data | No Data | No Data | No Data | 30.0359 | 42.5981 | No Data | No Data | No Data | No Data | No Data | No Data | No Data | No Data | -28.8 | -60.1438 | 12.74 | 16.4871 | -37.1 | -37.7546
2018-11-10 15:00 | No Data | No Data | No Data | No Data | 29.987 | 42.5637 | No Data | No Data | No Data | No Data | No Data | No Data | No Data | No Data | -31.2 | -62.712 | 13.195 | 18.0286 | -34.4 | -34.9023
2018-11-10 15:30 | No Data | No Data | No Data | No Data | 33.8811 | 45.3914 | No Data | No Data | No Data | No Data | No Data | No Data | No Data | No Data | -28.8 | -61.2 | 11.83 | 17.0549 | -34.3 | -34.7223
2018-11-10 16:00 | No Data | No Data | No Data | No Data | 37.9339 | 48.4916 | No Data | No Data | No Data | No Data | No Data | No Data | No Data | No Data | -30.4 | -61.6208 | 13.65 | 18.063 | -29.3 | -29.5718
2018-11-10 16:30 | No Data | No Data | No Data | No Data | 39.8871 | 48.6482 | No Data | No Data | No Data | No Data | No Data | No Data | No Data | No Data | -27.6 | -60.2886 | 10.92 | 16.0995 | -30.3 | -30.3659
2018-11-10 17:00 | No Data | No Data | No Data | No Data | 41.7304 | 49.223 | No Data | No Data | No Data | No Data | No Data | No Data | No Data | No Data | -28 | -60.1185 | 13.65 | 19.304 | -25.9 | -25.9
2018-11-10 17:30 | No Data | No Data | No Data | No Data | 43.5737 | 49.4282 | No Data | No Data | No Data | No Data | No Data | No Data | No Data | No Data | -32 | -61.0574 | 18.655 | 22.3367 | -15.4 | -17.4943
2018-11-10 18:00 | No Data | No Data | No Data | No Data | 43.5737 | 50.2515 | No Data | No Data | No Data | No Data | No Data | No Data | No Data | No Data | -36.4 | -64.1311 | 25.935 | 28.1402 | -2.1 | -14.4534
2018-11-10 18:30 | No Data | No Data | No Data | No Data | 45.4658 | 51.9007 | No Data | No Data | No Data | No Data | No Data | No Data | No Data | No Data | -30.4 | -60.5799 | 25.48 | 27.3757 | 30 | 40.0281
2018-11-10 19:00 | No Data | No Data | No Data | No Data | 47.2114 | 53.4365 | No Data | No Data | No Data | No Data | No Data | No Data | No Data | No Data | -38 | -62.4833 | 49.595 | 50.1946 | 50.4 | 56.7112
2018-11-10 19:30 | No Data | No Data | No Data | No Data | 45.5146 | 52.7512 | No Data | No Data | No Data | No Data | No Data | No Data | No Data | No Data | -32.8 | -62.8395 | 62.335 | 62.4412 | 86.4 | 91.3297
2018-11-10 20:00 | No Data | No Data | No Data | No Data | 45.3681 | 52.6249 | No Data | No Data | No Data | No Data | No Data | No Data | No Data | No Data | -28.8 | -63.3277 | 60.97 | 61.1074 | 89.9 | 94.5542
2018-11-10 20:30 | No Data | No Data | No Data | No Data | 43.3173 | 51.918 | No Data | No Data | No Data | No Data | No Data | No Data | No Data | No Data | -24.8 | -64.5538 | 54.145 | 54.2386 | 83.7 | 90.4934
2018-11-10 21:00 | No Data | No Data | No Data | No Data | 41.6205 | 49.3779 | No Data | No Data | No Data | No Data | No Data | No Data | No Data | No Data | -24.8 | -65.6634 | 52.78 | 52.9054 | 81.7 | 85.8903
2018-11-10 21:30 | No Data | No Data | No Data | No Data | 37.4701 | 44.9197 | No Data | No Data | No Data | No Data | No Data | No Data | No Data | No Data | -12.4 | -65.5085 | 38.675 | 39.1961 | 65.8 | 70.0746
2018-11-10 22:00 | No Data | No Data | No Data | No Data | 34.0887 | 43.3401 | No Data | No Data | No Data | No Data | No Data | No Data | No Data | No Data | -8 | -68.0717 | 30.94 | 31.7849 | 57.5 | 59.4496
2018-11-10 22:30 | No Data | No Data | No Data | No Data | 46.9062 | 55.1333 | No Data | No Data | No Data | No Data | No Data | No Data | No Data | No Data | -14 | -66.2951 | 36.4 | 36.9532 | 66.2 | 69.2133
2018-11-10 23:00 | No Data | No Data | No Data | No Data | 46.8574 | 55.0917 | No Data | No Data | No Data | No Data | No Data | No Data | No Data | No Data | -14.4 | -68.7255 | 33.215 | 33.9089 | 62.4 | 64.7006
2018-11-10 23:30 | No Data | No Data | No Data | No Data | 54.1329 | 61.3991 | No Data | No Data | No Data | No Data | No Data | No Data | No Data | No Data | -13.6 | -67.7785 | 35.035 | 35.4579 | 67.5 | 71.1197
2018-11-11 | No Data | No Data | No Data | No Data | 60.8957 | 66.7507 | No Data | No Data | No Data | No Data | No Data | No Data | No Data | No Data | -10.8 | -67.6674 | 30.03 | 30.607 | 66.6 | 70.7924
2018-11-11 00:30 | No Data | No Data | No Data | No Data | 70.8446 | 73.8992 | No Data | No Data | No Data | No Data | No Data | No Data | No Data | No Data | -1.2 | -68.8186 | 20.02 | 20.8755 | 65.1 | 71.2166
2018-11-11 01:00 | No Data | No Data | No Data | No Data | 65.9251 | 69.7116 | No Data | No Data | No Data | No Data | No Data | No Data | No Data | No Data | -11.2 | -69.7057 | 28.21 | 28.7335 | 68.3 | 72.7661
2018-11-11 01:30 | No Data | No Data | No Data | No Data | 55.6222 | 61.4228 | No Data | No Data | No Data | No Data | No Data | No Data | No Data | No Data | -13.6 | -70.1313 | 29.575 | 30.0748 | 65.1 | 68.2815
2018-11-11 02:00 | No Data | No Data | No Data | No Data | 52.2896 | 60.0545 | No Data | No Data | No Data | No Data | No Data | No Data | No Data | No Data | -15.2 | -70.4591 | 30.485 | 31.0535 | 62 | 65.146
2018-11-11 02:30 | No Data | No Data | No Data | No Data | 55.5734 | 62.1835 | No Data | No Data | No Data | No Data | No Data | No Data | No Data | No Data | -14.8 | -70.765 | 28.21 | 28.9203 | 59.7 | 61.1204
2018-11-11 03:00 | No Data | No Data | No Data | No Data | 52.0821 | 59.8739 | No Data | No Data | No Data | No Data | No Data | No Data | No Data | No Data | -15.2 | -69.6781 | 29.575 | 29.923 | 56.8 | 57.5243
2018-11-11 03:30 | No Data | No Data | No Data | No Data | 50.3365 | 59.2386 | No Data | No Data | No Data | No Data | No Data | No Data | No Data | No Data | -10.4 | -69.9771 | 24.57 | 25.0746 | 51.7 | 52.6393
2018-11-11 04:00 | No Data | No Data | No Data | No Data | 48.7007 | 58.7816 | No Data | No Data | No Data | No Data | No Data | No Data | No Data | No Data | -5.6 | -69.4262 | 19.565 | 20.195 | 44.9 | 45.6607
2018-11-11 04:30 | No Data | No Data | No Data | No Data | 47.0527 | 57.4236 | No Data | No Data | No Data | No Data | No Data | No Data | No Data | No Data | -6.4 | -69.1352 | 20.475 | 20.8805 | 43.5 | 44.342
2018-11-11 05:00 | No Data | No Data | No Data | No Data | 45.3193 | 56.0121 | No Data | No Data | No Data | No Data | No Data | No Data | No Data | No Data | -4.8 | -68.5682 | 17.745 | 18.1145 | 41.1 | 42.3515
2018-11-11 05:30 | No Data | No Data | No Data | No Data | 48.7984 | 58.8625 | No Data | No Data | No Data | No Data | No Data | No Data | No Data | No Data | -9.2 | -69.0159 | 20.93 | 21.1709 | 46.5 | 47.1832
2018-11-11 06:00 | No Data | No Data | No Data | No Data | 48.7984 | 57.8519 | No Data | No Data | No Data | No Data | No Data | No Data | No Data | No Data | -4 | -70.5135 | 16.835 | 17.5632 | 43 | 43.1742
2018-11-11 06:30 | No Data | No Data | No Data | No Data | 52.3873 | 60.0916 | No Data | No Data | No Data | No Data | No Data | No Data | No Data | No Data | 0.8 | 69.2 | 15.015 | 16.3103 | 39 | 39.7146
2018-11-11 07:00 | No Data | No Data | No Data | No Data | 52.3873 | 59.2332 | No Data | No Data | No Data | No Data | No Data | No Data | No Data | No Data | 0 | 67.6 | 13.65 | 15.9185 | 25.2 | 26
2018-11-11 07:30 | No Data | No Data | No Data | No Data | 54.0352 | 59.024 | No Data | No Data | No Data | No Data | No Data | No Data | No Data | No Data | -9.2 | -65.0538 | 15.47 | 17.5042 | 4.8 | 6.6483
2018-11-11 08:00 | No Data | No Data | No Data | No Data | 57.673 | 62.3714 | No Data | No Data | No Data | No Data | No Data | No Data | No Data | No Data | -19.6 | -64.643 | 17.29 | 19.3308 | -12.5 | -12.5674
2018-11-11 08:30 | No Data | No Data | No Data | No Data | 51.9844 | 57.1525 | No Data | No Data | No Data | No Data | No Data | No Data | No Data | No Data | -18 | -58.0607 | 3.64 | 15.8925 | -36.7 | -37.9859
2018-11-11 09:00 | No Data | No Data | No Data | No Data | 50.2876 | 56.3535 | No Data | No Data | No Data | No Data | No Data | No Data | No Data | No Data | -26 | -62.8318 | 8.645 | 15.3962 | -33.9 | -35.0744
2018-11-11 09:30 | No Data | No Data | No Data | No Data | 48.4932 | 54.7582 | No Data | No Data | No Data | No Data | No Data | No Data | No Data | No Data | -34.4 | -65.0415 | 18.655 | 21.8495 | -24.8 | -25.5877
2018-11-11 10:00 | No Data | No Data | No Data | No Data | 46.7475 | 54.0745 | No Data | No Data | No Data | No Data | No Data | No Data | No Data | No Data | -33.2 | -65.4462 | 16.835 | 20.5759 | -29.3 | -30.148
2018-11-11 10:30 | No Data | No Data | No Data | No Data | 43.476 | 51.2726 | No Data | No Data | No Data | No Data | No Data | No Data | No Data | No Data | -32.4 | -64.6974 | 14.105 | 18.7049 | -28 | -30.4631
2018-11-11 11:00 | No Data | No Data | No Data | No Data | 41.6815 | 52.7656 | No Data | No Data | No Data | No Data | No Data | No Data | No Data | No Data | -37.6 | -67.1202 | 19.565 | 22.6314 | -23.3 | -23.5053
2018-11-11 11:30 | No Data | No Data | No Data | No Data | 41.6815 | 52.7656 | No Data | No Data | No Data | No Data | No Data | No Data | No Data | No Data | -36.8 | -65.678 | 22.75 | 25.2351 | -19.7 | -20.1427
2018-11-11 12:00 | No Data | No Data | No Data | No Data | 40.0336 | 51.4738 | No Data | No Data | No Data | No Data | No Data | No Data | No Data | No Data | -38.4 | -65.611 | 23.66 | 25.8711 | -23.8 | -24.2033
2018-11-11 12:30 | No Data | No Data | No Data | No Data | 37.6287 | 49.6264 | No Data | No Data | No Data | No Data | No Data | No Data | No Data | No Data | -38.4 | -65.2871 | 25.025 | 27.125 | -21.4 | -22.2173
2018-11-11 13:00 | No Data | No Data | No Data | No Data | 34.1863 | 47.0698 | No Data | No Data | No Data | No Data | No Data | No Data | No Data | No Data | -44 | -68.1175 | 32.305 | 34.1007 | -15.7 | -16.1075
2018-11-11 13:30 | No Data | No Data | No Data | No Data | 32.5017 | 45.8609 | No Data | No Data | No Data | No Data | No Data | No Data | No Data | No Data | -43.2 | -66.3807 | 34.125 | 35.5628 | -11.9 | -11.9206
2018-11-11 14:00 | No Data | No Data | No Data | No Data | 30.8537 | 44.7081 | No Data | No Data | No Data | No Data | No Data | No Data | No Data | No Data | -46.4 | -66.4734 | 35.49 | 36.8747 | -11.3 | -11.0027
2018-11-11 14:30 | No Data | No Data | No Data | No Data | 28.864 | 43.3588 | No Data | No Data | No Data | No Data | No Data | No Data | No Data | No Data | -50.8 | -69.6161 | 42.315 | 43.1891 | -1.1 | -1.1045
2018-11-11 15:00 | No Data | No Data | No Data | No Data | 27.1183 | 42.2169 | No Data | No Data | No Data | No Data | No Data | No Data | No Data | No Data | -48.8 | -67.8917 | 40.04 | 40.7803 | -2.4 | -3.265
2018-11-11 15:30 | No Data | No Data | No Data | No Data | 27.1183 | 42.2169 | No Data | No Data | No Data | No Data | No Data | No Data | No Data | No Data | -43.6 | -66.6417 | 35.035 | 36.437 | -5 | -6.5299
2018-11-11 16:00 | No Data | No Data | No Data | No Data | 29.2668 | 41.7972 | No Data | No Data | No Data | No Data | No Data | No Data | No Data | No Data | -40 | -65.2883 | 32.76 | 34.3909 | -4.3 | -6.5947
2018-11-11 16:30 | No Data | No Data | No Data | No Data | 35.6756 | 45.0648 | No Data | No Data | No Data | No Data | No Data | No Data | No Data | No Data | -44 | -66.6033 | 35.945 | 37.3128 | -1.2 | -9.2655
2018-11-11 17:00 | No Data | No Data | No Data | No Data | 37.5799 | 45.4667 | No Data | No Data | No Data | No Data | No Data | No Data | No Data | No Data | -44 | -67.2059 | 35.945 | 37.079 | 15.5 | 22.7846
2018-11-11 17:30 | No Data | No Data | No Data | No Data | 37.5799 | 44.5599 | No Data | No Data | No Data | No Data | No Data | No Data | No Data | No Data | -42.4 | -66.7856 | 37.765 | 39.0691 | 21.3 | 29.4932
2018-11-11 18:00 | No Data | No Data | No Data | No Data | 41.7304 | 48.112 | No Data | No Data | No Data | No Data | No Data | No Data | No Data | No Data | -49.6 | -68.469 | 45.955 | 46.5281 | 32.8 | 39.1638
2018-11-11 18:30 | No Data | No Data | No Data | No Data | 43.9277 | 50.0298 | No Data | No Data | No Data | No Data | No Data | No Data | No Data | No Data | -48.8 | -69.297 | 63.7 | 63.8963 | 52.4 | 56.6014
2018-11-11 19:00 | No Data | No Data | No Data | No Data | 43.9277 | 51.1741 | No Data | No Data | No Data | No Data | No Data | No Data | No Data | No Data | -56.4 | -71.5329 | 72.345 | 72.5864 | 83.3 | 86.1562
2018-11-11 19:30 | No Data | No Data | No Data | No Data | 36.7498 | 45.163 | No Data | No Data | No Data | No Data | No Data | No Data | No Data | No Data | -51.2 | -70.4557 | 84.63 | 84.674 | 112.3 | 115.1588
2018-11-11 20:00 | No Data | No Data | No Data | No Data | 31.4763 | 40.9867 | No Data | No Data | No Data | No Data | No Data | No Data | No Data | No Data | -46 | -69.4262 | 81.445 | 81.4907 | 114.3 | 116.0366
2018-11-11 20:30 | No Data | No Data | No Data | No Data | 18.6587 | 29.5539 | No Data | No Data | No Data | No Data | No Data | No Data | No Data | No Data | -36 | -65.2331 | 70.525 | 70.5969 | 105.2 | 107.3946
2018-11-11 21:00 | No Data | No Data | No Data | No Data | 16.9619 | 28.513 | No Data | No Data | No Data | No Data | No Data | No Data | No Data | No Data | -30.4 | -64.7765 | 63.7 | 63.8315 | 94.6 | 96.5487
2018-11-11 21:30 | No Data | No Data | No Data | No Data | 17.2183 | 30.5927 | No Data | No Data | No Data | No Data | No Data | No Data | No Data | No Data | -29.2 | -64.2221 | 59.605 | 59.7784 | 92.3 | 93.7986
2018-11-11 22:00 | No Data | No Data | No Data | No Data | 17.5845 | 32.1978 | No Data | No Data | No Data | No Data | No Data | No Data | No Data | No Data | -28.8 | -65.4743 | 55.965 | 56.2307 | 85.9 | 87.1319
2018-11-11 22:30 | No Data | No Data | No Data | No Data | 21.6251 | 33.273 | No Data | No Data | No Data | No Data | No Data | No Data | No Data | No Data | -26.4 | -65.5512 | 53.235 | 53.4291 | 84.4 | 87.17
2018-11-11 23:00 | No Data | No Data | No Data | No Data | 17.6822 | 30.8562 | No Data | No Data | No Data | No Data | No Data | No Data | No Data | No Data | -21.6 | -65.6549 | 45.955 | 46.2782 | 75.4 | 78.0331
2018-11-11 23:30 | No Data | No Data | No Data | No Data | 21.9425 | 34.7321 | No Data | No Data | No Data | No Data | No Data | No Data | No Data | No Data | -20.4 | -64.5105 | 45.045 | 45.1575 | 78.4 | 81.7041
2018-11-12 | No Data | No Data | No Data | No Data | 27.985 | 38.8331 | No Data | No Data | No Data | No Data | No Data | No Data | No Data | No Data | -25.6 | -64.1311 | 49.595 | 49.6701 | 88.4 | 92.06
2018-11-12 00:30 | No Data | No Data | No Data | No Data | 38.0316 | 45.6711 | No Data | No Data | No Data | No Data | No Data | No Data | No Data | No Data | -10.4 | -68 | 37.765 | 38.3768 | 84 | 89.9387
2018-11-12 01:00 | No Data | No Data | No Data | No Data | 25.6291 | 36.0041 | No Data | No Data | No Data | No Data | No Data | No Data | No Data | No Data | -18.8 | -67.4721 | 43.225 | 43.7605 | 83.7 | 88.9139
2018-11-12 01:30 | No Data | No Data | No Data | No Data | 23.2731 | 35.7449 | No Data | No Data | No Data | No Data | No Data | No Data | No Data | No Data | -20 | -69.7298 | 44.59 | 45.1093 | 80 | 84.5298
2018-11-12 02:00 | No Data | No Data | No Data | No Data | 18.0972 | 32.6125 | No Data | No Data | No Data | No Data | No Data | No Data | No Data | No Data | -20 | -66.6705 | 42.77 | 42.8884 | 74.5 | 76.86
2018-11-12 02:30 | No Data | No Data | No Data | No Data | 21.6251 | 34.6945 | No Data | No Data | No Data | No Data | No Data | No Data | No Data | No Data | -24.8 | -68.2642 | 44.59 | 44.7036 | 75.8 | 77.7492
2018-11-12 03:00 | No Data | No Data | No Data | No Data | 19.5743 | 33.4547 | No Data | No Data | No Data | No Data | No Data | No Data | No Data | No Data | -22 | -68.0541 | 41.86 | 41.981 | 70.1 | 71.4454
2018-11-12 03:30 | No Data | No Data | No Data | No Data | 14.8623 | 30.5287 | No Data | No Data | No Data | No Data | No Data | No Data | No Data | No Data | -18.4 | -68.1316 | 35.945 | 36.1288 | 63.1 | 64.3654
2018-11-12 04:00 | No Data | No Data | No Data | No Data | 18.2437 | 33.9812 | No Data | No Data | No Data | No Data | No Data | No Data | No Data | No Data | -14.4 | -67.5526 | 31.395 | 31.723 | 57.6 | 58.7963
2018-11-12 04:30 | No Data | No Data | No Data | No Data | 16.4004 | 31.5249 | No Data | No Data | No Data | No Data | No Data | No Data | No Data | No Data | -15.6 | -67.9117 | 32.305 | 32.6238 | 58.1 | 59.882
2018-11-12 05:00 | No Data | No Data | No Data | No Data | 8.661 | 22.786 | No Data | No Data | No Data | No Data | No Data | No Data | No Data | No Data | -13.2 | -68.4842 | 28.21 | 28.5746 | 54.5 | 56.5265
2018-11-12 05:30 | No Data | No Data | No Data | No Data | 8.7587 | 18.5173 | No Data | No Data | No Data | No Data | No Data | No Data | No Data | No Data | -12.4 | -67.9412 | 28.665 | 28.956 | 56.3 | 59.2929
2018-11-12 06:00 | No Data | No Data | No Data | No Data | 6.9642 | 14.4107 | No Data | No Data | No Data | No Data | No Data | No Data | No Data | No Data | -4 | -68.5169 | 20.02 | 20.6361 | 50.1 | 53.5818
2018-11-12 06:30 | No Data | No Data | No Data | No Data | 12.0912 | 14.3857 | No Data | No Data | No Data | No Data | No Data | No Data | No Data | No Data | 0.8 | 65.2049 | 18.2 | 19.3147 | 50.1 | 54.6374
2018-11-12 07:00 | No Data | No Data | No Data | No Data | 17.5845 | 18.5486 | No Data | No Data | No Data | No Data | No Data | No Data | No Data | No Data | 8.4 | 67.3261 | 11.83 | 14.9251 | 38.3 | 40.4784
2018-11-12 07:30 | No Data | No Data | No Data | No Data | 21.4786 | 26.8767 | No Data | No Data | No Data | No Data | No Data | No Data | No Data | No Data | 3.6 | 63.7018 | 8.645 | 13.2263 | 12.7 | 16.8015
2018-11-12 08:00 | No Data | No Data | No Data | No Data | 23.5294 | 29.5358 | No Data | No Data | No Data | No Data | No Data | No Data | No Data | No Data | -8.4 | -65.3422 | 8.645 | 12.5517 | 9.2 | 11.3811
2018-11-12 08:30 | No Data | No Data | No Data | No Data | 13.2265 | 24.2753 | No Data | No Data | No Data | No Data | No Data | No Data | No Data | No Data | -14.4 | -57.747 | 9.1 | 15.2883 | -25.1 | -25.518
2018-11-12 09:00 | No Data | No Data | No Data | No Data | 15.6802 | 22.1837 | No Data | No Data | No Data | No Data | No Data | No Data | No Data | No Data | -17.2 | -59.7301 | 5.005 | 15.8272 | -32.4 | -32.5576
2018-11-12 09:30 | No Data | No Data | No Data | No Data | 19.6841 | 27.4859 | No Data | No Data | No Data | No Data | No Data | No Data | No Data | No Data | -11.6 | -61.111 | 5.46 | 20.3126 | -32 | -32.0826
2018-11-12 10:00 | No Data | No Data | No Data | No Data | 11.2245 | 22.2262 | No Data | No Data | No Data | No Data | No Data | No Data | No Data | No Data | -34.8 | -59.2878 | 27.3 | 28.254 | 1.6 | 18.9676
2018-11-12 10:30 | No Data | No Data | No Data | No Data | 9.015 | 23.2038 | No Data | No Data | No Data | No Data | No Data | No Data | No Data | No Data | -33.6 | -58.2642 | 35.035 | 35.3907 | 7 | 21.284
2018-11-12 11:00 | No Data | No Data | No Data | No Data | 3.4241 | 14.1713 | No Data | No Data | No Data | No Data | No Data | No Data | No Data | No Data | -13.2 | -50.1677 | 7.735 | 8.974 | -21.6 | -25.5783
2018-11-12 11:30 | No Data | No Data | No Data | No Data | 1.4343 | 13.6682 | No Data | No Data | No Data | No Data | No Data | No Data | No Data | No Data | -48.8 | -62.5946 | 45.5 | 45.5364 | 19.2 | 27.7244
2018-11-12 12:00 | No Data | No Data | No Data | No Data | 2.5086 | 15.747 | No Data | No Data | No Data | No Data | No Data | No Data | No Data | No Data | -18.8 | -52.6695 | 6.825 | 7.9592 | -20.9 | -23.4344
2018-11-12 12:30 | No Data | No Data | No Data | No Data | 6.6102 | 16.8929 | No Data | No Data | No Data | No Data | No Data | No Data | No Data | No Data | -29.2 | -52.4748 | 20.475 | 20.4801 | 4.8 | 21.1589
2018-11-12 13:00 | No Data | No Data | No Data | No Data | 6.3539 | 16.7942 | No Data | No Data | No Data | No Data | No Data | No Data | No Data | No Data | -40.4 | -57.1342 | 32.305 | 32.3562 | 14.9 | 28.7606
2018-11-12 13:30 | No Data | No Data | No Data | No Data | 7.2206 | 18.8738 | No Data | No Data | No Data | No Data | No Data | No Data | No Data | No Data | -24.4 | -53.4894 | 18.655 | 18.7049 | 7.8 | 25.3996
2018-11-12 14:00 | No Data | No Data | No Data | No Data | 9.1737 | 21.3524 | No Data | No Data | No Data | No Data | No Data | No Data | No Data | No Data | -25.2 | -51.4012 | 33.215 | 33.215 | 36.8 | 47.2271
2018-11-12 14:30 | No Data | No Data | No Data | No Data | 15.1186 | 24.5019 | No Data | No Data | No Data | No Data | No Data | No Data | No Data | No Data | -34.4 | -53.3667 | 37.31 | 37.335 | 40.9 | 49.6228
2018-11-12 15:00 | No Data | No Data | No Data | No Data | 19.9405 | 27.7379 | No Data | No Data | No Data | No Data | No Data | No Data | No Data | No Data | -4.8 | -46.2498 | 16.835 | 16.988 | 28.9 | 39.5506
2018-11-12 15:30 | No Data | No Data | No Data | No Data | 17.5845 | 23.5683 | No Data | No Data | No Data | No Data | No Data | No Data | No Data | No Data | -2.8 | -48.0067 | 6.37 | 6.9304 | 25.5 | 33.7415
2018-11-12 16:00 | No Data | No Data | No Data | No Data | 27.1672 | 30.5157 | No Data | No Data | No Data | No Data | No Data | No Data | No Data | No Data | -8.8 | -46.8342 | 18.655 | 18.7436 | 28.5 | 40.1639
2018-11-12 16:30 | No Data | No Data | No Data | No Data | 36.0906 | 38.4212 | No Data | No Data | No Data | No Data | No Data | No Data | No Data | No Data | -6 | -48.7705 | -4.55 | -5.3062 | 5.4 | 20.7162
2018-11-12 17:00 | No Data | No Data | No Data | No Data | 48.0293 | 49.8043 | No Data | No Data | No Data | No Data | No Data | No Data | No Data | No Data | -15.6 | -42.9344 | 29.12 | 29.2477 | 41.1 | 50.8254
2018-11-12 17:30 | No Data | No Data | No Data | No Data | 55.9274 | 57.4589 | No Data | No Data | No Data | No Data | No Data | No Data | No Data | No Data | -24.4 | -42.1749 | 51.87 | 52.1566 | 69.4 | 78.7633
2018-11-12 18:00 | No Data | No Data | No Data | No Data | 53.669 | 55.2632 | No Data | No Data | No Data | No Data | No Data | No Data | No Data | No Data | -17.2 | -38.8186 | 49.595 | 49.8946 | 61.8 | 71.5209
2018-11-12 18:30 | No Data | No Data | No Data | No Data | 43.6713 | 45.1182 | No Data | No Data | No Data | No Data | No Data | No Data | No Data | No Data | -16 | -44.9444 | 49.595 | 50.1946 | 59.9 | 67.9779
2018-11-12 19:00 | No Data | No Data | No Data | No Data | 39.472 | 42.2162 | No Data | No Data | No Data | No Data | No Data | No Data | No Data | No Data | -11.2 | -45.7908 | 43.68 | 44.4412 | 67.4 | 75.0891
2018-11-12 19:30 | No Data | No Data | No Data | No Data | 27.0695 | 30.9342 | No Data | No Data | No Data | No Data | No Data | No Data | No Data | No Data | -8.8 | -44.8714 | 41.405 | 42.2979 | 77 | 85.7779
2018-11-12 20:00 | No Data | No Data | No Data | No Data | 13.6294 | 17.8599 | No Data | No Data | No Data | No Data | No Data | No Data | No Data | No Data | -20.8 | -47.5866 | 56.42 | 57.5553 | 91.5 | 99.9414
2018-11-12 20:30 | No Data | No Data | No Data | No Data | 7.7333 | 15.4586 | No Data | No Data | No Data | No Data | No Data | No Data | No Data | No Data | -14.4 | -45.9164 | 50.505 | 51.6721 | 86.3 | 94.4577
2018-11-12 21:00 | No Data | No Data | No Data | No Data | 13.1167 | 18.7406 | No Data | No Data | No Data | No Data | No Data | No Data | No Data | No Data | -20.4 | -49.5903 | 55.51 | 56.5739 | 90.2 | 97.8777
2018-11-12 21:30 | No Data | No Data | No Data | No Data | -8.7709 | -14.3703 | No Data | No Data | No Data | No Data | No Data | No Data | No Data | No Data | -18 | -47.5395 | 51.87 | 52.9151 | 84.4 | 92.3965
2018-11-12 22:00 | No Data | No Data | No Data | No Data | -4.4617 | -12.2264 | No Data | No Data | No Data | No Data | No Data | No Data | No Data | No Data | -13.2 | -47.088 | 45.955 | 46.7611 | 77.2 | 83.5311
2018-11-12 22:30 | No Data | No Data | No Data | No Data | 22.7604 | 32.448 | No Data | No Data | No Data | No Data | No Data | No Data | No Data | No Data | -6.4 | -46.0469 | 40.95 | 41.6741 | 74.9 | 80.7219
2018-11-12 23:00 | No Data | No Data | No Data | No Data | 29.8283 | 41.1609 | No Data | No Data | No Data | No Data | No Data | No Data | No Data | No Data | -16.8 | -47.4721 | 51.415 | 52.1367 | 82.8 | 87.3742
2018-11-12 23:30 | No Data | No Data | No Data | No Data | 43.6713 | 52.0737 | No Data | No Data | No Data | No Data | No Data | No Data | No Data | No Data | -20.4 | -48.1365 | 52.78 | 53.8978 | 88.1 | 93.1649
2018-11-13 | No Data | No Data | No Data | No Data | 49.7749 | 55.6651 | No Data | No Data | No Data | No Data | No Data | No Data | No Data | No Data | -24.8 | -51.2062 | 53.235 | 54.6341 | 91.8 | 96.925
2018-11-13 00:30 | No Data | No Data | No Data | No Data | 69.514 | 72.0319 | No Data | No Data | No Data | No Data | No Data | No Data | No Data | No Data | -9.6 | -47.7745 | 38.675 | 40.7193 | 88.7 | 96.3403
2018-11-13 01:00 | No Data | No Data | No Data | No Data | 60.9567 | 63.8132 | No Data | No Data | No Data | No Data | No Data | No Data | No Data | No Data | -17.6 | -49.252 | 48.23 | 49.8843 | 88.8 | 95.0865
2018-11-13 01:30 | No Data | No Data | No Data | No Data | 51.4107 | 57 | No Data | No Data | No Data | No Data | No Data | No Data | No Data | No Data | -14.8 | -49.466 | 42.77 | 44.3759 | 79.4 | 86.2948
2018-11-13 02:00 | No Data | No Data | No Data | No Data | 46.1372 | 54.1839 | No Data | No Data | No Data | No Data | No Data | No Data | No Data | No Data | -15.2 | -52.2594 | 40.95 | 42.381 | 73.5 | 76.4963
2018-11-13 02:30 | No Data | No Data | No Data | No Data | 48.2368 | 55.9826 | No Data | No Data | No Data | No Data | No Data | No Data | No Data | No Data | -18 | -51.6387 | 45.955 | 47.1315 | 78.6 | 81.047
2018-11-13 03:00 | No Data | No Data | No Data | No Data | 43.1586 | 53.6051 | No Data | No Data | No Data | No Data | No Data | No Data | No Data | No Data | -20.8 | -52.3129 | 47.775 | 49.0071 | 76.9 | 79.7158
2018-11-13 03:30 | No Data | No Data | No Data | No Data | 41.474 | 53.4999 | No Data | No Data | No Data | No Data | No Data | No Data | No Data | No Data | -26.8 | -53.9303 | 50.96 | 52.2141 | 79.8 | 82.9113
2018-11-13 04:00 | No Data | No Data | No Data | No Data | 43.061 | 54.7393 | No Data | No Data | No Data | No Data | No Data | No Data | No Data | No Data | -29.6 | -55.0374 | 54.145 | 55.4223 | 81.6 | 84.9442
2018-11-13 04:30 | No Data | No Data | No Data | No Data | 43.2685 | 54.9027 | No Data | No Data | No Data | No Data | No Data | No Data | No Data | No Data | -33.6 | -57.288 | 56.42 | 57.8405 | 84 | 87.0393
2018-11-13 05:00 | No Data | No Data | No Data | No Data | 37.5189 | 50.4957 | No Data | No Data | No Data | No Data | No Data | No Data | No Data | No Data | -20.8 | -54.1539 | 44.135 | 45.5773 | 71.5 | 75.4844
2018-11-13 05:30 | No Data | No Data | No Data | No Data | 31.4275 | 44.9573 | No Data | No Data | No Data | No Data | No Data | No Data | No Data | No Data | -12.4 | -53.458 | 33.67 | 35.1265 | 66 | 70.2282
2018-11-13 06:00 | No Data | No Data | No Data | No Data | 48.4932 | 56.3834 | No Data | No Data | No Data | No Data | No Data | No Data | No Data | No Data | -6.8 | -51.6496 | 29.575 | 31.0802 | 63 | 67.56
2018-11-13 06:30 | No Data | No Data | No Data | No Data | 52.4971 | 58.2224 | No Data | No Data | No Data | No Data | No Data | No Data | No Data | No Data | -4.4 | -48.998 | 30.03 | 31.6544 | 66.8 | 73.94
2018-11-13 07:00 | No Data | No Data | No Data | No Data | 59.675 | 63.2186 | No Data | No Data | No Data | No Data | No Data | No Data | No Data | No Data | -8 | -43.9345 | 35.945 | 37.4374 | 73 | 82.9065
2018-11-13 07:30 | No Data | No Data | No Data | No Data | 46.6011 | 48.8693 | No Data | No Data | No Data | No Data | No Data | No Data | No Data | No Data | -2 | -45.7419 | 30.94 | 32.1251 | 65.5 | 71.1164
2018-11-13 08:00 | No Data | No Data | No Data | No Data | 44.7456 | 46.123 | No Data | No Data | No Data | No Data | No Data | No Data | No Data | No Data | -7.6 | -44.6515 | 37.31 | 37.9291 | 69.9 | 78.2627
2018-11-13 08:30 | No Data | No Data | No Data | No Data | 34.2962 | 37.1208 | No Data | No Data | No Data | No Data | No Data | No Data | No Data | No Data | -23.2 | -48.3322 | 51.87 | 52.3171 | 79.3 | 86.2028
2018-11-13 09:00 | No Data | No Data | No Data | No Data | 32.4529 | 35.4248 | No Data | No Data | No Data | No Data | No Data | No Data | No Data | No Data | -27.2 | -43.2296 | 56.42 | 56.5684 | 82.4 | 86.6178
2018-11-13 09:30 | No Data | No Data | No Data | No Data | 29.987 | 34.0162 | No Data | No Data | No Data | No Data | No Data | No Data | No Data | No Data | -18.4 | -40.0739 | 46.865 | 46.9202 | 68.7 | 71.6397
2018-11-13 10:00 | No Data | No Data | No Data | No Data | 27.8874 | 32.1805 | No Data | No Data | No Data | No Data | No Data | No Data | No Data | No Data | -21.2 | -41.4343 | 47.775 | 47.8529 | 64.4 | 68.8674
2018-11-13 10:30 | No Data | No Data | No Data | No Data | 38.0926 | 44.8895 | No Data | No Data | No Data | No Data | No Data | No Data | No Data | No Data | -32 | -48.4661 | 47.32 | 47.3987 | 54.5 | 58.9238
2018-11-13 11:00 | No Data | No Data | No Data | No Data | 38.1903 | 44.9724 | No Data | No Data | No Data | No Data | No Data | No Data | No Data | No Data | -18.4 | -41.5018 | 39.13 | 39.1723 | 50.4 | 55.1943
2018-11-13 11:30 | No Data | No Data | No Data | No Data | 35.0164 | 42.3104 | No Data | No Data | No Data | No Data | No Data | No Data | No Data | No Data | -14.8 | -41.5269 | 29.575 | 29.575 | 44.3 | 50.8183
2018-11-13 12:00 | No Data | No Data | No Data | No Data | 19.1226 | 29.1887 | No Data | No Data | No Data | No Data | No Data | No Data | No Data | No Data | -10 | -41.2311 | 30.03 | 30.0334 | 37.5 | 43.3365
2018-11-13 12:30 | No Data | No Data | No Data | No Data | 17.731 | 28.2965 | No Data | No Data | No Data | No Data | No Data | No Data | No Data | No Data | -12.8 | -45.4401 | 17.745 | 17.7508 | 18.6 | 22.2991
2018-11-13 13:00 | No Data | No Data | No Data | No Data | 7.6356 | 20.0703 | No Data | No Data | No Data | No Data | No Data | No Data | No Data | No Data | -24.8 | -49.4659 | 19.11 | 19.11 | 15.1 | 17.5932
2018-11-13 13:30 | No Data | No Data | No Data | No Data | -5.8534 | -13.8194 | No Data | No Data | No Data | No Data | No Data | No Data | No Data | No Data | -22 | -46.7059 | 20.93 | 20.9745 | 12.3 | 20.9831
2018-11-13 14:00 | No Data | No Data | No Data | No Data | -12.6162 | -16.4872 | No Data | No Data | No Data | No Data | No Data | No Data | No Data | No Data | -1.6 | -44.5152 | 18.2 | 18.2227 | 13.4 | 19.2354
2018-11-13 14:30 | No Data | No Data | No Data | No Data | -5.951 | -17.3091 | No Data | No Data | No Data | No Data | No Data | No Data | No Data | No Data | 2 | 44.8 | 11.83 | 11.8387 | 4.2 | 16.3487
2018-11-13 15:00 | No Data | No Data | No Data | No Data | -5.6458 | -15.3408 | No Data | No Data | No Data | No Data | No Data | No Data | No Data | No Data | 27.2 | 54.1302 | 1.365 | 2.6531 | 23.6 | 30.9348
2018-11-13 15:30 | No Data | No Data | No Data | No Data | -0.82399 | -16.1772 | No Data | No Data | No Data | No Data | No Data | No Data | No Data | No Data | 26.4 | 54.4309 | 0 | 0 | 26.3 | 34.2883
2018-11-13 16:00 | No Data | No Data | No Data | No Data | 1.6297 | 14.4594 | No Data | No Data | No Data | No Data | No Data | No Data | No Data | No Data | 35.2 | 57.6056 | -0.91 | -1.6405 | 33.6 | 41.5249
2018-11-13 16:30 | No Data | No Data | No Data | No Data | 10.8583 | 19.598 | No Data | No Data | No Data | No Data | No Data | No Data | No Data | No Data | 32.8 | 60.1332 | 12.285 | 12.5847 | 48.2 | 57.9662
2018-11-13 17:00 | No Data | No Data | No Data | No Data | 9.2226 | 17.243 | No Data | No Data | No Data | No Data | No Data | No Data | No Data | No Data | 37.2 | 63.9362 | 7.735 | 8.3651 | 46.8 | 57.3223
2018-11-13 17:30 | No Data | No Data | No Data | No Data | 17.4746 | 20.4203 | No Data | No Data | No Data | No Data | No Data | No Data | No Data | No Data | 28 | 58.3561 | 15.015 | 15.3491 | 50.8 | 57.4359
2018-11-13 18:00 | No Data | No Data | No Data | No Data | 28.7541 | 33.1085 | No Data | No Data | No Data | No Data | No Data | No Data | No Data | No Data | 19.2 | 56.935 | 16.835 | 17.1336 | 50.1 | 54.5976
2018-11-13 18:30 | No Data | No Data | No Data | No Data | 21.9425 | 27.869 | No Data | No Data | No Data | No Data | No Data | No Data | No Data | No Data | 10.8 | 52.3267 | 23.205 | 23.8387 | 57.1 | 61.7088
2018-11-13 19:00 | No Data | No Data | No Data | No Data | 32.9656 | 40.5653 | No Data | No Data | No Data | No Data | No Data | No Data | No Data | No Data | 3.2 | 48.015 | 33.67 | 34.3548 | 68.6 | 73.3618
2018-11-13 19:30 | No Data | No Data | No Data | No Data | 48.6519 | 54.8536 | No Data | No Data | No Data | No Data | No Data | No Data | No Data | No Data | 9.2 | 51.2328 | 25.935 | 26.4135 | 60.1 | 65.6369
2018-11-13 20:00 | No Data | No Data | No Data | No Data | 39.3133 | 47.6762 | No Data | No Data | No Data | No Data | No Data | No Data | No Data | No Data | 8 | 52.2165 | 25.935 | 26.5035 | 60 | 64.3653
2018-11-13 20:30 | No Data | No Data | No Data | No Data | 45.771 | 53.1268 | No Data | No Data | No Data | No Data | No Data | No Data | No Data | No Data | 7.2 | 51.7038 | 27.3 | 27.8406 | 60.3 | 64.7538
2018-11-13 21:00 | No Data | No Data | No Data | No Data | 54.5968 | 60.8957 | No Data | No Data | No Data | No Data | No Data | No Data | No Data | No Data | 0 | 50.8771 | 32.305 | 32.7632 | 65.4 | 70.0512
2018-11-13 21:30 | No Data | No Data | No Data | No Data | 53.315 | 59.7492 | No Data | No Data | No Data | No Data | No Data | No Data | No Data | No Data | -15.2 | -49.968 | 48.23 | 48.7105 | 78.2 | 82.0181
2018-11-13 22:00 | No Data | No Data | No Data | No Data | 49.6773 | 57.7444 | No Data | No Data | No Data | No Data | No Data | No Data | No Data | No Data | -18.4 | -52.5281 | 47.775 | 48.4719 | 76.6 | 80.3318
2018-11-13 22:30 | No Data | No Data | No Data | No Data | 57.5143 | 64.6102 | No Data | No Data | No Data | No Data | No Data | No Data | No Data | No Data | -19.6 | -54.0992 | 49.14 | 49.9755 | 80.6 | 84.1259
2018-11-13 23:00 | No Data | No Data | No Data | No Data | 55.2071 | 61.8069 | No Data | No Data | No Data | No Data | No Data | No Data | No Data | No Data | -32.8 | -59.4643 | 58.24 | 59.0186 | 87.5 | 90.2233
2018-11-13 23:30 | No Data | No Data | No Data | No Data | 55.1095 | 61.7197 | No Data | No Data | No Data | No Data | No Data | No Data | No Data | No Data | -21.6 | -54.4661 | 46.865 | 47.9221 | 79.7 | 86.1474
2018-11-14 | No Data | No Data | No Data | No Data | 64.1306 | 68.6012 | No Data | No Data | No Data | No Data | No Data | No Data | No Data | No Data | -28 | -56.2622 | 52.325 | 53.4523 | 87.3 | 94.2796
2018-11-14 00:30 | No Data | No Data | No Data | No Data | 80.1221 | 82.0186 | No Data | No Data | No Data | No Data | No Data | No Data | No Data | No Data | -14 | -51.923 | 39.13 | 40.5052 | 85.6 | 94.9556
2018-11-14 01:00 | No Data | No Data | No Data | No Data | 70.1854 | 73.2221 | No Data | No Data | No Data | No Data | No Data | No Data | No Data | No Data | -20.4 | -54.0015 | 43.68 | 45.2536 | 83.2 | 90.4964
2018-11-14 01:30 | No Data | No Data | No Data | No Data | 64.4846 | 69.08 | No Data | No Data | No Data | No Data | No Data | No Data | No Data | No Data | -23.6 | -56.3773 | 46.41 | 47.5752 | 80.9 | 86.1107
2018-11-14 02:00 | No Data | No Data | No Data | No Data | 59.5163 | 65.1775 | No Data | No Data | No Data | No Data | No Data | No Data | No Data | No Data | -25.2 | -57.7844 | 46.865 | 47.9221 | 78.1 | 82.8001
2018-11-14 02:30 | No Data | No Data | No Data | No Data | 61.9211 | 68.0421 | No Data | No Data | No Data | No Data | No Data | No Data | No Data | No Data | -33.2 | -60.6867 | 53.235 | 54.2539 | 85.2 | 89.4365
2018-11-14 03:00 | No Data | No Data | No Data | No Data | 56.9039 | 64.3502 | No Data | No Data | No Data | No Data | No Data | No Data | No Data | No Data | -34.4 | -61.3514 | 55.055 | 56.1275 | 84.5 | 87.8696
2018-11-14 03:30 | No Data | No Data | No Data | No Data | 49.8726 | 59.422 | No Data | No Data | No Data | No Data | No Data | No Data | No Data | No Data | -30.8 | -58.3849 | 51.87 | 53.2019 | 78.2 | 81.2997
2018-11-14 04:00 | No Data | No Data | No Data | No Data | 50.0313 | 59.5553 | No Data | No Data | No Data | No Data | No Data | No Data | No Data | No Data | -34.4 | -60.0333 | 55.51 | 56.8532 | 82.3 | 85.2416
2018-11-14 04:30 | No Data | No Data | No Data | No Data | 44.8554 | 55.2785 | No Data | No Data | No Data | No Data | No Data | No Data | No Data | No Data | -30.8 | -58.7251 | 49.14 | 50.5439 | 76.5 | 79.6283
2018-11-14 05:00 | No Data | No Data | No Data | No Data | 46.54 | 56.654 | No Data | No Data | No Data | No Data | No Data | No Data | No Data | No Data | -30 | -58.9969 | 49.14 | 50.6524 | 76.4 | 78.3311
2018-11-14 05:30 | No Data | No Data | No Data | No Data | 49.8726 | 59.422 | No Data | No Data | No Data | No Data | No Data | No Data | No Data | No Data | -32.8 | -60.4688 | 50.96 | 52.6406 | 78.4 | 81.5924
2018-11-14 06:00 | No Data | No Data | No Data | No Data | 51.5694 | 59.6113 | No Data | No Data | No Data | No Data | No Data | No Data | No Data | No Data | -26.8 | -56.7295 | 43.225 | 45.0634 | 75.6 | 79.6578
2018-11-14 06:30 | No Data | No Data | No Data | No Data | 61.9211 | 66.3719 | No Data | No Data | No Data | No Data | No Data | No Data | No Data | No Data | -31.2 | -59.9573 | 45.955 | 48.2064 | 79.7 | 84.7439
2018-11-14 07:00 | No Data | No Data | No Data | No Data | 67.2557 | 70.6993 | No Data | No Data | No Data | No Data | No Data | No Data | No Data | No Data | -42.8 | -54.4132 | 40.95 | 41.9489 | 78.9 | 86.1934
2018-11-14 07:30 | No Data | No Data | No Data | No Data | 74.1283 | 75.9794 | No Data | No Data | No Data | No Data | No Data | No Data | No Data | No Data | -36.4 | -51.7672 | 34.58 | 35.2471 | 68.6 | 77.1953
2018-11-14 08:00 | No Data | No Data | No Data | No Data | 74.226 | 78.2823 | No Data | No Data | No Data | No Data | No Data | No Data | No Data | No Data | -34.4 | -51.2578 | 32.76 | 33.2897 | 66.8 | 74.5954
2018-11-14 08:30 | No Data | No Data | No Data | No Data | 65.8274 | 71.7167 | No Data | No Data | No Data | No Data | No Data | No Data | No Data | No Data | -32.8 | -51.1124 | 31.395 | 31.7914 | 58 | 63.9832
2018-11-14 09:00 | No Data | No Data | No Data | No Data | 61.9211 | 68.8747 | No Data | No Data | No Data | No Data | No Data | No Data | No Data | No Data | -37.2 | -53.752 | 35.945 | 36.2918 | 59.1 | 65.0171
2018-11-14 09:30 | No Data | No Data | No Data | No Data | 58.6496 | 66.7129 | No Data | No Data | No Data | No Data | No Data | No Data | No Data | No Data | -32.8 | -51.4198 | 31.395 | 31.723 | 53.6 | 59.5296
2018-11-14 10:00 | No Data | No Data | No Data | No Data | 56.7453 | 65.8911 | No Data | No Data | No Data | No Data | No Data | No Data | No Data | No Data | -30 | -50.8802 | 29.12 | 29.3466 | 43.7 | 49.2903
2018-11-14 10:30 | No Data | No Data | No Data | No Data | 51.5694 | 62.7416 | No Data | No Data | No Data | No Data | No Data | No Data | No Data | No Data | -23.6 | -48.8754 | 21.84 | 21.9582 | 27.3 | 33.3756
2018-11-14 11:00 | No Data | No Data | No Data | No Data | 51.5694 | 61.8245 | No Data | No Data | No Data | No Data | No Data | No Data | No Data | No Data | -19.6 | -46.711 | 19.565 | 19.7545 | 18.4 | 29.9252
2018-11-14 11:30 | No Data | No Data | No Data | No Data | 51.5694 | 61.8245 | No Data | No Data | No Data | No Data | No Data | No Data | No Data | No Data | -30.4 | -50.241 | 28.21 | 28.5746 | -3.6 | -19.7312
2018-11-14 12:00 | No Data | No Data | No Data | No Data | 51.8746 | 62.0793 | No Data | No Data | No Data | No Data | No Data | No Data | No Data | No Data | -30 | -48.7295 | 29.575 | 29.9955 | -7.6 | -17.9338
2018-11-14 12:30 | No Data | No Data | No Data | No Data | 50.0313 | 60.5475 | No Data | No Data | No Data | No Data | No Data | No Data | No Data | No Data | -24.4 | -48.2278 | 23.205 | 23.4888 | -7 | -18.3848
2018-11-14 13:00 | No Data | No Data | No Data | No Data | 46.4912 | 58.6763 | No Data | No Data | No Data | No Data | No Data | No Data | No Data | No Data | -24.8 | -49.4659 | 22.75 | 22.8635 | -11.8 | -18.2332
2018-11-14 13:30 | No Data | No Data | No Data | No Data | 36.0418 | 50.7985 | No Data | No Data | No Data | No Data | No Data | No Data | No Data | No Data | -17.2 | -46.1268 | 14.56 | 14.8137 | -4 | -20.2
2018-11-14 14:00 | No Data | No Data | No Data | No Data | 30.4997 | 47.0288 | No Data | No Data | No Data | No Data | No Data | No Data | No Data | No Data | -19.2 | -46.1805 | 17.29 | 17.669 | -17.8 | -24.3393
2018-11-14 14:30 | No Data | No Data | No Data | No Data | 20.2457 | 41.1261 | No Data | No Data | No Data | No Data | No Data | No Data | No Data | No Data | -5.2 | -45.1008 | 1.365 | 1.365 | -22.5 | -33.1905
2018-11-14 15:00 | No Data | No Data | No Data | No Data | 27.3259 | 43.7368 | No Data | No Data | No Data | No Data | No Data | No Data | No Data | No Data | -15.2 | -46.5515 | 13.195 | 13.2263 | -22.9 | -28.943
2018-11-14 15:30 | No Data | No Data | No Data | No Data | 23.8834 | 41.6728 | No Data | No Data | No Data | No Data | No Data | No Data | No Data | No Data | -6.8 | -45.3131 | 3.185 | 3.4652 | -28.1 | -31.7128
2018-11-14 16:00 | No Data | No Data | No Data | No Data | 27.985 | 42.8989 | No Data | No Data | No Data | No Data | No Data | No Data | No Data | No Data | -1.6 | -46.4276 | 0 | 0 | -27.6 | -33.8514
2018-11-14 16:30 | No Data | No Data | No Data | No Data | 24.506 | 40.7148 | No Data | No Data | No Data | No Data | No Data | No Data | No Data | No Data | -6.4 | -43.6715 | 4.095 | 4.4812 | -29.2 | -36.1432
2018-11-14 17:00 | No Data | No Data | No Data | No Data | 29.9382 | 42.93 | No Data | No Data | No Data | No Data | No Data | No Data | No Data | No Data | -29.6 | -32.9169 | 27.3 | 42.644 | -4.6 | -24.4369
2018-11-14 17:30 | No Data | No Data | No Data | No Data | 34.1375 | 44.8784 | No Data | No Data | No Data | No Data | No Data | No Data | No Data | No Data | -32 | -34.6156 | 30.03 | 44.7776 | 1.9 | 24.9128
2018-11-14 18:00 | No Data | No Data | No Data | No Data | 26.4958 | 39.3342 | No Data | No Data | No Data | No Data | No Data | No Data | No Data | No Data | -35.6 | -38.2539 | 34.125 | 46.9907 | 9.1 | 23.1625
2018-11-14 18:30 | No Data | No Data | No Data | No Data | 30.8537 | 43.8241 | No Data | No Data | No Data | No Data | No Data | No Data | No Data | No Data | -42.4 | -44.176 | 41.86 | 52.5993 | 26.1 | 41.6049
2018-11-14 19:00 | No Data | No Data | No Data | No Data | 34.8089 | 45.2559 | No Data | No Data | No Data | No Data | No Data | No Data | No Data | No Data | -43.2 | -44.9444 | 40.95 | 52.1586 | 44.9 | 55.3694
2018-11-14 19:30 | No Data | No Data | No Data | No Data | 37.0062 | 43.7225 | No Data | No Data | No Data | No Data | No Data | No Data | No Data | No Data | -36 | -38.3437 | 35.49 | 47.9912 | 59.7 | 68.6042
2018-11-14 20:00 | No Data | No Data | No Data | No Data | 32.5505 | 40.0218 | No Data | No Data | No Data | No Data | No Data | No Data | No Data | No Data | -30.8 | -33.669 | 28.21 | 42.5468 | 60.8 | 71.4345
2018-11-14 20:30 | No Data | No Data | No Data | No Data | 37.6776 | 45.4039 | No Data | No Data | No Data | No Data | No Data | No Data | No Data | No Data | -28.4 | -30.989 | 27.755 | 44.3409 | 59.9 | 68.6802
2018-11-14 21:00 | No Data | No Data | No Data | No Data | 33.0144 | 40.3367 | No Data | No Data | No Data | No Data | No Data | No Data | No Data | No Data | -25.2 | -28.0856 | 23.66 | 41.8995 | 53.6 | 59.6169
2018-11-14 21:30 | No Data | No Data | No Data | No Data | 43.9887 | 50.5335 | No Data | No Data | No Data | No Data | No Data | No Data | No Data | No Data | -26.4 | -28.5237 | 25.48 | 45.1804 | 54.9 | 60.3657
2018-11-14 22:00 | No Data | No Data | No Data | No Data | 47.5654 | 53.6758 | No Data | No Data | No Data | No Data | No Data | No Data | No Data | No Data | -27.2 | -28.5881 | 25.48 | 45.9347 | 53.7 | 60.7942
2018-11-14 22:30 | No Data | No Data | No Data | No Data | 51.313 | 57.0233 | No Data | No Data | No Data | No Data | No Data | No Data | No Data | No Data | -22 | -28.9386 | 19.565 | 34.7055 | 49.8 | 56.1786
2018-11-14 23:00 | No Data | No Data | No Data | No Data | 47.6753 | 53.7958 | No Data | No Data | No Data | No Data | No Data | No Data | No Data | No Data | -17.6 | -26.3424 | 15.925 | 32.7916 | 43.1 | 49.7757
2018-11-14 23:30 | No Data | No Data | No Data | No Data | 45.1118 | 51.5377 | No Data | No Data | No Data | No Data | No Data | No Data | No Data | No Data | -16.8 | -25.8147 | 14.56 | 31.3422 | 48 | 54.2595
2018-11-15 | No Data | No Data | No Data | No Data | 53.7179 | 58.5039 | No Data | No Data | No Data | No Data | No Data | No Data | No Data | No Data | -16.4 | -26.4877 | 14.56 | 30.94 | 50.1 | 55.7697
2018-11-15 00:30 | No Data | No Data | No Data | No Data | 62.5925 | 65.9488 | No Data | No Data | No Data | No Data | No Data | No Data | No Data | No Data | -8.8 | -26.315 | 6.37 | 24.0634 | 53.7 | 60.9355
2018-11-15 01:00 | No Data | No Data | No Data | No Data | 55.5123 | 59.9049 | No Data | No Data | No Data | No Data | No Data | No Data | No Data | No Data | -6 | -23.9633 | 4.55 | 25.4353 | 44.9 | 51.2938
2018-11-15 01:30 | No Data | No Data | No Data | No Data | 43.061 | 50.2236 | No Data | No Data | No Data | No Data | No Data | No Data | No Data | No Data | -7.2 | -24.6739 | 3.64 | 25.7387 | 38.6 | 44.0386
2018-11-15 02:00 | No Data | No Data | No Data | No Data | 43.061 | 50.2236 | No Data | No Data | No Data | No Data | No Data | No Data | No Data | No Data | -3.6 | -22.6874 | 2.275 | 27.0333 | 31.5 | 36.735
2018-11-15 02:30 | No Data | No Data | No Data | No Data | 44.3915 | 51.3689 | No Data | No Data | No Data | No Data | No Data | No Data | No Data | No Data | -5.2 | -22.2171 | 3.64 | 27.9927 | 33.4 | 37.4775
2018-11-15 03:00 | No Data | No Data | No Data | No Data | 41.0101 | 49.3683 | No Data | No Data | No Data | No Data | No Data | No Data | No Data | No Data | -6.8 | -21.5035 | 5.005 | 28.7335 | 32 | 36.7642
2018-11-15 03:30 | No Data | No Data | No Data | No Data | 40.7538 | 49.1556 | No Data | No Data | No Data | No Data | No Data | No Data | No Data | No Data | -4.4 | -22.0436 | 3.185 | 28.3892 | 28.3 | 33.3793
2018-11-15 04:00 | No Data | No Data | No Data | No Data | 40.7538 | 50.6626 | No Data | No Data | No Data | No Data | No Data | No Data | No Data | No Data | -7.2 | -21.6333 | 4.095 | 28.8952 | 30.3 | 35.4493
2018-11-15 04:30 | No Data | No Data | No Data | No Data | 37.1649 | 47.8231 | No Data | No Data | No Data | No Data | No Data | No Data | No Data | No Data | -8.4 | -23.1758 | 5.915 | 28.3783 | 32.2 | 36.9385
2018-11-15 05:00 | No Data | No Data | No Data | No Data | 35.2728 | 46.368 | No Data | No Data | No Data | No Data | No Data | No Data | No Data | No Data | -8 | -22.2854 | 5.46 | 28.3783 | 31.5 | 36.6836
2018-11-15 05:30 | No Data | No Data | No Data | No Data | 36.9574 | 46.5868 | No Data | No Data | No Data | No Data | No Data | No Data | No Data | No Data | -5.2 | -21.4401 | 3.185 | 28.3892 | 31.5 | 35.8422
2018-11-15 06:00 | No Data | No Data | No Data | No Data | 38.8006 | 47.1085 | No Data | No Data | No Data | No Data | No Data | No Data | No Data | No Data | -2.8 | -21.7807 | 0.455 | 27.3038 | 30 | 35.4572
2018-11-15 06:30 | No Data | No Data | No Data | No Data | 44.1352 | 49.409 | No Data | No Data | No Data | No Data | No Data | No Data | No Data | No Data | -7.2 | -23.5287 | 6.37 | 26.7058 | 36.3 | 43.9628
2018-11-15 07:00 | No Data | No Data | No Data | No Data | 54.4869 | 58.0253 | No Data | No Data | No Data | No Data | No Data | No Data | No Data | No Data | -13.2 | -24.6349 | 9.555 | 28.9238 | 28.9 | 40.1699
2018-11-15 07:30 | No Data | No Data | No Data | No Data | 62.8977 | 64.9395 | No Data | No Data | No Data | No Data | No Data | No Data | No Data | No Data | -17.2 | -26.9904 | 14.105 | 29.923 | 16.3 | 33.5288
2018-11-15 08:00 | No Data | No Data | No Data | No Data | 64.5945 | 65.7007 | No Data | No Data | No Data | No Data | No Data | No Data | No Data | No Data | -17.6 | -28.4872 | 15.015 | 29.575 | -5 | -26.0837
2018-11-15 08:30 | No Data | No Data | No Data | No Data | 48.4443 | 52.411 | No Data | No Data | No Data | No Data | No Data | No Data | No Data | No Data | -17.6 | -26.3424 | 15.47 | 32.1734 | -19.4 | -25.5979
2018-11-15 09:00 | No Data | No Data | No Data | No Data | 41.2665 | 45.8583 | No Data | No Data | No Data | No Data | No Data | No Data | No Data | No Data | -15.2 | -24.4884 | 13.65 | 31.7491 | -25.1 | -28.5955
2018-11-15 09:30 | No Data | No Data | No Data | No Data | 36.1395 | 42.4704 | No Data | No Data | No Data | No Data | No Data | No Data | No Data | No Data | -11.2 | -26.4847 | 8.645 | 25.6178 | -33 | -35.0463
2018-11-15 10:00 | No Data | No Data | No Data | No Data | 32.5505 | 40.8103 | No Data | No Data | No Data | No Data | No Data | No Data | No Data | No Data | -7.6 | -25.5562 | 5.46 | 24.7254 | -38.7 | -39.6011
2018-11-15 10:30 | No Data | No Data | No Data | No Data | 32.5994 | 40.8492 | No Data | No Data | No Data | No Data | No Data | No Data | No Data | No Data | -2.4 | -25.6125 | 0 | 23.205 | -44.3 | -44.9989
2018-11-15 11:00 | No Data | No Data | No Data | No Data | 24.3961 | 34.6571 | No Data | No Data | No Data | No Data | No Data | No Data | No Data | No Data | -2 | -26.0768 | 0.455 | 22.2996 | -45.9 | -46.0918
2018-11-15 11:30 | No Data | No Data | No Data | No Data | 25.4215 | 36.587 | No Data | No Data | No Data | No Data | No Data | No Data | No Data | No Data | -1.6 | -26.8119 | -0.91 | -22.3136 | -45.8 | -45.9574
2018-11-15 12:00 | No Data | No Data | No Data | No Data | 21.2711 | 33.8351 | No Data | No Data | No Data | No Data | No Data | No Data | No Data | No Data | -6.4 | -26.3879 | 3.185 | 22.5214 | -42.5 | -42.8049
2018-11-15 12:30 | No Data | No Data | No Data | No Data | 22.9679 | 34.9268 | No Data | No Data | No Data | No Data | No Data | No Data | No Data | No Data | -7.2 | -26.9785 | 5.005 | 22.8499 | -40.9 | -41.1692
2018-11-15 13:00 | No Data | No Data | No Data | No Data | 22.4552 | 37.1411 | No Data | No Data | No Data | No Data | No Data | No Data | No Data | No Data | -10 | -27.1116 | 6.825 | 24.1879 | -37 | -37.2607
2018-11-15 13:30 | No Data | No Data | No Data | No Data | 24.0909 | 38.1523 | No Data | No Data | No Data | No Data | No Data | No Data | No Data | No Data | -10.8 | -27.1116 | 8.19 | 24.6079 | -38 | -38.0958
2018-11-15 14:00 | No Data | No Data | No Data | No Data | 24.8112 | 38.6111 | No Data | No Data | No Data | No Data | No Data | No Data | No Data | No Data | -18 | -29.3639 | 15.47 | 28.6506 | -29.5 | -30.1445
2018-11-15 14:30 | No Data | No Data | No Data | No Data | 28.4489 | 41.0435 | No Data | No Data | No Data | No Data | No Data | No Data | No Data | No Data | -22 | -31.9725 | 18.655 | 30.4884 | -24.9 | -26.2469
2018-11-15 15:00 | No Data | No Data | No Data | No Data | 26.1418 | 39.4793 | No Data | No Data | No Data | No Data | No Data | No Data | No Data | No Data | -24 | -32.2887 | 21.84 | 32.5349 | -22.1 | -23.5722
2018-11-15 15:30 | No Data | No Data | No Data | No Data | 31.3664 | 42.0115 | No Data | No Data | No Data | No Data | No Data | No Data | No Data | No Data | -35.2 | -40.289 | 34.58 | 43.225 | -6.8 | -15.2948
2018-11-15 16:00 | No Data | No Data | No Data | No Data | 30.9148 | 40.4623 | No Data | No Data | No Data | No Data | No Data | No Data | No Data | No Data | -35.6 | -41.2311 | 33.67 | 42.2244 | -6.3 | -11.3991
2018-11-15 16:30 | No Data | No Data | No Data | No Data | 38.1415 | 45.2829 | No Data | No Data | No Data | No Data | No Data | No Data | No Data | No Data | -35.6 | -40.6389 | 34.125 | 42.8619 | -2.9 | -11.086
2018-11-15 17:00 | No Data | No Data | No Data | No Data | 38.6542 | 45.7155 | No Data | No Data | No Data | No Data | No Data | No Data | No Data | No Data | -41.2 | -44.9604 | 40.495 | 48.335 | 2.1 | 12.6752
2018-11-15 17:30 | No Data | No Data | No Data | No Data | 44.3427 | 49.4801 | No Data | No Data | No Data | No Data | No Data | No Data | No Data | No Data | -49.2 | -51.8614 | 47.775 | 55.0249 | 12.3 | 20.6603
2018-11-15 18:00 | No Data | No Data | No Data | No Data | 46.4912 | 51.4144 | No Data | No Data | No Data | No Data | No Data | No Data | No Data | No Data | -56.8 | -58.4999 | 55.965 | 62.879 | 25.2 | 32.5484
2018-11-15 18:30 | No Data | No Data | No Data | No Data | 44.9043 | 49.984 | No Data | No Data | No Data | No Data | No Data | No Data | No Data | No Data | -23.2 | -32.5281 | 51.87 | 59.2636 | 30.4 | 37.8208
2018-11-15 19:00 | No Data | No Data | No Data | No Data | 43.1586 | 48.4218 | No Data | No Data | No Data | No Data | No Data | No Data | No Data | No Data | -24 | -32.2887 | 55.055 | 62.0704 | 53.6 | 58.7278
2018-11-15 19:30 | No Data | No Data | No Data | No Data | 38.0316 | 43.9137 | No Data | No Data | No Data | No Data | No Data | No Data | No Data | No Data | -26.8 | -32.9679 | 58.695 | 65.7251 | 79.7 | 85.6991
2018-11-15 20:00 | No Data | No Data | No Data | No Data | 32.1965 | 38.9695 | No Data | No Data | No Data | No Data | No Data | No Data | No Data | No Data | -22.8 | -31.6834 | 53.235 | 60.8987 | 80.8 | 87.4311
2018-11-15 20:30 | No Data | No Data | No Data | No Data | 27.216 | 34.9674 | No Data | No Data | No Data | No Data | No Data | No Data | No Data | No Data | -16.4 | -28.7388 | 45.045 | 53.3923 | 74.2 | 80.3002
2018-11-15 21:00 | No Data | No Data | No Data | No Data | 24.9088 | 33.2033 | No Data | No Data | No Data | No Data | No Data | No Data | No Data | No Data | -22 | -31.3968 | 52.78 | 60.725 | 79.6 | 85.351
2018-11-15 21:30 | No Data | No Data | No Data | No Data | 27.1183 | 34.8914 | No Data | No Data | No Data | No Data | No Data | No Data | No Data | No Data | -24 | -33.6595 | 50.96 | 58.9203 | 77.8 | 81.5966
2018-11-15 22:00 | No Data | No Data | No Data | No Data | 23.4806 | 30.6477 | No Data | No Data | No Data | No Data | No Data | No Data | No Data | No Data | -10.4 | -30.2443 | 35.945 | 45.1368 | 61.2 | 64.5422
2018-11-15 22:30 | No Data | No Data | No Data | No Data | 28.8029 | 35.9078 | No Data | No Data | No Data | No Data | No Data | No Data | No Data | No Data | 4.4 | 32.6974 | 21.84 | 33.215 | 49 | 53.2319
2018-11-15 23:00 | No Data | No Data | No Data | No Data | 25.3239 | 33.1822 | No Data | No Data | No Data | No Data | No Data | No Data | No Data | No Data | -2.4 | -31.2922 | 26.39 | 37.0008 | 53 | 56.719
2018-11-15 23:30 | No Data | No Data | No Data | No Data | 28.8029 | 35.9078 | No Data | No Data | No Data | No Data | No Data | No Data | No Data | No Data | -8.4 | -32.311 | 30.94 | 40.9626 | 62 | 65.7875
2018-11-16 | No Data | No Data | No Data | No Data | 37.9339 | 43.5746 | No Data | No Data | No Data | No Data | No Data | No Data | No Data | No Data | -12.8 | -32.249 | 35.49 | 45.0542 | 71.1 | 74.946
2018-11-16 00:30 | No Data | No Data | No Data | No Data | 55.1583 | 59.1794 | No Data | No Data | No Data | No Data | No Data | No Data | No Data | No Data | -1.2 | -30.4237 | 26.845 | 37.9646 | 70.9 | 79.0684
2018-11-16 01:00 | No Data | No Data | No Data | No Data | 53.1075 | 57.2727 | No Data | No Data | No Data | No Data | No Data | No Data | No Data | No Data | -10.4 | -30.2443 | 36.4 | 45.7744 | 75 | 81.6201
2018-11-16 01:30 | No Data | No Data | No Data | No Data | 41.828 | 48.6643 | No Data | No Data | No Data | No Data | No Data | No Data | No Data | No Data | -10.8 | -32.6386 | 33.215 | 42.644 | 67.1 | 72.0701
2018-11-16 02:00 | No Data | No Data | No Data | No Data | 45.771 | 52.8928 | No Data | No Data | No Data | No Data | No Data | No Data | No Data | No Data | -8.4 | -34.2462 | 29.12 | 39.2989 | 58.3 | 62.8955
2018-11-16 02:30 | No Data | No Data | No Data | No Data | 47.5166 | 54.4105 | No Data | No Data | No Data | No Data | No Data | No Data | No Data | No Data | -17.6 | -35.1272 | 38.22 | 47.2346 | 68.2 | 72.1027
2018-11-16 03:00 | No Data | No Data | No Data | No Data | 44.184 | 52.4715 | No Data | No Data | No Data | No Data | No Data | No Data | No Data | No Data | -21.6 | -37.2924 | 41.405 | 49.8469 | 68.5 | 71.7056
2018-11-16 03:30 | No Data | No Data | No Data | No Data | 49.2134 | 56.7714 | No Data | No Data | No Data | No Data | No Data | No Data | No Data | No Data | -21.6 | -36.6431 | 43.225 | 51.3687 | 68.1 | 71.3236
2018-11-16 04:00 | No Data | No Data | No Data | No Data | 45.0019 | 53.162 | No Data | No Data | No Data | No Data | No Data | No Data | No Data | No Data | -22.4 | -37.4401 | 42.315 | 50.8563 | 66.7 | 70.2659
2018-11-16 04:30 | No Data | No Data | No Data | No Data | 42.9633 | 51.4478 | No Data | No Data | No Data | No Data | No Data | No Data | No Data | No Data | -18.8 | -35.404 | 40.495 | 49.0936 | 63.1 | 66.6301
2018-11-16 05:00 | No Data | No Data | No Data | No Data | 39.472 | 49.6744 | No Data | No Data | No Data | No Data | No Data | No Data | No Data | No Data | -15.6 | -34.8827 | 35.49 | 44.7753 | 61.2 | 64.6381
2018-11-16 05:30 | No Data | No Data | No Data | No Data | 38.0316 | 48.5376 | No Data | No Data | No Data | No Data | No Data | No Data | No Data | No Data | -18.8 | -35.0657 | 40.95 | 49.7263 | 66.8 | 71.0484
2018-11-16 06:00 | No Data | No Data | No Data | No Data | 43.1586 | 51.4443 | No Data | No Data | No Data | No Data | No Data | No Data | No Data | No Data | -25.6 | -37.6447 | 46.865 | 54.7004 | 76.9 | 81.8389
2018-11-16 06:30 | No Data | No Data | No Data | No Data | 51.8746 | 57.0525 | No Data | No Data | No Data | No Data | No Data | No Data | No Data | No Data | -14.8 | -31.6708 | 37.765 | 47.4118 | 69.8 | 76.8692
2018-11-16 07:00 | No Data | No Data | No Data | No Data | 63.154 | 66.2457 | No Data | No Data | No Data | No Data | No Data | No Data | No Data | No Data | -19.2 | -33.2938 | 42.77 | 51.9996 | 59.9 | 68.6313
2018-11-16 07:30 | No Data | No Data | No Data | No Data | 68.5863 | 69.9802 | No Data | No Data | No Data | No Data | No Data | No Data | No Data | No Data | -23.2 | -32.8098 | 49.595 | 58.6968 | 48.5 | 61.002
2018-11-16 08:00 | No Data | No Data | No Data | No Data | 70.5394 | 71.5112 | No Data | No Data | No Data | No Data | No Data | No Data | No Data | No Data | -17.2 | -37.0362 | 44.59 | 55.8743 | 22.5 | 37.1012
2018-11-16 08:30 | No Data | No Data | No Data | No Data | 59.3576 | 62.3469 | No Data | No Data | No Data | No Data | No Data | No Data | No Data | No Data | -26 | -42.1692 | 22.295 | 37.0371 | -11.9 | -22.3343
2018-11-16 09:00 | No Data | No Data | No Data | No Data | 54.0841 | 57.9179 | No Data | No Data | No Data | No Data | No Data | No Data | No Data | No Data | -25.2 | -42 | 20.475 | 35.9709 | -19 | -27.0119
2018-11-16 09:30 | No Data | No Data | No Data | No Data | 49.9336 | 54.7554 | No Data | No Data | No Data | No Data | No Data | No Data | No Data | No Data | -22.4 | -43.4235 | 15.015 | 33.1682 | -24.4 | -29.1234
2018-11-16 10:00 | No Data | No Data | No Data | No Data | 46.3935 | 53.2818 | No Data | No Data | No Data | No Data | No Data | No Data | No Data | No Data | -15.6 | -41.0775 | 10.92 | 30.6746 | -32.2 | -33.4885
2018-11-16 10:30 | No Data | No Data | No Data | No Data | 43.061 | 50.4067 | No Data | No Data | No Data | No Data | No Data | No Data | No Data | No Data | -7.6 | -41.8951 | 3.185 | 26.1298 | -40.9 | -40.9704
2018-11-16 11:00 | No Data | No Data | No Data | No Data | 39.5209 | 47.4182 | No Data | No Data | No Data | No Data | No Data | No Data | No Data | No Data | -3.6 | -40.9585 | 1.365 | 25.939 | -42.3 | -42.4209
2018-11-16 11:30 | No Data | No Data | No Data | No Data | 29.9382 | 40.8896 | No Data | No Data | No Data | No Data | No Data | No Data | No Data | No Data | -9.2 | -34.4511 | -9.555 | -23.4226 | -51.6 | -51.6512
2018-11-16 12:00 | No Data | No Data | No Data | No Data | 22.9068 | 35.1544 | No Data | No Data | No Data | No Data | No Data | No Data | No Data | No Data | -6.4 | -34.2041 | -12.74 | -24.115 | -58.3 | -58.3042
2018-11-16 12:30 | No Data | No Data | No Data | No Data | 21.2711 | 34.1111 | No Data | No Data | No Data | No Data | No Data | No Data | No Data | No Data | -2.4 | -34.4836 | -16.38 | -25.8671 | -61.8 | -61.8324
2018-11-16 13:00 | No Data | No Data | No Data | No Data | 19.0616 | 32.7789 | No Data | No Data | No Data | No Data | No Data | No Data | No Data | No Data | 2 | 35.2 | -16.835 | -25.811 | -62.3 | -62.3821
2018-11-16 13:30 | No Data | No Data | No Data | No Data | 26.1906 | 35.8343 | No Data | No Data | No Data | No Data | No Data | No Data | No Data | No Data | -3.6 | -32.997 | -10.92 | -23.6074 | -56.4 | -56.5417
2018-11-16 14:00 | No Data | No Data | No Data | No Data | 27.4723 | 36.7815 | No Data | No Data | No Data | No Data | No Data | No Data | No Data | No Data | -6 | -32.9509 | -8.645 | -23.0663 | -53.3 | -53.6146
2018-11-16 14:30 | No Data | No Data | No Data | No Data | 23.6271 | 34.0058 | No Data | No Data | No Data | No Data | No Data | No Data | No Data | No Data | -1.2 | -33.2385 | -14.56 | -25.1241 | -57.5 | -57.9742
2018-11-16 15:00 | No Data | No Data | No Data | No Data | 22.858 | 33.476 | No Data | No Data | No Data | No Data | No Data | No Data | No Data | No Data | -8 | -30.662 | -8.645 | -23.9124 | -51.3 | -51.4716
2018-11-16 15:30 | No Data | No Data | No Data | No Data | 13.6782 | 26.387 | No Data | No Data | No Data | No Data | No Data | No Data | No Data | No Data | 5.2 | 32.2019 | -19.11 | -27.3492 | -61.9 | -61.9207
2018-11-16 16:00 | No Data | No Data | No Data | No Data | 15.6802 | 25.656 | No Data | No Data | No Data | No Data | No Data | No Data | No Data | No Data | 3.6 | 31.8044 | -16.835 | -26.1576 | -55.9 | -56.029
2018-11-16 16:30 | No Data | No Data | No Data | No Data | 25.1652 | 32.3365 | No Data | No Data | No Data | No Data | No Data | No Data | No Data | No Data | 3.2 | 32.0899 | -18.655 | -27.0333 | -54.7 | -55.0173
2018-11-16 17:00 | No Data | No Data | No Data | No Data | 26.6056 | 33.4697 | No Data | No Data | No Data | No Data | No Data | No Data | No Data | No Data | 3.6 | 31.8044 | -19.11 | -27.6766 | -54.9 | -55.2953
2018-11-16 17:30 | No Data | No Data | No Data | No Data | 26.5568 | 32.3444 | No Data | No Data | No Data | No Data | No Data | No Data | No Data | No Data | -1.6 | -31.691 | -14.105 | -25.2392 | -48.8 | -49.552
2018-11-16 18:00 | No Data | No Data | No Data | No Data | 22.3941 | 29.024 | No Data | No Data | No Data | No Data | No Data | No Data | No Data | No Data | 0 | 32 | -9.1 | -22.8227 | -37.5 | -38.4293
2018-11-16 18:30 | No Data | No Data | No Data | No Data | 20.4044 | 27.5179 | No Data | No Data | No Data | No Data | No Data | No Data | No Data | No Data | -11.6 | -32.1646 | 1.365 | 23.2451 | -17.7 | -22.4439
2018-11-16 19:00 | No Data | No Data | No Data | No Data | 22.089 | 28.7892 | No Data | No Data | No Data | No Data | No Data | No Data | No Data | No Data | -16 | -30.8701 | 20.475 | 33.0432 | 21 | 29.6985
2018-11-16 19:30 | No Data | No Data | No Data | No Data | 23.3219 | 30.8277 | No Data | No Data | No Data | No Data | No Data | No Data | No Data | No Data | -6.4 | -31.4579 | 35.035 | 45.849 | 56.9 | 63.9551
2018-11-16 20:00 | No Data | No Data | No Data | No Data | 17.8408 | 26.9208 | No Data | No Data | No Data | No Data | No Data | No Data | No Data | No Data | -4.4 | -30.7168 | 37.765 | 47.9674 | 68.9 | 75.2682
2018-11-16 20:30 | No Data | No Data | No Data | No Data | 16.7544 | 26.2134 | No Data | No Data | No Data | No Data | No Data | No Data | No Data | No Data | -4.8 | -33.1494 | 39.13 | 49.6868 | 70.1 | 77.3941
2018-11-16 21:00 | No Data | No Data | No Data | No Data | 20.1968 | 28.5368 | No Data | No Data | No Data | No Data | No Data | No Data | No Data | No Data | -8.4 | -33.0841 | 41.86 | 52.0533 | 71 | 77.8371
2018-11-16 21:30 | No Data | No Data | No Data | No Data | 22.3453 | 30.0956 | No Data | No Data | No Data | No Data | No Data | No Data | No Data | No Data | -8.4 | -33.4712 | 44.135 | 53.8997 | 72.6 | 78.7465
2018-11-16 22:00 | No Data | No Data | No Data | No Data | 16.4981 | 26.0503 | No Data | No Data | No Data | No Data | No Data | No Data | No Data | No Data | -8 | -34.1503 | 40.95 | 51.0513 | 69 | 74.1676
2018-11-16 22:30 | No Data | No Data | No Data | No Data | 22.0401 | 29.8697 | No Data | No Data | No Data | No Data | No Data | No Data | No Data | No Data | 10.4 | 37.4721 | 23.205 | 36.1775 | 54.1 | 60.5979
2018-11-16 23:00 | No Data | No Data | No Data | No Data | 18.6099 | 27.4365 | No Data | No Data | No Data | No Data | No Data | No Data | No Data | No Data | 19.2 | 55.4314 | 12.285 | 18.3642 | 40.9 | 46.3471
2018-11-16 23:30 | No Data | No Data | No Data | No Data | 22.1378 | 29.9419 | No Data | No Data | No Data | No Data | No Data | No Data | No Data | No Data | 18 | 54.6494 | 11.375 | 17.4212 | 44.7 | 50.179
2018-11-17 | No Data | No Data | No Data | No Data | 29.7795 | 35.9618 | No Data | No Data | No Data | No Data | No Data | No Data | No Data | No Data | 16.4 | 54.9065 | 12.285 | 18.3642 | 48.8 | 53.7372
2018-11-17 00:30 | No Data | No Data | No Data | No Data | 40.9125 | 44.6773 | No Data | No Data | No Data | No Data | No Data | No Data | No Data | No Data | 23.6 | 56.7408 | 5.915 | 14.8765 | 54.1 | 62.2531
2018-11-17 01:00 | No Data | No Data | No Data | No Data | 33.991 | 38.4398 | No Data | No Data | No Data | No Data | No Data | No Data | No Data | No Data | 13.2 | 52.4869 | 14.105 | 20.601 | 55.2 | 60.7217
2018-11-17 01:30 | No Data | No Data | No Data | No Data | 24.6036 | 30.456 | No Data | No Data | No Data | No Data | No Data | No Data | No Data | No Data | 11.2 | 52.4107 | 15.47 | 21.2442 | 50.4 | 54.077
2018-11-17 02:00 | No Data | No Data | No Data | No Data | 21.3199 | 29.267 | No Data | No Data | No Data | No Data | No Data | No Data | No Data | No Data | 16 | 55.5539 | 7.28 | 15.47 | 40.2 | 45.4943
2018-11-17 02:30 | No Data | No Data | No Data | No Data | 21.1124 | 29.1161 | No Data | No Data | No Data | No Data | No Data | No Data | No Data | No Data | 21.6 | 59.6483 | 0.91 | 12.3187 | 33.4 | 37.1214
2018-11-17 03:00 | No Data | No Data | No Data | No Data | 14.3008 | 24.6278 | No Data | No Data | No Data | No Data | No Data | No Data | No Data | No Data | 28.8 | 64.0412 | -5.915 | -12.021 | 22.8 | 26.703
2018-11-17 03:30 | No Data | No Data | No Data | No Data | 10.9682 | 22.8543 | No Data | No Data | No Data | No Data | No Data | No Data | No Data | No Data | 23.2 | 62.4679 | -3.185 | -11.375 | 25.2 | 27.3775
2018-11-17 04:00 | No Data | No Data | No Data | No Data | 7.2694 | 22.9763 | No Data | No Data | No Data | No Data | No Data | No Data | No Data | No Data | 33.6 | 76.9259 | -11.375 | -11.6003 | 13.4 | 16.0312
2018-11-17 04:30 | No Data | No Data | No Data | No Data | 4.8646 | 20.6795 | No Data | No Data | No Data | No Data | No Data | No Data | No Data | No Data | 34 | 77.4607 | -14.105 | -14.2219 | 12.5 | 14.5262
2018-11-17 05:00 | No Data | No Data | No Data | No Data | 1.3245 | 20.1428 | No Data | No Data | No Data | No Data | No Data | No Data | No Data | No Data | 35.2 | 77.9949 | -15.47 | -15.6364 | 10.4 | 13.306
2018-11-17 05:30 | No Data | No Data | No Data | No Data | -1.3855 | -16.7264 | No Data | No Data | No Data | No Data | No Data | No Data | No Data | No Data | 42.8 | 82.0478 | -22.75 | -23.0394 | 3.3 | 8.2855
2018-11-17 06:00 | No Data | No Data | No Data | No Data | 0.0061036 | 13.3852 | No Data | No Data | No Data | No Data | No Data | No Data | No Data | No Data | 46.8 | 84.2036 | -26.39 | -26.7058 | 2.5 | 7.8109
2018-11-17 06:30 | No Data | No Data | No Data | No Data | 4.1932 | 12.1883 | No Data | No Data | No Data | No Data | No Data | No Data | No Data | No Data | 37.6 | 75.6116 | -16.38 | -16.5372 | 10.9 | 16.2856
2018-11-17 07:00 | No Data | No Data | No Data | No Data | 5.7313 | 12.7992 | No Data | No Data | No Data | No Data | No Data | No Data | No Data | No Data | 38 | 75.4655 | -20.93 | -21.1073 | -10.3 | -16.9012
2018-11-17 07:30 | No Data | No Data | No Data | No Data | 9.1737 | 13.3854 | No Data | No Data | No Data | No Data | No Data | No Data | No Data | No Data | 32.8 | 71.5598 | -23.205 | -23.4888 | -34.6 | -35.321
2018-11-17 08:00 | No Data | No Data | No Data | No Data | 13.9956 | 18.6396 | No Data | No Data | No Data | No Data | No Data | No Data | No Data | No Data | 27.6 | 70.0651 | -26.39 | -26.5815 | -58.7 | -58.7872
2018-11-17 08:30 | No Data | No Data | No Data | No Data | 5.6336 | 16.9605 | No Data | No Data | No Data | No Data | No Data | No Data | No Data | No Data | 22 | 61.2849 | -34.58 | -35.6442 | -73.5 | -74.0249
2018-11-17 09:00 | No Data | No Data | No Data | No Data | -10.6752 | -17.7286 | No Data | No Data | No Data | No Data | No Data | No Data | No Data | No Data | 32.8 | 66.2842 | -48.685 | -50.3243 | -90.3 | -91.2329
2018-11-17 09:30 | No Data | No Data | No Data | No Data | -8.7709 | -14.9869 | No Data | No Data | No Data | No Data | No Data | No Data | No Data | No Data | 31.2 | 65.5072 | -44.59 | -46.2514 | -88.1 | -89.4187
2018-11-17 10:00 | No Data | No Data | No Data | No Data | -11.6396 | -19.4596 | No Data | No Data | No Data | No Data | No Data | No Data | No Data | No Data | 32 | 66.9436 | -45.955 | -47.8118 | -90.6 | -92.1627
2018-11-17 10:30 | No Data | No Data | No Data | No Data | -15.1797 | -23.0826 | No Data | No Data | No Data | No Data | No Data | No Data | No Data | No Data | 38.8 | 71.1168 | -52.78 | -55.0004 | -98.5 | -99.7434
2018-11-17 11:00 | No Data | No Data | No Data | No Data | -13.3364 | -23.8271 | No Data | No Data | No Data | No Data | No Data | No Data | No Data | No Data | 38.8 | 71.7886 | -52.78 | -54.7515 | -100.1 | -101.3865
2018-11-17 11:30 | No Data | No Data | No Data | No Data | -9.955 | -23.8175 | No Data | No Data | No Data | No Data | No Data | No Data | No Data | No Data | 29.2 | 65.6512 | -45.955 | -47.6883 | -93.4 | -93.8137
2018-11-17 12:00 | No Data | No Data | No Data | No Data | -6.4637 | -22.2432 | No Data | No Data | No Data | No Data | No Data | No Data | No Data | No Data | 1.6 | 53.6015 | -15.925 | -16.988 | -63.5 | -63.8217
2018-11-17 12:30 | No Data | No Data | No Data | No Data | -4.9256 | -23.5498 | No Data | No Data | No Data | No Data | No Data | No Data | No Data | No Data | -1.6 | -52.8545 | -11.83 | -12.5187 | -59.3 | -59.4781
2018-11-17 13:00 | No Data | No Data | No Data | No Data | -4.2664 | -21.6588 | No Data | No Data | No Data | No Data | No Data | No Data | No Data | No Data | -7.2 | -52.8923 | -5.46 | -6.5621 | -54.4 | -54.5396
2018-11-17 13:30 | No Data | No Data | No Data | No Data | -5.0843 | -21.6804 | No Data | No Data | No Data | No Data | No Data | No Data | No Data | No Data | -11.2 | -53.1925 | -1.82 | -1.82 | -50.1 | -50.1958
2018-11-17 14:00 | No Data | No Data | No Data | No Data | -10.8217 | -23.6049 | No Data | No Data | No Data | No Data | No Data | No Data | No Data | No Data | -10.4 | -51.9353 | -1.365 | -1.9304 | -50.1 | -50.1839
2018-11-17 14:30 | No Data | No Data | No Data | No Data | -10.3578 | -23.3521 | No Data | No Data | No Data | No Data | No Data | No Data | No Data | No Data | -13.2 | -51.7131 | 0.91 | 1.2869 | -45.9 | -45.9627
2018-11-17 15:00 | No Data | No Data | No Data | No Data | -9.3935 | -22.9406 | No Data | No Data | No Data | No Data | No Data | No Data | No Data | No Data | -18.8 | -52.6695 | 4.095 | 4.095 | -40.1 | -40.1976
2018-11-17 15:30 | No Data | No Data | No Data | No Data | -11.2367 | -22.1902 | No Data | No Data | No Data | No Data | No Data | No Data | No Data | No Data | -13.2 | -51.7131 | 0 | 1.365 | -45.3 | -45.3689
2018-11-17 16:00 | No Data | No Data | No Data | No Data | -8.0507 | -19.0811 | No Data | No Data | No Data | No Data | No Data | No Data | No Data | No Data | -15.6 | -54.6728 | 1.82 | 4.9005 | -38.8 | -38.8032
2018-11-17 16:30 | No Data | No Data | No Data | No Data | -12.0058 | -16.9013 | No Data | No Data | No Data | No Data | No Data | No Data | No Data | No Data | -13.2 | -55.2014 | 0 | 4.55 | -39.9 | -39.9452
2018-11-17 17:00 | No Data | No Data | No Data | No Data | -14.0566 | -18.3832 | No Data | No Data | No Data | No Data | No Data | No Data | No Data | No Data | -21.6 | -57.7886 | 8.645 | 10.7384 | -29.2 | -29.4727
2018-11-17 17:30 | No Data | No Data | No Data | No Data | -12.665 | -16.9637 | No Data | No Data | No Data | No Data | No Data | No Data | No Data | No Data | -20.8 | -58.6147 | 6.825 | 9.3358 | -29.6 | -29.9107
2018-11-17 18:00 | No Data | No Data | No Data | No Data | -12.2133 | -17.8243 | No Data | No Data | No Data | No Data | No Data | No Data | No Data | No Data | -18.4 | -57.8066 | 10.92 | 12.2089 | -20.4 | -21.8762
2018-11-17 18:30 | No Data | No Data | No Data | No Data | -14.7768 | -19.5653 | No Data | No Data | No Data | No Data | No Data | No Data | No Data | No Data | -26.4 | -59.3902 | 15.015 | 15.8272 | -8.2 | -14.2874
2018-11-17 19:00 | No Data | No Data | No Data | No Data | -12.5185 | -17.9209 | No Data | No Data | No Data | No Data | No Data | No Data | No Data | No Data | -15.6 | -56.2082 | 18.2 | 18.8756 | 17.1 | 24.683
2018-11-17 19:30 | No Data | No Data | No Data | No Data | -7.0253 | -18.2352 | No Data | No Data | No Data | No Data | No Data | No Data | No Data | No Data | 1.6 | 58.4055 | 27.755 | 27.8889 | 48 | 53.1828
2018-11-17 20:00 | No Data | No Data | No Data | No Data | -1.9593 | -18.6642 | No Data | No Data | No Data | No Data | No Data | No Data | No Data | No Data | 10 | 60.3682 | 25.935 | 26.0783 | 54.1 | 58.9042
2018-11-17 20:30 | No Data | No Data | No Data | No Data | 2.5086 | 20.3642 | No Data | No Data | No Data | No Data | No Data | No Data | No Data | No Data | 11.6 | 63.8624 | 23.205 | 23.3163 | 53.2 | 58.7388
2018-11-17 21:00 | No Data | No Data | No Data | No Data | 1.7884 | 20.209 | No Data | No Data | No Data | No Data | No Data | No Data | No Data | No Data | 8.4 | 62.1701 | 27.3 | 27.3946 | 30.3 | 37.9803
2018-11-17 21:30 | No Data | No Data | No Data | No Data | 0.0061036 | 20.209 | No Data | No Data | No Data | No Data | No Data | No Data | No Data | No Data | 8 | 63.7043 | 23.66 | 23.7691 | 27.1 | 33.5626
2018-11-17 22:00 | No Data | No Data | No Data | No Data | 0.0061036 | 20.209 | No Data | No Data | No Data | No Data | No Data | No Data | No Data | No Data | 14.4 | 67.1619 | 17.745 | 18.2114 | 18.9 | 24.958
2018-11-17 22:30 | No Data | No Data | No Data | No Data | 9.4301 | 22.3009 | No Data | No Data | No Data | No Data | No Data | No Data | No Data | No Data | 31.6 | 83.7873 | -0.455 | -18.6605 | 28.8 | 31.9356
2018-11-17 23:00 | No Data | No Data | No Data | No Data | 4.9134 | 20.7978 | No Data | No Data | No Data | No Data | No Data | No Data | No Data | No Data | 35.2 | 87.0356 | -4.55 | -20.9745 | 22.9 | 24.9882
2018-11-17 23:30 | No Data | No Data | No Data | No Data | 12.3964 | 23.7082 | No Data | No Data | No Data | No Data | No Data | No Data | No Data | No Data | 38.8 | 88.9125 | -5.915 | -21.3123 | 25.5 | 28.8064
2018-11-18 | No Data | No Data | No Data | No Data | 16.0464 | 24.269 | No Data | No Data | No Data | No Data | No Data | No Data | No Data | No Data | 34.8 | 86.1422 | -3.185 | -19.8225 | 31.1 | 34.147
2018-11-18 00:30 | No Data | No Data | No Data | No Data | 28.1926 | 33.5607 | No Data | No Data | No Data | No Data | No Data | No Data | No Data | No Data | 42 | 89.6473 | -10.92 | -22.8045 | 32.4 | 38.9955
2018-11-18 01:00 | No Data | No Data | No Data | No Data | 21.2711 | 26.6154 | No Data | No Data | No Data | No Data | No Data | No Data | No Data | No Data | 35.2 | 87.7679 | -7.28 | -20.4497 | 30.1 | 35.1229
2018-11-18 01:30 | No Data | No Data | No Data | No Data | 13.7392 | 21.0876 | No Data | No Data | No Data | No Data | No Data | No Data | No Data | No Data | 30.4 | 84.834 | -4.55 | -17.8787 | 28.7 | 30.3923
2018-11-18 02:00 | No Data | No Data | No Data | No Data | 2.9114 | 16.2603 | No Data | No Data | No Data | No Data | No Data | No Data | No Data | No Data | 32.4 | 86.6829 | -7.735 | -19.7755 | 20.8 | 22.4321
2018-11-18 02:30 | No Data | No Data | No Data | No Data | 8.8075 | 18.2618 | No Data | No Data | No Data | No Data | No Data | No Data | No Data | No Data | 32.4 | 87.054 | -8.645 | -19.7388 | 20.1 | 22.0229
2018-11-18 03:00 | No Data | No Data | No Data | No Data | 9.015 | 19.9021 | No Data | No Data | No Data | No Data | No Data | No Data | No Data | No Data | 29.2 | 86.2907 | -6.825 | -19.0123 | 18.8 | 19.8275
2018-11-18 03:30 | No Data | No Data | No Data | No Data | 4.6571 | 16.6148 | No Data | No Data | No Data | No Data | No Data | No Data | No Data | No Data | 31.2 | 86.9878 | -8.19 | -19.9579 | 16.2 | 17.0763
2018-11-18 04:00 | No Data | No Data | No Data | No Data | 4.4495 | 17.0522 | No Data | No Data | No Data | No Data | No Data | No Data | No Data | No Data | 18 | 82.7807 | 1.82 | 16.0287 | 25.9 | 26.992
2018-11-18 04:30 | No Data | No Data | No Data | No Data | 8.0995 | 21.534 | No Data | No Data | No Data | No Data | No Data | No Data | No Data | No Data | 17.2 | 81.8281 | 2.73 | 15.7945 | 25.5 | 27.8916
2018-11-18 05:00 | No Data | No Data | No Data | No Data | 11.5297 | 26.6308 | No Data | No Data | No Data | No Data | No Data | No Data | No Data | No Data | 18 | 82.3903 | 2.275 | 15.5767 | 24.9 | 26.2817
2018-11-18 05:30 | No Data | No Data | No Data | No Data | 17.0718 | 30.9368 | No Data | No Data | No Data | No Data | No Data | No Data | No Data | No Data | 20.4 | 82.9477 | 0 | 15.47 | 22.2 | 23.8076
2018-11-18 06:00 | No Data | No Data | No Data | No Data | 26.2394 | 36.7987 | No Data | No Data | No Data | No Data | No Data | No Data | No Data | No Data | 23.6 | 84.176 | -2.275 | -16.0867 | 21.4 | 22.7772
2018-11-18 06:30 | No Data | No Data | No Data | No Data | 29.987 | 38.4426 | No Data | No Data | No Data | No Data | No Data | No Data | No Data | No Data | 7.2 | 75.1457 | 13.65 | 19.304 | 36.7 | 38.8027
2018-11-18 07:00 | No Data | No Data | No Data | No Data | 25.9342 | 34.2729 | No Data | No Data | No Data | No Data | No Data | No Data | No Data | No Data | -2.8 | -75.2266 | 19.11 | 24.3031 | 28.9 | 31.8135
2018-11-18 07:30 | No Data | No Data | No Data | No Data | 31.2688 | 38.4679 | No Data | No Data | No Data | No Data | No Data | No Data | No Data | No Data | -11.6 | -75.2989 | 22.75 | 26.7678 | 11.5 | 15.708
2018-11-18 08:00 | No Data | No Data | No Data | No Data | 34.699 | 42.2212 | No Data | No Data | No Data | No Data | No Data | No Data | No Data | No Data | -10 | -75.4655 | 11.83 | 19.4748 | -14.3 | -15.1822
2018-11-18 08:30 | No Data | No Data | No Data | No Data | 26.2394 | 35.5966 | No Data | No Data | No Data | No Data | No Data | No Data | No Data | No Data | -5.6 | -65.8386 | -3.64 | -18.1145 | -36.4 | -36.6191
2018-11-18 09:00 | No Data | No Data | No Data | No Data | 17.6822 | 31.1872 | No Data | No Data | No Data | No Data | No Data | No Data | No Data | No Data | -8 | -65.292 | -8.19 | -20.3736 | -47.3 | -47.7582
2018-11-18 09:30 | No Data | No Data | No Data | No Data | 13.4829 | 27.4795 | No Data | No Data | No Data | No Data | No Data | No Data | No Data | No Data | -9.6 | -64.716 | -5.46 | -19.4376 | -45.3 | -45.9004
2018-11-18 10:00 | No Data | No Data | No Data | No Data | 13.9345 | 29.183 | No Data | No Data | No Data | No Data | No Data | No Data | No Data | No Data | -0.8 | -66.4012 | -17.29 | -27.5002 | -56.9 | -57.5167
2018-11-18 10:30 | No Data | No Data | No Data | No Data | 15.79 | 30.1131 | No Data | No Data | No Data | No Data | No Data | No Data | No Data | No Data | 5.2 | 67.4009 | -19.11 | -29.7112 | -62 | -62.5531
2018-11-18 11:00 | No Data | No Data | No Data | No Data | 11.2245 | 27.9904 | No Data | No Data | No Data | No Data | No Data | No Data | No Data | No Data | 4 | 59.6858 | -15.925 | -22.2019 | -58.8 | -59.1473
2018-11-18 11:30 | No Data | No Data | No Data | No Data | 13.6782 | 29.0614 | No Data | No Data | No Data | No Data | No Data | No Data | No Data | No Data | 1.2 | 60.012 | -16.38 | -22.2206 | -59.7 | -59.9908
2018-11-18 12:00 | No Data | No Data | No Data | No Data | 11.1147 | 27.9466 | No Data | No Data | No Data | No Data | No Data | No Data | No Data | No Data | -7.2 | -59.2392 | -6.825 | -14.8556 | -50.9 | -50.9284
2018-11-18 12:30 | No Data | No Data | No Data | No Data | 16.7544 | 30.6298 | No Data | No Data | No Data | No Data | No Data | No Data | No Data | No Data | -9.6 | -59.1838 | -3.64 | -13.6879 | -47.4 | -47.4052
2018-11-18 13:00 | No Data | No Data | No Data | No Data | 16.8154 | 32.7008 | No Data | No Data | No Data | No Data | No Data | No Data | No Data | No Data | -10.4 | -59.7126 | -3.64 | -12.8129 | -46.4 | -46.4311
2018-11-18 13:30 | No Data | No Data | No Data | No Data | 18.4024 | 34.9755 | No Data | No Data | No Data | No Data | No Data | No Data | No Data | No Data | -11.6 | -59.5409 | 2.73 | 11.698 | -34.7 | -35.2673
2018-11-18 14:00 | No Data | No Data | No Data | No Data | 19.8917 | 34.3044 | No Data | No Data | No Data | No Data | No Data | No Data | No Data | No Data | -14 | -61.6117 | 0 | 11.83 | -19.2 | -20.2072
2018-11-18 14:30 | No Data | No Data | No Data | No Data | 21.7838 | 35.3581 | No Data | No Data | No Data | No Data | No Data | No Data | No Data | No Data | -3.2 | -63.2202 | -10.01 | -18.0458 | -49.7 | -51.8855
2018-11-18 15:00 | No Data | No Data | No Data | No Data | 19.5254 | 35.4059 | No Data | No Data | No Data | No Data | No Data | No Data | No Data | No Data | -18.4 | -62.3756 | 4.55 | 11.4113 | -35.9 | -36.5954
2018-11-18 15:30 | No Data | No Data | No Data | No Data | 23.2242 | 36.3009 | No Data | No Data | No Data | No Data | No Data | No Data | No Data | No Data | -15.2 | -60.3457 | 4.55 | 12.2513 | -33.2 | -33.4773
2018-11-18 16:00 | No Data | No Data | No Data | No Data | 24.9088 | 36.153 | No Data | No Data | No Data | No Data | No Data | No Data | No Data | No Data | -1.6 | -62.8204 | -12.74 | -19.3469 | -32.8 | -33.121
2018-11-18 16:30 | No Data | No Data | No Data | No Data | 26.6545 | 36.2491 | No Data | No Data | No Data | No Data | No Data | No Data | No Data | No Data | -1.2 | -62.8115 | -14.105 | -20.601 | -36.8 | -36.9303
2018-11-18 17:00 | No Data | No Data | No Data | No Data | 27.0695 | 33.869 | No Data | No Data | No Data | No Data | No Data | No Data | No Data | No Data | -14.8 | -63.353 | 2.73 | 12.1409 | -29.7 | -30.608
2018-11-18 17:30 | No Data | No Data | No Data | No Data | 26.4958 | 32.4134 | No Data | No Data | No Data | No Data | No Data | No Data | No Data | No Data | -12 | -63.1506 | -1.82 | -13.3199 | -30.8 | -33.874
2018-11-18 18:00 | No Data | No Data | No Data | No Data | 31.989 | 37.9754 | No Data | No Data | No Data | No Data | No Data | No Data | No Data | No Data | 8 | 66.086 | -13.195 | -20.333 | -37.9 | -43.2807
2018-11-18 18:30 | No Data | No Data | No Data | No Data | 33.93 | 39.6242 | No Data | No Data | No Data | No Data | No Data | No Data | No Data | No Data | -4 | -62.5281 | -3.64 | -12.8129 | 20.2 | 35.8357
2018-11-18 19:00 | No Data | No Data | No Data | No Data | 16.3027 | 27.4634 | No Data | No Data | No Data | No Data | No Data | No Data | No Data | No Data | -6.4 | -58.7496 | 9.1 | 11.108 | 22 | 39.4948
2018-11-18 19:30 | No Data | No Data | No Data | No Data | 23.6271 | 32.3527 | No Data | No Data | No Data | No Data | No Data | No Data | No Data | No Data | -35.2 | -61.8036 | 64.155 | 64.1808 | 91.1 | 101.2564
2018-11-18 20:00 | No Data | No Data | No Data | No Data | 22.7115 | 31.6903 | No Data | No Data | No Data | No Data | No Data | No Data | No Data | No Data | -30.8 | -60.0933 | 65.065 | 65.0905 | 99.5 | 107.7692
2018-11-18 20:30 | No Data | No Data | No Data | No Data | 15.021 | 25.3469 | No Data | No Data | No Data | No Data | No Data | No Data | No Data | No Data | -22 | -59.7943 | 55.51 | 55.5398 | 92.4 | 100.7262
2018-11-18 21:00 | No Data | No Data | No Data | No Data | 6.3539 | 19.7687 | No Data | No Data | No Data | No Data | No Data | No Data | No Data | No Data | -16.8 | -60 | 51.87 | 51.878 | 86.4 | 94.6713
2018-11-18 21:30 | No Data | No Data | No Data | No Data | -6.1585 | -14.8783 | No Data | No Data | No Data | No Data | No Data | No Data | No Data | No Data | -15.6 | -61.2209 | 50.05 | 50.05 | 83.2 | 90.0311
2018-11-18 22:00 | No Data | No Data | No Data | No Data | -11.7494 | -16.7201 | No Data | No Data | No Data | No Data | No Data | No Data | No Data | No Data | -11.2 | -62.2164 | 44.135 | 44.1561 | 74.3 | 79.1567
2018-11-18 22:30 | No Data | No Data | No Data | No Data | 2.3987 | 15.5248 | No Data | No Data | No Data | No Data | No Data | No Data | No Data | No Data | 4.4 | 64.9492 | 29.12 | 29.2937 | 60.6 | 64.7825
2018-11-18 23:00 | No Data | No Data | No Data | No Data | -2.0081 | -15.4693 | No Data | No Data | No Data | No Data | No Data | No Data | No Data | No Data | -5.6 | -65.44 | 33.215 | 33.2928 | 64.3 | 68.119
2018-11-18 23:30 | No Data | No Data | No Data | No Data | 2.3987 | 17.1428 | No Data | No Data | No Data | No Data | No Data | No Data | No Data | No Data | -1.6 | -64.0312 | 30.485 | 30.5698 | 64.2 | 68.9687
2018-11-19 | No Data | No Data | No Data | No Data | 21.6861 | 32.5411 | No Data | No Data | No Data | No Data | No Data | No Data | No Data | No Data | -4 | -63.3265 | 31.395 | 31.4773 | 69.9 | 74.7193
2018-11-19 00:30 | No Data | No Data | No Data | No Data | 32.9656 | 38.9895 | No Data | No Data | No Data | No Data | No Data | No Data | No Data | No Data | 6.4 | 61.9316 | 23.66 | 23.6644 | 70.5 | 78.8886
2018-11-19 01:00 | No Data | No Data | No Data | No Data | 19.4278 | 27.0894 | No Data | No Data | No Data | No Data | No Data | No Data | No Data | No Data | 7.2 | 63.6088 | 20.93 | 20.93 | 62.2 | 68.544
2018-11-19 01:30 | No Data | No Data | No Data | No Data | 14.0932 | 25.0198 | No Data | No Data | No Data | No Data | No Data | No Data | No Data | No Data | 8.4 | 65.3422 | 18.655 | 18.7436 | 54 | 59.0931
2018-11-19 02:00 | No Data | No Data | No Data | No Data | 9.7841 | 22.8713 | No Data | No Data | No Data | No Data | No Data | No Data | No Data | No Data | 6 | 64.2806 | 19.565 | 19.565 | 52.2 | 56.1915
2018-11-19 02:30 | No Data | No Data | No Data | No Data | 13.9345 | 26.3859 | No Data | No Data | No Data | No Data | No Data | No Data | No Data | No Data | 7.6 | 65.1988 | 16.38 | 16.38 | 47.4 | 50.7383
2018-11-19 03:00 | No Data | No Data | No Data | No Data | -2.1057 | -9.7219 | No Data | No Data | No Data | No Data | No Data | No Data | No Data | No Data | 12.4 | 67.1547 | 10.92 | 10.9295 | 38.8 | 43.7433
2018-11-19 03:30 | No Data | No Data | No Data | No Data | -5.6458 | -6.8899 | No Data | No Data | No Data | No Data | No Data | No Data | No Data | No Data | 14 | 67.0773 | 7.735 | 7.735 | 35 | 42.2133
2018-11-19 04:00 | No Data | No Data | No Data | No Data | -11.2367 | -11.4531 | No Data | No Data | No Data | No Data | No Data | No Data | No Data | No Data | 8.8 | 65.3948 | 13.195 | 13.2263 | 37.9 | 45.2929
2018-11-19 04:30 | No Data | No Data | No Data | No Data | -9.2348 | -10.0057 | No Data | No Data | No Data | No Data | No Data | No Data | No Data | No Data | 8.4 | 66.1356 | 11.375 | 11.4113 | 36.6 | 45.8402
2018-11-19 05:00 | No Data | No Data | No Data | No Data | -8.8197 | -9.624 | No Data | No Data | No Data | No Data | No Data | No Data | No Data | No Data | 13.6 | 67.3866 | 6.37 | 6.37 | 31.6 | 41.8905
2018-11-19 05:30 | No Data | No Data | No Data | No Data | -11.0292 | -11.0292 | No Data | No Data | No Data | No Data | No Data | No Data | No Data | No Data | 20.8 | 69.5816 | 0 | 0 | 27.2 | 38.4669
2018-11-19 06:00 | No Data | No Data | No Data | No Data | -8.4657 | -8.4657 | No Data | No Data | No Data | No Data | No Data | No Data | No Data | No Data | 22 | 70.7095 | 0 | 0 | 30.3 | 38.778
2018-11-19 06:30 | No Data | No Data | No Data | No Data | -10.1625 | -11.1185 | No Data | No Data | No Data | No Data | No Data | No Data | No Data | No Data | 21.6 | 67.5467 | 0 | 0 | 30.9 | 41.632
2018-11-19 07:00 | No Data | No Data | No Data | No Data | -9.0761 | -10.8531 | No Data | No Data | No Data | No Data | No Data | No Data | No Data | No Data | 17.2 | 67.0439 | -1.365 | -1.9304 | 21.7 | 28.5806
2018-11-19 07:30 | No Data | No Data | No Data | No Data | -4.9744 | -9.5989 | No Data | No Data | No Data | No Data | No Data | No Data | No Data | No Data | 19.2 | 67.9682 | -8.645 | -9.9893 | -6.7 | -7.9612
2018-11-19 08:00 | No Data | No Data | No Data | No Data | -4.7791 | -13.2061 | No Data | No Data | No Data | No Data | No Data | No Data | No Data | No Data | 24.8 | 70.5056 | -25.025 | -27.125 | -10.3 | -11.1615
2018-11-19 08:30 | No Data | No Data | No Data | No Data | -11.2856 | -18.0645 | No Data | No Data | No Data | No Data | No Data | No Data | No Data | No Data | 20.8 | 63.1253 | -24.115 | -27.4889 | -47.3 | -47.5429
2018-11-19 09:00 | No Data | No Data | No Data | No Data | -8.368 | -10.763 | No Data | No Data | No Data | No Data | No Data | No Data | No Data | No Data | 11.2 | 59.8572 | -23.205 | -26.2563 | -39.1 | -39.2842
2018-11-19 09:30 | No Data | No Data | No Data | No Data | -19.8428 | -20.3848 | No Data | No Data | No Data | No Data | No Data | No Data | No Data | No Data | 1.6 | 58.0014 | -14.56 | -18.2 | -49.6 | -49.9151
2018-11-19 10:00 | No Data | No Data | No Data | No Data | -19.794 | -20.3373 | No Data | No Data | No Data | No Data | No Data | No Data | No Data | No Data | 3.6 | 59.3094 | -17.745 | -21.3268 | -41.4 | -41.4754
2018-11-19 10:30 | No Data | No Data | No Data | No Data | -24.152 | -24.2353 | No Data | No Data | No Data | No Data | No Data | No Data | No Data | No Data | 4.8 | 58.5969 | -18.655 | -22.3367 | -50.5 | -50.6282
2018-11-19 11:00 | No Data | No Data | No Data | No Data | -23.798 | -23.798 | No Data | No Data | No Data | No Data | No Data | No Data | No Data | No Data | 4.4 | 57.7678 | -15.47 | -19.4748 | -49.8 | -49.8145
2018-11-19 11:30 | No Data | No Data | No Data | No Data | -18.3047 | -18.4029 | No Data | No Data | No Data | No Data | No Data | No Data | No Data | No Data | -2.8 | -58.8054 | -7.28 | -15.0701 | -41.5 | -41.5271
2018-11-19 12:00 | No Data | No Data | No Data | No Data | -16.5103 | -16.9535 | No Data | No Data | No Data | No Data | No Data | No Data | No Data | No Data | 8.8 | 61.4335 | -20.93 | -26.0266 | -31.9 | -32.6167
2018-11-19 12:30 | No Data | No Data | No Data | No Data | -7.953 | -11.5445 | No Data | No Data | No Data | No Data | No Data | No Data | No Data | No Data | 12 | 61.5805 | -24.115 | -28.8988 | -32.3 | -32.8166
2018-11-19 13:00 | No Data | No Data | No Data | No Data | 0.0061036 | 14.3618 | No Data | No Data | No Data | No Data | No Data | No Data | No Data | No Data | 7.2 | 60.3404 | -17.29 | -22.3136 | -25.9 | -28.2577
2018-11-19 13:30 | No Data | No Data | No Data | No Data | 9.2714 | 18.49 | No Data | No Data | No Data | No Data | No Data | No Data | No Data | No Data | 22 | 65.7875 | -7.28 | -14.6733 | -17.4 | -22.3958
2018-11-19 14:00 | No Data | No Data | No Data | No Data | 7.013 | 14.4343 | No Data | No Data | No Data | No Data | No Data | No Data | No Data | No Data | -14 | -57.3355 | 20.475 | 21.3123 | -5.4 | -21.1026
2018-11-19 14:30 | No Data | No Data | No Data | No Data | 13.0678 | 18.1641 | No Data | No Data | No Data | No Data | No Data | No Data | No Data | No Data | -4 | -56.451 | 15.47 | 16.9086 | -13.1 | -27.4303
2018-11-19 15:00 | No Data | No Data | No Data | No Data | 21.735 | 24.2583 | No Data | No Data | No Data | No Data | No Data | No Data | No Data | No Data | 11.2 | 62.6099 | -5.46 | -13.0292 | -3.2 | -12.516
2018-11-19 15:30 | No Data | No Data | No Data | No Data | 30.2922 | 31.6828 | No Data | No Data | No Data | No Data | No Data | No Data | No Data | No Data | 0 | -58.0345 | 18.2 | 19.9579 | -2.7 | -13.9635
2018-11-19 16:00 | No Data | No Data | No Data | No Data | 35.6756 | 36.3726 | No Data | No Data | No Data | No Data | No Data | No Data | No Data | No Data | -6 | -57.116 | 22.295 | 23.1871 | 24.8 | 34.0284
2018-11-19 16:30 | No Data | No Data | No Data | No Data | 48.2368 | 49.1221 | No Data | No Data | No Data | No Data | No Data | No Data | No Data | No Data | -6 | -57.5138 | 20.475 | 21.443 | 18.6 | 31.3209
2018-11-19 17:00 | No Data | No Data | No Data | No Data | 48.8472 | 49.418 | No Data | No Data | No Data | No Data | No Data | No Data | No Data | No Data | -20.4 | -56.9772 | 34.125 | 34.559 | 14.9 | 20.5139
2018-11-19 17:30 | No Data | No Data | No Data | No Data | 52.6925 | 53.222 | No Data | No Data | No Data | No Data | No Data | No Data | No Data | No Data | -24.8 | -60.1505 | 30.485 | 30.8931 | 17.8 | 22.7079
2018-11-19 18:00 | No Data | No Data | No Data | No Data | 50.1289 | 50.3812 | No Data | No Data | No Data | No Data | No Data | No Data | No Data | No Data | -28.8 | -61.5532 | 35.49 | 35.7255 | 53.7 | 57.1651
2018-11-19 18:30 | No Data | No Data | No Data | No Data | 48.4443 | 49.4988 | No Data | No Data | No Data | No Data | No Data | No Data | No Data | No Data | -26.4 | -56.8957 | 44.59 | 44.7776 | 86.4 | 91.6254
2018-11-19 19:00 | No Data | No Data | No Data | No Data | 46.8574 | 48.7891 | No Data | No Data | No Data | No Data | No Data | No Data | No Data | No Data | -29.2 | -51.482 | 64.61 | 64.7396 | 102.3 | 106.169
2018-11-19 19:30 | No Data | No Data | No Data | No Data | 42.9023 | 47.1213 | No Data | No Data | No Data | No Data | No Data | No Data | No Data | No Data | -24 | -48.7213 | 65.52 | 65.6478 | 103.7 | 107.7056
2018-11-19 20:00 | No Data | No Data | No Data | No Data | 30.1946 | 35.9378 | No Data | No Data | No Data | No Data | No Data | No Data | No Data | No Data | -24.4 | -53.4894 | 65.065 | 65.1937 | 78.2 | 81.484
2018-11-19 20:30 | No Data | No Data | No Data | No Data | 20.7584 | 27.3398 | No Data | No Data | No Data | No Data | No Data | No Data | No Data | No Data | -16.4 | -50.346 | 55.51 | 55.5398 | 68.2 | 69.8087
2018-11-19 21:00 | No Data | No Data | No Data | No Data | 11.371 | 19.6271 | No Data | No Data | No Data | No Data | No Data | No Data | No Data | No Data | -12.4 | -50.3508 | 49.14 | 49.1737 | 62 | 63.539
2018-11-19 21:30 | No Data | No Data | No Data | No Data | -9.1371 | -11.3134 | No Data | No Data | No Data | No Data | No Data | No Data | No Data | No Data | -15.6 | -52.3771 | 53.235 | 53.3302 | 76.2 | 77.8208
2018-11-19 22:00 | No Data | No Data | No Data | No Data | -16.2051 | -16.8509 | No Data | No Data | No Data | No Data | No Data | No Data | No Data | No Data | -20.8 | -52.3129 | 59.605 | 59.716 | 79.6 | 80.3565
2018-11-19 22:30 | No Data | No Data | No Data | No Data | -13.5927 | -14.6043 | No Data | No Data | No Data | No Data | No Data | No Data | No Data | No Data | -3.6 | -52.9226 | 43.68 | 44.0199 | 77.4 | 78.1637
2018-11-19 23:00 | No Data | No Data | No Data | No Data | -18.1582 | -18.5202 | No Data | No Data | No Data | No Data | No Data | No Data | No Data | No Data | -9.6 | -53.6656 | 46.41 | 46.7854 | 78.5 | 79.0142
2018-11-19 23:30 | No Data | No Data | No Data | No Data | -20.3555 | -20.3555 | No Data | No Data | No Data | No Data | No Data | No Data | No Data | No Data | -10.8 | -51.9353 | 48.685 | 48.8209 | 82.7 | 85.602
2018-11-20 | No Data | No Data | No Data | No Data | -17.9995 | -17.9995 | No Data | No Data | No Data | No Data | No Data | No Data | No Data | No Data | -7.2 | -51.7038 | 42.77 | 43.0113 | 79.8 | 82.5169
2018-11-20 00:30 | No Data | No Data | No Data | No Data | -9.3324 | -9.589 | No Data | No Data | No Data | No Data | No Data | No Data | No Data | No Data | 9.2 | 54.3838 | 27.3 | 27.9334 | 75.3 | 88.1347
2018-11-20 01:00 | No Data | No Data | No Data | No Data | -19.0738 | -20.4914 | No Data | No Data | No Data | No Data | No Data | No Data | No Data | No Data | 2.8 | 54.1199 | 34.125 | 34.8008 | 73 | 82.0229
2018-11-20 01:30 | No Data | No Data | No Data | No Data | -26.154 | -26.3525 | No Data | No Data | No Data | No Data | No Data | No Data | No Data | No Data | 2 | 55.636 | 30.94 | 31.6838 | 66.4 | 75.819
2018-11-20 02:00 | No Data | No Data | No Data | No Data | -31.2322 | -31.2862 | No Data | No Data | No Data | No Data | No Data | No Data | No Data | No Data | 2.4 | 57.3397 | 27.3 | 28.0333 | 57.7 | 66.7199
2018-11-20 02:30 | No Data | No Data | No Data | No Data | -25.2262 | -25.3459 | No Data | No Data | No Data | No Data | No Data | No Data | No Data | No Data | 0.8 | 58.0675 | 28.21 | 28.9203 | 57.9 | 66.6439
2018-11-20 03:00 | No Data | No Data | No Data | No Data | -25.5924 | -25.5924 | No Data | No Data | No Data | No Data | No Data | No Data | No Data | No Data | 3.2 | 60.4847 | 21.385 | 22.3136 | 49.7 | 56.3235
2018-11-20 03:30 | No Data | No Data | No Data | No Data | -14.313 | -16.0366 | No Data | No Data | No Data | No Data | No Data | No Data | No Data | No Data | -6.4 | -60.7381 | 29.12 | 29.547 | 54.8 | 60.1505
2018-11-20 04:00 | No Data | No Data | No Data | No Data | -16.2051 | -16.6452 | No Data | No Data | No Data | No Data | No Data | No Data | No Data | No Data | 3.6 | 62.4461 | 20.02 | 21.1514 | 45.9 | 51.43
2018-11-20 04:30 | No Data | No Data | No Data | No Data | -17.9019 | -18.3013 | No Data | No Data | No Data | No Data | No Data | No Data | No Data | No Data | 11.6 | 65.4364 | 12.285 | 15.2883 | 37.2 | 43.1171
2018-11-20 05:00 | No Data | No Data | No Data | No Data | -11.8471 | -16.7198 | No Data | No Data | No Data | No Data | No Data | No Data | No Data | No Data | 12 | 64.7222 | 10.92 | 13.9278 | 37.2 | 44.162
2018-11-20 05:30 | No Data | No Data | No Data | No Data | -10.0526 | -16.8277 | No Data | No Data | No Data | No Data | No Data | No Data | No Data | No Data | 14.4 | 64.3416 | 11.83 | 15.2068 | 38.8 | 47.3844
2018-11-20 06:00 | No Data | No Data | No Data | No Data | -5.9022 | -15.2455 | No Data | No Data | No Data | No Data | No Data | No Data | No Data | No Data | 9.2 | 62.2832 | 16.835 | 18.7215 | 47.8 | 54.4136
2018-11-20 06:30 | No Data | No Data | No Data | No Data | 11.5785 | 18.2113 | No Data | No Data | No Data | No Data | No Data | No Data | No Data | No Data | 12.8 | 60.959 | 15.47 | 17.5042 | 47.8 | 55.5493
2018-11-20 07:00 | No Data | No Data | No Data | No Data | 17.2671 | 20.913 | No Data | No Data | No Data | No Data | No Data | No Data | No Data | No Data | 12.4 | 55.7953 | 19.11 | 20.7911 | 54.7 | 62.2429
2018-11-20 07:30 | No Data | No Data | No Data | No Data | 26.0929 | 29.5634 | No Data | No Data | No Data | No Data | No Data | No Data | No Data | No Data | 15.2 | 55.7136 | 20.475 | 22.2252 | 52 | 62.7376
2018-11-20 08:00 | No Data | No Data | No Data | No Data | 35.0652 | 37.1313 | No Data | No Data | No Data | No Data | No Data | No Data | No Data | No Data | 11.6 | 52.1076 | 25.935 | 27.1974 | 59.1 | 72.1006
2018-11-20 08:30 | No Data | No Data | No Data | No Data | 32.1355 | 35.0314 | No Data | No Data | No Data | No Data | No Data | No Data | No Data | No Data | 10.8 | 51.9353 | 28.21 | 29.9333 | 49.2 | 62.4115
2018-11-20 09:00 | No Data | No Data | No Data | No Data | 34.0398 | 37.5033 | No Data | No Data | No Data | No Data | No Data | No Data | No Data | No Data | 1.6 | 46.8 | 36.4 | 37.2128 | 59.1 | 75.7599
2018-11-20 09:30 | No Data | No Data | No Data | No Data | 38.0316 | 41.9052 | No Data | No Data | No Data | No Data | No Data | No Data | No Data | No Data | -3.2 | -50.5015 | 34.125 | 35.094 | 58.4 | 69.1879
2018-11-20 10:00 | No Data | No Data | No Data | No Data | 38.2391 | 43.0137 | No Data | No Data | No Data | No Data | No Data | No Data | No Data | No Data | -8.4 | -53.464 | 26.845 | 27.699 | 47.2 | 62.2591
2018-11-20 10:30 | No Data | No Data | No Data | No Data | 37.5189 | 43.1593 | No Data | No Data | No Data | No Data | No Data | No Data | No Data | No Data | 2.8 | 63.6805 | 10.01 | 12.4191 | 28.9 | 44.0165
2018-11-20 11:00 | No Data | No Data | No Data | No Data | 29.7307 | 37.6963 | No Data | No Data | No Data | No Data | No Data | No Data | No Data | No Data | 10.4 | 58.1378 | 11.83 | 17.3855 | 24 | 39.2837
2018-11-20 11:30 | No Data | No Data | No Data | No Data | 36.9085 | 43.5814 | No Data | No Data | No Data | No Data | No Data | No Data | No Data | No Data | 4.8 | 54.2129 | 22.295 | 24.8257 | 39.5 | 55.7202
2018-11-20 12:00 | No Data | No Data | No Data | No Data | 29.6818 | 38.6938 | No Data | No Data | No Data | No Data | No Data | No Data | No Data | No Data | 17.6 | 59.8465 | 8.19 | 15.1454 | 23.6 | 51.7897
2018-11-20 12:30 | No Data | No Data | No Data | No Data | 28.3513 | 37.6828 | No Data | No Data | No Data | No Data | No Data | No Data | No Data | No Data | 10 | 59.25 | 10.465 | 15.4566 | 17.7 | 45.3931
2018-11-20 13:00 | No Data | No Data | No Data | No Data | 16.0464 | 29.5582 | No Data | No Data | No Data | No Data | No Data | No Data | No Data | No Data | 17.6 | 62.912 | 1.365 | 14.1709 | 20.9 | 44.3353
2018-11-20 13:30 | No Data | No Data | No Data | No Data | 36.3958 | 45.3005 | No Data | No Data | No Data | No Data | No Data | No Data | No Data | No Data | 15.2 | 62.2832 | 2.275 | 14.2873 | 31.7 | 53.8251
2018-11-20 14:00 | No Data | No Data | No Data | No Data | 26.0441 | 35.6606 | No Data | No Data | No Data | No Data | No Data | No Data | No Data | No Data | 14 | 59.277 | 6.37 | 13.0372 | 35.6 | 55.5936
2018-11-20 14:30 | No Data | No Data | No Data | No Data | 38.349 | 45.4316 | No Data | No Data | No Data | No Data | No Data | No Data | No Data | No Data | 26.4 | 67.0188 | -4.095 | -14.6874 | 12.5 | 45.0682
2018-11-20 15:00 | No Data | No Data | No Data | No Data | 50.544 | 56.1077 | No Data | No Data | No Data | No Data | No Data | No Data | No Data | No Data | 10 | 60.8276 | 5.005 | 13.2654 | 15.8 | 42.9145
2018-11-20 15:30 | No Data | No Data | No Data | No Data | 46.3935 | 51.5475 | No Data | No Data | No Data | No Data | No Data | No Data | No Data | No Data | 28 | 67.3011 | -1.82 | -15.1249 | 11.8 | 36.2406
2018-11-20 16:00 | No Data | No Data | No Data | No Data | 49.9825 | 54.0657 | No Data | No Data | No Data | No Data | No Data | No Data | No Data | No Data | 18.4 | 63.9062 | 3.185 | 14.0167 | 12.2 | 32.3858
2018-11-20 16:30 | No Data | No Data | No Data | No Data | 48.0781 | 51.6875 | No Data | No Data | No Data | No Data | No Data | No Data | No Data | No Data | 5.6 | 60.2608 | 15.925 | 19.0558 | 12.7 | 27.5073
2018-11-20 17:00 | No Data | No Data | No Data | No Data | 54.6456 | 58.6086 | No Data | No Data | No Data | No Data | No Data | No Data | No Data | No Data | 6.4 | 57.1594 | 22.295 | 25.0291 | 45.4 | 54.4717
2018-11-20 17:30 | No Data | No Data | No Data | No Data | 54.6456 | 58.0333 | No Data | No Data | No Data | No Data | No Data | No Data | No Data | No Data | 2.4 | 55.213 | 26.845 | 28.2027 | 48.4 | 58.3551
2018-11-20 18:00 | No Data | No Data | No Data | No Data | 58.1857 | 61.3783 | No Data | No Data | No Data | No Data | No Data | No Data | No Data | No Data | -0.4 | -52.0015 | 30.485 | 31.6871 | 64.3 | 73.1131
2018-11-20 18:30 | No Data | No Data | No Data | No Data | 51.1543 | 55.3678 | No Data | No Data | No Data | No Data | No Data | No Data | No Data | No Data | 10 | 55.7049 | 22.295 | 24.439 | 56.4 | 65.3449
2018-11-20 19:00 | No Data | No Data | No Data | No Data | 56.1837 | 60.0453 | No Data | No Data | No Data | No Data | No Data | No Data | No Data | No Data | 0.4 | 53.2135 | 31.395 | 32.5635 | 65.9 | 73.3901
2018-11-20 19:30 | No Data | No Data | No Data | No Data | 54.3404 | 59.676 | No Data | No Data | No Data | No Data | No Data | No Data | No Data | No Data | -4 | -51.356 | 36.4 | 37.2128 | 71.5 | 79.0866
2018-11-20 20:00 | No Data | No Data | No Data | No Data | 47.6753 | 54.4545 | No Data | No Data | No Data | No Data | No Data | No Data | No Data | No Data | -8 | -53.0072 | 41.405 | 41.8254 | 75.7 | 84.4792
2018-11-20 20:30 | No Data | No Data | No Data | No Data | 41.6205 | 48.355 | No Data | No Data | No Data | No Data | No Data | No Data | No Data | No Data | -7.2 | -54.4779 | 42.77 | 43.1171 | 76.5 | 85.6867
2018-11-20 21:00 | No Data | No Data | No Data | No Data | 13.5317 | 22.0724 | No Data | No Data | No Data | No Data | No Data | No Data | No Data | No Data | 2.8 | 58.9644 | 28.21 | 29.2512 | 61.8 | 71.2705
2018-11-20 21:30 | No Data | No Data | No Data | No Data | 13.5805 | 22.1024 | No Data | No Data | No Data | No Data | No Data | No Data | No Data | No Data | 2.4 | 58.9359 | 27.3 | 28.3746 | 58.1 | 66.6211
2018-11-20 22:00 | No Data | No Data | No Data | No Data | 22.7604 | 32.1621 | No Data | No Data | No Data | No Data | No Data | No Data | No Data | No Data | -4 | -58.1378 | 33.215 | 33.9089 | 63.6 | 71.3773
2018-11-20 22:30 | No Data | No Data | No Data | No Data | 37.4212 | 46.9188 | No Data | No Data | No Data | No Data | No Data | No Data | No Data | No Data | -1.6 | -56.4227 | 33.67 | 34.1098 | 67.2 | 73.2301
2018-11-20 23:00 | No Data | No Data | No Data | No Data | 21.2222 | 35.3753 | No Data | No Data | No Data | No Data | No Data | No Data | No Data | No Data | -0.4 | -58.8218 | 27.755 | 28.3783 | 58.7 | 63.6077
2018-11-20 23:30 | No Data | No Data | No Data | No Data | 18.7076 | 32.3249 | No Data | No Data | No Data | No Data | No Data | No Data | No Data | No Data | 0.8 | 57.2503 | 24.57 | 24.7756 | 61.1 | 65.829
2018-11-21 | No Data | No Data | No Data | No Data | 26.9108 | 37.6712 | No Data | No Data | No Data | No Data | No Data | No Data | No Data | No Data | 6 | 59.5033 | 20.02 | 20.4345 | 55.3 | 60.5248
2018-11-21 00:30 | No Data | No Data | No Data | No Data | 40.5463 | 44.8764 | No Data | No Data | No Data | No Data | No Data | No Data | No Data | No Data | 4.8 | 57.7997 | 20.475 | 20.796 | 69.7 | 76.8625
2018-11-21 01:00 | No Data | No Data | No Data | No Data | 33.4173 | 40.4664 | No Data | No Data | No Data | No Data | No Data | No Data | No Data | No Data | -10 | -57.6736 | 34.58 | 34.7264 | 77 | 79.9993
2018-11-21 01:30 | No Data | No Data | No Data | No Data | 28.1437 | 36.2338 | No Data | No Data | No Data | No Data | No Data | No Data | No Data | No Data | -16.4 | -60.274 | 37.765 | 37.8635 | 71.9 | 73.769
2018-11-21 02:00 | No Data | No Data | No Data | No Data | 22.9068 | 33.8854 | No Data | No Data | No Data | No Data | No Data | No Data | No Data | No Data | -20.4 | -59.2243 | 42.315 | 42.3248 | 73.1 | 78.5688
2018-11-21 02:30 | No Data | No Data | No Data | No Data | 24.7623 | 34.0243 | No Data | No Data | No Data | No Data | No Data | No Data | No Data | No Data | -21.2 | -59.131 | 42.315 | 42.337 | 74.8 | 79.7295
2018-11-21 03:00 | No Data | No Data | No Data | No Data | 17.5845 | 29.2181 | No Data | No Data | No Data | No Data | No Data | No Data | No Data | No Data | -28.4 | -60.659 | 49.14 | 49.14 | 78.4 | 83.9081
2018-11-21 03:30 | No Data | No Data | No Data | No Data | 20.2457 | 30.8928 | No Data | No Data | No Data | No Data | No Data | No Data | No Data | No Data | -22.4 | -60.3138 | 42.315 | 42.337 | 70.3 | 74.6802
2018-11-21 04:00 | No Data | No Data | No Data | No Data | 27.7775 | 37.7699 | No Data | No Data | No Data | No Data | No Data | No Data | No Data | No Data | -25.2 | -60.6801 | 45.045 | 45.0473 | 72.2 | 76.8409
2018-11-21 04:30 | No Data | No Data | No Data | No Data | 33.1609 | 42.9071 | No Data | No Data | No Data | No Data | No Data | No Data | No Data | No Data | -16.4 | -60.659 | 35.49 | 35.5366 | 62 | 65.0545
2018-11-21 05:00 | No Data | No Data | No Data | No Data | 38.2391 | 48.1611 | No Data | No Data | No Data | No Data | No Data | No Data | No Data | No Data | -14 | -60.4437 | 32.305 | 32.4201 | 61 | 64.7114
2018-11-21 05:30 | No Data | No Data | No Data | No Data | 46.6011 | 55.0356 | No Data | No Data | No Data | No Data | No Data | No Data | No Data | No Data | -10.4 | -58.925 | 31.395 | 31.4773 | 61.2 | 65.0341
2018-11-21 06:00 | No Data | No Data | No Data | No Data | 50.0801 | 57.1498 | No Data | No Data | No Data | No Data | No Data | No Data | No Data | No Data | -4.4 | -58.5655 | 25.48 | 25.6783 | 57.9 | 61.2896
2018-11-21 06:30 | No Data | No Data | No Data | No Data | 55.2071 | 60.259 | No Data | No Data | No Data | No Data | No Data | No Data | No Data | No Data | -0.4 | -55.2015 | 23.205 | 23.4226 | 55.5 | 61.3307
2018-11-21 07:00 | No Data | No Data | No Data | No Data | 62.0798 | 65.0524 | No Data | No Data | No Data | No Data | No Data | No Data | No Data | No Data | 7.6 | 57.7027 | 10.01 | 11.1915 | 27.6 | 35.6091
2018-11-21 07:30 | No Data | No Data | No Data | No Data | 67.2068 | 69.1101 | No Data | No Data | No Data | No Data | No Data | No Data | No Data | No Data | 6.8 | 53.6328 | 10.92 | 12.0123 | 7 | 22.3258
2018-11-21 08:00 | No Data | No Data | No Data | No Data | 65.5711 | 67.5205 | No Data | No Data | No Data | No Data | No Data | No Data | No Data | No Data | 13.6 | 51.8166 | 21.385 | 21.9629 | -1.3 | -21.0038
2018-11-21 08:30 | No Data | No Data | No Data | No Data | 54.3893 | 57.2597 | No Data | No Data | No Data | No Data | No Data | No Data | No Data | No Data | 10.8 | 54.2852 | 19.565 | 19.989 | 10.4 | 23.7034
2018-11-21 09:00 | No Data | No Data | No Data | No Data | 49.2134 | 52.9678 | No Data | No Data | No Data | No Data | No Data | No Data | No Data | No Data | 20.4 | 55.1144 | 15.47 | 16.9086 | -22 | -25.0122
2018-11-21 09:30 | No Data | No Data | No Data | No Data | 47.4678 | 52.0009 | No Data | No Data | No Data | No Data | No Data | No Data | No Data | No Data | 34 | 64.8309 | 0 | 11.375 | -6.3 | -14.1767
2018-11-21 10:00 | No Data | No Data | No Data | No Data | 40.2411 | 46.6214 | No Data | No Data | No Data | No Data | No Data | No Data | No Data | No Data | 47.6 | 74.415 | -11.375 | -18.8372 | -21.8 | -24.6473
2018-11-21 10:30 | No Data | No Data | No Data | No Data | 34.7601 | 41.9818 | No Data | No Data | No Data | No Data | No Data | No Data | No Data | No Data | 46 | 74.6555 | -10.01 | -17.669 | -21.7 | -24.7487
2018-11-21 11:00 | No Data | No Data | No Data | No Data | 32.0378 | 39.7572 | No Data | No Data | No Data | No Data | No Data | No Data | No Data | No Data | 44.8 | 72.0278 | -7.28 | -15.47 | -43.3 | -44.3514
2018-11-21 11:30 | No Data | No Data | No Data | No Data | 23.0167 | 32.9238 | No Data | No Data | No Data | No Data | No Data | No Data | No Data | No Data | 35.2 | 75.5068 | -9.1 | -12.8693 | -46.5 | -46.9384
2018-11-21 12:00 | No Data | No Data | No Data | No Data | 18.1949 | 29.7533 | No Data | No Data | No Data | No Data | No Data | No Data | No Data | No Data | 19.6 | 64.262 | -31.85 | -36.0255 | -61 | -61.002
2018-11-21 12:30 | No Data | No Data | No Data | No Data | 11.8349 | 24.7589 | No Data | No Data | No Data | No Data | No Data | No Data | No Data | No Data | 58.4 | 87.5306 | -41.405 | -46.6014 | -55.7 | -55.7008
2018-11-21 13:00 | No Data | No Data | No Data | No Data | 7.4769 | 22.8466 | No Data | No Data | No Data | No Data | No Data | No Data | No Data | No Data | 48.8 | 79.2162 | -17.29 | -22.8997 | -49.2 | -49.274
2018-11-21 13:30 | No Data | No Data | No Data | No Data | -3.8514 | -18.1564 | No Data | No Data | No Data | No Data | No Data | No Data | No Data | No Data | 51.2 | 79.7927 | -18.655 | -23.1156 | -61 | -61.0689
2018-11-21 14:00 | No Data | No Data | No Data | No Data | 7.2694 | 19.3668 | No Data | No Data | No Data | No Data | No Data | No Data | No Data | No Data | 51.6 | 81.2798 | -18.655 | -23.1156 | -15.9 | -23.3499
2018-11-21 14:30 | No Data | No Data | No Data | No Data | -9.5888 | -10.7356 | No Data | No Data | No Data | No Data | No Data | No Data | No Data | No Data | 57.2 | 82.714 | -20.02 | -24.4898 | -24 | -29.2385
2018-11-21 15:00 | No Data | No Data | No Data | No Data | 3.1678 | 18.7813 | No Data | No Data | No Data | No Data | No Data | No Data | No Data | No Data | 24 | 68.7267 | -33.215 | -36.4511 | -30 | -33.191
2018-11-21 15:30 | No Data | No Data | No Data | No Data | 3.7903 | 15.3972 | No Data | No Data | No Data | No Data | No Data | No Data | No Data | No Data | 43.6 | 79.1009 | -32.76 | -36.037 | -20.2 | -24.0217
2018-11-21 16:00 | No Data | No Data | No Data | No Data | 10.3456 | 14.822 | No Data | No Data | No Data | No Data | No Data | No Data | No Data | No Data | 20.8 | 72.2584 | -20.93 | -22.4753 | -28.9 | -31.8976
2018-11-21 16:30 | No Data | No Data | No Data | No Data | -17.2305 | -17.7334 | No Data | No Data | No Data | No Data | No Data | No Data | No Data | No Data | 24.8 | 66.0339 | -10.92 | -14.8137 | -15.3 | -23.4719
2018-11-21 17:00 | No Data | No Data | No Data | No Data | -9.9062 | -10.0751 | No Data | No Data | No Data | No Data | No Data | No Data | No Data | No Data | 32.4 | 69.2474 | -14.105 | -17.296 | 16.3 | 28.3537
2018-11-21 17:30 | No Data | No Data | No Data | No Data | -13.2876 | -13.8076 | No Data | No Data | No Data | No Data | No Data | No Data | No Data | No Data | 42 | 76.5506 | -24.115 | -27.2734 | -9 | -18.9708
2018-11-21 18:00 | No Data | No Data | No Data | No Data | 6.9642 | 27.2659 | No Data | No Data | No Data | No Data | No Data | No Data | No Data | No Data | 30.8 | 73.1956 | -31.395 | -34.418 | -31.1 | -31.8135
2018-11-21 18:30 | No Data | No Data | No Data | No Data | 23.0655 | 36.6341 | No Data | No Data | No Data | No Data | No Data | No Data | No Data | No Data | 44.8 | 79.6723 | -41.405 | -44.2006 | -39.8 | -39.9055
2018-11-21 19:00 | No Data | No Data | No Data | No Data | 33.4783 | 41.1599 | No Data | No Data | No Data | No Data | No Data | No Data | No Data | No Data | 40 | 75.4718 | -24.115 | -27.2734 | 3.6 | 14.2618
2018-11-21 19:30 | No Data | No Data | No Data | No Data | 31.0613 | 39.2191 | No Data | No Data | No Data | No Data | No Data | No Data | No Data | No Data | 32 | 70.1267 | -10.01 | -14.4816 | 17.3 | 23.095
2018-11-21 20:00 | No Data | No Data | No Data | No Data | 38.1415 | 45.0345 | No Data | No Data | No Data | No Data | No Data | No Data | No Data | No Data | 34 | 78.5407 | -7.735 | -10.3156 | 21.7 | 28.0665
2018-11-21 20:30 | No Data | No Data | No Data | No Data | 48.3345 | 54.7376 | No Data | No Data | No Data | No Data | No Data | No Data | No Data | No Data | 31.6 | 78.6293 | -4.55 | -6.7641 | 24.5 | 32.3989
2018-11-21 21:00 | No Data | No Data | No Data | No Data | 50.1289 | 56.3284 | No Data | No Data | No Data | No Data | No Data | No Data | No Data | No Data | 30 | 78.3694 | -5.46 | -7.4069 | 23.6 | 32.3322
2018-11-21 21:30 | No Data | No Data | No Data | No Data | 43.3661 | 50.4044 | No Data | No Data | No Data | No Data | No Data | No Data | No Data | No Data | 34.4 | 81.6049 | -10.01 | -12.1153 | 17.8 | 23.6028
2018-11-21 22:00 | No Data | No Data | No Data | No Data | 41.6205 | 49.8228 | No Data | No Data | No Data | No Data | No Data | No Data | No Data | No Data | 32.4 | 80.7822 | -8.19 | -10.7384 | 18 | 22.3806
2018-11-21 22:30 | No Data | No Data | No Data | No Data | 46.7475 | 54.4902 | No Data | No Data | No Data | No Data | No Data | No Data | No Data | No Data | 35.6 | 80.6791 | -6.37 | -9.6734 | 23.6 | 28.4007
2018-11-21 23:00 | No Data | No Data | No Data | No Data | 30.7561 | 41.5907 | No Data | No Data | No Data | No Data | No Data | No Data | No Data | No Data | 31.2 | 80.3084 | -4.55 | -8.2026 | 23.4 | 26.162
2018-11-21 23:30 | No Data | No Data | No Data | No Data | 27.2648 | 36.2221 | No Data | No Data | No Data | No Data | No Data | No Data | No Data | No Data | 29.6 | 78.5875 | -3.185 | -7.1219 | 29.5 | 33.3242
2018-11-22 | No Data | No Data | No Data | No Data | 36.2982 | 43.4307 | No Data | No Data | No Data | No Data | No Data | No Data | No Data | No Data | 32 | 79.1566 | -5.915 | -8.6928 | 30.7 | 35.0361
2018-11-22 00:30 | No Data | No Data | No Data | No Data | 37.7264 | 44.6313 | No Data | No Data | No Data | No Data | No Data | No Data | No Data | No Data | 46.4 | 85.9926 | -17.29 | -19.1317 | 30.5 | 39.6275
2018-11-22 01:00 | No Data | No Data | No Data | No Data | 37.8851 | 43.6589 | No Data | No Data | No Data | No Data | No Data | No Data | No Data | No Data | 35.6 | 81.0383 | -7.28 | -9.9789 | 35 | 40.8167
2018-11-22 01:30 | No Data | No Data | No Data | No Data | 27.216 | 35.985 | No Data | No Data | No Data | No Data | No Data | No Data | No Data | No Data | 32 | 75.8778 | -5.46 | -5.628 | 29.6 | 34.7477
2018-11-22 02:00 | No Data | No Data | No Data | No Data | 19.379 | 30.4918 | No Data | No Data | No Data | No Data | No Data | No Data | No Data | No Data | 29.6 | 76.0011 | -5.46 | -5.628 | 26 | 29.9668
2018-11-22 02:30 | No Data | No Data | No Data | No Data | 26.5568 | 35.489 | No Data | No Data | No Data | No Data | No Data | No Data | No Data | No Data | 26.4 | 75.1872 | -4.095 | -4.3165 | 25.9 | 27.7276
2018-11-22 03:00 | No Data | No Data | No Data | No Data | 20.2457 | 32.3934 | No Data | No Data | No Data | No Data | No Data | No Data | No Data | No Data | 30.8 | 77.5763 | -9.555 | -10.2249 | 18.1 | 19.2658
2018-11-22 03:30 | No Data | No Data | No Data | No Data | 29.7307 | 40.249 | No Data | No Data | No Data | No Data | No Data | No Data | No Data | No Data | 32.4 | 78.5896 | -12.285 | -12.8129 | 14.1 | 16.1137
2018-11-22 04:00 | No Data | No Data | No Data | No Data | 34.9065 | 45.2634 | No Data | No Data | No Data | No Data | No Data | No Data | No Data | No Data | 29.6 | 77.4772 | -9.1 | -9.6413 | 16.6 | 18.0155
2018-11-22 04:30 | No Data | No Data | No Data | No Data | 33.1609 | 43.9313 | No Data | No Data | No Data | No Data | No Data | No Data | No Data | No Data | 27.2 | 76.9665 | -7.28 | -7.775 | 15.7 | 17.1898
2018-11-22 05:00 | No Data | No Data | No Data | No Data | 34.9554 | 45.3011 | No Data | No Data | No Data | No Data | No Data | No Data | No Data | No Data | 32 | 79.5226 | -13.65 | -14.0167 | 11.5 | 14.7272
2018-11-22 05:30 | No Data | No Data | No Data | No Data | 36.6522 | 45.63 | No Data | No Data | No Data | No Data | No Data | No Data | No Data | No Data | 34 | 79.2626 | -13.195 | -13.574 | 12.7 | 17.2679
2018-11-22 06:00 | No Data | No Data | No Data | No Data | 34.8089 | 44.1631 | No Data | No Data | No Data | No Data | No Data | No Data | No Data | No Data | 36.8 | 80.1479 | -15.925 | -16.4431 | 13.3 | 17.0074
2018-11-22 06:30 | No Data | No Data | No Data | No Data | 40.7538 | 47.9874 | No Data | No Data | No Data | No Data | No Data | No Data | No Data | No Data | 46 | 84.767 | -22.75 | -23.396 | 8.8 | 12.5873
2018-11-22 07:00 | No Data | No Data | No Data | No Data | 56.3912 | 59.4326 | No Data | No Data | No Data | No Data | No Data | No Data | No Data | No Data | 35.6 | 74.6373 | -15.015 | -15.5634 | 16.7 | 23.8304
2018-11-22 07:30 | No Data | No Data | No Data | No Data | 63.4104 | 65.0626 | No Data | No Data | No Data | No Data | No Data | No Data | No Data | No Data | 30.8 | 66.3783 | -10.465 | -12.2513 | 28.3 | 42.2868
2018-11-22 08:00 | No Data | No Data | No Data | No Data | 58.2345 | 59.1765 | No Data | No Data | No Data | No Data | No Data | No Data | No Data | No Data | 39.6 | 70.8915 | -14.56 | -16.7054 | 20.6 | 36.7222
2018-11-22 08:30 | No Data | No Data | No Data | No Data | 41.059 | 45.0594 | No Data | No Data | No Data | No Data | No Data | No Data | No Data | No Data | 35.6 | 71.8409 | -14.105 | -17.296 | 2.4 | 10.4785
2018-11-22 09:00 | No Data | No Data | No Data | No Data | 35.9808 | 41.3156 | No Data | No Data | No Data | No Data | No Data | No Data | No Data | No Data | 35.6 | 73.9351 | -19.565 | -22.4062 | -28.7 | -29.0986
2018-11-22 09:30 | No Data | No Data | No Data | No Data | 37.4212 | 43.4356 | No Data | No Data | No Data | No Data | No Data | No Data | No Data | No Data | 28 | 70.5907 | -25.025 | -27.3038 | -43 | -43.0141
2018-11-22 10:00 | No Data | No Data | No Data | No Data | 28.4001 | 35.9565 | No Data | No Data | No Data | No Data | No Data | No Data | No Data | No Data | 36.8 | 76.6164 | -35.035 | -37.7677 | -29.5 | -29.5108
2018-11-22 10:30 | No Data | No Data | No Data | No Data | 18.6099 | 27.6615 | No Data | No Data | No Data | No Data | No Data | No Data | No Data | No Data | 34.8 | 74.6126 | -41.405 | -44.3619 | -32.2 | -32.3897
2018-11-22 11:00 | No Data | No Data | No Data | No Data | 0.0061036 | 13.3852 | No Data | No Data | No Data | No Data | No Data | No Data | No Data | No Data | 30 | 72.1343 | -38.675 | -41.0131 | -62 | -62.2094
2018-11-22 11:30 | No Data | No Data | No Data | No Data | -13.5927 | -15.9301 | No Data | No Data | No Data | No Data | No Data | No Data | No Data | No Data | 26.8 | 74.2084 | -18.2 | -19.1371 | -42.9 | -42.9262
2018-11-22 12:00 | No Data | No Data | No Data | No Data | -10.3578 | -14.545 | No Data | No Data | No Data | No Data | No Data | No Data | No Data | No Data | 44.8 | 80.4318 | -40.95 | -43.616 | -49.7 | -50.0373
2018-11-22 12:30 | No Data | No Data | No Data | No Data | -21.5885 | -22.5957 | No Data | No Data | No Data | No Data | No Data | No Data | No Data | No Data | 54.4 | 89.9217 | -54.6 | -57.8477 | -55.1 | -55.245
2018-11-22 13:00 | No Data | No Data | No Data | No Data | -17.9019 | -18.1571 | No Data | No Data | No Data | No Data | No Data | No Data | No Data | No Data | 44.8 | 81.7655 | -25.48 | -28.0923 | -30.3 | -30.3081
2018-11-22 13:30 | No Data | No Data | No Data | No Data | -29.9992 | -30.2645 | No Data | No Data | No Data | No Data | No Data | No Data | No Data | No Data | 62.8 | 95.8415 | -54.145 | -57.2686 | -78.4 | -79.1541
2018-11-22 14:00 | No Data | No Data | No Data | No Data | -26.2028 | -26.242 | No Data | No Data | No Data | No Data | No Data | No Data | No Data | No Data | 45.2 | 82.9892 | -40.04 | -42.4518 | -65.5 | -65.873
2018-11-22 14:30 | No Data | No Data | No Data | No Data | -23.6393 | -23.6393 | No Data | No Data | No Data | No Data | No Data | No Data | No Data | No Data | 56.4 | 90.8317 | -61.425 | -64.4656 | -88.7 | -89.6916
2018-11-22 15:00 | No Data | No Data | No Data | No Data | -30.2068 | -30.4071 | No Data | No Data | No Data | No Data | No Data | No Data | No Data | No Data | 58.8 | 91.7257 | -48.23 | -51.0838 | -61.6 | -61.779
2018-11-22 15:30 | No Data | No Data | No Data | No Data | -25.6413 | -25.8904 | No Data | No Data | No Data | No Data | No Data | No Data | No Data | No Data | 76.4 | 106.9205 | -80.99 | -84.5039 | -59.1 | -59.6125
2018-11-22 16:00 | No Data | No Data | No Data | No Data | -19.3301 | -20.2219 | No Data | No Data | No Data | No Data | No Data | No Data | No Data | No Data | 34.8 | 74.259 | -53.235 | -55.698 | -79.7 | -80.9376
2018-11-22 16:30 | No Data | No Data | No Data | No Data | -24.6159 | -25.4227 | No Data | No Data | No Data | No Data | No Data | No Data | No Data | No Data | 64.8 | 94.5118 | -56.42 | -59.716 | -55.7 | -55.8657
2018-11-22 17:00 | No Data | No Data | No Data | No Data | -26.6178 | -28.6335 | No Data | No Data | No Data | No Data | No Data | No Data | No Data | No Data | 64.4 | 92.2137 | -53.69 | -56.6909 | -43.8 | -43.8257
2018-11-22 17:30 | No Data | No Data | No Data | No Data | -26.569 | -28.5881 | No Data | No Data | No Data | No Data | No Data | No Data | No Data | No Data | 51.2 | 82.2727 | -27.755 | -30.93 | -21.8 | -21.8186
2018-11-22 18:00 | No Data | No Data | No Data | No Data | -26.6178 | -26.6378 | No Data | No Data | No Data | No Data | No Data | No Data | No Data | No Data | 48.4 | 80.2406 | -36.4 | -39.551 | -21.3 | -21.7101
2018-11-22 18:30 | No Data | No Data | No Data | No Data | -17.9995 | -21.0844 | No Data | No Data | No Data | No Data | No Data | No Data | No Data | No Data | 21.6 | 66.4108 | -25.025 | -27.4889 | -20 | -20.2388
2018-11-22 19:00 | No Data | No Data | No Data | No Data | -23.798 | -26.209 | No Data | No Data | No Data | No Data | No Data | No Data | No Data | No Data | 40 | 75.8113 | -16.835 | -20.3177 | 4.3 | 8.7321
2018-11-22 19:30 | No Data | No Data | No Data | No Data | -28.6686 | -29.3227 | No Data | No Data | No Data | No Data | No Data | No Data | No Data | No Data | 26.4 | 73.3179 | -6.825 | -9.9789 | 19.2 | 22.3294
2018-11-22 20:00 | No Data | No Data | No Data | No Data | -30.7683 | -31.061 | No Data | No Data | No Data | No Data | No Data | No Data | No Data | No Data | 28.4 | 74.8011 | -4.55 | -6.4347 | 24.8 | 31.6722
2018-11-22 20:30 | No Data | No Data | No Data | No Data | -30.8659 | -31.1577 | No Data | No Data | No Data | No Data | No Data | No Data | No Data | No Data | 27.2 | 76.2186 | -4.095 | -4.4812 | 29.9 | 37.0034
2018-11-22 21:00 | No Data | No Data | No Data | No Data | -32.3064 | -32.5853 | No Data | No Data | No Data | No Data | No Data | No Data | No Data | No Data | 22.8 | 74.3806 | 0.91 | 2.4503 | 24.5 | 31.9453
2018-11-22 21:30 | No Data | No Data | No Data | No Data | -29.8405 | -29.885 | No Data | No Data | No Data | No Data | No Data | No Data | No Data | No Data | 27.2 | 78.4653 | -5.46 | -7.4626 | 15.3 | 19.0801
2018-11-22 22:00 | No Data | No Data | No Data | No Data | -36.2005 | -36.5835 | No Data | No Data | No Data | No Data | No Data | No Data | No Data | No Data | 22.8 | 76.2868 | -1.365 | -2.275 | 26.1 | 31.5357
2018-11-22 22:30 | No Data | No Data | No Data | No Data | -29.5842 | -29.8123 | No Data | No Data | No Data | No Data | No Data | No Data | No Data | No Data | 21.2 | 75.0562 | 1.365 | 3.0522 | 33.5 | 38.3172
2018-11-22 23:00 | No Data | No Data | No Data | No Data | -29.4865 | -29.5468 | No Data | No Data | No Data | No Data | No Data | No Data | No Data | No Data | 10.8 | 71.2236 | 9.555 | 9.652 | 40.2 | 44.8116
2018-11-22 23:30 | No Data | No Data | No Data | No Data | -21.0758 | -22.4372 | No Data | No Data | No Data | No Data | No Data | No Data | No Data | No Data | 6.4 | 69.1757 | 15.47 | 15.47 | 49.6 | 54.4235
2018-11-23 | No Data | No Data | No Data | No Data | -11.5419 | -14.9431 | No Data | No Data | No Data | No Data | No Data | No Data | No Data | No Data | 0.8 | 66.8048 | 22.295 | 22.3367 | 60.7 | 66.1925
2018-11-23 00:30 | No Data | No Data | No Data | No Data | -1.239 | -9.5716 | No Data | No Data | No Data | No Data | No Data | No Data | No Data | No Data | 6 | 67.0689 | 17.29 | 17.3139 | 67.4 | 74.9136
2018-11-23 01:00 | No Data | No Data | No Data | No Data | -8.9296 | -11.4606 | No Data | No Data | No Data | No Data | No Data | No Data | No Data | No Data | -2.4 | -66.8048 | 21.84 | 21.8826 | 67.8 | 73.2025
2018-11-23 01:30 | No Data | No Data | No Data | No Data | -14.4106 | -17.1421 | No Data | No Data | No Data | No Data | No Data | No Data | No Data | No Data | -14 | -67.0773 | 31.395 | 31.5135 | 72.2 | 77.6951
2018-11-23 02:00 | No Data | No Data | No Data | No Data | -19.44 | -22.0272 | No Data | No Data | No Data | No Data | No Data | No Data | No Data | No Data | -14 | -68.2513 | 29.12 | 29.2477 | 65.6 | 69.8524
2018-11-23 02:30 | No Data | No Data | No Data | No Data | -12.8237 | -17.7766 | No Data | No Data | No Data | No Data | No Data | No Data | No Data | No Data | -12.8 | -67.6225 | 28.665 | 28.8952 | 63.1 | 68.8321
2018-11-23 03:00 | No Data | No Data | No Data | No Data | -24.7745 | -26.265 | No Data | No Data | No Data | No Data | No Data | No Data | No Data | No Data | -17.2 | -66.271 | 30.94 | 31.3422 | 62.3 | 66.4795
2018-11-23 03:30 | No Data | No Data | No Data | No Data | -16.669 | -20.6284 | No Data | No Data | No Data | No Data | No Data | No Data | No Data | No Data | -21.6 | -68.3052 | 34.125 | 34.559 | 64.2 | 67.424
2018-11-23 04:00 | No Data | No Data | No Data | No Data | -14.4106 | -19.9866 | No Data | No Data | No Data | No Data | No Data | No Data | No Data | No Data | -22 | -68.4327 | 32.76 | 33.2119 | 60.8 | 64.163
2018-11-23 04:30 | No Data | No Data | No Data | No Data | -24.0055 | -26.9062 | No Data | No Data | No Data | No Data | No Data | No Data | No Data | No Data | -17.6 | -67.1476 | 30.94 | 31.4181 | 58.1 | 62.3046
2018-11-23 05:00 | No Data | No Data | No Data | No Data | -35.3338 | -35.7897 | No Data | No Data | No Data | No Data | No Data | No Data | No Data | No Data | -16.4 | -67.6189 | 28.21 | 28.6506 | 56.3 | 60.1945
2018-11-23 05:30 | No Data | No Data | No Data | No Data | -28.3024 | -29.2394 | No Data | No Data | No Data | No Data | No Data | No Data | No Data | No Data | -12 | -66.6885 | 25.935 | 26.4135 | 56.3 | 61.1239
2018-11-23 06:00 | No Data | No Data | No Data | No Data | -23.0777 | -25.489 | No Data | No Data | No Data | No Data | No Data | No Data | No Data | No Data | -14 | -65.9042 | 27.3 | 27.8406 | 60.7 | 66.6802
2018-11-23 06:30 | No Data | No Data | No Data | No Data | -20.9293 | -22.1799 | No Data | No Data | No Data | No Data | No Data | No Data | No Data | No Data | -6.8 | -63.1671 | 20.93 | 21.3268 | 55.3 | 64.042
2018-11-23 07:00 | No Data | No Data | No Data | No Data | -23.5904 | -23.6348 | No Data | No Data | No Data | No Data | No Data | No Data | No Data | No Data | -17.6 | -58.7006 | 20.475 | 20.475 | 39 | 50.8949
2018-11-23 07:30 | No Data | No Data | No Data | No Data | -12.726 | -12.7519 | No Data | No Data | No Data | No Data | No Data | No Data | No Data | No Data | -25.2 | -59.9533 | 11.375 | 11.4113 | 9 | 29.3157
2018-11-23 08:00 | No Data | No Data | No Data | No Data | 4.6571 | 6.0433 | No Data | No Data | No Data | No Data | No Data | No Data | No Data | No Data | -14.8 | -55.2203 | -12.285 | -12.8129 | -30.9 | -38.2828
2018-11-23 08:30 | No Data | No Data | No Data | No Data | -3.949 | -9.6634 | No Data | No Data | No Data | No Data | No Data | No Data | No Data | No Data | -1.2 | -56.4355 | -26.39 | -28.0665 | -33.6 | -37.5213
2018-11-23 09:00 | No Data | No Data | No Data | No Data | -24.4083 | -24.9754 | No Data | No Data | No Data | No Data | No Data | No Data | No Data | No Data | 0 | 56 | -26.39 | -28.2247 | -37.8 | -41.3247
2018-11-23 09:30 | No Data | No Data | No Data | No Data | -27.1794 | -27.6048 | No Data | No Data | No Data | No Data | No Data | No Data | No Data | No Data | 13.2 | 61.8256 | -20.475 | -22.4062 | -21.4 | -28.8175
2018-11-23 10:00 | No Data | No Data | No Data | No Data | -27.277 | -27.701 | No Data | No Data | No Data | No Data | No Data | No Data | No Data | No Data | 30.8 | 68.8709 | -43.225 | -45.1941 | -35.2 | -38.1462
2018-11-23 10:30 | No Data | No Data | No Data | No Data | -30.3532 | -31.4311 | No Data | No Data | No Data | No Data | No Data | No Data | No Data | No Data | 36.4 | 72.5865 | -47.32 | -49.6451 | -26.8 | -34.0476
2018-11-23 11:00 | No Data | No Data | No Data | No Data | -28.4123 | -28.7777 | No Data | No Data | No Data | No Data | No Data | No Data | No Data | No Data | 18 | 63.0251 | -29.12 | -31.4312 | -12.7 | -22.3573
2018-11-23 11:30 | No Data | No Data | No Data | No Data | -31.635 | -31.9346 | No Data | No Data | No Data | No Data | No Data | No Data | No Data | No Data | 25.2 | 65.4462 | -20.475 | -22.9944 | -17 | -25.7946
2018-11-23 12:00 | No Data | No Data | No Data | No Data | -37.3846 | -37.6385 | No Data | No Data | No Data | No Data | No Data | No Data | No Data | No Data | 24.8 | 68.637 | -35.035 | -37.1264 | -33.9 | -35.64
2018-11-23 12:30 | No Data | No Data | No Data | No Data | -22.2599 | -26.7722 | No Data | No Data | No Data | No Data | No Data | No Data | No Data | No Data | 41.2 | 75.7786 | -47.775 | -50.505 | -54.1 | -54.8435
2018-11-23 13:00 | No Data | No Data | No Data | No Data | -23.4928 | -27.8058 | No Data | No Data | No Data | No Data | No Data | No Data | No Data | No Data | 39.6 | 75.6011 | -35.035 | -36.9784 | -43.3 | -44.4173
2018-11-23 13:30 | No Data | No Data | No Data | No Data | -30.0969 | -33.5719 | No Data | No Data | No Data | No Data | No Data | No Data | No Data | No Data | 38.4 | 72.5887 | -40.04 | -42.018 | -65 | -65.7346
2018-11-23 14:00 | No Data | No Data | No Data | No Data | -46.6133 | -46.6895 | No Data | No Data | No Data | No Data | No Data | No Data | No Data | No Data | 39.2 | 74.3699 | -43.225 | -45.9099 | -56.3 | -57.3838
2018-11-23 14:30 | No Data | No Data | No Data | No Data | -46.6621 | -47.3248 | No Data | No Data | No Data | No Data | No Data | No Data | No Data | No Data | 42 | 78.2304 | -60.515 | -63.3251 | -64.3 | -64.8335
2018-11-23 15:00 | No Data | No Data | No Data | No Data | -44.1474 | -44.3226 | No Data | No Data | No Data | No Data | No Data | No Data | No Data | No Data | 30 | 69.9588 | -49.14 | -51.0006 | -77.3 | -77.4428
2018-11-23 15:30 | No Data | No Data | No Data | No Data | -37.4334 | -37.6348 | No Data | No Data | No Data | No Data | No Data | No Data | No Data | No Data | 33.6 | 74.7743 | -56.42 | -59.1447 | -58.1 | -58.7041
2018-11-23 16:00 | No Data | No Data | No Data | No Data | -41.9989 | -42.4167 | No Data | No Data | No Data | No Data | No Data | No Data | No Data | No Data | 22.4 | 65.1705 | -38.22 | -39.7494 | -69.7 | -69.8516
2018-11-23 16:30 | No Data | No Data | No Data | No Data | -37.2259 | -37.6123 | No Data | No Data | No Data | No Data | No Data | No Data | No Data | No Data | 52.8 | 85.4616 | -71.435 | -74.3114 | -82 | -82.0624
2018-11-23 17:00 | No Data | No Data | No Data | No Data | -39.3256 | -40.1096 | No Data | No Data | No Data | No Data | No Data | No Data | No Data | No Data | 40 | 76.1514 | -49.595 | -51.5618 | -65.6 | -66.2145
2018-11-23 17:30 | No Data | No Data | No Data | No Data | -35.3826 | -35.6492 | No Data | No Data | No Data | No Data | No Data | No Data | No Data | No Data | 16 | 64.8062 | -30.94 | -31.7849 | -59.9 | -60.9939
2018-11-23 18:00 | No Data | No Data | No Data | No Data | -28.3024 | -28.442 | No Data | No Data | No Data | No Data | No Data | No Data | No Data | No Data | 24.8 | 68.2642 | -27.3 | -28.3746 | -21.7 | -29.2412
2018-11-23 18:30 | No Data | No Data | No Data | No Data | -30.5119 | -30.8653 | No Data | No Data | No Data | No Data | No Data | No Data | No Data | No Data | 32.8 | 76.5799 | -18.655 | -19.2019 | 2.5 | 24.3288
2018-11-23 19:00 | No Data | No Data | No Data | No Data | -32.7703 | -33.071 | No Data | No Data | No Data | No Data | No Data | No Data | No Data | No Data | 14.4 | 61.3149 | 0 | 3.185 | 7.2 | 26.2084
2018-11-23 19:30 | No Data | No Data | No Data | No Data | -28.9738 | -28.9738 | No Data | No Data | No Data | No Data | No Data | No Data | No Data | No Data | 9.6 | 67.4863 | 2.275 | 2.3201 | 25.1 | 37.2325
2018-11-23 20:00 | No Data | No Data | No Data | No Data | -26.8742 | -26.8742 | No Data | No Data | No Data | No Data | No Data | No Data | No Data | No Data | 10.8 | 66.4831 | 10.465 | 10.5536 | 37.2 | 46.7223
2018-11-23 20:30 | No Data | No Data | No Data | No Data | -27.2282 | -27.2282 | No Data | No Data | No Data | No Data | No Data | No Data | No Data | No Data | 4.4 | 66.1465 | 17.745 | 18.1145 | 48.1 | 59.0191
2018-11-23 21:00 | No Data | No Data | No Data | No Data | -29.6452 | -29.6452 | No Data | No Data | No Data | No Data | No Data | No Data | No Data | No Data | 5.2 | 66.2045 | 15.47 | 15.8925 | 47 | 56.4685
2018-11-23 21:30 | No Data | No Data | No Data | No Data | -25.5924 | -25.5924 | No Data | No Data | No Data | No Data | No Data | No Data | No Data | No Data | -9.6 | -64.716 | 30.94 | 31.2728 | 60.1 | 68.2298
2018-11-23 22:00 | No Data | No Data | No Data | No Data | -29.6452 | -29.9719 | No Data | No Data | No Data | No Data | No Data | No Data | No Data | No Data | -8 | -64.4981 | 29.12 | 29.2937 | 57.9 | 64.1418
2018-11-23 22:30 | No Data | No Data | No Data | No Data | -20.4166 | -21.2391 | No Data | No Data | No Data | No Data | No Data | No Data | No Data | No Data | -11.2 | -64.5786 | 35.035 | 35.2735 | 67.9 | 73.1083
2018-11-23 23:00 | No Data | No Data | No Data | No Data | -23.8468 | -24.5664 | No Data | No Data | No Data | No Data | No Data | No Data | No Data | No Data | -20.8 | -65.0169 | 44.59 | 44.87 | 75.2 | 79.7326
2018-11-23 23:30 | No Data | No Data | No Data | No Data | -18.2559 | -20.5532 | No Data | No Data | No Data | No Data | No Data | No Data | No Data | No Data | -18.4 | -64.6727 | 42.77 | 43.0619 | 77.4 | 81.9413
2018-11-24 | No Data | No Data | No Data | No Data | -16.2051 | -17.8315 | No Data | No Data | No Data | No Data | No Data | No Data | No Data | No Data | -19.6 | -64.262 | 43.225 | 43.5685 | 82 | 85.9032
2018-11-24 00:30 | No Data | No Data | No Data | No Data | -9.5888 | -11.1523 | No Data | No Data | No Data | No Data | No Data | No Data | No Data | No Data | -2.8 | -64.0612 | 27.3 | 27.5416 | 77.4 | 84.4583
2018-11-24 01:00 | No Data | No Data | No Data | No Data | -18.6709 | -19.5344 | No Data | No Data | No Data | No Data | No Data | No Data | No Data | No Data | -1.2 | -64.4112 | 25.48 | 25.7387 | 70.5 | 76.4232
2018-11-24 01:30 | No Data | No Data | No Data | No Data | -22.15 | -22.5277 | No Data | No Data | No Data | No Data | No Data | No Data | No Data | No Data | -3.2 | -66.0775 | 24.115 | 24.2221 | 63 | 67.816
2018-11-24 02:00 | No Data | No Data | No Data | No Data | -26.2028 | -26.4272 | No Data | No Data | No Data | No Data | No Data | No Data | No Data | No Data | -3.6 | -67.2428 | 21.84 | 21.8589 | 56.9 | 60.7561
2018-11-24 02:30 | No Data | No Data | No Data | No Data | -25.9953 | -26.2427 | No Data | No Data | No Data | No Data | No Data | No Data | No Data | No Data | -1.2 | -68.4187 | 20.02 | 20.0665 | 54.9 | 56.6079
2018-11-24 03:00 | No Data | No Data | No Data | No Data | -31.696 | -31.7627 | No Data | No Data | No Data | No Data | No Data | No Data | No Data | No Data | 15.2 | 73.1956 | 2.275 | 3.2173 | 33 | 34.7851
2018-11-24 03:30 | No Data | No Data | No Data | No Data | -29.1325 | -29.2167 | No Data | No Data | No Data | No Data | No Data | No Data | No Data | No Data | 18.8 | 73.2535 | -0.91 | -1.0174 | 25.9 | 26.8555
2018-11-24 04:00 | No Data | No Data | No Data | No Data | -21.2345 | -22.7661 | No Data | No Data | No Data | No Data | No Data | No Data | No Data | No Data | 19.6 | 73.0775 | -1.365 | -1.9304 | 25.6 | 26.0279
2018-11-24 04:30 | No Data | No Data | No Data | No Data | -22.3087 | -24.0295 | No Data | No Data | No Data | No Data | No Data | No Data | No Data | No Data | 26.8 | 77.201 | -10.92 | -11.2561 | 14.9 | 15.7487
2018-11-24 05:00 | No Data | No Data | No Data | No Data | -21.3321 | -24.0879 | No Data | No Data | No Data | No Data | No Data | No Data | No Data | No Data | 23.2 | 75.2649 | -5.46 | -5.4789 | 18.9 | 19.7699
2018-11-24 05:30 | No Data | No Data | No Data | No Data | -17.5357 | -20.6317 | No Data | No Data | No Data | No Data | No Data | No Data | No Data | No Data | 18.8 | 72.867 | -1.365 | -1.365 | 24.2 | 24.5967
2018-11-24 06:00 | No Data | No Data | No Data | No Data | -16.8277 | -20.2616 | No Data | No Data | No Data | No Data | No Data | No Data | No Data | No Data | 9.6 | 69.4665 | 6.37 | 6.5146 | 34.8 | 35.3836
2018-11-24 06:30 | No Data | No Data | No Data | No Data | -14.1054 | -17.0013 | No Data | No Data | No Data | No Data | No Data | No Data | No Data | No Data | 9.6 | 67.4863 | 6.37 | 6.4347 | 31.2 | 32.7029
2018-11-24 07:00 | No Data | No Data | No Data | No Data | 2.1424 | 13.2543 | No Data | No Data | No Data | No Data | No Data | No Data | No Data | No Data | 5.2 | 65.407 | 6.825 | 6.8401 | 18.2 | 21.6906
2018-11-24 07:30 | No Data | No Data | No Data | No Data | 6.0975 | 16.7899 | No Data | No Data | No Data | No Data | No Data | No Data | No Data | No Data | 10 | 56.8858 | 0 | 2.73 | 9 | 19.5898
2018-11-24 08:00 | No Data | No Data | No Data | No Data | 6.1952 | 13.4124 | No Data | No Data | No Data | No Data | No Data | No Data | No Data | No Data | -4.8 | -53.4161 | 0 | 3.64 | -14.6 | -17.4734
2018-11-24 08:30 | No Data | No Data | No Data | No Data | 2.4598 | 13.4653 | No Data | No Data | No Data | No Data | No Data | No Data | No Data | No Data | -6 | -53.9348 | -1.82 | -4.4812 | -35.4 | -35.409
2018-11-24 09:00 | No Data | No Data | No Data | No Data | 2.9725 | 17.2324 | No Data | No Data | No Data | No Data | No Data | No Data | No Data | No Data | -12.8 | -56.6646 | -5.005 | -6.1887 | -37.5 | -37.5021
2018-11-24 09:30 | No Data | No Data | No Data | No Data | 4.0955 | 19.6637 | No Data | No Data | No Data | No Data | No Data | No Data | No Data | No Data | 2.4 | 58.4014 | -19.11 | -20.6161 | -29.6 | -29.8429
2018-11-24 10:00 | No Data | No Data | No Data | No Data | 3.4852 | 21.9162 | No Data | No Data | No Data | No Data | No Data | No Data | No Data | No Data | 8 | 60.1345 | -23.66 | -26.0584 | -31.6 | -31.6356
2018-11-24 10:30 | No Data | No Data | No Data | No Data | 13.5805 | 29.4697 | No Data | No Data | No Data | No Data | No Data | No Data | No Data | No Data | 2.8 | 57.2685 | -17.745 | -19.7388 | -31.7 | -31.7
2018-11-24 11:00 | No Data | No Data | No Data | No Data | 19.5743 | 32.6678 | No Data | No Data | No Data | No Data | No Data | No Data | No Data | No Data | 1.6 | 57.668 | -15.925 | -18.3416 | -38.2 | -38.4089
2018-11-24 11:30 | No Data | No Data | No Data | No Data | 14.1909 | 31.7591 | No Data | No Data | No Data | No Data | No Data | No Data | No Data | No Data | 0.8 | 56.0057 | -14.105 | -16.0867 | -39.1 | -39.1736
2018-11-24 12:00 | No Data | No Data | No Data | No Data | 11.0658 | 30.4912 | No Data | No Data | No Data | No Data | No Data | No Data | No Data | No Data | -4.4 | -54.5777 | -9.1 | -11.375 | -40.6 | -40.8271
2018-11-24 12:30 | No Data | No Data | No Data | No Data | 13.373 | 31.4022 | No Data | No Data | No Data | No Data | No Data | No Data | No Data | No Data | -11.6 | -55.9328 | 0 | 5.005 | -33.6 | -33.7427
2018-11-24 13:00 | No Data | No Data | No Data | No Data | 11.1757 | 32.2536 | No Data | No Data | No Data | No Data | No Data | No Data | No Data | No Data | -14 | -55.3982 | 1.365 | 4.3165 | -30.4 | -30.662
2018-11-24 13:30 | No Data | No Data | No Data | No Data | 20.4532 | 36.5203 | No Data | No Data | No Data | No Data | No Data | No Data | No Data | No Data | -12.8 | -55.8856 | -0.455 | -4.5727 | -34.7 | -35.0875
2018-11-24 14:00 | No Data | No Data | No Data | No Data | 20.5508 | 36.5751 | No Data | No Data | No Data | No Data | No Data | No Data | No Data | No Data | -13.2 | -55.2014 | 0 | 4.095 | -41.1 | -42.3954
2018-11-24 14:30 | No Data | No Data | No Data | No Data | 18.6587 | 37.4874 | No Data | No Data | No Data | No Data | No Data | No Data | No Data | No Data | 4.8 | 57.0025 | -16.38 | -18.1145 | -50 | -51.7904
2018-11-24 15:00 | No Data | No Data | No Data | No Data | 20.4532 | 38.4121 | No Data | No Data | No Data | No Data | No Data | No Data | No Data | No Data | -12.8 | -54.7182 | -0.91 | -2.0348 | -36.4 | -36.6895
2018-11-24 15:30 | No Data | No Data | No Data | No Data | 22.2965 | 39.4245 | No Data | No Data | No Data | No Data | No Data | No Data | No Data | No Data | -27.6 | -57.1118 | 16.835 | 16.8596 | -16.5 | -16.5194
2018-11-24 16:00 | No Data | No Data | No Data | No Data | 20.856 | 37.0395 | No Data | No Data | No Data | No Data | No Data | No Data | No Data | No Data | -35.2 | -59.5234 | 20.475 | 20.4801 | 2 | 6.7052
2018-11-24 16:30 | No Data | No Data | No Data | No Data | 23.7858 | 38.7648 | No Data | No Data | No Data | No Data | No Data | No Data | No Data | No Data | -16 | -55.9371 | 10.01 | 10.1026 | 0.4 | 6.0133
2018-11-24 17:00 | No Data | No Data | No Data | No Data | 26.3004 | 37.2031 | No Data | No Data | No Data | No Data | No Data | No Data | No Data | No Data | -20.4 | -54.743 | 25.48 | 25.5449 | 5.4 | 8.0722
2018-11-24 17:30 | No Data | No Data | No Data | No Data | 24.506 | 35.9569 | No Data | No Data | No Data | No Data | No Data | No Data | No Data | No Data | -34.8 | -60.5904 | 18.655 | 18.655 | -8.7 | -10.0846
2018-11-24 18:00 | No Data | No Data | No Data | No Data | 34.9065 | 43.713 | No Data | No Data | No Data | No Data | No Data | No Data | No Data | No Data | -38.4 | -60.8474 | 34.125 | 34.2007 | 19.3 | 22.3647
2018-11-24 18:30 | No Data | No Data | No Data | No Data | 33.2708 | 42.4182 | No Data | No Data | No Data | No Data | No Data | No Data | No Data | No Data | -24.4 | -52.7788 | 47.775 | 47.8529 | 27.5 | 29.8077
2018-11-24 19:00 | No Data | No Data | No Data | No Data | 32.6482 | 41.9316 | No Data | No Data | No Data | No Data | No Data | No Data | No Data | No Data | -8 | -56.9646 | 34.58 | 34.7711 | 50.8 | 53.2004
2018-11-24 19:30 | No Data | No Data | No Data | No Data | 34.6014 | 44.6404 | No Data | No Data | No Data | No Data | No Data | No Data | No Data | No Data | -8.8 | -56.356 | 38.22 | 38.4388 | 63.1 | 65.2725
2018-11-24 20:00 | No Data | No Data | No Data | No Data | 37.9339 | 47.2704 | No Data | No Data | No Data | No Data | No Data | No Data | No Data | No Data | -6 | -58.7074 | 35.49 | 35.7255 | 65.4 | 67.6751
2018-11-24 20:30 | No Data | No Data | No Data | No Data | 37.9339 | 47.2704 | No Data | No Data | No Data | No Data | No Data | No Data | No Data | No Data | 1.6 | 60.0213 | 28.21 | 28.5057 | 57.2 | 59.9056
2018-11-24 21:00 | No Data | No Data | No Data | No Data | 39.6796 | 49.648 | No Data | No Data | No Data | No Data | No Data | No Data | No Data | No Data | -4.4 | -57.7678 | 30.94 | 31.5003 | 61 | 66.2707
2018-11-24 21:30 | No Data | No Data | No Data | No Data | 36.7498 | 47.3393 | No Data | No Data | No Data | No Data | No Data | No Data | No Data | No Data | -4.8 | -61.3879 | 30.485 | 31.0535 | 58.3 | 62.4911
2018-11-24 22:00 | No Data | No Data | No Data | No Data | 38.4466 | 48.6683 | No Data | No Data | No Data | No Data | No Data | No Data | No Data | No Data | -5.2 | -60.2249 | 31.85 | 32.3146 | 59.5 | 64.0095
2018-11-24 22:30 | No Data | No Data | No Data | No Data | 43.7812 | 52.9835 | No Data | No Data | No Data | No Data | No Data | No Data | No Data | No Data | -6.4 | -60.7381 | 33.67 | 34.1098 | 63.5 | 66.7578
2018-11-24 23:00 | No Data | No Data | No Data | No Data | 41.9379 | 51.5346 | No Data | No Data | No Data | No Data | No Data | No Data | No Data | No Data | -4.8 | -62.5843 | 27.755 | 28.287 | 57.7 | 60.9381
2018-11-24 23:30 | No Data | No Data | No Data | No Data | 45.5756 | 53.6228 | No Data | No Data | No Data | No Data | No Data | No Data | No Data | No Data | -13.2 | -62.9984 | 35.49 | 36.1403 | 70.2 | 73.3313
2018-11-25 | No Data | No Data | No Data | No Data | 51.3619 | 58.62 | No Data | No Data | No Data | No Data | No Data | No Data | No Data | No Data | -9.6 | -62.3436 | 30.485 | 31.0535 | 68.5 | 71.9768
2018-11-25 00:30 | No Data | No Data | No Data | No Data | 61.7258 | 66.5667 | No Data | No Data | No Data | No Data | No Data | No Data | No Data | No Data | 4.4 | 64.5501 | 20.02 | 20.3482 | 63.9 | 71.5545
2018-11-25 01:00 | No Data | No Data | No Data | No Data | 55.5734 | 60.7613 | No Data | No Data | No Data | No Data | No Data | No Data | No Data | No Data | -2.4 | -64.8049 | 21.84 | 22.071 | 59.6 | 64.8654
2018-11-25 01:30 | No Data | No Data | No Data | No Data | 52.2896 | 59.3882 | No Data | No Data | No Data | No Data | No Data | No Data | No Data | No Data | -8.4 | -66.1356 | 28.665 | 28.8952 | 61.8 | 66.5162
2018-11-25 02:00 | No Data | No Data | No Data | No Data | 43.7812 | 52.0533 | No Data | No Data | No Data | No Data | No Data | No Data | No Data | No Data | -10.4 | -66.4193 | 28.21 | 28.3892 | 58 | 61.3514
2018-11-25 02:30 | No Data | No Data | No Data | No Data | 42.4506 | 50.9393 | No Data | No Data | No Data | No Data | No Data | No Data | No Data | No Data | -6 | -65.407 | 22.75 | 23.0394 | 53 | 55.5688
2018-11-25 03:00 | No Data | No Data | No Data | No Data | 38.6053 | 47.7821 | No Data | No Data | No Data | No Data | No Data | No Data | No Data | No Data | -12 | -65.5085 | 27.3 | 27.6766 | 54.8 | 57.2591
2018-11-25 03:30 | No Data | No Data | No Data | No Data | 38.349 | 48.5612 | No Data | No Data | No Data | No Data | No Data | No Data | No Data | No Data | -11.2 | -65.3667 | 28.665 | 28.956 | 54.3 | 55.929
2018-11-25 04:00 | No Data | No Data | No Data | No Data | 36.6522 | 47.2327 | No Data | No Data | No Data | No Data | No Data | No Data | No Data | No Data | -10.4 | -65.6293 | 29.12 | 29.4065 | 52.9 | 53.9516
2018-11-25 04:30 | No Data | No Data | No Data | No Data | 33.2219 | 46.306 | No Data | No Data | No Data | No Data | No Data | No Data | No Data | No Data | -14 | -65.5134 | 32.305 | 32.6904 | 56 | 57.5577
2018-11-25 05:00 | No Data | No Data | No Data | No Data | 33.2219 | 46.306 | No Data | No Data | No Data | No Data | No Data | No Data | No Data | No Data | -12.4 | -65.9758 | 29.12 | 29.4733 | 52.9 | 54.6452
2018-11-25 05:30 | No Data | No Data | No Data | No Data | 35.4192 | 47.9069 | No Data | No Data | No Data | No Data | No Data | No Data | No Data | No Data | -16.4 | -65.6804 | 33.215 | 33.6608 | 57.1 | 58.8392
2018-11-25 06:00 | No Data | No Data | No Data | No Data | 37.2625 | 49.2854 | No Data | No Data | No Data | No Data | No Data | No Data | No Data | No Data | -27.6 | -67.5005 | 43.225 | 43.6918 | 68.6 | 70.3293
2018-11-25 06:30 | No Data | No Data | No Data | No Data | 35.8343 | 45.6027 | No Data | No Data | No Data | No Data | No Data | No Data | No Data | No Data | -22.8 | -65.3091 | 40.04 | 40.4745 | 63 | 64.8312
2018-11-25 07:00 | No Data | No Data | No Data | No Data | 38.9105 | 45.9325 | No Data | No Data | No Data | No Data | No Data | No Data | No Data | No Data | -24 | -63.1392 | 41.405 | 41.7634 | 47 | 48.4586
2018-11-25 07:30 | No Data | No Data | No Data | No Data | 42.4506 | 49.8863 | No Data | No Data | No Data | No Data | No Data | No Data | No Data | No Data | -38.4 | -62.7273 | 37.765 | 37.8991 | 31.2 | 33.537
2018-11-25 08:00 | No Data | No Data | No Data | No Data | 40.5463 | 47.3829 | No Data | No Data | No Data | No Data | No Data | No Data | No Data | No Data | -41.2 | -64.1723 | 16.38 | 16.38 | -4.4 | -5.6223
2018-11-25 08:30 | No Data | No Data | No Data | No Data | 34.5037 | 42.3279 | No Data | No Data | No Data | No Data | No Data | No Data | No Data | No Data | -28.4 | -59.25 | -0.455 | -3.2173 | -37.1 | -37.3841
2018-11-25 09:00 | No Data | No Data | No Data | No Data | 30.8537 | 39.4093 | No Data | No Data | No Data | No Data | No Data | No Data | No Data | No Data | -28.8 | -59.0931 | 0 | 1.82 | -37 | -37.1747
2018-11-25 09:30 | No Data | No Data | No Data | No Data | 32.343 | 41.787 | No Data | No Data | No Data | No Data | No Data | No Data | No Data | No Data | -27.2 | -56.9196 | 1.365 | 1.9304 | -39.9 | -39.9362
2018-11-25 10:00 | No Data | No Data | No Data | No Data | 30.5486 | 40.4141 | No Data | No Data | No Data | No Data | No Data | No Data | No Data | No Data | -2.8 | -58.4671 | -20.475 | -22.0522 | -59.3 | -60.3299
2018-11-25 10:30 | No Data | No Data | No Data | No Data | 26.3981 | 38.56 | No Data | No Data | No Data | No Data | No Data | No Data | No Data | No Data | 2 | 60.0333 | -23.205 | -25.272 | -66.2 | -67.4452
2018-11-25 11:00 | No Data | No Data | No Data | No Data | 17.731 | 33.2325 | No Data | No Data | No Data | No Data | No Data | No Data | No Data | No Data | 3.2 | 61.2836 | -24.115 | -26.2878 | -67.9 | -70.7001
2018-11-25 11:30 | No Data | No Data | No Data | No Data | 21.1124 | 35.1531 | No Data | No Data | No Data | No Data | No Data | No Data | No Data | No Data | 1.6 | 59.6215 | -22.295 | -24.439 | -65.6 | -67.4759
2018-11-25 12:00 | No Data | No Data | No Data | No Data | 17.6333 | 33.1805 | No Data | No Data | No Data | No Data | No Data | No Data | No Data | No Data | -1.2 | -58.8054 | -17.745 | -19.9423 | -65 | -66.1535
2018-11-25 12:30 | No Data | No Data | No Data | No Data | 8.5023 | 27.2112 | No Data | No Data | No Data | No Data | No Data | No Data | No Data | No Data | -1.6 | -58.4014 | -13.195 | -16.0287 | -60.8 | -62.3465
2018-11-25 13:00 | No Data | No Data | No Data | No Data | 0.97047 | 25.867 | No Data | No Data | No Data | No Data | No Data | No Data | No Data | No Data | -1.6 | -58.834 | -13.65 | -16.4053 | -61.4 | -63.2295
2018-11-25 13:30 | No Data | No Data | No Data | No Data | 0.0061036 | 25.8488 | No Data | No Data | No Data | No Data | No Data | No Data | No Data | No Data | -5.2 | -58.2326 | -10.465 | -13.2888 | -58.3 | -59.8201
2018-11-25 14:00 | No Data | No Data | No Data | No Data | 1.4832 | 25.6841 | No Data | No Data | No Data | No Data | No Data | No Data | No Data | No Data | -1.2 | -58.0124 | -15.47 | -17.948 | -61.8 | -63.4104
2018-11-25 14:30 | No Data | No Data | No Data | No Data | -6.4637 | -24.8015 | No Data | No Data | No Data | No Data | No Data | No Data | No Data | No Data | -22.4 | -58.0923 | 8.19 | 9.369 | -39.8 | -40.7398
2018-11-25 15:00 | No Data | No Data | No Data | No Data | -14.8745 | -25.1323 | No Data | No Data | No Data | No Data | No Data | No Data | No Data | No Data | -6.4 | -50.8047 | 5.005 | 7.7484 | -39.9 | -40.9024
2018-11-25 15:30 | No Data | No Data | No Data | No Data | -11.7494 | -23.2393 | No Data | No Data | No Data | No Data | No Data | No Data | No Data | No Data | -12 | -51.4198 | 9.1 | 10.3856 | -32.8 | -32.9656
2018-11-25 16:00 | No Data | No Data | No Data | No Data | -13.3364 | -19.9777 | No Data | No Data | No Data | No Data | No Data | No Data | No Data | No Data | -10 | -50.598 | 8.645 | 9.9893 | -29.9 | -29.9042
2018-11-25 16:30 | No Data | No Data | No Data | No Data | -9.8451 | -17.8375 | No Data | No Data | No Data | No Data | No Data | No Data | No Data | No Data | -8.4 | -50.636 | 6.825 | 8.7403 | -29.9 | -29.9428
2018-11-25 17:00 | No Data | No Data | No Data | No Data | -3.0335 | -15.1807 | No Data | No Data | No Data | No Data | No Data | No Data | No Data | No Data | 20 | 54.9676 | 13.195 | 13.574 | -22.8 | -22.9837
2018-11-25 17:30 | No Data | No Data | No Data | No Data | -3.3387 | -12.9089 | No Data | No Data | No Data | No Data | No Data | No Data | No Data | No Data | 26.8 | 56.7295 | 8.19 | 9.369 | -24.4 | -25.0122
2018-11-25 18:00 | No Data | No Data | No Data | No Data | 8.0995 | 16.3502 | No Data | No Data | No Data | No Data | No Data | No Data | No Data | No Data | 28.8 | 58.0483 | 4.095 | 6.4668 | 4.6 | 13.7899
2018-11-25 18:30 | No Data | No Data | No Data | No Data | 6.305 | 15.8751 | No Data | No Data | No Data | No Data | No Data | No Data | No Data | No Data | 20 | 53.8516 | 11.83 | 12.8452 | -13.8 | -16.2604
2018-11-25 19:00 | No Data | No Data | No Data | No Data | 15.8389 | 23.9761 | No Data | No Data | No Data | No Data | No Data | No Data | No Data | No Data | 7.2 | 48.1415 | 25.025 | 25.0622 | 16.2 | 22.283
2018-11-25 19:30 | No Data | No Data | No Data | No Data | 17.9385 | 26.6048 | No Data | No Data | No Data | No Data | No Data | No Data | No Data | No Data | -0.4 | -46.4017 | 31.85 | 31.85 | 46.2 | 51.3439
2018-11-25 20:00 | No Data | No Data | No Data | No Data | 29.987 | 36.8289 | No Data | No Data | No Data | No Data | No Data | No Data | No Data | No Data | 1.6 | 50.4777 | 25.48 | 25.5814 | 53.9 | 58.7603
2018-11-25 20:30 | No Data | No Data | No Data | No Data | 29.987 | 38.8274 | No Data | No Data | No Data | No Data | No Data | No Data | No Data | No Data | 5.2 | 51.4634 | 22.75 | 22.8635 | 52 | 57.3133
2018-11-25 21:00 | No Data | No Data | No Data | No Data | 33.2708 | 42.6998 | No Data | No Data | No Data | No Data | No Data | No Data | No Data | No Data | 4.4 | 51.7873 | 20.475 | 20.5557 | 50.4 | 57.8018
2018-11-25 21:30 | No Data | No Data | No Data | No Data | 33.1121 | 42.5763 | No Data | No Data | No Data | No Data | No Data | No Data | No Data | No Data | 1.6 | 52.0246 | 24.57 | 24.6751 | 52.4 | 59.1778
2018-11-25 22:00 | No Data | No Data | No Data | No Data | 36.6033 | 45.3446 | No Data | No Data | No Data | No Data | No Data | No Data | No Data | No Data | 2 | 52.0138 | 23.66 | 23.7691 | 51.6 | 56.5756
2018-11-25 22:30 | No Data | No Data | No Data | No Data | 43.7812 | 51.3139 | No Data | No Data | No Data | No Data | No Data | No Data | No Data | No Data | 3.6 | 53.7208 | 22.295 | 22.4108 | 54.7 | 59.1468
2018-11-25 23:00 | No Data | No Data | No Data | No Data | 41.8769 | 49.6991 | No Data | No Data | No Data | No Data | No Data | No Data | No Data | No Data | 0 | 54.4368 | 23.205 | 23.365 | 54.3 | 57.7631
2018-11-25 23:30 | No Data | No Data | No Data | No Data | 48.7007 | 55.5706 | No Data | No Data | No Data | No Data | No Data | No Data | No Data | No Data | 8 | 56.5685 | 15.015 | 15.4499 | 50.5 | 54.3162
2018-11-26 | No Data | No Data | No Data | No Data | 55.7687 | 61.1285 | No Data | No Data | No Data | No Data | No Data | No Data | No Data | No Data | 9.2 | 55.9614 | 15.47 | 15.7945 | 54.3 | 58.8925
2018-11-26 00:30 | No Data | No Data | No Data | No Data | 65.156 | 69.1754 | No Data | No Data | No Data | No Data | No Data | No Data | No Data | No Data | 20.4 | 59.2243 | 4.55 | 5.554 | 53.5 | 61.6826
2018-11-26 01:00 | No Data | No Data | No Data | No Data | 56.2325 | 60.1428 | No Data | No Data | No Data | No Data | No Data | No Data | No Data | No Data | 12.4 | 55.7953 | 11.83 | 12.3773 | 54.4 | 60.1652
2018-11-26 01:30 | No Data | No Data | No Data | No Data | 52.8511 | 57.8125 | No Data | No Data | No Data | No Data | No Data | No Data | No Data | No Data | 8.8 | 55.5021 | 15.47 | 15.7945 | 51.6 | 57.164
2018-11-26 02:00 | No Data | No Data | No Data | No Data | 47.7729 | 55.1942 | No Data | No Data | No Data | No Data | No Data | No Data | No Data | No Data | 2.4 | 55.6129 | 18.655 | 18.9249 | 52 | 57.1048
2018-11-26 02:30 | No Data | No Data | No Data | No Data | 51.2154 | 58.1993 | No Data | No Data | No Data | No Data | No Data | No Data | No Data | No Data | -2.8 | -55.271 | 24.115 | 24.2221 | 56.9 | 60.2138
2018-11-26 03:00 | No Data | No Data | No Data | No Data | 46.2837 | 54.8259 | No Data | No Data | No Data | No Data | No Data | No Data | No Data | No Data | -7.6 | -55.3245 | 27.3 | 27.3341 | 57.6 | 60.9081
2018-11-26 03:30 | No Data | No Data | No Data | No Data | 39.5209 | 49.2504 | No Data | No Data | No Data | No Data | No Data | No Data | No Data | No Data | -8.4 | -55.8355 | 28.21 | 28.2686 | 58.7 | 60.7892
2018-11-26 04:00 | No Data | No Data | No Data | No Data | 39.5209 | 49.2504 | No Data | No Data | No Data | No Data | No Data | No Data | No Data | No Data | -6.8 | -56.461 | 25.935 | 26.0346 | 53 | 54.7924
2018-11-26 04:30 | No Data | No Data | No Data | No Data | 39.5209 | 49.2504 | No Data | No Data | No Data | No Data | No Data | No Data | No Data | No Data | -7.6 | -56.461 | 25.025 | 25.1282 | 52.1 | 54.1341
2018-11-26 05:00 | No Data | No Data | No Data | No Data | 41.4252 | 50.7913 | No Data | No Data | No Data | No Data | No Data | No Data | No Data | No Data | -11.6 | -56.7972 | 26.39 | 26.4253 | 53.2 | 56.4241
2018-11-26 05:30 | No Data | No Data | No Data | No Data | 41.4252 | 50.7913 | No Data | No Data | No Data | No Data | No Data | No Data | No Data | No Data | -1.6 | -56.5148 | 19.565 | 19.6495 | 48.1 | 53.1448
2018-11-26 06:00 | No Data | No Data | No Data | No Data | 46.4424 | 54.96 | No Data | No Data | No Data | No Data | No Data | No Data | No Data | No Data | -10 | -55.7049 | 25.025 | 25.0291 | 54.3 | 59.4485
2018-11-26 06:30 | No Data | No Data | No Data | No Data | 51.4717 | 57.4831 | No Data | No Data | No Data | No Data | No Data | No Data | No Data | No Data | -2.4 | -55.3173 | 18.655 | 18.7049 | 45.9 | 53.3031
2018-11-26 07:00 | No Data | No Data | No Data | No Data | 56.5377 | 60.041 | No Data | No Data | No Data | No Data | No Data | No Data | No Data | No Data | -2.8 | -54.0725 | 20.475 | 20.4801 | 32.8 | 44.518
2018-11-26 07:30 | No Data | No Data | No Data | No Data | 58.4909 | 61.3653 | No Data | No Data | No Data | No Data | No Data | No Data | No Data | No Data | 10.4 | 56.1712 | 9.555 | 9.8221 | 5 | 24.2217
2018-11-26 08:00 | No Data | No Data | No Data | No Data | 61.9211 | 64.1509 | No Data | No Data | No Data | No Data | No Data | No Data | No Data | No Data | 13.2 | 27.7417 | 10.01 | 32.0864 | -10.9 | -24.9112
2018-11-26 08:30 | No Data | No Data | No Data | No Data | 51.9234 | 55.7353 | No Data | No Data | No Data | No Data | No Data | No Data | No Data | No Data | 18.4 | 30.2417 | 6.825 | 30.3523 | -25.9 | -29.5373
2018-11-26 09:00 | No Data | No Data | No Data | No Data | 51.9234 | 55.7353 | No Data | No Data | No Data | No Data | No Data | No Data | No Data | No Data | 24.4 | 35.6561 | 3.185 | 27.0333 | -32 | -34.2113
2018-11-26 09:30 | No Data | No Data | No Data | No Data | 50.0313 | 53.9769 | No Data | No Data | No Data | No Data | No Data | No Data | No Data | No Data | 22.8 | 35.1864 | -1.82 | -26.4527 | -39.4 | -40.3277
2018-11-26 10:00 | No Data | No Data | No Data | No Data | 42.2919 | 48.83 | No Data | No Data | No Data | No Data | No Data | No Data | No Data | No Data | 9.6 | 34.9445 | -29.575 | -34.0308 | -68.3 | -68.3
2018-11-26 10:30 | No Data | No Data | No Data | No Data | 42.2919 | 48.83 | No Data | No Data | No Data | No Data | No Data | No Data | No Data | No Data | 6.8 | 32.7145 | -28.21 | -33.5715 | -66 | -66.0092
2018-11-26 11:00 | No Data | No Data | No Data | No Data | 44.2939 | 51.3895 | No Data | No Data | No Data | No Data | No Data | No Data | No Data | No Data | 3.2 | 31.7616 | -21.385 | -27.7885 | -61.9 | -61.9233
2018-11-26 11:30 | No Data | No Data | No Data | No Data | 42.6459 | 49.976 | No Data | No Data | No Data | No Data | No Data | No Data | No Data | No Data | 5.2 | 32.025 | -22.75 | -29.4206 | -62.7 | -62.7179
2018-11-26 12:00 | No Data | No Data | No Data | No Data | 42.6459 | 49.976 | No Data | No Data | No Data | No Data | No Data | No Data | No Data | No Data | 8.8 | 34.3465 | -24.57 | -29.7843 | -63.9 | -63.9
2018-11-26 12:30 | No Data | No Data | No Data | No Data | 38.703 | 46.6567 | No Data | No Data | No Data | No Data | No Data | No Data | No Data | No Data | -0.4 | -30.8026 | -18.2 | -25.419 | -56 | -56.0971
2018-11-26 13:00 | No Data | No Data | No Data | No Data | 35.3704 | 45.3688 | No Data | No Data | No Data | No Data | No Data | No Data | No Data | No Data | 1.6 | 31.6405 | -18.2 | -25.7387 | -58.7 | -58.7218
2018-11-26 13:30 | No Data | No Data | No Data | No Data | 33.3684 | 43.8259 | No Data | No Data | No Data | No Data | No Data | No Data | No Data | No Data | 7.6 | 34.0588 | -27.755 | -31.7752 | -65.9 | -65.9012
2018-11-26 14:00 | No Data | No Data | No Data | No Data | 35.2117 | 45.2452 | No Data | No Data | No Data | No Data | No Data | No Data | No Data | No Data | 11.2 | 34.2812 | -29.12 | -33.1901 | -67.5 | -67.5107
2018-11-26 14:30 | No Data | No Data | No Data | No Data | 41.1688 | 48.6891 | No Data | No Data | No Data | No Data | No Data | No Data | No Data | No Data | 9.6 | 32.6435 | -25.025 | -29.6624 | -58.9 | -58.9042
2018-11-26 15:00 | No Data | No Data | No Data | No Data | 44.6479 | 51.6642 | No Data | No Data | No Data | No Data | No Data | No Data | No Data | No Data | 20.8 | 38.8392 | -35.035 | -38.1169 | -48.2 | -48.3657
2018-11-26 15:30 | No Data | No Data | No Data | No Data | 43.0121 | 50.2573 | No Data | No Data | No Data | No Data | No Data | No Data | No Data | No Data | 7.6 | 32.1123 | -25.025 | -30.6779 | -55.3 | -55.3203
2018-11-26 16:00 | No Data | No Data | No Data | No Data | 46.3935 | 52.3263 | No Data | No Data | No Data | No Data | No Data | No Data | No Data | No Data | 13.6 | 32.2118 | -24.115 | -29.6728 | -50.8 | -50.9495
2018-11-26 16:30 | No Data | No Data | No Data | No Data | 49.0547 | 53.9958 | No Data | No Data | No Data | No Data | No Data | No Data | No Data | No Data | 0 | 27.2 | -11.375 | -23.8213 | -25.6 | -30.4567
2018-11-26 17:00 | No Data | No Data | No Data | No Data | 48.7495 | 53.7187 | No Data | No Data | No Data | No Data | No Data | No Data | No Data | No Data | 0.8 | 25.2127 | -9.1 | -24.5025 | -17 | -25.4951
2018-11-26 17:30 | No Data | No Data | No Data | No Data | 46.8574 | 51.2744 | No Data | No Data | No Data | No Data | No Data | No Data | No Data | No Data | -2 | -28.0713 | -9.555 | -23.8387 | -34.8 | -36.0734
2018-11-26 18:00 | No Data | No Data | No Data | No Data | 46.9551 | 52.0745 | No Data | No Data | No Data | No Data | No Data | No Data | No Data | No Data | 5.6 | 26.5962 | 5.005 | 23.294 | -7.9 | -17.5756
2018-11-26 18:30 | No Data | No Data | No Data | No Data | 45.3193 | 50.6045 | No Data | No Data | No Data | No Data | No Data | No Data | No Data | No Data | 4 | 25.9106 | 9.1 | 24.5025 | -1.1 | -17.1353
2018-11-26 19:00 | No Data | No Data | No Data | No Data | 43.6713 | 49.1341 | No Data | No Data | No Data | No Data | No Data | No Data | No Data | No Data | -10.4 | -22.898 | 28.21 | 38.0136 | 38.8 | 46.6503
2018-11-26 19:30 | No Data | No Data | No Data | No Data | 39.6307 | 46.4931 | No Data | No Data | No Data | No Data | No Data | No Data | No Data | No Data | -1.6 | -18.868 | 36.4 | 45.2285 | 56.4 | 62.8351
2018-11-26 20:00 | No Data | No Data | No Data | No Data | 32.6482 | 40.7052 | No Data | No Data | No Data | No Data | No Data | No Data | No Data | No Data | -4 | -27.4925 | 34.58 | 45.7586 | 65.9 | 72.5321
2018-11-26 20:30 | No Data | No Data | No Data | No Data | 35.8831 | 43.3429 | No Data | No Data | No Data | No Data | No Data | No Data | No Data | No Data | -6 | -27.4634 | 36.855 | 47.8291 | 68.9 | 76.0529
2018-11-26 21:00 | No Data | No Data | No Data | No Data | 34.2962 | 42.0385 | No Data | No Data | No Data | No Data | No Data | No Data | No Data | No Data | 2 | 30.0107 | 30.94 | 42.8015 | 62 | 69.7711
2018-11-26 21:30 | No Data | No Data | No Data | No Data | 31.8791 | 40.091 | No Data | No Data | No Data | No Data | No Data | No Data | No Data | No Data | -1.2 | -30.024 | 30.94 | 42.8015 | 60.3 | 66.8246
2018-11-26 22:00 | No Data | No Data | No Data | No Data | 27.8386 | 36.9594 | No Data | No Data | No Data | No Data | No Data | No Data | No Data | No Data | -8 | -31.435 | 36.4 | 47.7728 | 63.6 | 69.4907
2018-11-26 22:30 | No Data | No Data | No Data | No Data | 34.7601 | 42.4178 | No Data | No Data | No Data | No Data | No Data | No Data | No Data | No Data | -13.2 | -40.9839 | 41.86 | 46.2066 | 71.8 | 76.6037
2018-11-26 23:00 | No Data | No Data | No Data | No Data | 31.2688 | 39.6074 | No Data | No Data | No Data | No Data | No Data | No Data | No Data | No Data | -16 | -43.0813 | 42.77 | 47.2237 | 72.6 | 76.2168
2018-11-26 23:30 | No Data | No Data | No Data | No Data | 40.705 | 47.4121 | No Data | No Data | No Data | No Data | No Data | No Data | No Data | No Data | -20.8 | -42.9698 | 49.14 | 53.5916 | 83.2 | 87.3183
2018-11-27 | No Data | No Data | No Data | No Data | 49.8238 | 55.4384 | No Data | No Data | No Data | No Data | No Data | No Data | No Data | No Data | -23.2 | -43.1648 | 51.415 | 55.8613 | 88.4 | 94.0136
2018-11-27 00:30 | No Data | No Data | No Data | No Data | 68.3299 | 70.6361 | No Data | No Data | No Data | No Data | No Data | No Data | No Data | No Data | -17.2 | -42.4415 | 45.5 | 49.8946 | 93 | 101.0408
2018-11-27 01:00 | No Data | No Data | No Data | No Data | 63.2029 | 66.1538 | No Data | No Data | No Data | No Data | No Data | No Data | No Data | No Data | -30.8 | -47.3776 | 59.605 | 63.1729 | 101.3 | 108.334
2018-11-27 01:30 | No Data | No Data | No Data | No Data | 55.256 | 60.7217 | No Data | No Data | No Data | No Data | No Data | No Data | No Data | No Data | -31.6 | -49.4223 | 57.785 | 61.3052 | 92.4 | 98.7008
2018-11-27 02:00 | No Data | No Data | No Data | No Data | 51.1055 | 56.9708 | No Data | No Data | No Data | No Data | No Data | No Data | No Data | No Data | -32.8 | -49.8959 | 60.06 | 63.4542 | 91 | 95.4486
2018-11-27 02:30 | No Data | No Data | No Data | No Data | 52.7535 | 59.1822 | No Data | No Data | No Data | No Data | No Data | No Data | No Data | No Data | -36.8 | -60.8013 | 64.155 | 65.0777 | 95 | 99.6544
2018-11-27 03:00 | No Data | No Data | No Data | No Data | 49.4209 | 56.2319 | No Data | No Data | No Data | No Data | No Data | No Data | No Data | No Data | -38.8 | -62.3448 | 65.065 | 66.0518 | 93.5 | 97.472
2018-11-27 03:30 | No Data | No Data | No Data | No Data | 46.1372 | 55.5983 | No Data | No Data | No Data | No Data | No Data | No Data | No Data | No Data | -36.4 | -61.8463 | 60.515 | 61.4132 | 87.2 | 90.9651
2018-11-27 04:00 | No Data | No Data | No Data | No Data | 46.1372 | 55.5983 | No Data | No Data | No Data | No Data | No Data | No Data | No Data | No Data | -33.2 | -61.022 | 57.785 | 58.725 | 81.7 | 85.7677
2018-11-27 04:30 | No Data | No Data | No Data | No Data | 46.1372 | 55.5983 | No Data | No Data | No Data | No Data | No Data | No Data | No Data | No Data | -15.2 | -57.6403 | 40.495 | 41.3149 | 65.6 | 69.319
2018-11-27 05:00 | No Data | No Data | No Data | No Data | 42.707 | 52.7865 | No Data | No Data | No Data | No Data | No Data | No Data | No Data | No Data | -14.8 | -58.3095 | 37.31 | 38.0136 | 63.4 | 67.0108
2018-11-27 05:30 | No Data | No Data | No Data | No Data | 42.707 | 51.7246 | No Data | No Data | No Data | No Data | No Data | No Data | No Data | No Data | -13.2 | -57.5347 | 36.4 | 37.2128 | 64.4 | 69.6391
2018-11-27 06:00 | No Data | No Data | No Data | No Data | 45.0629 | 53.6863 | No Data | No Data | No Data | No Data | No Data | No Data | No Data | No Data | -11.6 | -57.9724 | 34.58 | 35.5366 | 60.7 | 65.9947
2018-11-27 06:30 | No Data | No Data | No Data | No Data | 54.9996 | 60.0297 | No Data | No Data | No Data | No Data | No Data | No Data | No Data | No Data | -16.4 | -54.9065 | 36.855 | 37.658 | 68.2 | 75.4621
2018-11-27 07:00 | No Data | No Data | No Data | No Data | 62.1286 | 64.8735 | No Data | No Data | No Data | No Data | No Data | No Data | No Data | No Data | -21.6 | -46.8734 | 40.95 | 41.5149 | 53.3 | 62.7943
2018-11-27 07:30 | No Data | No Data | No Data | No Data | 67.2557 | 68.8914 | No Data | No Data | No Data | No Data | No Data | No Data | No Data | No Data | -18.8 | -47.4805 | 27.755 | 28.1255 | 46.4 | 54.8767
2018-11-27 08:00 | No Data | No Data | No Data | No Data | 67.2557 | 68.8914 | No Data | No Data | No Data | No Data | No Data | No Data | No Data | No Data | -25.6 | -51.2515 | 23.66 | 24.1836 | 37.9 | 47.36
2018-11-27 08:30 | No Data | No Data | No Data | No Data | 57.4655 | 60.3104 | No Data | No Data | No Data | No Data | No Data | No Data | No Data | No Data | -32.4 | -50.8567 | 48.685 | 49.043 | 18.6 | 25.5384
2018-11-27 09:00 | No Data | No Data | No Data | No Data | 52.2408 | 55.3549 | No Data | No Data | No Data | No Data | No Data | No Data | No Data | No Data | -19.2 | -48.3735 | 30.94 | 31.2728 | 8.7 | 18.1246
2018-11-27 09:30 | No Data | No Data | No Data | No Data | 50.3853 | 54.8348 | No Data | No Data | No Data | No Data | No Data | No Data | No Data | No Data | -8 | -44.3279 | 26.845 | 27.0333 | 7.1 | 15.9656
2018-11-27 10:00 | No Data | No Data | No Data | No Data | 46.3447 | 51.9315 | No Data | No Data | No Data | No Data | No Data | No Data | No Data | No Data | -11.2 | -47.3438 | 23.66 | 23.7299 | 14.2 | 23.0054
2018-11-27 10:30 | No Data | No Data | No Data | No Data | 43.2197 | 49.0412 | No Data | No Data | No Data | No Data | No Data | No Data | No Data | No Data | 4 | 45.7751 | 18.2 | 18.2057 | 8.2 | 20.694
2018-11-27 11:00 | No Data | No Data | No Data | No Data | 45.4658 | 51.0317 | No Data | No Data | No Data | No Data | No Data | No Data | No Data | No Data | -6.8 | -46.4999 | 25.48 | 25.6258 | 17.8 | 25.6727
2018-11-27 11:30 | No Data | No Data | No Data | No Data | 36.8109 | 44.426 | No Data | No Data | No Data | No Data | No Data | No Data | No Data | No Data | -3.6 | -48.1348 | 16.38 | 16.4368 | -4.4 | -17.0766
2018-11-27 12:00 | No Data | No Data | No Data | No Data | 30.9148 | 39.6781 | No Data | No Data | No Data | No Data | No Data | No Data | No Data | No Data | -8.4 | -50.7007 | 6.825 | 6.825 | -16.7 | -22.5144
2018-11-27 12:30 | No Data | No Data | No Data | No Data | 32.7092 | 41.0916 | No Data | No Data | No Data | No Data | No Data | No Data | No Data | No Data | -8.8 | -45.6561 | 23.205 | 23.365 | 11.3 | 24.4659
2018-11-27 13:00 | No Data | No Data | No Data | No Data | 31.22 | 39.9163 | No Data | No Data | No Data | No Data | No Data | No Data | No Data | No Data | 3.6 | 49.3315 | 7.28 | 7.28 | 9.4 | 23.924
2018-11-27 13:30 | No Data | No Data | No Data | No Data | 27.631 | 37.1766 | No Data | No Data | No Data | No Data | No Data | No Data | No Data | No Data | 12.8 | 51.903 | -7.28 | -7.6272 | 0.5 | 21.7058
2018-11-27 14:00 | No Data | No Data | No Data | No Data | 29.9382 | 38.922 | No Data | No Data | No Data | No Data | No Data | No Data | No Data | No Data | 8.4 | 53.8591 | -21.385 | -21.9629 | -3.2 | -19.6621
2018-11-27 14:30 | No Data | No Data | No Data | No Data | 21.5274 | 32.8946 | No Data | No Data | No Data | No Data | No Data | No Data | No Data | No Data | 7.6 | 50.5743 | -9.555 | -9.7268 | 4.4 | 22.8281
2018-11-27 15:00 | No Data | No Data | No Data | No Data | 21.4786 | 31.153 | No Data | No Data | No Data | No Data | No Data | No Data | No Data | No Data | 3.6 | 47.3371 | 10.01 | 10.01 | 20.8 | 31.3081
2018-11-27 15:30 | No Data | No Data | No Data | No Data | 14.9599 | 25.6765 | No Data | No Data | No Data | No Data | No Data | No Data | No Data | No Data | 30.4 | 61.969 | -20.475 | -20.9745 | -2.1 | -16.2373
2018-11-27 16:00 | No Data | No Data | No Data | No Data | 5.7313 | 14.0016 | No Data | No Data | No Data | No Data | No Data | No Data | No Data | No Data | 34.4 | 61.0207 | -12.285 | -12.6912 | 7.1 | 21.2229
2018-11-27 16:30 | No Data | No Data | No Data | No Data | 3.9368 | 9.2921 | No Data | No Data | No Data | No Data | No Data | No Data | No Data | No Data | 40.4 | 65.2196 | -12.74 | -13.5281 | 14.2 | 23.2422
2018-11-27 17:00 | No Data | No Data | No Data | No Data | -1.1902 | -8.5006 | No Data | No Data | No Data | No Data | No Data | No Data | No Data | No Data | 40.4 | 67.1202 | -21.385 | -21.8637 | 3.5 | 19.91
2018-11-27 17:30 | No Data | No Data | No Data | No Data | 0.0061036 | 6.7201 | No Data | No Data | No Data | No Data | No Data | No Data | No Data | No Data | 37.2 | 65.2442 | -20.475 | -20.9745 | 3.8 | 18.1033
2018-11-27 18:00 | No Data | No Data | No Data | No Data | 0.0061036 | 8.2582 | No Data | No Data | No Data | No Data | No Data | No Data | No Data | No Data | 38 | 73.7444 | -28.21 | -28.2686 | 1.1 | 16.3884
2018-11-27 18:30 | No Data | No Data | No Data | No Data | 2.4598 | 10.1004 | No Data | No Data | No Data | No Data | No Data | No Data | No Data | No Data | 32.8 | 71.2045 | -16.38 | -16.4053 | 12.1 | 19.6637
2018-11-27 19:00 | No Data | No Data | No Data | No Data | 3.7903 | 12.2992 | No Data | No Data | No Data | No Data | No Data | No Data | No Data | No Data | 37.6 | 73.6272 | -13.65 | -13.7181 | 16.3 | 23.4798
2018-11-27 19:30 | No Data | No Data | No Data | No Data | 6.9154 | 16.9589 | No Data | No Data | No Data | No Data | No Data | No Data | No Data | No Data | 37.6 | 73.1956 | -13.65 | -13.7181 | 16.3 | 22.1515
2018-11-27 20:00 | No Data | No Data | No Data | No Data | 13.5317 | 22.9306 | No Data | No Data | No Data | No Data | No Data | No Data | No Data | No Data | 22.4 | 65.5463 | 1.82 | 4.0696 | 30.8 | 37.9668
2018-11-27 20:30 | No Data | No Data | No Data | No Data | 11.017 | 23.017 | No Data | No Data | No Data | No Data | No Data | No Data | No Data | No Data | 25.6 | 61.938 | -1.365 | -1.365 | 27.3 | 33.0038
2018-11-27 21:00 | No Data | No Data | No Data | No Data | 19.4278 | 28.0329 | No Data | No Data | No Data | No Data | No Data | No Data | No Data | No Data | 20.4 | 60.3523 | 1.365 | 1.365 | 29.3 | 33.6757
2018-11-27 21:30 | No Data | No Data | No Data | No Data | 21.1124 | 30.4588 | No Data | No Data | No Data | No Data | No Data | No Data | No Data | No Data | 31.2 | 66.9185 | -8.645 | -8.9393 | 17.1 | 23.4866
2018-11-27 22:00 | No Data | No Data | No Data | No Data | 16.6567 | 27.5582 | No Data | No Data | No Data | No Data | No Data | No Data | No Data | No Data | 32.8 | 67.6792 | -12.285 | -12.5847 | 13.1 | 18.2455
2018-11-27 22:30 | No Data | No Data | No Data | No Data | 25.9342 | 33.9793 | No Data | No Data | No Data | No Data | No Data | No Data | No Data | No Data | 23.2 | 61.7258 | 0 | 0 | 27.1 | 31.5217
2018-11-27 23:00 | No Data | No Data | No Data | No Data | 16.8643 | 27.6841 | No Data | No Data | No Data | No Data | No Data | No Data | No Data | No Data | 16.8 | 58.0827 | 2.275 | 2.275 | 29.6 | 32.3303
2018-11-27 23:30 | No Data | No Data | No Data | No Data | 23.7858 | 32.3693 | No Data | No Data | No Data | No Data | No Data | No Data | No Data | No Data | 11.6 | 54.7576 | 8.645 | 9.3801 | 42.5 | 44.9055
2018-11-28 | No Data | No Data | No Data | No Data | 28.0339 | 35.6077 | No Data | No Data | No Data | No Data | No Data | No Data | No Data | No Data | 8 | 53.0072 | 13.65 | 14.3884 | 50.1 | 53.3034
2018-11-28 00:30 | No Data | No Data | No Data | No Data | 44.9043 | 49.984 | No Data | No Data | No Data | No Data | No Data | No Data | No Data | No Data | 19.2 | 56.1826 | 2.73 | 4.1949 | 51.2 | 57.6515
2018-11-28 01:00 | No Data | No Data | No Data | No Data | 44.5991 | 49.71 | No Data | No Data | No Data | No Data | No Data | No Data | No Data | No Data | 9.2 | 53.5955 | 11.83 | 12.5187 | 52 | 56.6989
2018-11-28 01:30 | No Data | No Data | No Data | No Data | 37.6776 | 43.6074 | No Data | No Data | No Data | No Data | No Data | No Data | No Data | No Data | 8 | 55.3809 | 10.92 | 11.5107 | 43.5 | 45.759
2018-11-28 02:00 | No Data | No Data | No Data | No Data | 28.0339 | 35.6077 | No Data | No Data | No Data | No Data | No Data | No Data | No Data | No Data | 8 | 55.7767 | 8.645 | 9.213 | 38 | 40.2603
2018-11-28 02:30 | No Data | No Data | No Data | No Data | 27.8874 | 35.9347 | No Data | No Data | No Data | No Data | No Data | No Data | No Data | No Data | 4.4 | 54.9764 | 11.375 | 11.9432 | 40.5 | 42.9504
2018-11-28 03:00 | No Data | No Data | No Data | No Data | 21.6251 | 31.3248 | No Data | No Data | No Data | No Data | No Data | No Data | No Data | No Data | 2.4 | 54.8015 | 11.83 | 12.3773 | 39.5 | 41.3117
2018-11-28 03:30 | No Data | No Data | No Data | No Data | 15.8389 | 27.649 | No Data | No Data | No Data | No Data | No Data | No Data | No Data | No Data | 1.6 | 55.2232 | 10.92 | 11.83 | 36.3 | 38.5914
2018-11-28 04:00 | No Data | No Data | No Data | No Data | 17.731 | 28.7747 | No Data | No Data | No Data | No Data | No Data | No Data | No Data | No Data | 6 | 56.7183 | 4.095 | 5.4789 | 30.7 | 33.9949
2018-11-28 04:30 | No Data | No Data | No Data | No Data | 16.1929 | 27.8533 | No Data | No Data | No Data | No Data | No Data | No Data | No Data | No Data | 12.8 | 59.0051 | -0.91 | -2.0348 | 23.6 | 26.8955
2018-11-28 05:00 | No Data | No Data | No Data | No Data | 10.663 | 25.0459 | No Data | No Data | No Data | No Data | No Data | No Data | No Data | No Data | 8.8 | 57.4776 | 2.73 | 4.1949 | 27.3 | 30.7262
2018-11-28 05:30 | No Data | No Data | No Data | No Data | 13.6782 | 25.0434 | No Data | No Data | No Data | No Data | No Data | No Data | No Data | No Data | 9.2 | 55.5669 | 0.91 | 2.0348 | 26.8 | 30.9595
2018-11-28 06:00 | No Data | No Data | No Data | No Data | 13.7392 | 25.0768 | No Data | No Data | No Data | No Data | No Data | No Data | No Data | No Data | -5.2 | -45.2 | 2.275 | 2.275 | 31.3 | 36.8989
2018-11-28 06:30 | No Data | No Data | No Data | No Data | 18.0972 | 25.0977 | No Data | No Data | No Data | No Data | No Data | No Data | No Data | No Data | -8.8 | -46.0487 | 6.37 | 6.37 | 38.8 | 42.6882
2018-11-28 07:00 | No Data | No Data | No Data | No Data | 23.9322 | 27.6995 | No Data | No Data | No Data | No Data | No Data | No Data | No Data | No Data | -14.8 | -44.5313 | 13.65 | 13.9203 | 43.1 | 50.8057
2018-11-28 07:30 | No Data | No Data | No Data | No Data | 33.7835 | 35.0914 | No Data | No Data | No Data | No Data | No Data | No Data | No Data | No Data | -8.8 | -44.4018 | 6.37 | 6.6249 | 36.7 | 45.9802
2018-11-28 08:00 | No Data | No Data | No Data | No Data | 30.341 | 31.3262 | No Data | No Data | No Data | No Data | No Data | No Data | No Data | No Data | -22 | -46.0017 | 19.565 | 20.0871 | 3.1 | 19.0539
2018-11-28 08:30 | No Data | No Data | No Data | No Data | 18.5489 | 20.324 | No Data | No Data | No Data | No Data | No Data | No Data | No Data | No Data | -24 | -46.6476 | 21.385 | 21.7735 | -10.2 | -14.2843
2018-11-28 09:00 | No Data | No Data | No Data | No Data | 14.9599 | 17.1116 | No Data | No Data | No Data | No Data | No Data | No Data | No Data | No Data | -20.4 | -47.4131 | 18.2 | 18.2908 | -18.9 | -19.1525
2018-11-28 09:30 | No Data | No Data | No Data | No Data | 8.5023 | 15.1732 | No Data | No Data | No Data | No Data | No Data | No Data | No Data | No Data | -9.6 | -45.426 | 6.825 | 6.8854 | -32.3 | -32.4299
2018-11-28 10:00 | No Data | No Data | No Data | No Data | 5.1698 | 13.5891 | No Data | No Data | No Data | No Data | No Data | No Data | No Data | No Data | -2.4 | -45.6631 | 0 | 0 | -41.8 | -41.9547
2018-11-28 10:30 | No Data | No Data | No Data | No Data | -6.4637 | -12.5632 | No Data | No Data | No Data | No Data | No Data | No Data | No Data | No Data | -10.4 | -45.2124 | 8.19 | 8.2404 | -34.6 | -35.0994
2018-11-28 11:00 | No Data | No Data | No Data | No Data | -9.7963 | -14.6334 | No Data | No Data | No Data | No Data | No Data | No Data | No Data | No Data | -8.4 | -45.1876 | 5.005 | 5.0871 | -37.8 | -38.2732
2018-11-28 11:30 | No Data | No Data | No Data | No Data | -10.6142 | -14.0053 | No Data | No Data | No Data | No Data | No Data | No Data | No Data | No Data | 16.8 | 50.4777 | 4.095 | 4.3165 | -39.4 | -39.796
2018-11-28 12:00 | No Data | No Data | No Data | No Data | -11.0292 | -15.2395 | No Data | No Data | No Data | No Data | No Data | No Data | No Data | No Data | 20 | 50.8944 | 7.735 | 7.7484 | -35.4 | -36.1248
2018-11-28 12:30 | No Data | No Data | No Data | No Data | -17.1328 | -19.1811 | No Data | No Data | No Data | No Data | No Data | No Data | No Data | No Data | 46.4 | 69.097 | -15.925 | -17.3259 | -60.3 | -60.3041
2018-11-28 13:00 | No Data | No Data | No Data | No Data | -22.4063 | -23.2634 | No Data | No Data | No Data | No Data | No Data | No Data | No Data | No Data | 54 | 74.6898 | -20.93 | -22.0147 | -58.5 | -58.8069
2018-11-28 13:30 | No Data | No Data | No Data | No Data | -22.2599 | -22.4656 | No Data | No Data | No Data | No Data | No Data | No Data | No Data | No Data | 62 | 81.1773 | -30.485 | -31.8142 | -69 | -69.1809
2018-11-28 14:00 | No Data | No Data | No Data | No Data | -18.6221 | -19.2105 | No Data | No Data | No Data | No Data | No Data | No Data | No Data | No Data | 60.8 | 80.2646 | -26.39 | -27.9149 | -66.3 | -66.4594
2018-11-28 14:30 | No Data | No Data | No Data | No Data | -16.669 | -17.8259 | No Data | No Data | No Data | No Data | No Data | No Data | No Data | No Data | 54.8 | 76.9353 | -27.755 | -29.2087 | -66.3 | -66.4735
2018-11-28 15:00 | No Data | No Data | No Data | No Data | -17.6455 | -17.8704 | No Data | No Data | No Data | No Data | No Data | No Data | No Data | No Data | 57.6 | 86.1032 | -49.14 | -50.1492 | -70.5 | -71.1239
2018-11-28 15:30 | No Data | No Data | No Data | No Data | -19.9527 | -20.4114 | No Data | No Data | No Data | No Data | No Data | No Data | No Data | No Data | 54.8 | 83.047 | -47.32 | -48.0235 | -73.5 | -74.2321
2018-11-28 16:00 | No Data | No Data | No Data | No Data | -14.4594 | -15.7743 | No Data | No Data | No Data | No Data | No Data | No Data | No Data | No Data | 60.4 | 87.7104 | -52.78 | -53.5587 | -78 | -78.4092
2018-11-28 16:30 | No Data | No Data | No Data | No Data | -12.5185 | -13.3397 | No Data | No Data | No Data | No Data | No Data | No Data | No Data | No Data | 76.4 | 96.4075 | -54.145 | -55.4223 | -34.6 | -38.5949
2018-11-28 17:00 | No Data | No Data | No Data | No Data | -14.1543 | -14.9989 | No Data | No Data | No Data | No Data | No Data | No Data | No Data | No Data | 52.4 | 80.4249 | -57.785 | -58.6456 | -50.8 | -52.7743
2018-11-28 17:30 | No Data | No Data | No Data | No Data | -9.0272 | -10.3012 | No Data | No Data | No Data | No Data | No Data | No Data | No Data | No Data | 52.8 | 77.258 | -51.87 | -52.827 | -45.7 | -47.6241
2018-11-28 18:00 | No Data | No Data | No Data | No Data | -11.1269 | -11.6276 | No Data | No Data | No Data | No Data | No Data | No Data | No Data | No Data | 44 | 72.4828 | -45.5 | -46.2312 | -62.7 | -62.9677
2018-11-28 18:30 | No Data | No Data | No Data | No Data | -10.8217 | -12.0409 | No Data | No Data | No Data | No Data | No Data | No Data | No Data | No Data | 27.2 | 62.2562 | -23.66 | -24.3882 | -44.5 | -45.8394
2018-11-28 19:00 | No Data | No Data | No Data | No Data | -7.9042 | -8.2357 | No Data | No Data | No Data | No Data | No Data | No Data | No Data | No Data | 18.4 | 55.9142 | -7.28 | -7.5041 | -18.5 | -25.397
2018-11-28 19:30 | No Data | No Data | No Data | No Data | 3.4241 | 9.6092 | No Data | No Data | No Data | No Data | No Data | No Data | No Data | No Data | 6.8 | 47.6873 | 17.745 | 17.7683 | 21.4 | 30.9793
2018-11-28 20:00 | No Data | No Data | No Data | No Data | 8.6122 | 13.9549 | No Data | No Data | No Data | No Data | No Data | No Data | No Data | No Data | 12 | 46.7658 | 22.295 | 22.3136 | 39 | 46.4332
2018-11-28 20:30 | No Data | No Data | No Data | No Data | 13.0678 | 19.6805 | No Data | No Data | No Data | No Data | No Data | No Data | No Data | No Data | 11.6 | 48.6045 | 22.295 | 22.3367 | 42.2 | 48.5968
2018-11-28 21:00 | No Data | No Data | No Data | No Data | 21.1124 | 28.1517 | No Data | No Data | No Data | No Data | No Data | No Data | No Data | No Data | 10.8 | 49.5903 | 23.205 | 23.2763 | 41.8 | 49.4923
2018-11-28 21:30 | No Data | No Data | No Data | No Data | 20.0381 | 27.3553 | No Data | No Data | No Data | No Data | No Data | No Data | No Data | No Data | 20.4 | 55.4862 | 10.465 | 10.465 | 27.9 | 35.7795
2018-11-28 22:00 | No Data | No Data | No Data | No Data | 17.8408 | 28.4035 | No Data | No Data | No Data | No Data | No Data | No Data | No Data | No Data | 16 | 55.9371 | 12.74 | 12.7725 | 38.7 | 43.471
2018-11-28 22:30 | No Data | No Data | No Data | No Data | 40.3998 | 46.8633 | No Data | No Data | No Data | No Data | No Data | No Data | No Data | No Data | 10.4 | 53.8145 | 18.655 | 18.7436 | 48.9 | 53.9542
2018-11-28 23:00 | No Data | No Data | No Data | No Data | 42.4506 | 48.6423 | No Data | No Data | No Data | No Data | No Data | No Data | No Data | No Data | 2 | 51.6387 | 25.935 | 26.1298 | 53.9 | 58.4077
2018-11-28 23:30 | No Data | No Data | No Data | No Data | 49.6162 | 54.2962 | No Data | No Data | No Data | No Data | No Data | No Data | No Data | No Data | 6.4 | 53.1865 | 20.02 | 20.2053 | 53.2 | 57.959
2018-11-29 | No Data | No Data | No Data | No Data | 56.6476 | 60.7886 | No Data | No Data | No Data | No Data | No Data | No Data | No Data | No Data | 0 | 48.8 | 27.755 | 28.3783 | 64.8 | 69.1714
2018-11-29 00:30 | No Data | No Data | No Data | No Data | 68.5374 | 70.036 | No Data | No Data | No Data | No Data | No Data | No Data | No Data | No Data | 12 | 51.4198 | 15.47 | 16.2595 | 62.2 | 70.6951
2018-11-29 01:00 | No Data | No Data | No Data | No Data | 62.5437 | 64.7143 | No Data | No Data | No Data | No Data | No Data | No Data | No Data | No Data | 0.4 | 49.2016 | 25.48 | 26.1576 | 65.2 | 71.3179
2018-11-29 01:30 | No Data | No Data | No Data | No Data | 57.1603 | 60.6276 | No Data | No Data | No Data | No Data | No Data | No Data | No Data | No Data | 0 | 50.4 | 25.025 | 25.6137 | 59.9 | 64.9463
2018-11-29 02:00 | No Data | No Data | No Data | No Data | 51.8746 | 57.242 | No Data | No Data | No Data | No Data | No Data | No Data | No Data | No Data | -4 | -51.3264 | 25.025 | 25.6137 | 55.2 | 58.2495
2018-11-29 02:30 | No Data | No Data | No Data | No Data | 53.5714 | 58.7841 | No Data | No Data | No Data | No Data | No Data | No Data | No Data | No Data | -9.2 | -50.7685 | 30.485 | 30.9701 | 61 | 64.195
2018-11-29 03:00 | No Data | No Data | No Data | No Data | 50.1289 | 55.665 | No Data | No Data | No Data | No Data | No Data | No Data | No Data | No Data | -10 | -51.0701 | 31.395 | 32.0347 | 59.5 | 62.8033
2018-11-29 03:30 | No Data | No Data | No Data | No Data | 45.8808 | 51.8722 | No Data | No Data | No Data | No Data | No Data | No Data | No Data | No Data | -7.6 | -52.2165 | 27.3 | 27.755 | 53.3 | 55.3977
2018-11-29 04:00 | No Data | No Data | No Data | No Data | 44.1352 | 51.4336 | No Data | No Data | No Data | No Data | No Data | No Data | No Data | No Data | -9.2 | -52.4137 | 27.755 | 28.287 | 53.9 | 56.5475
2018-11-29 04:30 | No Data | No Data | No Data | No Data | 42.4994 | 50.037 | No Data | No Data | No Data | No Data | No Data | No Data | No Data | No Data | -13.6 | -52.589 | 30.94 | 31.6838 | 56.8 | 59.9894
2018-11-29 05:00 | No Data | No Data | No Data | No Data | 42.4994 | 50.037 | No Data | No Data | No Data | No Data | No Data | No Data | No Data | No Data | -8.8 | -52.345 | 25.935 | 26.818 | 51.8 | 55.6723
2018-11-29 05:30 | No Data | No Data | No Data | No Data | 44.4404 | 51.6958 | No Data | No Data | No Data | No Data | No Data | No Data | No Data | No Data | -9.6 | -52.0922 | 25.935 | 26.9374 | 53.5 | 58.1557
2018-11-29 06:00 | No Data | No Data | No Data | No Data | 47.8828 | 52.8453 | No Data | No Data | No Data | No Data | No Data | No Data | No Data | No Data | -10.4 | -51.0701 | 29.12 | 30.1298 | 59.2 | 63.7678
2018-11-29 06:30 | No Data | No Data | No Data | No Data | 53.1563 | 57.0127 | No Data | No Data | No Data | No Data | No Data | No Data | No Data | No Data | -17.2 | -48.736 | 34.58 | 35.6442 | 66 | 71.8115
2018-11-29 07:00 | No Data | No Data | No Data | No Data | 56.4889 | 58.4394 | No Data | No Data | No Data | No Data | No Data | No Data | No Data | No Data | -3.2 | -48.5057 | 13.65 | 14.7015 | 30.9 | 38.8815
2018-11-29 07:30 | No Data | No Data | No Data | No Data | 61.4084 | 62.162 | No Data | No Data | No Data | No Data | No Data | No Data | No Data | No Data | 7.2 | 50.1199 | -3.64 | -4.0696 | -6.6 | -19.2658
2018-11-29 08:00 | No Data | No Data | No Data | No Data | 59.7238 | 60.1855 | No Data | No Data | No Data | No Data | No Data | No Data | No Data | No Data | 6.4 | 53.5836 | -10.465 | -10.465 | -27.5 | -34.4803
2018-11-29 08:30 | No Data | No Data | No Data | No Data | 50.2388 | 51.4562 | No Data | No Data | No Data | No Data | No Data | No Data | No Data | No Data | 20.4 | 60.3523 | -24.115 | -24.5405 | -8.3 | -19.8215
2018-11-29 09:00 | No Data | No Data | No Data | No Data | 47.5166 | 49.2293 | No Data | No Data | No Data | No Data | No Data | No Data | No Data | No Data | 28 | 65.1263 | -31.395 | -32.228 | -18.8 | -23.145
2018-11-29 09:30 | No Data | No Data | No Data | No Data | 47.5166 | 49.6857 | No Data | No Data | No Data | No Data | No Data | No Data | No Data | No Data | 28 | 66.9376 | -31.395 | -32.6872 | -21.8 | -22.4116
2018-11-29 10:00 | No Data | No Data | No Data | No Data | 47.5166 | 51.298 | No Data | No Data | No Data | No Data | No Data | No Data | No Data | No Data | 0.4 | 54.8015 | -4.095 | -4.1202 | 2.5 | 16.6883
2018-11-29 10:30 | No Data | No Data | No Data | No Data | 43.83 | 47.9033 | No Data | No Data | No Data | No Data | No Data | No Data | No Data | No Data | 25.2 | 63.9725 | -25.935 | -27.0639 | -19.6 | -22.2827
2018-11-29 11:00 | No Data | No Data | No Data | No Data | 46.3935 | 50.916 | No Data | No Data | No Data | No Data | No Data | No Data | No Data | No Data | 10.4 | 65.2344 | -15.47 | -15.5301 | -12.1 | -17.9805
2018-11-29 11:30 | No Data | No Data | No Data | No Data | 44.3915 | 49.0988 | No Data | No Data | No Data | No Data | No Data | No Data | No Data | No Data | 20 | 62.4871 | -37.31 | -38.7499 | -32.4 | -33.1476
2018-11-29 12:00 | No Data | No Data | No Data | No Data | 46.4912 | 51.6993 | No Data | No Data | No Data | No Data | No Data | No Data | No Data | No Data | -6.8 | -54.8234 | -8.19 | -8.5001 | -1.5 | -14.1796
2018-11-29 12:30 | No Data | No Data | No Data | No Data | 46.2837 | 51.5128 | No Data | No Data | No Data | No Data | No Data | No Data | No Data | No Data | -11.6 | -54.0592 | -1.82 | -1.876 | 2 | 11.4756
2018-11-29 13:00 | No Data | No Data | No Data | No Data | 44.8066 | 50.9769 | No Data | No Data | No Data | No Data | No Data | No Data | No Data | No Data | -10 | -53.7386 | -6.37 | -6.37 | -1.1 | -14.2425
2018-11-29 13:30 | No Data | No Data | No Data | No Data | 44.8066 | 50.9769 | No Data | No Data | No Data | No Data | No Data | No Data | No Data | No Data | -5.6 | -53.0961 | -9.555 | -9.7268 | -2.9 | -14.9833
2018-11-29 14:00 | No Data | No Data | No Data | No Data | 42.8046 | 49.2264 | No Data | No Data | No Data | No Data | No Data | No Data | No Data | No Data | 19.2 | 62.6163 | -34.58 | -36.1288 | -29.5 | -30.2293
2018-11-29 14:30 | No Data | No Data | No Data | No Data | 42.8534 | 49.2689 | No Data | No Data | No Data | No Data | No Data | No Data | No Data | No Data | 8.8 | 54.7123 | -24.115 | -24.4602 | -50.6 | -51.0549
2018-11-29 15:00 | No Data | No Data | No Data | No Data | 42.8534 | 48.4086 | No Data | No Data | No Data | No Data | No Data | No Data | No Data | No Data | 6 | 52.345 | -19.565 | -19.6495 | -57.1 | -57.3739
2018-11-29 15:30 | No Data | No Data | No Data | No Data | 45.1118 | 50.4188 | No Data | No Data | No Data | No Data | No Data | No Data | No Data | No Data | 6.8 | 52.345 | -20.02 | -20.1026 | -53.3 | -53.671
2018-11-29 16:00 | No Data | No Data | No Data | No Data | 45.5756 | 51.0854 | No Data | No Data | No Data | No Data | No Data | No Data | No Data | No Data | 7.6 | 54.5322 | -19.565 | -19.989 | -53.9 | -54.2669
2018-11-29 16:30 | No Data | No Data | No Data | No Data | 49.4209 | 53.8477 | No Data | No Data | No Data | No Data | No Data | No Data | No Data | No Data | 9.6 | 53.6656 | -21.84 | -22.4062 | -52.8 | -53.5283
2018-11-29 17:00 | No Data | No Data | No Data | No Data | 52.8023 | 56.9669 | No Data | No Data | No Data | No Data | No Data | No Data | No Data | No Data | 1.6 | 50.8771 | -14.105 | -14.2873 | -43.3 | -45.3557
2018-11-29 17:30 | No Data | No Data | No Data | No Data | 53.0587 | 57.2046 | No Data | No Data | No Data | No Data | No Data | No Data | No Data | No Data | 2 | 52.8379 | -14.56 | -15.0081 | -30.8 | -34.3908
2018-11-29 18:00 | No Data | No Data | No Data | No Data | 47.1626 | 51.7828 | No Data | No Data | No Data | No Data | No Data | No Data | No Data | No Data | -8 | -49.0567 | -4.095 | -4.1202 | -28.1 | -31.35
2018-11-29 18:30 | No Data | No Data | No Data | No Data | 48.0781 | 52.618 | No Data | No Data | No Data | No Data | No Data | No Data | No Data | No Data | -14 | -50.3841 | 0 | 0 | -19.2 | -23.1871
2018-11-29 19:00 | No Data | No Data | No Data | No Data | 44.3427 | 49.2071 | No Data | No Data | No Data | No Data | No Data | No Data | No Data | No Data | -16 | -49.0812 | 16.38 | 16.4808 | 18.5 | 27.0248
2018-11-29 19:30 | No Data | No Data | No Data | No Data | 40.1923 | 45.5025 | No Data | No Data | No Data | No Data | No Data | No Data | No Data | No Data | -11.2 | -46.5669 | 30.94 | 31.2098 | 47.3 | 54.3648
2018-11-29 20:00 | No Data | No Data | No Data | No Data | 39.7772 | 45.1363 | No Data | No Data | No Data | No Data | No Data | No Data | No Data | No Data | -15.2 | -49.968 | 45.5 | 46.5881 | 75.8 | 83.3235
2018-11-29 20:30 | No Data | No Data | No Data | No Data | 38.1415 | 43.7016 | No Data | No Data | No Data | No Data | No Data | No Data | No Data | No Data | -10.4 | -52.2456 | 43.68 | 44.9161 | 78.1 | 84.5157
2018-11-29 21:00 | No Data | No Data | No Data | No Data | 38.1415 | 44.5293 | No Data | No Data | No Data | No Data | No Data | No Data | No Data | No Data | -4.4 | -53.7803 | 36.4 | 37.6332 | 70.2 | 77.4003
2018-11-29 21:30 | No Data | No Data | No Data | No Data | 38.5443 | 44.03 | No Data | No Data | No Data | No Data | No Data | No Data | No Data | No Data | -8 | -53.7981 | 38.22 | 39.5091 | 70.5 | 77.547
2018-11-29 22:00 | No Data | No Data | No Data | No Data | 38.5443 | 44.03 | No Data | No Data | No Data | No Data | No Data | No Data | No Data | No Data | -10 | -54.8467 | 38.22 | 39.3963 | 68.6 | 74.674
2018-11-29 22:30 | No Data | No Data | No Data | No Data | 45.9297 | 50.6213 | No Data | No Data | No Data | No Data | No Data | No Data | No Data | No Data | -8 | -57.3062 | 35.035 | 36.1975 | 69.1 | 74.9001
2018-11-29 23:00 | No Data | No Data | No Data | No Data | 40.4974 | 45.7495 | No Data | No Data | No Data | No Data | No Data | No Data | No Data | No Data | -12.4 | -58.1378 | 38.675 | 39.8378 | 70.9 | 75.8032
2018-11-29 23:30 | No Data | No Data | No Data | No Data | 47.5166 | 52.0654 | No Data | No Data | No Data | No Data | No Data | No Data | No Data | No Data | -19.2 | -58.0662 | 45.955 | 47.3419 | 82.4 | 87.8289
2018-11-30 | No Data | No Data | No Data | No Data | 52.6436 | 56.7832 | No Data | No Data | No Data | No Data | No Data | No Data | No Data | No Data | -20 | -58.3356 | 45.5 | 46.9003 | 84.7 | 89.2396
2018-11-30 00:30 | No Data | No Data | No Data | No Data | 71.87 | 73.3416 | No Data | No Data | No Data | No Data | No Data | No Data | No Data | No Data | -12.4 | -55.4054 | 40.04 | 41.5024 | 89.9 | 97.2544
2018-11-30 01:00 | No Data | No Data | No Data | No Data | 64.5945 | 67.0423 | No Data | No Data | No Data | No Data | No Data | No Data | No Data | No Data | -19.2 | -57.3118 | 47.775 | 49.0071 | 89.1 | 94.2406
2018-11-30 01:30 | No Data | No Data | No Data | No Data | 59.1012 | 62.9585 | No Data | No Data | No Data | No Data | No Data | No Data | No Data | No Data | -19.2 | -59.5785 | 45.045 | 46.1438 | 82.1 | 85.2071
2018-11-30 02:00 | No Data | No Data | No Data | No Data | 55.7198 | 61.0839 | No Data | No Data | No Data | No Data | No Data | No Data | No Data | No Data | -21.2 | -59.5046 | 44.135 | 45.693 | 77 | 78.9415
2018-11-30 02:30 | No Data | No Data | No Data | No Data | 57.6242 | 62.8259 | No Data | No Data | No Data | No Data | No Data | No Data | No Data | No Data | -21.6 | -60.0213 | 43.225 | 44.8146 | 76.8 | 78.7244
2018-11-30 03:00 | No Data | No Data | No Data | No Data | 54.0841 | 59.5956 | No Data | No Data | No Data | No Data | No Data | No Data | No Data | No Data | -17.6 | -59.8465 | 39.13 | 40.7498 | 69.8 | 71.7468
2018-11-30 03:30 | No Data | No Data | No Data | No Data | 52.0821 | 57.7849 | No Data | No Data | No Data | No Data | No Data | No Data | No Data | No Data | -20.8 | -60.8644 | 40.95 | 42.5005 | 70.1 | 72.4746
2018-11-30 04:00 | No Data | No Data | No Data | No Data | 52.2408 | 59.6608 | No Data | No Data | No Data | No Data | No Data | No Data | No Data | No Data | -21.6 | -59.6483 | 40.95 | 42.266 | 70.1 | 72.0618
2018-11-30 04:30 | No Data | No Data | No Data | No Data | 50.5928 | 58.2232 | No Data | No Data | No Data | No Data | No Data | No Data | No Data | No Data | -20.4 | -60.3523 | 38.675 | 40.0658 | 66.8 | 68.6662
2018-11-30 05:00 | No Data | No Data | No Data | No Data | 52.2408 | 59.6608 | No Data | No Data | No Data | No Data | No Data | No Data | No Data | No Data | -20.8 | -60.1132 | 37.31 | 38.7499 | 65.8 | 68.4883
2018-11-30 05:30 | No Data | No Data | No Data | No Data | 53.8766 | 61.0982 | No Data | No Data | No Data | No Data | No Data | No Data | No Data | No Data | -9.6 | -59.1838 | 27.755 | 29.2087 | 58.4 | 61.2602
2018-11-30 06:00 | No Data | No Data | No Data | No Data | 59.0524 | 64.2149 | No Data | No Data | No Data | No Data | No Data | No Data | No Data | No Data | -9.6 | -58 | 29.12 | 30.6476 | 61.8 | 64.8944
2018-11-30 06:30 | No Data | No Data | No Data | No Data | 65.7664 | 69.046 | No Data | No Data | No Data | No Data | No Data | No Data | No Data | No Data | -4.8 | -54.1199 | 24.57 | 25.8991 | 58.3 | 62.4911
2018-11-30 07:00 | No Data | No Data | No Data | No Data | 65.7664 | 67.6611 | No Data | No Data | No Data | No Data | No Data | No Data | No Data | No Data | 1.6 | 50.0783 | 10.01 | 10.0203 | 27.9 | 36.5427
2018-11-30 07:30 | No Data | No Data | No Data | No Data | 71.6625 | 72.4371 | No Data | No Data | No Data | No Data | No Data | No Data | No Data | No Data | -12.4 | -46.87 | 9.555 | 10.3955 | 11.3 | 24.0235
2018-11-30 08:00 | No Data | No Data | No Data | No Data | 69.868 | 70.6623 | No Data | No Data | No Data | No Data | No Data | No Data | No Data | No Data | -16 | -49.8381 | 1.365 | 1.365 | -11.9 | -19.5412
2018-11-30 08:30 | No Data | No Data | No Data | No Data | 57.7218 | 60.4197 | No Data | No Data | No Data | No Data | No Data | No Data | No Data | No Data | -19.2 | -50.2155 | 3.64 | 3.64 | -19.8 | -23.2045
2018-11-30 09:00 | No Data | No Data | No Data | No Data | 52.4971 | 56.0149 | No Data | No Data | No Data | No Data | No Data | No Data | No Data | No Data | -12.8 | -49.6774 | 0 | 0 | -32.6 | -33.0775
2018-11-30 09:30 | No Data | No Data | No Data | No Data | 51.4717 | 56.5999 | No Data | No Data | No Data | No Data | No Data | No Data | No Data | No Data | 8.8 | 56.2921 | -25.935 | -27.4852 | -57.3 | -57.3106
2018-11-30 10:00 | No Data | No Data | No Data | No Data | 46.0883 | 52.5698 | No Data | No Data | No Data | No Data | No Data | No Data | No Data | No Data | 19.2 | 60.3364 | -35.035 | -36.9784 | -70.1 | -70.2318
2018-11-30 10:30 | No Data | No Data | No Data | No Data | 41.9379 | 47.9154 | No Data | No Data | No Data | No Data | No Data | No Data | No Data | No Data | 27.6 | 65.3177 | -45.5 | -47.9135 | -82.3 | -82.4641
2018-11-30 11:00 | No Data | No Data | No Data | No Data | 29.6818 | 37.6578 | No Data | No Data | No Data | No Data | No Data | No Data | No Data | No Data | 27.6 | 66.4072 | -45.955 | -48.6361 | -83.6 | -83.8601
2018-11-30 11:30 | No Data | No Data | No Data | No Data | 28.1437 | 36.4578 | No Data | No Data | No Data | No Data | No Data | No Data | No Data | No Data | 29.2 | 66.0097 | -46.865 | -49.6451 | -81.7 | -82.1619
2018-11-30 12:00 | No Data | No Data | No Data | No Data | 26.1418 | 34.9355 | No Data | No Data | No Data | No Data | No Data | No Data | No Data | No Data | 34 | 67.2309 | -45.5 | -48.5146 | -83.2 | -83.623
2018-11-30 12:30 | No Data | No Data | No Data | No Data | 28.6564 | 38.1457 | No Data | No Data | No Data | No Data | No Data | No Data | No Data | No Data | 37.2 | 69.5793 | -51.415 | -54.5412 | -89.4 | -90.0865
2018-11-30 13:00 | No Data | No Data | No Data | No Data | 28.4489 | 39.6332 | No Data | No Data | No Data | No Data | No Data | No Data | No Data | No Data | 28 | 63.6855 | -44.135 | -46.7677 | -80.2 | -80.598
2018-11-30 13:30 | No Data | No Data | No Data | No Data | 27.631 | 39.0503 | No Data | No Data | No Data | No Data | No Data | No Data | No Data | No Data | 34 | 67.2309 | -46.865 | -49.797 | -84.8 | -85.158
2018-11-30 14:00 | No Data | No Data | No Data | No Data | 26.3981 | 38.1879 | No Data | No Data | No Data | No Data | No Data | No Data | No Data | No Data | 26.8 | 62.0825 | -40.95 | -43.7747 | -77.3 | -77.414
2018-11-30 14:30 | No Data | No Data | No Data | No Data | 22.8092 | 35.801 | No Data | No Data | No Data | No Data | No Data | No Data | No Data | No Data | 28.8 | 62.9717 | -40.495 | -43.3493 | -77.3 | -77.3621
2018-11-30 15:00 | No Data | No Data | No Data | No Data | 15.375 | 29.9395 | No Data | No Data | No Data | No Data | No Data | No Data | No Data | No Data | 22.8 | 58.2477 | -35.035 | -37.1264 | -71.4 | -71.4085
2018-11-30 15:30 | No Data | No Data | No Data | No Data | 15.0698 | 29.7839 | No Data | No Data | No Data | No Data | No Data | No Data | No Data | No Data | 13.2 | 54.037 | -24.57 | -26.7058 | -61.9 | -62.0562
2018-11-30 16:00 | No Data | No Data | No Data | No Data | 12.1401 | 24.0582 | No Data | No Data | No Data | No Data | No Data | No Data | No Data | No Data | 2.8 | 49.679 | -15.925 | -17.3259 | -52 | -53.2136
2018-11-30 16:30 | No Data | No Data | No Data | No Data | 4.1932 | 17.4844 | No Data | No Data | No Data | No Data | No Data | No Data | No Data | No Data | -11.6 | -46.6648 | -0.91 | -2.8777 | -34.4 | -36.7392
2018-11-30 17:00 | No Data | No Data | No Data | No Data | 11.9448 | 22.5053 | No Data | No Data | No Data | No Data | No Data | No Data | No Data | No Data | -13.6 | -47.2017 | 2.73 | 3.8608 | -29.6 | -32.4918
2018-11-30 17:30 | No Data | No Data | No Data | No Data | 14.5083 | 23.5585 | No Data | No Data | No Data | No Data | No Data | No Data | No Data | No Data | -16 | -47.9483 | 2.275 | 3.2173 | -25.6 | -27.983
2018-11-30 18:00 | No Data | No Data | No Data | No Data | 19.733 | 28.8005 | No Data | No Data | No Data | No Data | No Data | No Data | No Data | No Data | -21.2 | -48.841 | 9.1 | 9.2802 | -16.9 | -19.4363
2018-11-30 18:30 | No Data | No Data | No Data | No Data | 26.6056 | 34.989 | No Data | No Data | No Data | No Data | No Data | No Data | No Data | No Data | -20.4 | -47.4131 | 9.555 | 9.555 | -13.1 | -20.2943
2018-11-30 19:00 | No Data | No Data | No Data | No Data | 30.7561 | 39.2645 | No Data | No Data | No Data | No Data | No Data | No Data | No Data | No Data | -24.8 | -47.0642 | 22.295 | 22.4615 | 16.3 | 27.0601
2018-11-30 19:30 | No Data | No Data | No Data | No Data | 25.9831 | 35.6495 | No Data | No Data | No Data | No Data | No Data | No Data | No Data | No Data | -10.4 | -41.3299 | 30.485 | 30.5393 | 44.5 | 52.7365
2018-11-30 20:00 | No Data | No Data | No Data | No Data | 38.1903 | 45.324 | No Data | No Data | No Data | No Data | No Data | No Data | No Data | No Data | -17.2 | -44.6462 | 51.415 | 51.866 | 81.9 | 88.6005
2018-11-30 20:30 | No Data | No Data | No Data | No Data | 43.7324 | 50.9063 | No Data | No Data | No Data | No Data | No Data | No Data | No Data | No Data | -15.2 | -47.3083 | 52.325 | 53.1104 | 83.6 | 90.9428
2018-11-30 21:00 | No Data | No Data | No Data | No Data | 47.2602 | 54.8004 | No Data | No Data | No Data | No Data | No Data | No Data | No Data | No Data | -18.4 | -48.0616 | 54.145 | 54.9816 | 82.5 | 89.8137
2018-11-30 21:30 | No Data | No Data | No Data | No Data | 49.2622 | 56.536 | No Data | No Data | No Data | No Data | No Data | No Data | No Data | No Data | -20.8 | -50.1199 | 54.6 | 55.51 | 84.3 | 90.8236
2018-11-30 22:00 | No Data | No Data | No Data | No Data | 51.0079 | 58.0634 | No Data | No Data | No Data | No Data | No Data | No Data | No Data | No Data | -20.8 | -52.3129 | 50.96 | 51.9338 | 80.1 | 85.7103
2018-11-30 22:30 | No Data | No Data | No Data | No Data | 63.1052 | 68.273 | No Data | No Data | No Data | No Data | No Data | No Data | No Data | No Data | -17.2 | -52.1199 | 50.96 | 51.7661 | 81.6 | 86.5666
2018-11-30 23:00 | No Data | No Data | No Data | No Data | 63.0076 | 68.8441 | No Data | No Data | No Data | No Data | No Data | No Data | No Data | No Data | -22.8 | -53.8635 | 54.145 | 54.9816 | 83.3 | 87.4136
2018-11-30 23:30 | No Data | No Data | No Data | No Data | 68.3299 | 73.7464 | No Data | No Data | No Data | No Data | No Data | No Data | No Data | No Data | -12.8 | -51.6124 | 43.225 | 44.1725 | 77 | 82.1748
2018-12-01 | No Data | No Data | No Data | No Data | 75.2026 | 80.156 | No Data | No Data | No Data | No Data | No Data | No Data | No Data | No Data | -9.2 | -52.4137 | 39.13 | 40.0736 | 78.1 | 83.5211
2018-12-01 00:30 | No Data | No Data | No Data | No Data | 87.6661 | 89.9653 | No Data | No Data | No Data | No Data | No Data | No Data | No Data | No Data | -2 | -52.0384 | 32.76 | 34.0004 | 82 | 89.0788
2018-12-01 01:00 | No Data | No Data | No Data | No Data | 79.0478 | 81.5902 | No Data | No Data | No Data | No Data | No Data | No Data | No Data | No Data | -4.4 | -51.3887 | 36.4 | 37.4125 | 76.2 | 81.7834
2018-12-01 01:30 | No Data | No Data | No Data | No Data | 72.1752 | 76.0626 | No Data | No Data | No Data | No Data | No Data | No Data | No Data | No Data | 2.4 | 54.8058 | 28.21 | 29.1342 | 62.4 | 66.2987
2018-12-01 02:00 | No Data | No Data | No Data | No Data | 61.9821 | 67.2742 | No Data | No Data | No Data | No Data | No Data | No Data | No Data | No Data | 0.8 | 55.2362 | 27.3 | 28.3746 | 58.8 | 60.9643
2018-12-01 02:30 | No Data | No Data | No Data | No Data | 62.3362 | 67.6005 | No Data | No Data | No Data | No Data | No Data | No Data | No Data | No Data | -3.2 | -54.037 | 29.12 | 30.3762 | 62.3 | 64.9888
2018-12-01 03:00 | No Data | No Data | No Data | No Data | 55.4635 | 62.1073 | No Data | No Data | No Data | No Data | No Data | No Data | No Data | No Data | 4 | 56.9407 | 21.84 | 23.0214 | 49.8 | 51.0659
2018-12-01 03:30 | No Data | No Data | No Data | No Data | 44.9043 | 52.8915 | No Data | No Data | No Data | No Data | No Data | No Data | No Data | No Data | -4 | -56.8901 | 26.39 | 27.6317 | 53.3 | 54.1935
2018-12-01 04:00 | No Data | No Data | No Data | No Data | 36.2982 | 45.8113 | No Data | No Data | No Data | No Data | No Data | No Data | No Data | No Data | 0.8 | 57.2056 | 20.475 | 22.0522 | 47.6 | 49.317
2018-12-01 04:30 | No Data | No Data | No Data | No Data | 26.0441 | 36.8405 | No Data | No Data | No Data | No Data | No Data | No Data | No Data | No Data | 26 | 67.6 | -1.82 | -3.2811 | 20.9 | 24.1499
2018-12-01 05:00 | No Data | No Data | No Data | No Data | 22.8092 | 31.6163 | No Data | No Data | No Data | No Data | No Data | No Data | No Data | No Data | 19.2 | 65.2871 | 1.82 | 4.4812 | 26.7 | 29.2318
2018-12-01 05:30 | No Data | No Data | No Data | No Data | 19.6841 | 29.4414 | No Data | No Data | No Data | No Data | No Data | No Data | No Data | No Data | 18 | 63.4085 | 1.365 | 4.7503 | 29.9 | 32.7654
2018-12-01 06:00 | No Data | No Data | No Data | No Data | 10.5043 | 22.7327 | No Data | No Data | No Data | No Data | No Data | No Data | No Data | No Data | 34.8 | 72.4983 | -12.74 | -12.8693 | 15 | 18.6604
2018-12-01 06:30 | No Data | No Data | No Data | No Data | 5.1209 | 16.7507 | No Data | No Data | No Data | No Data | No Data | No Data | No Data | No Data | 15.2 | 58.4123 | 8.19 | 9.369 | 33.6 | 36.2857
2018-12-01 07:00 | No Data | No Data | No Data | No Data | -2.5208 | -4.5216 | No Data | No Data | No Data | No Data | No Data | No Data | No Data | No Data | 12 | 49.8654 | 2.275 | 2.275 | 10.7 | 17.3833
2018-12-01 07:30 | No Data | No Data | No Data | No Data | 0.0061036 | 7.3915 | No Data | No Data | No Data | No Data | No Data | No Data | No Data | No Data | 14.4 | 52.0323 | -13.195 | -13.3897 | -22.9 | -23.1659
2018-12-01 08:00 | No Data | No Data | No Data | No Data | 11.4321 | 17.6399 | No Data | No Data | No Data | No Data | No Data | No Data | No Data | No Data | 11.2 | 51.239 | -24.115 | -24.6289 | -46.1 | -46.1088
2018-12-01 08:30 | No Data | No Data | No Data | No Data | 7.1229 | 22.2469 | No Data | No Data | No Data | No Data | No Data | No Data | No Data | No Data | 18 | 54.2719 | -31.395 | -32.3338 | -64.4 | -64.758
2018-12-01 09:00 | No Data | No Data | No Data | No Data | 8.1971 | 22.6137 | No Data | No Data | No Data | No Data | No Data | No Data | No Data | No Data | 15.6 | 51.9954 | -26.845 | -27.3946 | -60.1 | -60.2536
2018-12-01 09:30 | No Data | No Data | No Data | No Data | -1.6419 | -21.1396 | No Data | No Data | No Data | No Data | No Data | No Data | No Data | No Data | 16.4 | 52.241 | -27.755 | -28.6939 | -62.2 | -62.2065
2018-12-01 10:00 | No Data | No Data | No Data | No Data | -17.6944 | -22.4998 | No Data | No Data | No Data | No Data | No Data | No Data | No Data | No Data | 39.2 | 65.1202 | -48.23 | -50.1244 | -83.7 | -83.7038
2018-12-01 10:30 | No Data | No Data | No Data | No Data | -25.8488 | -26.3535 | No Data | No Data | No Data | No Data | No Data | No Data | No Data | No Data | 57.6 | 80.895 | -62.79 | -66.044 | -101.5 | -101.506
2018-12-01 11:00 | No Data | No Data | No Data | No Data | -27.1305 | -27.355 | No Data | No Data | No Data | No Data | No Data | No Data | No Data | No Data | 58 | 82.3077 | -65.52 | -69.0641 | -103 | -103.0354
2018-12-01 11:30 | No Data | No Data | No Data | No Data | -39.0692 | -39.2106 | No Data | No Data | No Data | No Data | No Data | No Data | No Data | No Data | 61.2 | 84.8698 | -68.25 | -71.7992 | -106.5 | -106.5511
2018-12-01 12:00 | No Data | No Data | No Data | No Data | -53.3761 | -54.8807 | No Data | No Data | No Data | No Data | No Data | No Data | No Data | No Data | 63.2 | 86.0511 | -72.345 | -76.1157 | -110.1 | -110.1
2018-12-01 12:30 | No Data | No Data | No Data | No Data | -52.607 | -53.9787 | No Data | No Data | No Data | No Data | No Data | No Data | No Data | No Data | 21.2 | 58.7578 | -30.485 | -33.4015 | -67.9 | -70.4185
2018-12-01 13:00 | No Data | No Data | No Data | No Data | -54.1451 | -55.4339 | No Data | No Data | No Data | No Data | No Data | No Data | No Data | No Data | 18 | 58.0607 | -29.575 | -31.8533 | -67.5 | -68.5759
2018-12-01 13:30 | No Data | No Data | No Data | No Data | -55.8907 | -57.1199 | No Data | No Data | No Data | No Data | No Data | No Data | No Data | No Data | 32.8 | 65.2442 | -40.95 | -43.616 | -79.7 | -81.2705
2018-12-01 14:00 | No Data | No Data | No Data | No Data | -55.6344 | -56.849 | No Data | No Data | No Data | No Data | No Data | No Data | No Data | No Data | 56.4 | 80.9009 | -64.155 | -67.4828 | -100.5 | -102.3364
2018-12-01 14:30 | No Data | No Data | No Data | No Data | -57.4289 | -59.0353 | No Data | No Data | No Data | No Data | No Data | No Data | No Data | No Data | 45.6 | 72.8395 | -53.235 | -55.4372 | -88.7 | -90.1138
2018-12-01 15:00 | No Data | No Data | No Data | No Data | -48.7129 | -49.5136 | No Data | No Data | No Data | No Data | No Data | No Data | No Data | No Data | 56 | 82.0731 | -64.155 | -67.4828 | -96.7 | -97.0996
2018-12-01 15:30 | No Data | No Data | No Data | No Data | -42.1454 | -42.795 | No Data | No Data | No Data | No Data | No Data | No Data | No Data | No Data | 46.4 | 73.9643 | -55.965 | -58.85 | -82.5 | -84.8896
2018-12-01 16:00 | No Data | No Data | No Data | No Data | -43.6835 | -44.8116 | No Data | No Data | No Data | No Data | No Data | No Data | No Data | No Data | 50.4 | 76.8385 | -58.695 | -61.452 | -77.3 | -79.0623
2018-12-01 16:30 | No Data | No Data | No Data | No Data | -36.8231 | -38.9204 | No Data | No Data | No Data | No Data | No Data | No Data | No Data | No Data | 4 | 50.5585 | -13.195 | -14.6521 | -38.3 | -48.1615
2018-12-01 17:00 | No Data | No Data | No Data | No Data | -27.1305 | -27.7729 | No Data | No Data | No Data | No Data | No Data | No Data | No Data | No Data | 0.4 | 45.2018 | 19.11 | 19.1587 | -7.5 | -27.0601
2018-12-01 17:30 | No Data | No Data | No Data | No Data | -24.1032 | -24.1212 | No Data | No Data | No Data | No Data | No Data | No Data | No Data | No Data | 1.2 | 43.6073 | 30.485 | 30.4986 | 6.4 | 27.2619
2018-12-01 18:00 | No Data | No Data | No Data | No Data | -28.1559 | -28.19 | No Data | No Data | No Data | No Data | No Data | No Data | No Data | No Data | 7.6 | 45.0458 | 27.3 | 27.3341 | 17.3 | 32.8283
2018-12-01 18:30 | No Data | No Data | No Data | No Data | -20.9293 | -22.046 | No Data | No Data | No Data | No Data | No Data | No Data | No Data | No Data | 18 | 56.1626 | 16.835 | 16.8411 | 35.4 | 47.4523
2018-12-01 19:00 | No Data | No Data | No Data | No Data | -18.7686 | -22.8489 | No Data | No Data | No Data | No Data | No Data | No Data | No Data | No Data | 18.8 | 56.8014 | 18.2 | 18.2057 | 49.3 | 57.1463
2018-12-01 19:30 | No Data | No Data | No Data | No Data | -5.8534 | -17.4616 | No Data | No Data | No Data | No Data | No Data | No Data | No Data | No Data | 12.8 | 53.5522 | 24.115 | 24.2221 | 58.8 | 65.1263
2018-12-01 20:00 | No Data | No Data | No Data | No Data | 1.6907 | 25.3849 | No Data | No Data | No Data | No Data | No Data | No Data | No Data | No Data | 8.8 | 52.345 | 27.3 | 27.3946 | 66.7 | 73.3011
2018-12-01 20:30 | No Data | No Data | No Data | No Data | 0.0061036 | 25.4846 | No Data | No Data | No Data | No Data | No Data | No Data | No Data | No Data | 6.4 | 48.4248 | 32.305 | 33.327 | 71.1 | 74.367
2018-12-01 21:00 | No Data | No Data | No Data | No Data | 0.0061036 | 24.921 | No Data | No Data | No Data | No Data | No Data | No Data | No Data | No Data | 9.2 | 50.446 | 29.575 | 30.5698 | 65.6 | 70.4182
2018-12-01 21:30 | No Data | No Data | No Data | No Data | 9.2226 | 23.3412 | No Data | No Data | No Data | No Data | No Data | No Data | No Data | No Data | -0.4 | -48.4413 | 36.855 | 38.1902 | 74.5 | 78.6146
2018-12-01 22:00 | No Data | No Data | No Data | No Data | -15.5947 | -18.3904 | No Data | No Data | No Data | No Data | No Data | No Data | No Data | No Data | 7.6 | 51.761 | 26.39 | 27.3757 | 61.5 | 65.9086
2018-12-01 22:30 | No Data | No Data | No Data | No Data | 1.532 | 13.2179 | No Data | No Data | No Data | No Data | No Data | No Data | No Data | No Data | 5.2 | 50.2697 | 28.665 | 29.575 | 67.1 | 69.3952
2018-12-01 23:00 | No Data | No Data | No Data | No Data | 8.9662 | 24.0431 | No Data | No Data | No Data | No Data | No Data | No Data | No Data | No Data | 4.8 | 49.4336 | 31.85 | 33.0024 | 65 | 70.1944
2018-12-01 23:30 | No Data | No Data | No Data | No Data | 0.0061036 | 16.7666 | No Data | No Data | No Data | No Data | No Data | No Data | No Data | No Data | 19.2 | 54.6816 | 17.29 | 18.5883 | 55.5 | 61.6754
2018-12-02 | No Data | No Data | No Data | No Data | 13.9956 | 23.2463 | No Data | No Data | No Data | No Data | No Data | No Data | No Data | No Data | 14.4 | 53.957 | 20.93 | 21.8779 | 61.9 | 69.1394
2018-12-02 00:30 | No Data | No Data | No Data | No Data | 10.663 | 14.9423 | No Data | No Data | No Data | No Data | No Data | No Data | No Data | No Data | 13.2 | 54.037 | 23.205 | 24.0634 | 70.5 | 75.5292
2018-12-02 01:00 | No Data | No Data | No Data | No Data | 6.5003 | 15.2987 | No Data | No Data | No Data | No Data | No Data | No Data | No Data | No Data | 1.2 | 52.0138 | 31.395 | 32.228 | 72.6 | 76.7514
2018-12-02 01:30 | No Data | No Data | No Data | No Data | 0.0061036 | 12.3598 | No Data | No Data | No Data | No Data | No Data | No Data | No Data | No Data | -1.2 | -55.213 | 28.665 | 29.6903 | 64.7 | 68.9386
2018-12-02 02:00 | No Data | No Data | No Data | No Data | -25.5924 | -26.5554 | No Data | No Data | No Data | No Data | No Data | No Data | No Data | No Data | 36.8 | 72.4431 | -11.83 | -11.8649 | 22.2 | 30.9742
2018-12-02 02:30 | No Data | No Data | No Data | No Data | -20.0992 | -22.0988 | No Data | No Data | No Data | No Data | No Data | No Data | No Data | No Data | 16.8 | 63.464 | 7.735 | 8.974 | 40.5 | 46.9248
2018-12-02 03:00 | No Data | No Data | No Data | No Data | -29.3889 | -30.791 | No Data | No Data | No Data | No Data | No Data | No Data | No Data | No Data | 49.6 | 82.56 | -27.3 | -27.3341 | 2.4 | 21.8323
2018-12-02 03:30 | No Data | No Data | No Data | No Data | -41.2787 | -41.2787 | No Data | No Data | No Data | No Data | No Data | No Data | No Data | No Data | 52 | 84.9696 | -29.575 | -29.6309 | -2.1 | -20.2094
2018-12-02 04:00 | No Data | No Data | No Data | No Data | -33.7957 | -33.7957 | No Data | No Data | No Data | No Data | No Data | No Data | No Data | No Data | 47.2 | 80.8158 | -27.3 | -27.3 | 0 | 14.7
2018-12-02 04:30 | No Data | No Data | No Data | No Data | -29.4865 | -29.5941 | No Data | No Data | No Data | No Data | No Data | No Data | No Data | No Data | 43.6 | 77.44 | -23.205 | -23.2451 | 2.9 | 21.1002
2018-12-02 05:00 | No Data | No Data | No Data | No Data | -31.2322 | -31.5493 | No Data | No Data | No Data | No Data | No Data | No Data | No Data | No Data | 44.8 | 79.108 | -23.205 | -23.2228 | 2.8 | 16.3417
2018-12-02 05:30 | No Data | No Data | No Data | No Data | -28.51 | -29.3396 | No Data | No Data | No Data | No Data | No Data | No Data | No Data | No Data | 52.8 | 84.5212 | -33.215 | -33.2275 | -5.9 | -12.8363
2018-12-02 06:00 | No Data | No Data | No Data | No Data | -18.6709 | -22.6783 | No Data | No Data | No Data | No Data | No Data | No Data | No Data | No Data | 56.4 | 87.4254 | -34.58 | -34.6279 | -7 | -12.0615
2018-12-02 06:30 | No Data | No Data | No Data | No Data | -22.3575 | -24.1112 | No Data | No Data | No Data | No Data | No Data | No Data | No Data | No Data | 53.2 | 83.224 | -32.76 | -32.8736 | -8.4 | -13.6033
2018-12-02 07:00 | No Data | No Data | No Data | No Data | -8.4657 | -16.2733 | No Data | No Data | No Data | No Data | No Data | No Data | No Data | No Data | 44.8 | 71.4031 | -33.215 | -33.8203 | -23.8 | -24.4272
2018-12-02 07:30 | No Data | No Data | No Data | No Data | -13.0312 | -17.8934 | No Data | No Data | No Data | No Data | No Data | No Data | No Data | No Data | 38 | 65.0526 | -43.225 | -43.9941 | -23.2 | -23.7756
2018-12-02 08:00 | No Data | No Data | No Data | No Data | -22.1012 | -24.0916 | No Data | No Data | No Data | No Data | No Data | No Data | No Data | No Data | 31.6 | 61.5337 | -48.23 | -48.9987 | -63 | -63.0114
2018-12-02 08:30 | No Data | No Data | No Data | No Data | -34.0032 | -34.0219 | No Data | No Data | No Data | No Data | No Data | No Data | No Data | No Data | 58.4 | 80.3592 | -70.525 | -72.2018 | -69.9 | -70.0087
2018-12-02 09:00 | No Data | No Data | No Data | No Data | -47.7852 | -48.4147 | No Data | No Data | No Data | No Data | No Data | No Data | No Data | No Data | 76.4 | 94.7257 | -69.16 | -71.6318 | -74.9 | -74.9294
2018-12-02 09:30 | No Data | No Data | No Data | No Data | -44.3061 | -44.5241 | No Data | No Data | No Data | No Data | No Data | No Data | No Data | No Data | 72.8 | 93.0798 | -86.45 | -88.8416 | -93.6 | -93.6449
2018-12-02 10:00 | No Data | No Data | No Data | No Data | -53.4737 | -54.0984 | No Data | No Data | No Data | No Data | No Data | No Data | No Data | No Data | 70 | 89.8942 | -74.62 | -76.5969 | -111.1 | -111.2619
2018-12-02 10:30 | No Data | No Data | No Data | No Data | -57.1725 | -57.9954 | No Data | No Data | No Data | No Data | No Data | No Data | No Data | No Data | 70 | 90.9065 | -81.445 | -84.2057 | -117.1 | -117.644
2018-12-02 11:00 | No Data | No Data | No Data | No Data | -53.2784 | -54.0115 | No Data | No Data | No Data | No Data | No Data | No Data | No Data | No Data | 78.4 | 97.7605 | -89.635 | -93.5686 | -121.5 | -119.6505
2018-12-02 11:30 | No Data | No Data | No Data | No Data | -58.5519 | -60.4328 | No Data | No Data | No Data | No Data | No Data | No Data | No Data | No Data | 82.4 | 100.3075 | -86.905 | -90.1888 | -107.4 | -107.4339
2018-12-02 12:00 | No Data | No Data | No Data | No Data | -55.378 | -56.7619 | No Data | No Data | No Data | No Data | No Data | No Data | No Data | No Data | 72.8 | 92.0913 | -83.265 | -86.317 | -116.3 | -116.3795
2018-12-02 12:30 | No Data | No Data | No Data | No Data | -57.38 | -58.9067 | No Data | No Data | No Data | No Data | No Data | No Data | No Data | No Data | 80 | 99.0483 | -91 | -94.6236 | -120.2 | -120.201
2018-12-02 13:00 | No Data | No Data | No Data | No Data | -56.2448 | -56.6136 | No Data | No Data | No Data | No Data | No Data | No Data | No Data | No Data | 82.4 | 100.7659 | -92.365 | -96.315 | -107 | -107.1168
2018-12-02 13:30 | No Data | No Data | No Data | No Data | -60.09 | -61.6407 | No Data | No Data | No Data | No Data | No Data | No Data | No Data | No Data | 82 | 100.6706 | -91.91 | -95.4991 | -113.5 | -113.5571
2018-12-02 14:00 | No Data | No Data | No Data | No Data | -58.4054 | -59.6439 | No Data | No Data | No Data | No Data | No Data | No Data | No Data | No Data | 76 | 96.5824 | -85.54 | -88.9987 | -120.2 | -120.4095
2018-12-02 14:30 | No Data | No Data | No Data | No Data | -50.605 | -51.4385 | No Data | No Data | No Data | No Data | No Data | No Data | No Data | No Data | 69.6 | 90.3433 | -78.715 | -81.8115 | -102.6 | -102.6531
2018-12-02 15:00 | No Data | No Data | No Data | No Data | -54.4991 | -55.2658 | No Data | No Data | No Data | No Data | No Data | No Data | No Data | No Data | 71.6 | 91.893 | -80.99 | -84.1246 | -122.4 | -122.4118
2018-12-02 15:30 | No Data | No Data | No Data | No Data | -47.5776 | -48.9923 | No Data | No Data | No Data | No Data | No Data | No Data | No Data | No Data | 72.4 | 93.0179 | -83.72 | -86.756 | -123.2 | -123.2442
2018-12-02 16:00 | No Data | No Data | No Data | No Data | -52.253 | -53.3594 | No Data | No Data | No Data | No Data | No Data | No Data | No Data | No Data | 72.8 | 93.0798 | -84.63 | -87.6345 | -120.4 | -120.508
2018-12-02 16:30 | No Data | No Data | No Data | No Data | -45.478 | -46.3629 | No Data | No Data | No Data | No Data | No Data | No Data | No Data | No Data | 68.8 | 89.9858 | -82.81 | -85.7587 | -116.4 | -117.6823
2018-12-02 17:00 | No Data | No Data | No Data | No Data | -42.8656 | -44.3639 | No Data | No Data | No Data | No Data | No Data | No Data | No Data | No Data | 73.2 | 93.6419 | -85.085 | -87.9575 | -112 | -112.135
2018-12-02 17:30 | No Data | No Data | No Data | No Data | -33.3806 | -34.5893 | No Data | No Data | No Data | No Data | No Data | No Data | No Data | No Data | 62.8 | 84.4085 | -75.985 | -78.6953 | -100.6 | -100.6127
2018-12-02 18:00 | No Data | No Data | No Data | No Data | -29.4865 | -30.309 | No Data | No Data | No Data | No Data | No Data | No Data | No Data | No Data | 52 | 75.2553 | -64.155 | -65.8886 | -93 | -93.2631
2018-12-02 18:30 | No Data | No Data | No Data | No Data | -30.1579 | -31.0828 | No Data | No Data | No Data | No Data | No Data | No Data | No Data | No Data | 47.2 | 72.6284 | -58.695 | -60.817 | -81.3 | -81.3138
2018-12-02 19:00 | No Data | No Data | No Data | No Data | -15.6924 | -15.8203 | No Data | No Data | No Data | No Data | No Data | No Data | No Data | No Data | 27.6 | 58.1653 | -30.485 | -31.451 | -39.1 | -40.4085
2018-12-02 19:30 | No Data | No Data | No Data | No Data | -22.15 | -22.15 | No Data | No Data | No Data | No Data | No Data | No Data | No Data | No Data | 44.8 | 67.7324 | -25.48 | -26.4996 | -6 | -17.3692
2018-12-02 20:00 | No Data | No Data | No Data | No Data | -18.1094 | -18.1094 | No Data | No Data | No Data | No Data | No Data | No Data | No Data | No Data | 43.6 | 68.4748 | -8.645 | -8.645 | 18.5 | 28.2124
2018-12-02 20:30 | No Data | No Data | No Data | No Data | -13.7514 | -13.7514 | No Data | No Data | No Data | No Data | No Data | No Data | No Data | No Data | -9.6 | -46.6836 | 47.775 | 48.4719 | 78.9 | 84.2696
2018-12-02 21:00 | No Data | No Data | No Data | No Data | -8.1605 | -10.8197 | No Data | No Data | No Data | No Data | No Data | No Data | No Data | No Data | -9.6 | -46.5996 | 48.685 | 49.2956 | 79.2 | 84.2397
2018-12-02 21:30 | No Data | No Data | No Data | No Data | -6.2074 | -10.0502 | No Data | No Data | No Data | No Data | No Data | No Data | No Data | No Data | -15.2 | -47.3083 | 53.235 | 54.0072 | 83.9 | 88.6085
2018-12-02 22:00 | No Data | No Data | No Data | No Data | -5.2918 | -11.3604 | No Data | No Data | No Data | No Data | No Data | No Data | No Data | No Data | -21.6 | -49.0159 | 58.24 | 58.8781 | 89.1 | 93.0721
2018-12-02 22:30 | No Data | No Data | No Data | No Data | 1.4832 | 10.1132 | No Data | No Data | No Data | No Data | No Data | No Data | No Data | No Data | -24 | -50.1199 | 63.245 | 63.9627 | 94.8 | 98.1697
2018-12-02 23:00 | No Data | No Data | No Data | No Data | 0.0061036 | 12.1035 | No Data | No Data | No Data | No Data | No Data | No Data | No Data | No Data | -32.8 | -54.5601 | 69.16 | 69.9473 | 100.2 | 104.2292
2018-12-02 23:30 | No Data | No Data | No Data | No Data | -3.3875 | -12.4276 | No Data | No Data | No Data | No Data | No Data | No Data | No Data | No Data | -30.4 | -53.81 | 64.61 | 65.5263 | 100.6 | 105.7503
2018-12-03 | No Data | No Data | No Data | No Data | -1.1292 | -11.1354 | No Data | No Data | No Data | No Data | No Data | No Data | No Data | No Data | -28 | -53.8516 | 61.88 | 63.0007 | 102.6 | 107.5342
2018-12-03 00:30 | No Data | No Data | No Data | No Data | 8.0385 | 13.2368 | No Data | No Data | No Data | No Data | No Data | No Data | No Data | No Data | -22 | -51.3513 | 56.42 | 57.3823 | 105.8 | 110.7381
2018-12-03 01:00 | No Data | No Data | No Data | No Data | 2.8138 | 7.2404 | No Data | No Data | No Data | No Data | No Data | No Data | No Data | No Data | -24.4 | -53.4894 | 56.42 | 57.3011 | 100.2 | 104.6234
2018-12-03 01:30 | No Data | No Data | No Data | No Data | -2.8748 | -7.2643 | No Data | No Data | No Data | No Data | No Data | No Data | No Data | No Data | -24.4 | -55.9957 | 51.415 | 52.4692 | 88.1 | 91.9418
2018-12-03 02:00 | No Data | No Data | No Data | No Data | -12.0546 | -12.2372 | No Data | No Data | No Data | No Data | No Data | No Data | No Data | No Data | -22.4 | -56.6194 | 47.775 | 48.9077 | 81.4 | 85.0071
2018-12-03 02:30 | No Data | No Data | No Data | No Data | -7.0253 | -9.3425 | No Data | No Data | No Data | No Data | No Data | No Data | No Data | No Data | -20.4 | -55.8584 | 46.41 | 47.5752 | 78.9 | 84.411
2018-12-03 03:00 | No Data | No Data | No Data | No Data | -5.2918 | -10.8667 | No Data | No Data | No Data | No Data | No Data | No Data | No Data | No Data | -8 | -56.5685 | 30.03 | 31.2496 | 59.1 | 64.7693
2018-12-03 03:30 | No Data | No Data | No Data | No Data | -19.7452 | -20.4015 | No Data | No Data | No Data | No Data | No Data | No Data | No Data | No Data | 18 | 61.876 | 5.915 | 8.0498 | 32.8 | 40.4079
2018-12-03 04:00 | No Data | No Data | No Data | No Data | -21.6373 | -22.2017 | No Data | No Data | No Data | No Data | No Data | No Data | No Data | No Data | 27.6 | 67.8657 | -7.735 | -9.213 | 18.8 | 28.1114
2018-12-03 04:30 | No Data | No Data | No Data | No Data | -16.7666 | -18.1043 | No Data | No Data | No Data | No Data | No Data | No Data | No Data | No Data | 31.2 | 70.1233 | -11.83 | -12.3773 | 15.8 | 26.1205
2018-12-03 05:00 | No Data | No Data | No Data | No Data | -16.5713 | -17.9236 | No Data | No Data | No Data | No Data | No Data | No Data | No Data | No Data | 32.8 | 70.4954 | -12.285 | -13.2654 | 14.6 | 21.8826
2018-12-03 05:30 | No Data | No Data | No Data | No Data | -18.2559 | -18.7932 | No Data | No Data | No Data | No Data | No Data | No Data | No Data | No Data | -14.4 | -55.5006 | 35.945 | 37.7019 | 65 | 70.1191
2018-12-03 06:00 | No Data | No Data | No Data | No Data | -14.667 | -14.667 | No Data | No Data | No Data | No Data | No Data | No Data | No Data | No Data | -8.8 | -54.7123 | 30.94 | 32.9647 | 61.8 | 67.0078
2018-12-03 06:30 | No Data | No Data | No Data | No Data | -10.8217 | -10.8217 | No Data | No Data | No Data | No Data | No Data | No Data | No Data | No Data | -8.4 | -51.8212 | 31.395 | 33.0932 | 63.5 | 67.3077
2018-12-03 07:00 | No Data | No Data | No Data | No Data | -3.9002 | -3.9002 | No Data | No Data | No Data | No Data | No Data | No Data | No Data | No Data | -6 | -52.345 | 24.57 | 25.8991 | 57.1 | 60.9085
2018-12-03 07:30 | No Data | No Data | No Data | No Data | -4.1566 | -5.725 | No Data | No Data | No Data | No Data | No Data | No Data | No Data | No Data | 4.8 | 45.4542 | 0 | 0.91 | 34.3 | 42.5621
2018-12-03 08:00 | No Data | No Data | No Data | No Data | -8.2582 | -10.3236 | No Data | No Data | No Data | No Data | No Data | No Data | No Data | No Data | -1.6 | -47.6017 | -15.925 | -15.9315 | 9.5 | 22.685
2018-12-03 08:30 | No Data | No Data | No Data | No Data | -19.7452 | -21.945 | No Data | No Data | No Data | No Data | No Data | No Data | No Data | No Data | -2.4 | -49.6064 | -16.835 | -16.988 | -4.6 | -14.6414
2018-12-03 09:00 | No Data | No Data | No Data | No Data | -29.4377 | -31.3765 | No Data | No Data | No Data | No Data | No Data | No Data | No Data | No Data | -1.6 | -50.0256 | -19.11 | -19.304 | -38.8 | -39.9224
2018-12-03 09:30 | No Data | No Data | No Data | No Data | -33.5393 | -35.7952 | No Data | No Data | No Data | No Data | No Data | No Data | No Data | No Data | 12.4 | 52.2915 | -35.945 | -36.8662 | -21.7 | -25.2765
2018-12-03 10:00 | No Data | No Data | No Data | No Data | -38.4588 | -39.7233 | No Data | No Data | No Data | No Data | No Data | No Data | No Data | No Data | 20.8 | 57.1216 | -35.035 | -35.9795 | -45.9 | -46.1825
2018-12-03 10:30 | No Data | No Data | No Data | No Data | -42.5605 | -42.5605 | No Data | No Data | No Data | No Data | No Data | No Data | No Data | No Data | -8.8 | -49.9808 | -10.92 | -11.4113 | -27.1 | -29.4391
2018-12-03 11:00 | No Data | No Data | No Data | No Data | -40.766 | -40.7952 | No Data | No Data | No Data | No Data | No Data | No Data | No Data | No Data | -2 | -50.1294 | -15.47 | -16.7301 | -35.2 | -36.8787
2018-12-03 11:30 | No Data | No Data | No Data | No Data | -45.9419 | -45.9419 | No Data | No Data | No Data | No Data | No Data | No Data | No Data | No Data | -8.4 | -50.3063 | -8.19 | -9.5982 | -35.4 | -36.36
2018-12-03 12:00 | No Data | No Data | No Data | No Data | -48.3467 | -48.3859 | No Data | No Data | No Data | No Data | No Data | No Data | No Data | No Data | -10.4 | -48.3322 | -3.185 | -4.5043 | -37.2 | -38.6807
2018-12-03 12:30 | No Data | No Data | No Data | No Data | -46.4057 | -46.4383 | No Data | No Data | No Data | No Data | No Data | No Data | No Data | No Data | -12 | -51.4198 | -7.28 | -7.9462 | -27.6 | -30.5511
2018-12-03 13:00 | No Data | No Data | No Data | No Data | -46.1006 | -46.1006 | No Data | No Data | No Data | No Data | No Data | No Data | No Data | No Data | -29.6 | -53.6954 | 7.735 | 7.7484 | -26.4 | -31.0266
2018-12-03 13:30 | No Data | No Data | No Data | No Data | -62.092 | -63.0009 | No Data | No Data | No Data | No Data | No Data | No Data | No Data | No Data | -14.8 | -48.7032 | -3.185 | -3.185 | -32.7 | -35.3013
2018-12-03 14:00 | No Data | No Data | No Data | No Data | -63.5813 | -64.284 | No Data | No Data | No Data | No Data | No Data | No Data | No Data | No Data | -21.2 | -50.6502 | 0 | 0 | -34.3 | -38.3262
2018-12-03 14:30 | No Data | No Data | No Data | No Data | -61.7868 | -62.7699 | No Data | No Data | No Data | No Data | No Data | No Data | No Data | No Data | -20 | -48.6966 | 0 | 0 | -33.8 | -37.4817
2018-12-03 15:00 | No Data | No Data | No Data | No Data | -63.679 | -65.2865 | No Data | No Data | No Data | No Data | No Data | No Data | No Data | No Data | -17.2 | -50.6123 | 0 | 0 | -22.4 | -32.538
2018-12-03 15:30 | No Data | No Data | No Data | No Data | -59.736 | -61.2603 | No Data | No Data | No Data | No Data | No Data | No Data | No Data | No Data | -30 | -52.9241 | 18.2 | 18.4766 | -12.9 | -30.104
2018-12-03 16:00 | No Data | No Data | No Data | No Data | -57.2702 | -58.8696 | No Data | No Data | No Data | No Data | No Data | No Data | No Data | No Data | -30.8 | -53.0554 | 16.835 | 16.988 | -1.5 | -28.839
2018-12-03 16:30 | No Data | No Data | No Data | No Data | -51.4839 | -52.7941 | No Data | No Data | No Data | No Data | No Data | No Data | No Data | No Data | -36 | -53.8145 | 15.47 | 15.8925 | -7.6 | -30.1728
2018-12-03 17:00 | No Data | No Data | No Data | No Data | -46.1494 | -47.4948 | No Data | No Data | No Data | No Data | No Data | No Data | No Data | No Data | -43.6 | -56.7972 | 35.945 | 36.3573 | 25.2 | 42.966
2018-12-03 17:30 | No Data | No Data | No Data | No Data | -42.1454 | -43.1637 | No Data | No Data | No Data | No Data | No Data | No Data | No Data | No Data | -48 | -59.7609 | 41.86 | 42.6537 | 13.1 | 36.0634
2018-12-03 18:00 | No Data | No Data | No Data | No Data | -40.6073 | -41.2988 | No Data | No Data | No Data | No Data | No Data | No Data | No Data | No Data | 11.6 | 50.9384 | -19.565 | -20.3126 | -17 | -25.9453
2018-12-03 18:30 | No Data | No Data | No Data | No Data | -38.8128 | -38.987 | No Data | No Data | No Data | No Data | No Data | No Data | No Data | No Data | -25.2 | -49.6677 | 14.56 | 14.6238 | -10.6 | -17.4806
2018-12-03 19:00 | No Data | No Data | No Data | No Data | -35.7366 | -35.9003 | No Data | No Data | No Data | No Data | No Data | No Data | No Data | No Data | -16.8 | -45.9791 | 17.29 | 17.5042 | 21.6 | 31.1178
2018-12-03 19:30 | No Data | No Data | No Data | No Data | -27.4846 | -27.5021 | No Data | No Data | No Data | No Data | No Data | No Data | No Data | No Data | -20.8 | -42.9698 | 38.22 | 38.5463 | 51.8 | 60.4705
2018-12-03 20:00 | No Data | No Data | No Data | No Data | -23.2364 | -23.7629 | No Data | No Data | No Data | No Data | No Data | No Data | No Data | No Data | -24.4 | -45.8345 | 55.055 | 55.6608 | 85.3 | 92.3923
2018-12-03 20:30 | No Data | No Data | No Data | No Data | -15.5947 | -19.1928 | No Data | No Data | No Data | No Data | No Data | No Data | No Data | No Data | -29.6 | -52.0384 | 63.245 | 64.2598 | 97.8 | 104.4715
2018-12-03 21:00 | No Data | No Data | No Data | No Data | -7.4403 | -14.4683 | No Data | No Data | No Data | No Data | No Data | No Data | No Data | No Data | -19.6 | -49.2666 | 54.6 | 55.51 | 87.6 | 94.8616
2018-12-03 21:30 | No Data | No Data | No Data | No Data | -0.93385 | -12.4437 | No Data | No Data | No Data | No Data | No Data | No Data | No Data | No Data | -26.8 | -51.5193 | 60.97 | 61.9402 | 92.2 | 99.1252
2018-12-03 22:00 | No Data | No Data | No Data | No Data | -1.8006 | -12.9495 | No Data | No Data | No Data | No Data | No Data | No Data | No Data | No Data | -60.4 | -70.3147 | 96.005 | 96.7878 | 127.5 | 132.3499
2018-12-03 22:30 | No Data | No Data | No Data | No Data | 0.0061036 | 16.3638 | No Data | No Data | No Data | No Data | No Data | No Data | No Data | No Data | -40 | -57.137 | 76.895 | 77.7318 | 109.8 | 115.0327
2018-12-03 23:00 | No Data | No Data | No Data | No Data | 0.0061036 | 18.0484 | No Data | No Data | No Data | No Data | No Data | No Data | No Data | No Data | -49.2 | -64.1723 | 80.99 | 81.6633 | 115.5 | 117.9875
2018-12-03 23:30 | No Data | No Data | No Data | No Data | 13.3242 | 23.7798 | No Data | No Data | No Data | No Data | No Data | No Data | No Data | No Data | -37.6 | -57.5736 | 72.345 | 73.098 | 108.5 | 111.642
2018-12-04 | No Data | No Data | No Data | No Data | 18.4512 | 28.7159 | No Data | No Data | No Data | No Data | No Data | No Data | No Data | No Data | -37.6 | -56.6703 | 74.165 | 74.8997 | 114.8 | 118.4308
2018-12-04 00:30 | No Data | No Data | No Data | No Data | 22.7604 | 30.3001 | No Data | No Data | No Data | No Data | No Data | No Data | No Data | No Data | -28.4 | -51.0325 | 66.885 | 67.6987 | 115.6 | 123.7262
2018-12-04 01:00 | No Data | No Data | No Data | No Data | 18.6587 | 27.8028 | No Data | No Data | No Data | No Data | No Data | No Data | No Data | No Data | -30.4 | -56.1427 | 67.34 | 67.7324 | 110.1 | 114.4081
2018-12-04 01:30 | No Data | No Data | No Data | No Data | 18.9639 | 28.0086 | No Data | No Data | No Data | No Data | No Data | No Data | No Data | No Data | -31.6 | -53.8472 | 65.52 | 66.4238 | 101.3 | 104.1042
2018-12-04 02:00 | No Data | No Data | No Data | No Data | 25.0187 | 34.3198 | No Data | No Data | No Data | No Data | No Data | No Data | No Data | No Data | -20.4 | -51.0529 | 52.325 | 53.3612 | 84.1 | 86.6581
2018-12-04 02:30 | No Data | No Data | No Data | No Data | 27.0085 | 35.7962 | No Data | No Data | No Data | No Data | No Data | No Data | No Data | No Data | -16 | -49.0812 | 51.87 | 52.7427 | 82.3 | 84.9866
2018-12-04 03:00 | No Data | No Data | No Data | No Data | 21.7838 | 33.8037 | No Data | No Data | No Data | No Data | No Data | No Data | No Data | No Data | -20.4 | -52.1552 | 52.78 | 53.6379 | 81 | 83.5294
2018-12-04 03:30 | No Data | No Data | No Data | No Data | 13.9956 | 27.9141 | No Data | No Data | No Data | No Data | No Data | No Data | No Data | No Data | -20.4 | -53.6313 | 49.595 | 50.507 | 78.9 | 80.6274
2018-12-04 04:00 | No Data | No Data | No Data | No Data | 17.7798 | 31.4538 | No Data | No Data | No Data | No Data | No Data | No Data | No Data | No Data | -16 | -54.0237 | 44.59 | 45.5091 | 69.9 | 71.3079
2018-12-04 04:30 | No Data | No Data | No Data | No Data | 22.3941 | 34.2741 | No Data | No Data | No Data | No Data | No Data | No Data | No Data | No Data | -17.2 | -54.7708 | 44.135 | 45.0634 | 70.2 | 71.8908
2018-12-04 05:00 | No Data | No Data | No Data | No Data | 30.1946 | 40.9043 | No Data | No Data | No Data | No Data | No Data | No Data | No Data | No Data | -14.4 | -55.1144 | 40.495 | 41.5049 | 67.4 | 68.9632
2018-12-04 05:30 | No Data | No Data | No Data | No Data | 37.2137 | 46.3283 | No Data | No Data | No Data | No Data | No Data | No Data | No Data | No Data | -6.8 | -54.4265 | 34.125 | 35.203 | 63.1 | 65.0724
2018-12-04 06:00 | No Data | No Data | No Data | No Data | 39.2157 | 46.6617 | No Data | No Data | No Data | No Data | No Data | No Data | No Data | No Data | 1.2 | 54.0015 | 27.3 | 28.3746 | 60.3 | 62.1619
2018-12-04 06:30 | No Data | No Data | No Data | No Data | 47.7241 | 54.0096 | No Data | No Data | No Data | No Data | No Data | No Data | No Data | No Data | 25.2 | 58.1446 | 9.1 | 9.801 | 39.4 | 42.6005
2018-12-04 07:00 | No Data | No Data | No Data | No Data | 58.2345 | 62.2141 | No Data | No Data | No Data | No Data | No Data | No Data | No Data | No Data | 12.8 | 26.4968 | 10.92 | 27.7214 | 26.4 | 32.2368
2018-12-04 07:30 | No Data | No Data | No Data | No Data | 61.7746 | 64.5029 | No Data | No Data | No Data | No Data | No Data | No Data | No Data | No Data | 7.2 | 22.3893 | 2.275 | 25.2269 | 1.5 | 15.7715
2018-12-04 08:00 | No Data | No Data | No Data | No Data | 61.9821 | 64.1059 | No Data | No Data | No Data | No Data | No Data | No Data | No Data | No Data | 6.8 | 26.4877 | -15.47 | -25.3006 | -32.8 | -34.2615
2018-12-04 08:30 | No Data | No Data | No Data | No Data | 53.8277 | 57.3181 | No Data | No Data | No Data | No Data | No Data | No Data | No Data | No Data | 8.4 | 28.4675 | -20.475 | -28.0075 | -46.4 | -46.5102
2018-12-04 09:00 | No Data | No Data | No Data | No Data | 51.5694 | 56.623 | No Data | No Data | No Data | No Data | No Data | No Data | No Data | No Data | 8.4 | 29.2329 | -18.2 | -26.0624 | -49 | -49.0857
2018-12-04 09:30 | No Data | No Data | No Data | No Data | 49.9825 | 55.1816 | No Data | No Data | No Data | No Data | No Data | No Data | No Data | No Data | 10.8 | 30.3842 | -20.02 | -26.1576 | -50.5 | -50.5832
2018-12-04 10:00 | No Data | No Data | No Data | No Data | 49.9825 | 55.8998 | No Data | No Data | No Data | No Data | No Data | No Data | No Data | No Data | 10.4 | 29.869 | -21.385 | -27.7885 | -53.3 | -53.4813
2018-12-04 10:30 | No Data | No Data | No Data | No Data | 49.2622 | 55.2568 | No Data | No Data | No Data | No Data | No Data | No Data | No Data | No Data | 11.2 | 30.9011 | -21.84 | -27.3 | -55.3 | -55.3565
2018-12-04 11:00 | No Data | No Data | No Data | No Data | 45.2583 | 51.719 | No Data | No Data | No Data | No Data | No Data | No Data | No Data | No Data | 12.4 | 32.4617 | -21.385 | -25.8711 | -55.7 | -55.7754
2018-12-04 11:30 | No Data | No Data | No Data | No Data | 44.6967 | 51.2283 | No Data | No Data | No Data | No Data | No Data | No Data | No Data | No Data | 16 | 35.0634 | -24.57 | -28.3308 | -58 | -58.0104
2018-12-04 12:00 | No Data | No Data | No Data | No Data | 42.8534 | 49.6282 | No Data | No Data | No Data | No Data | No Data | No Data | No Data | No Data | 12.4 | 33.5738 | -22.295 | -26.1417 | -55.3 | -55.4304
2018-12-04 12:30 | No Data | No Data | No Data | No Data | 42.8534 | 49.6282 | No Data | No Data | No Data | No Data | No Data | No Data | No Data | No Data | 14 | 33.8325 | -22.75 | -26.7678 | -57.1 | -57.1253
2018-12-04 13:00 | No Data | No Data | No Data | No Data | 39.1669 | 46.4821 | No Data | No Data | No Data | No Data | No Data | No Data | No Data | No Data | 9.2 | 32.1447 | -20.475 | -24.6079 | -54.5 | -54.6394
2018-12-04 13:30 | No Data | No Data | No Data | No Data | 40.8515 | 47.9102 | No Data | No Data | No Data | No Data | No Data | No Data | No Data | No Data | 10 | 32.0025 | -20.93 | -25.4962 | -54.1 | -54.4772
2018-12-04 14:00 | No Data | No Data | No Data | No Data | 42.6459 | 49.4492 | No Data | No Data | No Data | No Data | No Data | No Data | No Data | No Data | 11.6 | 33.2866 | -21.84 | -26.5035 | -55.3 | -55.7539
2018-12-04 14:30 | No Data | No Data | No Data | No Data | 37.4701 | 45.0616 | No Data | No Data | No Data | No Data | No Data | No Data | No Data | No Data | 6.4 | 31.4579 | -18.2 | -23.0259 | -49.6 | -50.6786
2018-12-04 15:00 | No Data | No Data | No Data | No Data | 39.9847 | 47.1734 | No Data | No Data | No Data | No Data | No Data | No Data | No Data | No Data | 5.6 | 30.9115 | -17.745 | -23.2451 | -49.7 | -50.5262
2018-12-04 15:30 | No Data | No Data | No Data | No Data | 40.1434 | 47.3079 | No Data | No Data | No Data | No Data | No Data | No Data | No Data | No Data | 8.8 | 33.188 | -21.84 | -25.9988 | -50.5 | -51.3942
2018-12-04 16:00 | No Data | No Data | No Data | No Data | 42.1332 | 48.1159 | No Data | No Data | No Data | No Data | No Data | No Data | No Data | No Data | 6.8 | 31.9324 | -18.655 | -24.2349 | -47.3 | -48.0755
2018-12-04 16:30 | No Data | No Data | No Data | No Data | 49.3599 | 54.5558 | No Data | No Data | No Data | No Data | No Data | No Data | No Data | No Data | -21.6 | -30.8312 | 7.735 | 24.029 | -17.5 | -23.14
2018-12-04 17:00 | No Data | No Data | No Data | No Data | 51.7769 | 56.0411 | No Data | No Data | No Data | No Data | No Data | No Data | No Data | No Data | -20 | -30.3289 | 6.37 | 24.0634 | -16.3 | -22.7706
2018-12-04 17:30 | No Data | No Data | No Data | No Data | 47.6265 | 52.2306 | No Data | No Data | No Data | No Data | No Data | No Data | No Data | No Data | 9.6 | 32.2614 | -21.84 | -26.7639 | -44.5 | -45.482
2018-12-04 18:00 | No Data | No Data | No Data | No Data | 49.3599 | 53.8159 | No Data | No Data | No Data | No Data | No Data | No Data | No Data | No Data | 6 | 31.379 | -16.835 | -23.1738 | -38.3 | -39.5588
2018-12-04 18:30 | No Data | No Data | No Data | No Data | 51.1055 | 56.0746 | No Data | No Data | No Data | No Data | No Data | No Data | No Data | No Data | 0.8 | 29.6108 | -10.465 | -19.4376 | -25.5 | -28.4431
2018-12-04 19:00 | No Data | No Data | No Data | No Data | 51.1055 | 56.0746 | No Data | No Data | No Data | No Data | No Data | No Data | No Data | No Data | -2.4 | -26.5089 | 0.91 | 19.5862 | -1.5 | -19.0055
2018-12-04 19:30 | No Data | No Data | No Data | No Data | 51.1055 | 56.0746 | No Data | No Data | No Data | No Data | No Data | No Data | No Data | No Data | 2 | 26.4756 | 14.105 | 25.6178 | 32.3 | 41.7797
2018-12-04 20:00 | No Data | No Data | No Data | No Data | 51.1543 | 56.1191 | No Data | No Data | No Data | No Data | No Data | No Data | No Data | No Data | 5.2 | 25.3393 | 26.39 | 35.1412 | 59.9 | 67.5385
2018-12-04 20:30 | No Data | No Data | No Data | No Data | 49.3599 | 54.4883 | No Data | No Data | No Data | No Data | No Data | No Data | No Data | No Data | -14.8 | -29.2246 | 54.6 | 61.88 | 91.5 | 98.4007
2018-12-04 21:00 | No Data | No Data | No Data | No Data | 45.7221 | 51.2162 | No Data | No Data | No Data | No Data | No Data | No Data | No Data | No Data | -4 | -28.6803 | 40.495 | 49.6138 | 78.6 | 86.0812
2018-12-04 21:30 | No Data | No Data | No Data | No Data | 42.1942 | 48.093 | No Data | No Data | No Data | No Data | No Data | No Data | No Data | No Data | 2.4 | 30.0958 | 35.945 | 45.1368 | 71.7 | 78.7633
2018-12-04 22:00 | No Data | No Data | No Data | No Data | 36.701 | 43.3537 | No Data | No Data | No Data | No Data | No Data | No Data | No Data | No Data | 9.2 | 33.2962 | 27.3 | 37.97 | 60.7 | 67.0577
2018-12-04 22:30 | No Data | No Data | No Data | No Data | 45.2094 | 50.759 | No Data | No Data | No Data | No Data | No Data | No Data | No Data | No Data | 8.8 | 34.6341 | 28.21 | 38.6295 | 63.2 | 68.3773
2018-12-04 23:00 | No Data | No Data | No Data | No Data | 43.6713 | 50.2333 | No Data | No Data | No Data | No Data | No Data | No Data | No Data | No Data | 6.4 | 35.7771 | 27.3 | 37.97 | 61.2 | 65.1694
2018-12-04 23:30 | No Data | No Data | No Data | No Data | 47.0039 | 53.1561 | No Data | No Data | No Data | No Data | No Data | No Data | No Data | No Data | 1.6 | 33.2385 | 32.305 | 42.2954 | 70.7 | 76.5309
2018-12-05 | No Data | No Data | No Data | No Data | 52.2408 | 57.1309 | No Data | No Data | No Data | No Data | No Data | No Data | No Data | No Data | 0 | 33.2 | 33.67 | 43.9258 | 74.6 | 81.6541
2018-12-05 00:30 | No Data | No Data | No Data | No Data | 63.4592 | 66.7416 | No Data | No Data | No Data | No Data | No Data | No Data | No Data | No Data | 11.6 | 38.2037 | 19.565 | 33.5869 | 69.9 | 78.4434
2018-12-05 01:00 | No Data | No Data | No Data | No Data | 61.0544 | 65.036 | No Data | No Data | No Data | No Data | No Data | No Data | No Data | No Data | 2.4 | 35.6808 | 28.665 | 39.9002 | 71.3 | 76.9344
2018-12-05 01:30 | No Data | No Data | No Data | No Data | 50.4463 | 55.1985 | No Data | No Data | No Data | No Data | No Data | No Data | No Data | No Data | 14.8 | 42.2753 | 14.56 | 29.7425 | 51.7 | 56.8318
2018-12-05 02:00 | No Data | No Data | No Data | No Data | 48.7495 | 54.3611 | No Data | No Data | No Data | No Data | No Data | No Data | No Data | No Data | 13.2 | 41.7421 | 14.105 | 29.5225 | 48.2 | 52.6562
2018-12-05 02:30 | No Data | No Data | No Data | No Data | 52.3384 | 57.6014 | No Data | No Data | No Data | No Data | No Data | No Data | No Data | No Data | 24.8 | 49.4659 | 1.82 | 24.1836 | 35.8 | 40.3435
2018-12-05 03:00 | No Data | No Data | No Data | No Data | 47.1626 | 54.9028 | No Data | No Data | No Data | No Data | No Data | No Data | No Data | No Data | 13.2 | 42.8822 | 12.74 | 28.4875 | 43.7 | 46.7823
2018-12-05 03:30 | No Data | No Data | No Data | No Data | 46.9551 | 54.7247 | No Data | No Data | No Data | No Data | No Data | No Data | No Data | No Data | 15.6 | 44.8036 | 10.465 | 27.5454 | 39.9 | 43.0258
2018-12-05 04:00 | No Data | No Data | No Data | No Data | 43.5248 | 51.8114 | No Data | No Data | No Data | No Data | No Data | No Data | No Data | No Data | 11.2 | 42.6952 | 15.015 | 29.9679 | 44.3 | 47.6313
2018-12-05 04:30 | No Data | No Data | No Data | No Data | 41.828 | 50.3944 | No Data | No Data | No Data | No Data | No Data | No Data | No Data | No Data | 10.8 | 43.2685 | 13.65 | 28.9059 | 42.6 | 45.72
2018-12-05 05:00 | No Data | No Data | No Data | No Data | 38.2391 | 47.4578 | No Data | No Data | No Data | No Data | No Data | No Data | No Data | No Data | 8 | 42.3622 | 15.925 | 30.434 | 46.2 | 51
2018-12-05 05:30 | No Data | No Data | No Data | No Data | 34.9065 | 43.7424 | No Data | No Data | No Data | No Data | No Data | No Data | No Data | No Data | 5.2 | 40.7333 | 19.565 | 32.8515 | 50.9 | 54.0224
2018-12-05 06:00 | No Data | No Data | No Data | No Data | 28.7053 | 36.5127 | No Data | No Data | No Data | No Data | No Data | No Data | No Data | No Data | -2.4 | -36.8782 | 28.21 | 40.218 | 61.1 | 66.2463
2018-12-05 06:30 | No Data | No Data | No Data | No Data | 32.9046 | 38.0638 | No Data | No Data | No Data | No Data | No Data | No Data | No Data | No Data | -1.6 | -32.4888 | 31.395 | 41.9045 | 61.4 | 67.483
2018-12-05 07:00 | No Data | No Data | No Data | No Data | 46.0273 | 49.1297 | No Data | No Data | No Data | No Data | No Data | No Data | No Data | No Data | -1.6 | -25.65 | 22.295 | 32.842 | 40.5 | 50.1049
2018-12-05 07:30 | No Data | No Data | No Data | No Data | 46.0883 | 48.6201 | No Data | No Data | No Data | No Data | No Data | No Data | No Data | No Data | -3.6 | -26.248 | 11.375 | 24.6247 | 10.7 | 27.3775
2018-12-05 08:00 | No Data | No Data | No Data | No Data | 44.7456 | 47.3492 | No Data | No Data | No Data | No Data | No Data | No Data | No Data | No Data | -8 | -26.4394 | 3.64 | 21.2442 | -15.1 | -23.5716
2018-12-05 08:30 | No Data | No Data | No Data | No Data | 34.2962 | 39.1723 | No Data | No Data | No Data | No Data | No Data | No Data | No Data | No Data | -7.6 | -28.2418 | -0.91 | -17.7683 | -26.9 | -30.0975
2018-12-05 09:00 | No Data | No Data | No Data | No Data | 35.6268 | 41.1596 | No Data | No Data | No Data | No Data | No Data | No Data | No Data | No Data | -6.8 | -28.8139 | -2.73 | -17.5042 | -33 | -35.5793
2018-12-05 09:30 | No Data | No Data | No Data | No Data | 32.2942 | 39.544 | No Data | No Data | No Data | No Data | No Data | No Data | No Data | No Data | -11.6 | -29.9386 | 1.365 | 17.3438 | -30 | -31.5601
2018-12-05 10:00 | No Data | No Data | No Data | No Data | 34.699 | 42.4872 | No Data | No Data | No Data | No Data | No Data | No Data | No Data | No Data | -8.8 | -30.4972 | -2.73 | -16.6059 | -33.5 | -35.4844
2018-12-05 10:30 | No Data | No Data | No Data | No Data | 38.0926 | 46.2969 | No Data | No Data | No Data | No Data | No Data | No Data | No Data | No Data | -6.4 | -28.3323 | -5.915 | -17.4153 | -23.6 | -29.2617
2018-12-05 11:00 | No Data | No Data | No Data | No Data | 37.5189 | 45.826 | No Data | No Data | No Data | No Data | No Data | No Data | No Data | No Data | -6 | -29.0269 | -5.46 | -17.6983 | -23.6 | -29.9868
2018-12-05 11:30 | No Data | No Data | No Data | No Data | 35.8831 | 44.4967 | No Data | No Data | No Data | No Data | No Data | No Data | No Data | No Data | -9.2 | -28.3351 | -1.365 | -17.3139 | -32.3 | -35.8265
2018-12-05 12:00 | No Data | No Data | No Data | No Data | 35.9319 | 44.5361 | No Data | No Data | No Data | No Data | No Data | No Data | No Data | No Data | -8.4 | -29.2329 | -3.64 | -17.669 | -30.8 | -34.6619
2018-12-05 12:30 | No Data | No Data | No Data | No Data | 35.1629 | 43.9179 | No Data | No Data | No Data | No Data | No Data | No Data | No Data | No Data | -6.4 | -27.9428 | -3.64 | -16.7796 | -17.8 | -26.8486
2018-12-05 13:00 | No Data | No Data | No Data | No Data | 33.4783 | 42.5811 | No Data | No Data | No Data | No Data | No Data | No Data | No Data | No Data | -12.8 | -29.3394 | 1.365 | 16.8902 | -23.2 | -29.4613
2018-12-05 13:30 | No Data | No Data | No Data | No Data | 31.7815 | 41.2604 | No Data | No Data | No Data | No Data | No Data | No Data | No Data | No Data | -16.4 | -30.0666 | 3.185 | 18.0286 | -21.3 | -29.8412
2018-12-05 14:00 | No Data | No Data | No Data | No Data | 31.8303 | 41.298 | No Data | No Data | No Data | No Data | No Data | No Data | No Data | No Data | -12.4 | -29.9172 | 0.455 | 18.2057 | -16.9 | -31.5991
2018-12-05 14:30 | No Data | No Data | No Data | No Data | 31.8303 | 41.298 | No Data | No Data | No Data | No Data | No Data | No Data | No Data | No Data | -19.6 | -31.6101 | 7.28 | 21.7307 | -11.4 | -29.8617
2018-12-05 15:00 | No Data | No Data | No Data | No Data | 31.7815 | 41.2604 | No Data | No Data | No Data | No Data | No Data | No Data | No Data | No Data | -24.4 | -34.5068 | 12.74 | 24.8923 | -11.7 | -30.2539
2018-12-05 15:30 | No Data | No Data | No Data | No Data | 31.7815 | 41.2604 | No Data | No Data | No Data | No Data | No Data | No Data | No Data | No Data | -25.6 | -35.0907 | 11.83 | 24.439 | -9.8 | -30.7059
2018-12-05 16:00 | No Data | No Data | No Data | No Data | 34.1375 | 40.9482 | No Data | No Data | No Data | No Data | No Data | No Data | No Data | No Data | -14.8 | -29.5703 | 2.275 | 19.6968 | -17 | -30.9808
2018-12-05 16:30 | No Data | No Data | No Data | No Data | 37.3236 | 41.8484 | No Data | No Data | No Data | No Data | No Data | No Data | No Data | No Data | -32.4 | -40.3207 | 20.475 | 29.2795 | 4.2 | 37.4363
2018-12-05 17:00 | No Data | No Data | No Data | No Data | 42.8534 | 46.8472 | No Data | No Data | No Data | No Data | No Data | No Data | No Data | No Data | -36.4 | -42.1236 | 25.48 | 34.1583 | 8 | 39.1266
2018-12-05 17:30 | No Data | No Data | No Data | No Data | 54.1329 | 56.2907 | No Data | No Data | No Data | No Data | No Data | No Data | No Data | No Data | -39.6 | -45.1079 | 28.665 | 36.5957 | 14.2 | 42.3515
2018-12-05 18:00 | No Data | No Data | No Data | No Data | 45.2094 | 48.1131 | No Data | No Data | No Data | No Data | No Data | No Data | No Data | No Data | -33.2 | -40.2751 | 23.66 | 32.8231 | 14.5 | 41.2336
2018-12-05 18:30 | No Data | No Data | No Data | No Data | 35.3704 | 39.0134 | No Data | No Data | No Data | No Data | No Data | No Data | No Data | No Data | -41.2 | -45.4542 | 34.125 | 41.0131 | 28.8 | 52.1698
2018-12-05 19:00 | No Data | No Data | No Data | No Data | 28.4977 | 31.8902 | No Data | No Data | No Data | No Data | No Data | No Data | No Data | No Data | -45.2 | -48.362 | 49.595 | 55.3475 | 57.3 | 76.5763
2018-12-05 19:30 | No Data | No Data | No Data | No Data | 26.9108 | 30.1709 | No Data | No Data | No Data | No Data | No Data | No Data | No Data | No Data | -43.2 | -44.4342 | 67.34 | 71.9993 | 95.1 | 109.809
2018-12-05 20:00 | No Data | No Data | No Data | No Data | 28.2414 | 32.1379 | No Data | No Data | No Data | No Data | No Data | No Data | No Data | No Data | -38.8 | -41.9695 | 75.985 | 80.7404 | 117.9 | 126.7385
2018-12-05 20:30 | No Data | No Data | No Data | No Data | 26.3004 | 30.4463 | No Data | No Data | No Data | No Data | No Data | No Data | No Data | No Data | -36.8 | -42.4698 | 78.26 | 83.5021 | 123 | 130.3327
2018-12-05 21:00 | No Data | No Data | No Data | No Data | 22.7604 | 27.4463 | No Data | No Data | No Data | No Data | No Data | No Data | No Data | No Data | -37.2 | -43.8415 | 75.53 | 81.1139 | 119.5 | 126.7657
2018-12-05 21:30 | No Data | No Data | No Data | No Data | 19.1714 | 24.5522 | No Data | No Data | No Data | No Data | No Data | No Data | No Data | No Data | -23.2 | -35.4469 | 62.335 | 68.2348 | 103.4 | 109.3568
2018-12-05 22:00 | No Data | No Data | No Data | No Data | 15.6313 | 21.8999 | No Data | No Data | No Data | No Data | No Data | No Data | No Data | No Data | -25.6 | -35.3655 | 65.065 | 71.4712 | 102.6 | 105.5783
2018-12-05 22:30 | No Data | No Data | No Data | No Data | 35.0164 | 39.8276 | No Data | No Data | No Data | No Data | No Data | No Data | No Data | No Data | -20 | -32.172 | 59.605 | 66.1395 | 98.2 | 100.216
2018-12-05 23:00 | No Data | No Data | No Data | No Data | 33.4173 | 40.6393 | No Data | No Data | No Data | No Data | No Data | No Data | No Data | No Data | -18 | -31.9525 | 56.875 | 63.8963 | 93.1 | 96.3723
2018-12-05 23:30 | No Data | No Data | No Data | No Data | 33.3196 | 40.559 | No Data | No Data | No Data | No Data | No Data | No Data | No Data | No Data | -16.8 | -30.9555 | 55.055 | 62.0704 | 97 | 100.7414
2018-12-06 | No Data | No Data | No Data | No Data | 36.7498 | 43.4211 | No Data | No Data | No Data | No Data | No Data | No Data | No Data | No Data | -14.4 | -29.3721 | 55.055 | 61.8616 | 99.3 | 102.7238
2018-12-06 00:30 | No Data | No Data | No Data | No Data | 48.2856 | 53.5382 | No Data | No Data | No Data | No Data | No Data | No Data | No Data | No Data | -10.4 | -28.3746 | 51.87 | 59.2636 | 103.6 | 109.0054
2018-12-06 01:00 | No Data | No Data | No Data | No Data | 28.9128 | 35.5716 | No Data | No Data | No Data | No Data | No Data | No Data | No Data | No Data | -10.8 | -32.2614 | 47.775 | 55.0249 | 93.2 | 96.1662
2018-12-06 01:30 | No Data | No Data | No Data | No Data | 29.572 | 35.963 | No Data | No Data | No Data | No Data | No Data | No Data | No Data | No Data | -7.6 | -31.7238 | 40.95 | 49.7263 | 80.5 | 84.3522
2018-12-06 02:00 | No Data | No Data | No Data | No Data | 27.631 | 35.3827 | No Data | No Data | No Data | No Data | No Data | No Data | No Data | No Data | -4.8 | -32.7536 | 37.765 | 46.5992 | 74.9 | 78.1207
2018-12-06 02:30 | No Data | No Data | No Data | No Data | 32.7581 | 39.5165 | No Data | No Data | No Data | No Data | No Data | No Data | No Data | No Data | -2.8 | -33.3179 | 35.945 | 45.1368 | 73.3 | 76.0324
2018-12-06 03:00 | No Data | No Data | No Data | No Data | 25.5314 | 33.7685 | No Data | No Data | No Data | No Data | No Data | No Data | No Data | No Data | -12.4 | -34.6918 | 45.045 | 52.9093 | 78.9 | 81.6212
2018-12-06 03:30 | No Data | No Data | No Data | No Data | 27.9362 | 35.6215 | No Data | No Data | No Data | No Data | No Data | No Data | No Data | No Data | -12.4 | -35.0657 | 45.045 | 53.3923 | 77.8 | 80.4811
2018-12-06 04:00 | No Data | No Data | No Data | No Data | 24.1886 | 31.5824 | No Data | No Data | No Data | No Data | No Data | No Data | No Data | No Data | -10.8 | -34.9125 | 40.95 | 49.7263 | 73.8 | 76.8123
2018-12-06 04:30 | No Data | No Data | No Data | No Data | 24.1886 | 31.5824 | No Data | No Data | No Data | No Data | No Data | No Data | No Data | No Data | -4.8 | -34.3372 | 35.49 | 45.3359 | 66.8 | 70.0834
2018-12-06 05:00 | No Data | No Data | No Data | No Data | 22.5528 | 30.3479 | No Data | No Data | No Data | No Data | No Data | No Data | No Data | No Data | 2 | 35.2568 | 29.575 | 40.5589 | 60.1 | 64.0345
2018-12-06 05:30 | No Data | No Data | No Data | No Data | 26.5568 | 31.2192 | No Data | No Data | No Data | No Data | No Data | No Data | No Data | No Data | 11.2 | 38.4666 | 20.02 | 33.4881 | 52.8 | 57.355
2018-12-06 06:00 | No Data | No Data | No Data | No Data | 26.6056 | 29.5774 | No Data | No Data | No Data | No Data | No Data | No Data | No Data | No Data | 16 | 40.4949 | 15.47 | 30.1984 | 51.7 | 55.7273
2018-12-06 06:30 | No Data | No Data | No Data | No Data | 23.0167 | 23.9777 | No Data | No Data | No Data | No Data | No Data | No Data | No Data | No Data | 19.2 | 38.6988 | 14.56 | 28.1696 | 49.3 | 56.8951
2018-12-06 07:00 | No Data | No Data | No Data | No Data | 25.4704 | 25.541 | No Data | No Data | No Data | No Data | No Data | No Data | No Data | No Data | 19.2 | 32.3209 | 8.19 | 21.6305 | 26.9 | 36.9283
2018-12-06 07:30 | No Data | No Data | No Data | No Data | 20.087 | 20.087 | No Data | No Data | No Data | No Data | No Data | No Data | No Data | No Data | 20.4 | 34 | -5.915 | -19.1371 | -2.9 | -25.8631
2018-12-06 08:00 | No Data | No Data | No Data | No Data | 18.2437 | 19.156 | No Data | No Data | No Data | No Data | No Data | No Data | No Data | No Data | 13.2 | 30.9555 | -16.835 | -22.8635 | -26.7 | -33.181
2018-12-06 08:30 | No Data | No Data | No Data | No Data | 15.5825 | 17.517 | No Data | No Data | No Data | No Data | No Data | No Data | No Data | No Data | 5.2 | 27.6926 | -11.375 | -19.9423 | -32 | -36.569
2018-12-06 09:00 | No Data | No Data | No Data | No Data | 22.1988 | 26.8102 | No Data | No Data | No Data | No Data | No Data | No Data | No Data | No Data | 9.2 | 29.853 | -15.925 | -21.5777 | -41.4 | -43.9323
2018-12-06 09:30 | No Data | No Data | No Data | No Data | 13.1655 | 18.2345 | No Data | No Data | No Data | No Data | No Data | No Data | No Data | No Data | 12.8 | 31.5163 | -20.02 | -23.9772 | -36.6 | -39.8648
2018-12-06 10:00 | No Data | No Data | No Data | No Data | 4.2542 | 15.1777 | No Data | No Data | No Data | No Data | No Data | No Data | No Data | No Data | 18.8 | 36.0843 | -25.935 | -28.1402 | -30.8 | -34.6208
2018-12-06 10:30 | No Data | No Data | No Data | No Data | -2.6184 | -14.4424 | No Data | No Data | No Data | No Data | No Data | No Data | No Data | No Data | 16.8 | 34.7333 | -24.115 | -26.6632 | -36 | -39.7695
2018-12-06 11:00 | No Data | No Data | No Data | No Data | -4.5228 | -10.239 | No Data | No Data | No Data | No Data | No Data | No Data | No Data | No Data | 18 | 36.02 | -24.57 | -26.8604 | -46.4 | -50.8488
2018-12-06 11:30 | No Data | No Data | No Data | No Data | -11.7006 | -23.2147 | No Data | No Data | No Data | No Data | No Data | No Data | No Data | No Data | 18 | 36.7151 | -24.115 | -26.2878 | -44.9 | -49.8889
2018-12-06 12:00 | No Data | No Data | No Data | No Data | -14.2641 | -20.8656 | No Data | No Data | No Data | No Data | No Data | No Data | No Data | No Data | 14 | 32.0225 | -17.29 | -20.9498 | -39.3 | -46.5619
2018-12-06 12:30 | No Data | No Data | No Data | No Data | 10.3456 | 25.9047 | No Data | No Data | No Data | No Data | No Data | No Data | No Data | No Data | 13.2 | 31.3177 | -15.015 | -19.4003 | -36.8 | -44.6013
2018-12-06 13:00 | No Data | No Data | No Data | No Data | 3.6805 | 23.273 | No Data | No Data | No Data | No Data | No Data | No Data | No Data | No Data | -2.8 | -26.9459 | -1.365 | -14.1709 | -18.4 | -37.2602
2018-12-06 13:30 | No Data | No Data | No Data | No Data | -6.1097 | -22.4834 | No Data | No Data | No Data | No Data | No Data | No Data | No Data | No Data | 5.2 | 28.8721 | -5.915 | -14.4601 | -22.5 | -39.0366
2018-12-06 14:00 | No Data | No Data | No Data | No Data | 3.2288 | 18.7917 | No Data | No Data | No Data | No Data | No Data | No Data | No Data | No Data | 2.8 | 28.9358 | -5.46 | -14.7015 | -22.6 | -38.6063
2018-12-06 14:30 | No Data | No Data | No Data | No Data | 16.4981 | 27.5016 | No Data | No Data | No Data | No Data | No Data | No Data | No Data | No Data | 19.6 | 36.8456 | -22.75 | -25.4353 | -0.1 | -39.7213
2018-12-06 15:00 | No Data | No Data | No Data | No Data | 18.1949 | 25.8525 | No Data | No Data | No Data | No Data | No Data | No Data | No Data | No Data | 34 | 47.8013 | -38.675 | -39.8378 | -8.2 | -39.5592
2018-12-06 15:30 | No Data | No Data | No Data | No Data | 22.858 | 28.2616 | No Data | No Data | No Data | No Data | No Data | No Data | No Data | No Data | 20.4 | 36.2789 | -22.75 | -25.4353 | -16.1 | -42.47
2018-12-06 16:00 | No Data | No Data | No Data | No Data | 27.7287 | 31.3688 | No Data | No Data | No Data | No Data | No Data | No Data | No Data | No Data | 6.8 | 31.1512 | -12.285 | -17.3736 | -20.6 | -45.2598
2018-12-06 16:30 | No Data | No Data | No Data | No Data | 49.5186 | 51.5592 | No Data | No Data | No Data | No Data | No Data | No Data | No Data | No Data | 14 | 38.2539 | -20.475 | -23.205 | -24.2 | -39.8045
2018-12-06 17:00 | No Data | No Data | No Data | No Data | 51.4717 | 53.0216 | No Data | No Data | No Data | No Data | No Data | No Data | No Data | No Data | 18.4 | 41.5018 | -28.21 | -29.7843 | 8.2 | 42.9893
2018-12-06 17:30 | No Data | No Data | No Data | No Data | 55.0607 | 56.5122 | No Data | No Data | No Data | No Data | No Data | No Data | No Data | No Data | -2 | -34.0588 | -7.735 | -15.295 | -9.6 | -37.4513
2018-12-06 18:00 | No Data | No Data | No Data | No Data | 58.2345 | 60.0028 | No Data | No Data | No Data | No Data | No Data | No Data | No Data | No Data | -19.2 | -38.3521 | -5.915 | -16.5623 | -3.3 | -37.2465
2018-12-06 18:30 | No Data | No Data | No Data | No Data | 64.8997 | 66.4252 | No Data | No Data | No Data | No Data | No Data | No Data | No Data | No Data | -19.6 | -34.8368 | 24.57 | 32.8736 | 37.1 | 60.3623
2018-12-06 19:00 | No Data | No Data | No Data | No Data | 68.7938 | 70.2348 | No Data | No Data | No Data | No Data | No Data | No Data | No Data | No Data | -8.8 | -33.188 | 12.285 | 24.269 | 53.5 | 79.4099
2018-12-06 19:30 | No Data | No Data | No Data | No Data | 75.6176 | 77.4993 | No Data | No Data | No Data | No Data | No Data | No Data | No Data | No Data | -15.6 | -31.7036 | 31.85 | 39.1406 | 80.1 | 96.9954
2018-12-06 20:00 | No Data | No Data | No Data | No Data | 68.3299 | 71.4455 | No Data | No Data | No Data | No Data | No Data | No Data | No Data | No Data | -15.6 | -34.8827 | 47.32 | 54.1813 | 102.6 | 114.5764
2018-12-06 20:30 | No Data | No Data | No Data | No Data | 65.6199 | 69.3913 | No Data | No Data | No Data | No Data | No Data | No Data | No Data | No Data | -24.4 | -36.5404 | 65.065 | 70.5602 | 121.1 | 131.4256
2018-12-06 21:00 | No Data | No Data | No Data | No Data | 62.0798 | 66.0536 | No Data | No Data | No Data | No Data | No Data | No Data | No Data | No Data | -17.6 | -31.0664 | 64.61 | 69.6209 | 118.8 | 127.907
2018-12-06 21:30 | No Data | No Data | No Data | No Data | 53.4615 | 58.0286 | No Data | No Data | No Data | No Data | No Data | No Data | No Data | No Data | -11.2 | -29.7859 | 59.15 | 63.8769 | 108.5 | 115.8123
2018-12-06 22:00 | No Data | No Data | No Data | No Data | 47.7241 | 57.257 | No Data | No Data | No Data | No Data | No Data | No Data | No Data | No Data | -14 | -29.8824 | 57.33 | 64.0969 | 102.7 | 107.1904
2018-12-06 22:30 | No Data | No Data | No Data | No Data | 53.0098 | 61.7318 | No Data | No Data | No Data | No Data | No Data | No Data | No Data | No Data | -9.2 | -28.7138 | 53.69 | 60.4397 | 99.9 | 102.1689
2018-12-06 23:00 | No Data | No Data | No Data | No Data | 47.6265 | 57.1756 | No Data | No Data | No Data | No Data | No Data | No Data | No Data | No Data | -11.2 | -29.4156 | 52.78 | 60.0617 | 96.7 | 99.8295
2018-12-06 23:30 | No Data | No Data | No Data | No Data | 51.1543 | 60.146 | No Data | No Data | No Data | No Data | No Data | No Data | No Data | No Data | -12 | -29.7294 | 55.055 | 61.8616 | 102.1 | 105.9495
2018-12-07 | No Data | No Data | No Data | No Data | 58.3932 | 67.2852 | No Data | No Data | No Data | No Data | No Data | No Data | No Data | No Data | -0.8 | -28.8444 | 44.135 | 52.1367 | 93 | 97.1249
2018-12-07 00:30 | No Data | No Data | No Data | No Data | 65.2048 | 71.7341 | No Data | No Data | No Data | No Data | No Data | No Data | No Data | No Data | 15.6 | 34.169 | 29.12 | 39.2989 | 86.8 | 94.7536
2018-12-07 01:00 | No Data | No Data | No Data | No Data | 45.7221 | 54.6317 | No Data | No Data | No Data | No Data | No Data | No Data | No Data | No Data | 2.4 | 31.6405 | 39.585 | 46.8319 | 86.9 | 92.7436
2018-12-07 01:30 | No Data | No Data | No Data | No Data | 37.5189 | 49.5751 | No Data | No Data | No Data | No Data | No Data | No Data | No Data | No Data | 4.4 | 31.5087 | 35.945 | 44.3246 | 78.2 | 81.0489
2018-12-07 02:00 | No Data | No Data | No Data | No Data | 30.5486 | 40.9217 | No Data | No Data | No Data | No Data | No Data | No Data | No Data | No Data | 18 | 39.5353 | 20.93 | 31.9311 | 60.3 | 63.4054
2018-12-07 02:30 | No Data | No Data | No Data | No Data | 30.5486 | 40.9217 | No Data | No Data | No Data | No Data | No Data | No Data | No Data | No Data | 26 | 44.9658 | 12.74 | 26.4722 | 51.6 | 54.4868
2018-12-07 03:00 | No Data | No Data | No Data | No Data | 10.8583 | 27.8006 | No Data | No Data | No Data | No Data | No Data | No Data | No Data | No Data | 26.8 | 46.1736 | 11.83 | 26.0465 | 48.6 | 51.8611
2018-12-07 03:30 | No Data | No Data | No Data | No Data | -8.8808 | -14.3608 | No Data | No Data | No Data | No Data | No Data | No Data | No Data | No Data | 27.2 | 46.4069 | 7.735 | 26.1931 | 43 | 52.0335
2018-12-07 04:00 | No Data | No Data | No Data | No Data | -15.8999 | -16.9943 | No Data | No Data | No Data | No Data | No Data | No Data | No Data | No Data | 32.4 | 50.2426 | -0.91 | -23.6775 | 33.6 | 44.319
2018-12-07 04:30 | No Data | No Data | No Data | No Data | -21.0758 | -21.1034 | No Data | No Data | No Data | No Data | No Data | No Data | No Data | No Data | 34.4 | 50.6675 | 1.82 | 24.115 | 34.7 | 46.8651
2018-12-07 05:00 | No Data | No Data | No Data | No Data | -25.0309 | -25.0497 | No Data | No Data | No Data | No Data | No Data | No Data | No Data | No Data | 34.4 | 50.9619 | 1.365 | 24.1536 | 35.4 | 46.4669
2018-12-07 05:30 | No Data | No Data | No Data | No Data | -25.0309 | -25.0497 | No Data | No Data | No Data | No Data | No Data | No Data | No Data | No Data | 34.4 | 50.9619 | 1.365 | 24.1536 | 35.8 | 47.2911
2018-12-07 06:00 | No Data | No Data | No Data | No Data | -25.2873 | -25.4926 | No Data | No Data | No Data | No Data | No Data | No Data | No Data | No Data | 34.8 | 50.6486 | 1.365 | 24.1536 | 40.6 | 50.78
2018-12-07 06:30 | No Data | No Data | No Data | No Data | -24.7745 | -24.9841 | No Data | No Data | No Data | No Data | No Data | No Data | No Data | No Data | 44.4 | 56.1669 | -5.46 | -21.6305 | 35 | 45.8384
2018-12-07 07:00 | No Data | No Data | No Data | No Data | -20.1602 | -20.1602 | No Data | No Data | No Data | No Data | No Data | No Data | No Data | No Data | 24 | 33.1035 | 5.915 | 22.188 | 44.9 | 57.22
2018-12-07 07:30 | No Data | No Data | No Data | No Data | -16.4614 | -16.5705 | No Data | No Data | No Data | No Data | No Data | No Data | No Data | No Data | 30.8 | 41.0911 | 0.455 | 17.7508 | 17 | 24.3261
2018-12-07 08:00 | No Data | No Data | No Data | No Data | -19.1348 | -19.6481 | No Data | No Data | No Data | No Data | No Data | No Data | No Data | No Data | 34 | 42.5601 | -2.73 | -17.9538 | 1.2 | 25.314
2018-12-07 08:30 | No Data | No Data | No Data | No Data | -28.1071 | -28.2022 | No Data | No Data | No Data | No Data | No Data | No Data | No Data | No Data | 30.8 | 44.1271 | -28.21 | -30.5901 | -36.2 | -34.3421
2018-12-07 09:00 | No Data | No Data | No Data | No Data | -27.7409 | -28.734 | No Data | No Data | No Data | No Data | No Data | No Data | No Data | No Data | 41.6 | 51.761 | -33.215 | -34.8246 | -43 | -47.1737
2018-12-07 09:30 | No Data | No Data | No Data | No Data | -24.7135 | -26.2773 | No Data | No Data | No Data | No Data | No Data | No Data | No Data | No Data | 23.6 | 40.7333 | -30.485 | -31.6871 | -28.7 | -33.2051
2018-12-07 10:00 | No Data | No Data | No Data | No Data | -31.3298 | -31.7147 | No Data | No Data | No Data | No Data | No Data | No Data | No Data | No Data | 42 | 56.3716 | -46.865 | -47.0061 | -57.1 | -58.8634
2018-12-07 10:30 | No Data | No Data | No Data | No Data | -31.5373 | -31.9197 | No Data | No Data | No Data | No Data | No Data | No Data | No Data | No Data | 51.2 | 63.7608 | -54.6 | -54.6 | -43.1 | -45.4104
2018-12-07 11:00 | No Data | No Data | No Data | No Data | -23.0289 | -24.0483 | No Data | No Data | No Data | No Data | No Data | No Data | No Data | No Data | 58.4 | 69.8936 | -60.06 | -60.06 | -47.6 | -49.5445
2018-12-07 11:30 | No Data | No Data | No Data | No Data | -19.6963 | -20.2536 | No Data | No Data | No Data | No Data | No Data | No Data | No Data | No Data | 39.6 | 54.0592 | -41.86 | -42.018 | -41.1 | -44.3257
2018-12-07 12:00 | No Data | No Data | No Data | No Data | -17.6455 | -18.2654 | No Data | No Data | No Data | No Data | No Data | No Data | No Data | No Data | 33.6 | 47.8013 | -32.76 | -33.3736 | -39 | -43.1226
2018-12-07 12:30 | No Data | No Data | No Data | No Data | -15.8999 | -16.9055 | No Data | No Data | No Data | No Data | No Data | No Data | No Data | No Data | 36 | 48.9718 | -29.575 | -30.4578 | -42.2 | -45.7131
2018-12-07 13:00 | No Data | No Data | No Data | No Data | -15.8022 | -19.6263 | No Data | No Data | No Data | No Data | No Data | No Data | No Data | No Data | 44.8 | 55.5237 | -22.295 | -24.2562 | -31.6 | -38.6186
2018-12-07 13:30 | No Data | No Data | No Data | No Data | -12.1523 | -14.0368 | No Data | No Data | No Data | No Data | No Data | No Data | No Data | No Data | 41.6 | 53.2241 | -19.565 | -21.5777 | -24.8 | -33.5195
2018-12-07 14:00 | No Data | No Data | No Data | No Data | -12.5673 | -14.7369 | No Data | No Data | No Data | No Data | No Data | No Data | No Data | No Data | 47.6 | 61.4101 | -46.41 | -46.4657 | -41.8 | -48.757
2018-12-07 14:30 | No Data | No Data | No Data | No Data | -8.4657 | -10.2028 | No Data | No Data | No Data | No Data | No Data | No Data | No Data | No Data | 53.2 | 65.8459 | -50.05 | -50.1244 | -37.1 | -45.7673
2018-12-07 15:00 | No Data | No Data | No Data | No Data | -1.3367 | -7.7638 | No Data | No Data | No Data | No Data | No Data | No Data | No Data | No Data | 38.4 | 52.9105 | -27.755 | -29.0702 | -2.9 | -35.1199
2018-12-07 15:30 | No Data | No Data | No Data | No Data | 1.3733 | 9.747 | No Data | No Data | No Data | No Data | No Data | No Data | No Data | No Data | 42.8 | 56.707 | -39.13 | -39.8014 | -12.9 | -37.0203
2018-12-07 16:00 | No Data | No Data | No Data | No Data | 3.9368 | 9.994 | No Data | No Data | No Data | No Data | No Data | No Data | No Data | No Data | -8.4 | -31.9249 | 5.005 | 14.9667 | 30.4 | 51.6047
2018-12-07 16:30 | No Data | No Data | No Data | No Data | 15.729 | 17.5543 | No Data | No Data | No Data | No Data | No Data | No Data | No Data | No Data | -48 | -51.5504 | 49.14 | 53.5916 | 76.1 | 85.1726
2018-12-07 17:00 | No Data | No Data | No Data | No Data | 19.4766 | 21.7361 | No Data | No Data | No Data | No Data | No Data | No Data | No Data | No Data | -30.4 | -38.7319 | 35.945 | 41.8254 | 33.6 | 51.7054
2018-12-07 17:30 | No Data | No Data | No Data | No Data | 29.7307 | 34.7548 | No Data | No Data | No Data | No Data | No Data | No Data | No Data | No Data | -19.2 | -31.0483 | 47.775 | 52.7211 | 48.8 | 63.5759
2018-12-07 18:00 | No Data | No Data | No Data | No Data | 41.8769 | 47.8148 | No Data | No Data | No Data | No Data | No Data | No Data | No Data | No Data | -53.6 | -55.7136 | 80.08 | 83.8991 | 85.7 | 95.9276
2018-12-07 18:30 | No Data | No Data | No Data | No Data | 44.4892 | 50.9936 | No Data | No Data | No Data | No Data | No Data | No Data | No Data | No Data | -43.2 | -46.9553 | 68.25 | 72.6933 | 89.9 | 97.2348
2018-12-07 19:00 | No Data | No Data | No Data | No Data | 51.4717 | 57.9919 | No Data | No Data | No Data | No Data | No Data | No Data | No Data | No Data | -23.2 | -31.9725 | 37.765 | 44.3246 | 83.5 | 97.2977
2018-12-07 19:30 | No Data | No Data | No Data | No Data | 49.8238 | 59.1563 | No Data | No Data | No Data | No Data | No Data | No Data | No Data | No Data | -21.2 | -37.0621 | 55.055 | 60.6653 | 101.4 | 111.763
2018-12-07 20:00 | No Data | No Data | No Data | No Data | 70.1244 | 77.7745 | No Data | No Data | No Data | No Data | No Data | No Data | No Data | No Data | -27.6 | -36.3142 | 69.16 | 74.3532 | 119.8 | 130.4796
2018-12-07 20:30 | No Data | No Data | No Data | No Data | 63.6667 | 72.0063 | No Data | No Data | No Data | No Data | No Data | No Data | No Data | No Data | -50 | -53.5597 | 94.64 | 98.6259 | 148.2 | 157.9301
2018-12-07 21:00 | No Data | No Data | No Data | No Data | 62.8489 | 71.2841 | No Data | No Data | No Data | No Data | No Data | No Data | No Data | No Data | -0.4 | -31.2026 | 44.135 | 51.191 | 94 | 98.5405
2018-12-07 21:30 | No Data | No Data | No Data | No Data | 68.6473 | 77.562 | No Data | No Data | No Data | No Data | No Data | No Data | No Data | No Data | -44 | -48.4991 | 87.36 | 91.5263 | 139.2 | 143.3636
2018-12-07 22:00 | No Data | No Data | No Data | No Data | 55.4147 | 70.246 | No Data | No Data | No Data | No Data | No Data | No Data | No Data | No Data | 20.4 | 40.6841 | 20.93 | 31.5889 | 65.8 | 68.7471
2018-12-07 22:30 | No Data | No Data | No Data | No Data | 64.3381 | 75.7057 | No Data | No Data | No Data | No Data | No Data | No Data | No Data | No Data | -4.4 | -28.7388 | 48.685 | 55.1621 | 95.9 | 99.3725
2018-12-07 23:00 | No Data | No Data | No Data | No Data | 55.5734 | 67.3478 | No Data | No Data | No Data | No Data | No Data | No Data | No Data | No Data | -3.2 | -29.3748 | 45.955 | 53.9228 | 88.4 | 91.1206
2018-12-07 23:30 | No Data | No Data | No Data | No Data | 60.9567 | 71.8286 | No Data | No Data | No Data | No Data | No Data | No Data | No Data | No Data | 16 | 33.2962 | 27.755 | 39.9002 | 75 | 83.1062
2018-12-08 | No Data | No Data | No Data | No Data | 66.4866 | 75.7264 | No Data | No Data | No Data | No Data | No Data | No Data | No Data | No Data | 48.8 | 60.8802 | -5.005 | -25.0746 | 40.7 | 49.8591
2018-12-08 00:30 | No Data | No Data | No Data | No Data | 82.2828 | 87.1501 | No Data | No Data | No Data | No Data | No Data | No Data | No Data | No Data | 34.4 | 47.8079 | 13.195 | 28.2906 | 69 | 82.8169
2018-12-08 01:00 | No Data | No Data | No Data | No Data | 71.7723 | 78.6431 | No Data | No Data | No Data | No Data | No Data | No Data | No Data | No Data | 17.2 | 37.0362 | 26.845 | 36.7002 | 73.8 | 80.9239
2018-12-08 01:30 | No Data | No Data | No Data | No Data | 52.7535 | 58.6123 | No Data | No Data | No Data | No Data | No Data | No Data | No Data | No Data | 21.6 | 40.6192 | 22.75 | 32.1734 | 63.9 | 72.8512
2018-12-08 02:00 | No Data | No Data | No Data | No Data | 50.7027 | 57.7955 | No Data | No Data | No Data | No Data | No Data | No Data | No Data | No Data | 22.8 | 39.2917 | 20.475 | 31.983 | 59.5 | 67.9418
2018-12-08 02:30 | No Data | No Data | No Data | No Data | 49.2134 | 56.4935 | No Data | No Data | No Data | No Data | No Data | No Data | No Data | No Data | 23.6 | 39.4401 | 20.02 | 31.6936 | 59.3 | 65.5355
2018-12-08 03:00 | No Data | No Data | No Data | No Data | 40.6561 | 49.2187 | No Data | No Data | No Data | No Data | No Data | No Data | No Data | No Data | 20.4 | 39.994 | 19.565 | 31.1268 | 57.5 | 63.5574
2018-12-08 03:30 | No Data | No Data | No Data | No Data | 26.9108 | 32.9849 | No Data | No Data | No Data | No Data | No Data | No Data | No Data | No Data | 18.8 | 39.202 | 21.385 | 32.2312 | 57.1 | 62.4629
2018-12-08 04:00 | No Data | No Data | No Data | No Data | 31.9402 | 42.2413 | No Data | No Data | No Data | No Data | No Data | No Data | No Data | No Data | 24.8 | 43.7154 | 13.195 | 26.6942 | 48 | 53.4649
2018-12-08 04:30 | No Data | No Data | No Data | No Data | 37.2137 | 47.351 | No Data | No Data | No Data | No Data | No Data | No Data | No Data | No Data | 19.2 | 40.8 | 19.565 | 31.0535 | 52.2 | 57.9645
2018-12-08 05:00 | No Data | No Data | No Data | No Data | 30.1457 | 42.0241 | No Data | No Data | No Data | No Data | No Data | No Data | No Data | No Data | 12.8 | 36.7042 | 25.025 | 35.0822 | 57.6 | 62.0967
2018-12-08 05:30 | No Data | No Data | No Data | No Data | 35.7244 | 45.1706 | No Data | No Data | No Data | No Data | No Data | No Data | No Data | No Data | 12.8 | 37.8312 | 23.66 | 35.1058 | 55.6 | 60.0933
2018-12-08 06:00 | No Data | No Data | No Data | No Data | 46.186 | 53.8265 | No Data | No Data | No Data | No Data | No Data | No Data | No Data | No Data | 9.6 | 34.9445 | 27.3 | 37.97 | 62.3 | 69.7207
2018-12-08 06:30 | No Data | No Data | No Data | No Data | 54.6944 | 60.5577 | No Data | No Data | No Data | No Data | No Data | No Data | No Data | No Data | 16.8 | 37.2086 | 23.205 | 34.128 | 58.9 | 63.947
2018-12-08 07:00 | No Data | No Data | No Data | No Data | 59.8215 | 64.591 | No Data | No Data | No Data | No Data | No Data | No Data | No Data | No Data | 17.6 | 33.752 | 21.84 | 33.215 | 58.9 | 68.0089
2018-12-08 07:30 | No Data | No Data | No Data | No Data | 65.1072 | 68.186 | No Data | No Data | No Data | No Data | No Data | No Data | No Data | No Data | 16.8 | 35.0839 | 21.84 | 30.8864 | 60.3 | 61.9266
2018-12-08 08:00 | No Data | No Data | No Data | No Data | 62.6902 | 65.882 | No Data | No Data | No Data | No Data | No Data | No Data | No Data | No Data | 28.8 | 39.0692 | -5.915 | -17.4153 | 26.1 | 31.197
2018-12-08 08:30 | No Data | No Data | No Data | No Data | 44.6479 | 48.9634 | No Data | No Data | No Data | No Data | No Data | No Data | No Data | No Data | 35.6 | 48.4066 | -27.3 | -29.9368 | -9.8 | -13.1712
2018-12-08 09:00 | No Data | No Data | No Data | No Data | 46.6987 | 52.2258 | No Data | No Data | No Data | No Data | No Data | No Data | No Data | No Data | 38 | 51.2578 | -29.575 | -31.0802 | -21.3 | -21.6723
2018-12-08 09:30 | No Data | No Data | No Data | No Data | 53.2662 | 58.2168 | No Data | No Data | No Data | No Data | No Data | No Data | No Data | No Data | 27.6 | 44.1035 | -23.205 | -26.0465 | -17.7 | -18.4201
2018-12-08 10:00 | No Data | No Data | No Data | No Data | 46.54 | 52.9662 | No Data | No Data | No Data | No Data | No Data | No Data | No Data | No Data | 20.8 | 37.1656 | -22.75 | -26.0743 | -33.6 | -33.643
2018-12-08 10:30 | No Data | No Data | No Data | No Data | 49.8238 | 55.8735 | No Data | No Data | No Data | No Data | No Data | No Data | No Data | No Data | 22 | 39.1632 | -24.115 | -26.11 | -16.2 | -16.4402
2018-12-08 11:00 | No Data | No Data | No Data | No Data | 49.8238 | 56.6791 | No Data | No Data | No Data | No Data | No Data | No Data | No Data | No Data | 40 | 53.0192 | -31.85 | -32.6714 | -18.4 | -19.079
2018-12-08 11:30 | No Data | No Data | No Data | No Data | 48.188 | 55.2467 | No Data | No Data | No Data | No Data | No Data | No Data | No Data | No Data | 16.4 | 34.8941 | -15.015 | -19.4003 | -16.9 | -18.0967
2018-12-08 12:00 | No Data | No Data | No Data | No Data | 49.8726 | 56.7221 | No Data | No Data | No Data | No Data | No Data | No Data | No Data | No Data | 24.4 | 38.6699 | -16.38 | -20.475 | -2.7 | -16.8315
2018-12-08 12:30 | No Data | No Data | No Data | No Data | 50.544 | 57.3133 | No Data | No Data | No Data | No Data | No Data | No Data | No Data | No Data | 26.4 | 38.4832 | -9.1 | -15.6562 | 17 | 26.021
2018-12-08 13:00 | No Data | No Data | No Data | No Data | 47.1626 | 55.2432 | No Data | No Data | No Data | No Data | No Data | No Data | No Data | No Data | 40 | 48.8262 | -11.83 | -16.7301 | 24.8 | 31.1204
2018-12-08 13:30 | No Data | No Data | No Data | No Data | 34.8089 | 44.133 | No Data | No Data | No Data | No Data | No Data | No Data | No Data | No Data | 20 | 32.8024 | 3.185 | 15.7945 | 29.2 | 35.3927
2018-12-08 14:00 | No Data | No Data | No Data | No Data | 33.1609 | 41.7914 | No Data | No Data | No Data | No Data | No Data | No Data | No Data | No Data | 22.4 | 35.546 | 3.185 | 15.7945 | 17.3 | 25.1104
2018-12-08 14:30 | No Data | No Data | No Data | No Data | 28.6076 | 38.2789 | No Data | No Data | No Data | No Data | No Data | No Data | No Data | No Data | 32 | 43.8634 | -9.555 | -16.6619 | 19.3 | 26.0526
2018-12-08 15:00 | No Data | No Data | No Data | No Data | 20.2945 | 32.5383 | No Data | No Data | No Data | No Data | No Data | No Data | No Data | No Data | 44.4 | 54.7299 | -20.475 | -23.205 | 10.2 | 19.7396
2018-12-08 15:30 | No Data | No Data | No Data | No Data | 17.1695 | 25.5907 | No Data | No Data | No Data | No Data | No Data | No Data | No Data | No Data | 28.8 | 39.6141 | 3.64 | 17.224 | 38 | 46.6734
2018-12-08 16:00 | No Data | No Data | No Data | No Data | 13.6294 | 20.748 | No Data | No Data | No Data | No Data | No Data | No Data | No Data | No Data | 34 | 43.7922 | 0.91 | 15.4967 | 38.3 | 42.3141
2018-12-08 16:30 | No Data | No Data | No Data | No Data | 18.7564 | 25.7855 | No Data | No Data | No Data | No Data | No Data | No Data | No Data | No Data | 38.8 | 47.8481 | -0.91 | -15.4967 | 41 | 46.0652
2018-12-08 17:00 | No Data | No Data | No Data | No Data | 27.631 | 32.811 | No Data | No Data | No Data | No Data | No Data | No Data | No Data | No Data | 16 | 35.0634 | 18.2 | 29.1342 | 60 | 64.6592
2018-12-08 17:30 | No Data | No Data | No Data | No Data | 25.6779 | 32.6088 | No Data | No Data | No Data | No Data | No Data | No Data | No Data | No Data | 11.6 | 31.7918 | 26.39 | 36.0571 | 67.9 | 72.9976
2018-12-08 18:00 | No Data | No Data | No Data | No Data | 19.5743 | 26.8747 | No Data | No Data | No Data | No Data | No Data | No Data | No Data | No Data | 11.6 | 32.1646 | 26.845 | 36.0858 | 69.1 | 73.3148
2018-12-08 18:30 | No Data | No Data | No Data | No Data | 19.1226 | 27.7426 | No Data | No Data | No Data | No Data | No Data | No Data | No Data | No Data | 0.4 | 20.8038 | 37.765 | 44.0881 | 79.4 | 84.7031
2018-12-08 19:00 | No Data | No Data | No Data | No Data | 17.1695 | 26.4342 | No Data | No Data | No Data | No Data | No Data | No Data | No Data | No Data | -12.8 | -23.7453 | 46.865 | 53.3438 | 89.8 | 93.7138
2018-12-08 19:30 | No Data | No Data | No Data | No Data | 23.6271 | 31.0196 | No Data | No Data | No Data | No Data | No Data | No Data | No Data | No Data | -8.8 | -25.9384 | 49.595 | 56.1791 | 90.2 | 94.0122
2018-12-08 20:00 | No Data | No Data | No Data | No Data | 19.1714 | 27.9623 | No Data | No Data | No Data | No Data | No Data | No Data | No Data | No Data | -3.2 | -26.5089 | 45.5 | 52.3725 | 87.3 | 90.4337
2018-12-08 20:30 | No Data | No Data | No Data | No Data | 26.8132 | 35.0761 | No Data | No Data | No Data | No Data | No Data | No Data | No Data | No Data | -0.8 | -28.8694 | 42.77 | 50.7402 | 86.1 | 89.6442
2018-12-08 21:00 | No Data | No Data | No Data | No Data | 24.6036 | 33.4175 | No Data | No Data | No Data | No Data | No Data | No Data | No Data | No Data | 1.2 | 31.2026 | 39.585 | 48.086 | 80.9 | 83.4324
2018-12-08 21:30 | No Data | No Data | No Data | No Data | 26.3493 | 35.8841 | No Data | No Data | No Data | No Data | No Data | No Data | No Data | No Data | 10.8 | 32.2614 | 29.12 | 40.2283 | 69.8 | 77.5967
2018-12-08 22:00 | No Data | No Data | No Data | No Data | 26.6545 | 36.1088 | No Data | No Data | No Data | No Data | No Data | No Data | No Data | No Data | 18.8 | 37.1139 | 19.565 | 33.2181 | 59.2 | 70.0243
2018-12-08 22:30 | No Data | No Data | No Data | No Data | 34.6014 | 42.3159 | No Data | No Data | No Data | No Data | No Data | No Data | No Data | No Data | 33.6 | 48.0866 | 8.645 | 25.1899 | 49.4 | 57.5379
2018-12-08 23:00 | No Data | No Data | No Data | No Data | 30.9636 | 40.6654 | No Data | No Data | No Data | No Data | No Data | No Data | No Data | No Data | 35.6 | 50.346 | 4.55 | 23.6469 | 43 | 48.7177
2018-12-08 23:30 | No Data | No Data | No Data | No Data | 39.5209 | 46.5859 | No Data | No Data | No Data | No Data | No Data | No Data | No Data | No Data | 34.8 | 50.6486 | 4.55 | 22.3089 | 45.7 | 53.3728
2018-12-09 | No Data | No Data | No Data | No Data | 47.2114 | 53.266 | No Data | No Data | No Data | No Data | No Data | No Data | No Data | No Data | 16 | 36.8543 | 22.295 | 33.5159 | 67.8 | 75.4922
2018-12-09 00:30 | No Data | No Data | No Data | No Data | 58.027 | 61.7359 | No Data | No Data | No Data | No Data | No Data | No Data | No Data | No Data | 28.8 | 45.1717 | 12.285 | 25.8551 | 64.8 | 72.9932
2018-12-09 01:00 | No Data | No Data | No Data | No Data | 51.4717 | 57.3695 | No Data | No Data | No Data | No Data | No Data | No Data | No Data | No Data | 21.6 | 41.9829 | 16.38 | 28.4038 | 61 | 65.3342
2018-12-09 01:30 | No Data | No Data | No Data | No Data | 46.1372 | 52.6361 | No Data | No Data | No Data | No Data | No Data | No Data | No Data | No Data | 9.6 | 36.8717 | 26.39 | 35.7486 | 65.4 | 68.9061
2018-12-09 02:00 | No Data | No Data | No Data | No Data | 40.0336 | 48.3607 | No Data | No Data | No Data | No Data | No Data | No Data | No Data | No Data | 2.8 | 41.295 | 30.94 | 35.896 | 66.2 | 69.4208
2018-12-09 02:30 | No Data | No Data | No Data | No Data | 41.6205 | 49.6823 | No Data | No Data | No Data | No Data | No Data | No Data | No Data | No Data | 8 | 42.7551 | 27.755 | 33.1901 | 62.6 | 66.0285
2018-12-09 03:00 | No Data | No Data | No Data | No Data | 38.2879 | 46.9258 | No Data | No Data | No Data | No Data | No Data | No Data | No Data | No Data | 8 | 44.3279 | 24.57 | 30.3079 | 56.7 | 59.4886
2018-12-09 03:30 | No Data | No Data | No Data | No Data | 41.7304 | 52.0287 | No Data | No Data | No Data | No Data | No Data | No Data | No Data | No Data | 2 | 41.6941 | 30.94 | 36.3659 | 62.7 | 64.8859
2018-12-09 04:00 | No Data | No Data | No Data | No Data | 43.415 | 54.3944 | No Data | No Data | No Data | No Data | No Data | No Data | No Data | No Data | 4 | 42.9865 | 29.575 | 34.967 | 59.7 | 62.2121
2018-12-09 04:30 | No Data | No Data | No Data | No Data | 41.4252 | 52.8199 | No Data | No Data | No Data | No Data | No Data | No Data | No Data | No Data | 3.2 | 42.1217 | 31.395 | 36.5192 | 61.8 | 64.9865
2018-12-09 05:00 | No Data | No Data | No Data | No Data | 43.415 | 54.3944 | No Data | No Data | No Data | No Data | No Data | No Data | No Data | No Data | 5.2 | 42.7177 | 27.755 | 33.6977 | 58.5 | 62.9235
2018-12-09 05:30 | No Data | No Data | No Data | No Data | 45.0629 | 54.7378 | No Data | No Data | No Data | No Data | No Data | No Data | No Data | No Data | 4 | 43.3848 | 28.21 | 34.592 | 56.8 | 59.9894
2018-12-09 06:00 | No Data | No Data | No Data | No Data | 43.415 | 52.1681 | No Data | No Data | No Data | No Data | No Data | No Data | No Data | No Data | -6.4 | -42.4848 | 36.855 | 41.9415 | 68.7 | 72.0759
2018-12-09 06:30 | No Data | No Data | No Data | No Data | 47.6753 | 54.9027 | No Data | No Data | No Data | No Data | No Data | No Data | No Data | No Data | -0.4 | -38.0021 | 35.035 | 39.9079 | 65.9 | 68.8681
2018-12-09 07:00 | No Data | No Data | No Data | No Data | 51.0567 | 57.8633 | No Data | No Data | No Data | No Data | No Data | No Data | No Data | No Data | 3.6 | 38.1701 | 27.3 | 32.5603 | 57.9 | 61.4554
2018-12-09 07:30 | No Data | No Data | No Data | No Data | 51.0567 | 56.2842 | No Data | No Data | No Data | No Data | No Data | No Data | No Data | No Data | 7.6 | 32.1123 | 23.66 | 26.6593 | 49.4 | 52.6115
2018-12-09 08:00 | No Data | No Data | No Data | No Data | 45.417 | 51.2233 | No Data | No Data | No Data | No Data | No Data | No Data | No Data | No Data | -18.4 | -34.5138 | 32.305 | 35.6239 | 19.2 | 21.8358
2018-12-09 08:30 | No Data | No Data | No Data | No Data | 40.8515 | 48.0961 | No Data | No Data | No Data | No Data | No Data | No Data | No Data | No Data | -8.4 | -28.4675 | 36.4 | 39.9157 | 37 | 40.0769
2018-12-09 09:00 | No Data | No Data | No Data | No Data | 34.9065 | 44.1428 | No Data | No Data | No Data | No Data | No Data | No Data | No Data | No Data | 18.8 | 40.6133 | -0.91 | -8.6928 | 16.9 | 19.8436
2018-12-09 09:30 | No Data | No Data | No Data | No Data | 30.5974 | 40.8205 | No Data | No Data | No Data | No Data | No Data | No Data | No Data | No Data | 2.8 | 34.1151 | 8.645 | 13.574 | 7.5 | 12.8222
2018-12-09 10:00 | No Data | No Data | No Data | No Data | 28.6076 | 39.3511 | No Data | No Data | No Data | No Data | No Data | No Data | No Data | No Data | -2.8 | -34.0212 | 7.28 | 12.3773 | 38.7 | 42.8945
2018-12-09 10:30 | No Data | No Data | No Data | No Data | 24.5548 | 36.511 | No Data | No Data | No Data | No Data | No Data | No Data | No Data | No Data | -8.4 | -33.373 | 13.195 | 18.0286 | 34.7 | 38.9991
2018-12-09 11:00 | No Data | No Data | No Data | No Data | 26.3981 | 39.0071 | No Data | No Data | No Data | No Data | No Data | No Data | No Data | No Data | 6.4 | 29.8931 | 26.845 | 29.9126 | 33.1 | 39.3611
2018-12-09 11:30 | No Data | No Data | No Data | No Data | 22.858 | 36.704 | No Data | No Data | No Data | No Data | No Data | No Data | No Data | No Data | -2.8 | -30.5287 | 19.565 | 23.8561 | -6.2 | -15.0376
2018-12-09 12:00 | No Data | No Data | No Data | No Data | 22.9068 | 36.7344 | No Data | No Data | No Data | No Data | No Data | No Data | No Data | No Data | 6 | 33.3443 | 12.285 | 15.2883 | -2.3 | -19.5359
2018-12-09 12:30 | No Data | No Data | No Data | No Data | 24.7013 | 37.8794 | No Data | No Data | No Data | No Data | No Data | No Data | No Data | No Data | 13.2 | 36.8456 | 5.915 | 10.4749 | 24.2 | 32.9757
2018-12-09 13:00 | No Data | No Data | No Data | No Data | 26.4958 | 39.0733 | No Data | No Data | No Data | No Data | No Data | No Data | No Data | No Data | -10.4 | -27.6319 | 38.22 | 40.8994 | 14.6 | 23.3324
2018-12-09 13:30 | No Data | No Data | No Data | No Data | 22.3941 | 36.4169 | No Data | No Data | No Data | No Data | No Data | No Data | No Data | No Data | -9.2 | -30.9968 | 26.845 | 29.9126 | 3.8 | 17.322
2018-12-09 14:00 | No Data | No Data | No Data | No Data | 23.3707 | 35.7716 | No Data | No Data | No Data | No Data | No Data | No Data | No Data | No Data | -7.6 | -30.9477 | 25.025 | 28.0813 | 9.9 | 19.5941
2018-12-09 14:30 | No Data | No Data | No Data | No Data | 24.5548 | 36.5562 | No Data | No Data | No Data | No Data | No Data | No Data | No Data | No Data | -22.8 | -35.1864 | 38.22 | 41.2321 | 21.8 | 29.0814
2018-12-09 15:00 | No Data | No Data | No Data | No Data | 26.7033 | 38.0327 | No Data | No Data | No Data | No Data | No Data | No Data | No Data | No Data | -15.2 | -30.8104 | 31.85 | 35.8152 | 27.5 | 29.0869
2018-12-09 15:30 | No Data | No Data | No Data | No Data | 26.7521 | 37.8418 | No Data | No Data | No Data | No Data | No Data | No Data | No Data | No Data | 1.6 | 33.6381 | 13.65 | 19.304 | 29.6 | 34.6954
2018-12-09 16:00 | No Data | No Data | No Data | No Data | 30.4509 | 40.5412 | No Data | No Data | No Data | No Data | No Data | No Data | No Data | No Data | -10 | -27.8568 | 35.945 | 39.8872 | 59.1 | 65.5263
2018-12-09 16:30 | No Data | No Data | No Data | No Data | 36.347 | 42.8916 | No Data | No Data | No Data | No Data | No Data | No Data | No Data | No Data | 7.2 | 27.7503 | 23.66 | 27.7811 | 67.8 | 72.6143
2018-12-09 17:00 | No Data | No Data | No Data | No Data | 40.6561 | 46.6473 | No Data | No Data | No Data | No Data | No Data | No Data | No Data | No Data | -0.4 | -27.6463 | 32.305 | 35.6239 | 74.6 | 81.2924
2018-12-09 17:30 | No Data | No Data | No Data | No Data | 35.4681 | 42.2023 | No Data | No Data | No Data | No Data | No Data | No Data | No Data | No Data | -2 | -26.0768 | 37.765 | 40.6404 | 67.1 | 74.2968
2018-12-09 18:00 | No Data | No Data | No Data | No Data | 29.3156 | 36.1982 | No Data | No Data | No Data | No Data | No Data | No Data | No Data | No Data | -11.6 | -26.2968 | 51.415 | 53.8248 | 44.3 | 51.5699
2018-12-09 18:30 | No Data | No Data | No Data | No Data | 33.991 | 40.0785 | No Data | No Data | No Data | No Data | No Data | No Data | No Data | No Data | -13.2 | -31.3177 | 51.87 | 54.2596 | 67.2 | 72.9159
2018-12-09 19:00 | No Data | No Data | No Data | No Data | 32.7092 | 39.0507 | No Data | No Data | No Data | No Data | No Data | No Data | No Data | No Data | -7.2 | -33.1904 | 49.14 | 52.4021 | 82.1 | 87.273
2018-12-09 19:30 | No Data | No Data | No Data | No Data | 25.7877 | 32.3237 | No Data | No Data | No Data | No Data | No Data | No Data | No Data | No Data | -10.8 | -32.6386 | 54.145 | 57.2686 | 91.6 | 97.0287
2018-12-09 20:00 | No Data | No Data | No Data | No Data | 24.506 | 29.8105 | No Data | No Data | No Data | No Data | No Data | No Data | No Data | No Data | -10.4 | -36.7042 | 52.78 | 56.4493 | 88.7 | 93.9941
2018-12-09 20:30 | No Data | No Data | No Data | No Data | 25.1164 | 30.3142 | No Data | No Data | No Data | No Data | No Data | No Data | No Data | No Data | -14.4 | -37.6617 | 54.6 | 58.1546 | 91.2 | 96.2285
2018-12-09 21:00 | No Data | No Data | No Data | No Data | 20.8072 | 26.8526 | No Data | No Data | No Data | No Data | No Data | No Data | No Data | No Data | -14.8 | -38.9235 | 52.78 | 56.4493 | 84.8 | 90.2202
2018-12-09 21:30 | No Data | No Data | No Data | No Data | 29.987 | 35.5391 | No Data | No Data | No Data | No Data | No Data | No Data | No Data | No Data | -13.2 | -38.7195 | 51.87 | 55.5994 | 84.7 | 88.9297
2018-12-09 22:00 | No Data | No Data | No Data | No Data | 27.5822 | 34.4988 | No Data | No Data | No Data | No Data | No Data | No Data | No Data | No Data | -14 | -39.3731 | 49.595 | 53.4833 | 81.6 | 86.0139
2018-12-09 22:30 | No Data | No Data | No Data | No Data | 38.703 | 45.8417 | No Data | No Data | No Data | No Data | No Data | No Data | No Data | No Data | -2 | -39.251 | 38.22 | 43.3589 | 72.3 | 75.4863
2018-12-09 23:00 | No Data | No Data | No Data | No Data | 41.1688 | 47.9668 | No Data | No Data | No Data | No Data | No Data | No Data | No Data | No Data | -8.8 | -39.7854 | 41.86 | 46.8009 | 75.4 | 77.7327
2018-12-09 23:30 | No Data | No Data | No Data | No Data | 53.6202 | 59.7015 | No Data | No Data | No Data | No Data | No Data | No Data | No Data | No Data | -6 | -39.2612 | 40.95 | 45.9888 | 78.1 | 81.473
2018-12-10 | No Data | No Data | No Data | No Data | 59.5651 | 65.0934 | No Data | No Data | No Data | No Data | No Data | No Data | No Data | No Data | -8.8 | -40.566 | 40.95 | 46.1976 | 81.9 | 85.4574
2018-12-10 00:30 | No Data | No Data | No Data | No Data | 70.4417 | 73.9528 | No Data | No Data | No Data | No Data | No Data | No Data | No Data | No Data | 8.8 | 44.0872 | 21.84 | 30.2498 | 71.5 | 78.4161
2018-12-10 01:00 | No Data | No Data | No Data | No Data | 67.0481 | 71.2655 | No Data | No Data | No Data | No Data | No Data | No Data | No Data | No Data | -6.8 | -41.3628 | 35.945 | 42.5395 | 77.6 | 82.5993
2018-12-10 01:30 | No Data | No Data | No Data | No Data | 60.1267 | 65.4475 | No Data | No Data | No Data | No Data | No Data | No Data | No Data | No Data | -9.6 | -42.6933 | 38.22 | 44.0199 | 73.9 | 77.9503
2018-12-10 02:00 | No Data | No Data | No Data | No Data | 54.9508 | 60.7268 | No Data | No Data | No Data | No Data | No Data | No Data | No Data | No Data | -11.6 | -43.9582 | 37.765 | 43.6255 | 70.9 | 73.4537
2018-12-10 02:30 | No Data | No Data | No Data | No Data | 54.9508 | 60.7268 | No Data | No Data | No Data | No Data | No Data | No Data | No Data | No Data | -1.2 | -44.8161 | 27.3 | 34.125 | 59.7 | 62.5847
2018-12-10 03:00 | No Data | No Data | No Data | No Data | 53.315 | 59.2507 | No Data | No Data | No Data | No Data | No Data | No Data | No Data | No Data | 6 | 45.993 | 21.385 | 28.9846 | 51 | 53.0487
2018-12-10 03:30 | No Data | No Data | No Data | No Data | 50.898 | 57.0856 | No Data | No Data | No Data | No Data | No Data | No Data | No Data | No Data | 9.6 | 47.7745 | 15.47 | 24.5868 | 44.6 | 46.456
2018-12-10 04:00 | No Data | No Data | No Data | No Data | 47.4678 | 54.0495 | No Data | No Data | No Data | No Data | No Data | No Data | No Data | No Data | 9.6 | 47.3827 | 18.2 | 26.39 | 45.1 | 47.4043
2018-12-10 04:30 | No Data | No Data | No Data | No Data | 42.2919 | 49.5658 | No Data | No Data | No Data | No Data | No Data | No Data | No Data | No Data | 12 | 47.4401 | 15.47 | 24.5868 | 42.6 | 45.0324
2018-12-10 05:00 | No Data | No Data | No Data | No Data | 39.826 | 47.4792 | No Data | No Data | No Data | No Data | No Data | No Data | No Data | No Data | 16 | 50.5964 | 9.555 | 20.5557 | 36.8 | 39.4848
2018-12-10 05:30 | No Data | No Data | No Data | No Data | 39.826 | 47.4792 | No Data | No Data | No Data | No Data | No Data | No Data | No Data | No Data | 14.4 | 49.7305 | 11.375 | 21.8495 | 40.5 | 42.7544
2018-12-10 06:00 | No Data | No Data | No Data | No Data | 41.5229 | 47.7804 | No Data | No Data | No Data | No Data | No Data | No Data | No Data | No Data | 17.6 | 50.3746 | 8.19 | 19.9579 | 38.4 | 42.1583
2018-12-10 06:30 | No Data | No Data | No Data | No Data | 44.9043 | 50.7465 | No Data | No Data | No Data | No Data | No Data | No Data | No Data | No Data | 26.4 | 53.3846 | 4.095 | 17.7683 | 33.6 | 39.6227
2018-12-10 07:00 | No Data | No Data | No Data | No Data | 48.2368 | 52.025 | No Data | No Data | No Data | No Data | No Data | No Data | No Data | No Data | 32.8 | 54.8802 | -1.365 | -14.6238 | 13.7 | 25.0737
2018-12-10 07:30 | No Data | No Data | No Data | No Data | 52.5948 | 56.1235 | No Data | No Data | No Data | No Data | No Data | No Data | No Data | No Data | 5.2 | 34.7908 | 0 | 14.105 | 2 | 20.4978
2018-12-10 08:00 | No Data | No Data | No Data | No Data | 49.0547 | 52.8204 | No Data | No Data | No Data | No Data | No Data | No Data | No Data | No Data | 18 | 42.0476 | -10.465 | -15.1249 | -24.9 | -28.0432
2018-12-10 08:30 | No Data | No Data | No Data | No Data | 40.8026 | 46.139 | No Data | No Data | No Data | No Data | No Data | No Data | No Data | No Data | -5.6 | -35.6427 | -10.01 | -15.8468 | -34.8 | -35.1027
2018-12-10 09:00 | No Data | No Data | No Data | No Data | 38.8617 | 44.4318 | No Data | No Data | No Data | No Data | No Data | No Data | No Data | No Data | -0.8 | -36.0089 | -14.105 | -17.5632 | -43 | -43.1765
2018-12-10 09:30 | No Data | No Data | No Data | No Data | 31.1101 | 38.984 | No Data | No Data | No Data | No Data | No Data | No Data | No Data | No Data | 28 | 51.1453 | -41.405 | -41.5273 | -73.7 | -72.7099
2018-12-10 10:00 | No Data | No Data | No Data | No Data | 31.22 | 41.3933 | No Data | No Data | No Data | No Data | No Data | No Data | No Data | No Data | 28.8 | 50.2681 | -41.405 | -41.4949 | -71.7 | -71.7045
2018-12-10 10:30 | No Data | No Data | No Data | No Data | 28.8029 | 39.6021 | No Data | No Data | No Data | No Data | No Data | No Data | No Data | No Data | 20.8 | 45.4401 | -34.58 | -34.6548 | -64.2 | -65.8827
2018-12-10 11:00 | No Data | No Data | No Data | No Data | 28.9616 | 39.7177 | No Data | No Data | No Data | No Data | No Data | No Data | No Data | No Data | 27.2 | 51.0498 | -38.22 | -38.2633 | -69.4 | -69.6764
2018-12-10 11:30 | No Data | No Data | No Data | No Data | 28.9616 | 40.932 | No Data | No Data | No Data | No Data | No Data | No Data | No Data | No Data | 12.4 | 40.7333 | -25.935 | -26.5035 | -56.8 | -56.8149
2018-12-10 12:00 | No Data | No Data | No Data | No Data | 27.0085 | 38.3861 | No Data | No Data | No Data | No Data | No Data | No Data | No Data | No Data | 14 | 41.625 | -27.3 | -27.755 | -56.7 | -57.1106
2018-12-10 12:30 | No Data | No Data | No Data | No Data | 27.3259 | 39.8269 | No Data | No Data | No Data | No Data | No Data | No Data | No Data | No Data | 4.4 | 38.2539 | -18.2 | -19.4376 | -43.9 | -43.9256
2018-12-10 13:00 | No Data | No Data | No Data | No Data | 25.9831 | 38.9179 | No Data | No Data | No Data | No Data | No Data | No Data | No Data | No Data | -1.6 | -36.0355 | -8.645 | -12.5517 | -39.5 | -39.7334
2018-12-10 13:30 | No Data | No Data | No Data | No Data | 21.4786 | 34.7664 | No Data | No Data | No Data | No Data | No Data | No Data | No Data | No Data | 2.4 | 36.479 | -11.375 | -14.0167 | -38.2 | -38.3423
2018-12-10 14:00 | No Data | No Data | No Data | No Data | 22.5528 | 35.4401 | No Data | No Data | No Data | No Data | No Data | No Data | No Data | No Data | -4.4 | -33.4903 | -2.73 | -10.8152 | -30.7 | -31.8022
2018-12-10 14:30 | No Data | No Data | No Data | No Data | 17.3281 | 30.8665 | No Data | No Data | No Data | No Data | No Data | No Data | No Data | No Data | -1.6 | -34.8368 | 2.275 | 10.7094 | -23.3 | -25.8089
2018-12-10 15:00 | No Data | No Data | No Data | No Data | 18.2925 | 31.418 | No Data | No Data | No Data | No Data | No Data | No Data | No Data | No Data | -9.2 | -32.1447 | 13.195 | 18.985 | -5.9 | -16.3982
2018-12-10 15:30 | No Data | No Data | No Data | No Data | 20.4044 | 32.6927 | No Data | No Data | No Data | No Data | No Data | No Data | No Data | No Data | -6.4 | -34.5971 | 6.825 | 13.6576 | -13 | -18.3848
2018-12-10 16:00 | No Data | No Data | No Data | No Data | 20.5997 | 28.7125 | No Data | No Data | No Data | No Data | No Data | No Data | No Data | No Data | -4 | -34.2345 | 5.915 | 13.2263 | -14.6 | -19.8849
2018-12-10 16:30 | No Data | No Data | No Data | No Data | 26.6545 | 34.4315 | No Data | No Data | No Data | No Data | No Data | No Data | No Data | No Data | -2.4 | -31.2922 | 9.1 | 15.2883 | -9 | -22.5854
2018-12-10 17:00 | No Data | No Data | No Data | No Data | 31.5251 | 38.3262 | No Data | No Data | No Data | No Data | No Data | No Data | No Data | No Data | 21.2 | 39.0548 | 3.185 | 13.1321 | -2.8 | -21.9791
2018-12-10 17:30 | No Data | No Data | No Data | No Data | 29.7795 | 35.0131 | No Data | No Data | No Data | No Data | No Data | No Data | No Data | No Data | 23.2 | 42.1578 | -3.64 | -10.6513 | -14.9 | -23.7605
2018-12-10 18:00 | No Data | No Data | No Data | No Data | 28.9128 | 33.1683 | No Data | No Data | No Data | No Data | No Data | No Data | No Data | No Data | 15.6 | 36.6824 | 10.92 | 17.8381 | 4.2 | 18.4835
2018-12-10 18:30 | No Data | No Data | No Data | No Data | 28.6076 | 34.2752 | No Data | No Data | No Data | No Data | No Data | No Data | No Data | No Data | 34 | 50.3968 | -10.465 | -13.2888 | 13.4 | 23.9082
2018-12-10 19:00 | No Data | No Data | No Data | No Data | 28.0949 | 35.2463 | No Data | No Data | No Data | No Data | No Data | No Data | No Data | No Data | 22.8 | 41.939 | 8.19 | 13.2888 | 39.4 | 47.2055
2018-12-10 19:30 | No Data | No Data | No Data | No Data | 28.0949 | 36.6229 | No Data | No Data | No Data | No Data | No Data | No Data | No Data | No Data | 13.6 | 39.2326 | 15.015 | 19.1154 | 50 | 56.7768
2018-12-10 20:00 | No Data | No Data | No Data | No Data | 30.341 | 38.373 | No Data | No Data | No Data | No Data | No Data | No Data | No Data | No Data | 10.8 | 41.8187 | 19.11 | 24.8756 | 55.5 | 62.9471
2018-12-10 20:30 | No Data | No Data | No Data | No Data | 26.7521 | 35.6032 | No Data | No Data | No Data | No Data | No Data | No Data | No Data | No Data | 8 | 43.5412 | 24.115 | 30.2121 | 63.1 | 70.2597
2018-12-10 21:00 | No Data | No Data | No Data | No Data | 25.275 | 34.5071 | No Data | No Data | No Data | No Data | No Data | No Data | No Data | No Data | 12.8 | 45.0564 | 20.475 | 28.4948 | 57.6 | 66.4332
2018-12-10 21:30 | No Data | No Data | No Data | No Data | 21.4786 | 31.8315 | No Data | No Data | No Data | No Data | No Data | No Data | No Data | No Data | 21.2 | 50.2872 | 13.195 | 20.6812 | 48.9 | 58.4398
2018-12-10 22:00 | No Data | No Data | No Data | No Data | 19.7818 | 30.7121 | No Data | No Data | No Data | No Data | No Data | No Data | No Data | No Data | 27.2 | 55.171 | 3.185 | 15.3491 | 36.6 | 45.8402
2018-12-10 22:30 | No Data | No Data | No Data | No Data | 30.8537 | 39.9854 | No Data | No Data | No Data | No Data | No Data | No Data | No Data | No Data | 17.2 | 48.362 | 16.835 | 23.1738 | 51.7 | 59.8248
2018-12-10 23:00 | No Data | No Data | No Data | No Data | 28.4001 | 38.124 | No Data | No Data | No Data | No Data | No Data | No Data | No Data | No Data | 5.2 | 42.6277 | 28.21 | 33.087 | 61.6 | 65.5925
2018-12-10 23:30 | No Data | No Data | No Data | No Data | 35.6756 | 43.8135 | No Data | No Data | No Data | No Data | No Data | No Data | No Data | No Data | 6 | 42.0305 | 26.39 | 32.8515 | 62.7 | 68.2268
2018-12-11 | No Data | No Data | No Data | No Data | 42.8046 | 49.7907 | No Data | No Data | No Data | No Data | No Data | No Data | No Data | No Data | 5.2 | 42.3207 | 25.935 | 33.0432 | 64.3 | 69.7001
2018-12-11 00:30 | No Data | No Data | No Data | No Data | 53.3638 | 57.7409 | No Data | No Data | No Data | No Data | No Data | No Data | No Data | No Data | 18.4 | 46.9553 | 15.47 | 24.5868 | 62.7 | 70.0784
2018-12-11 01:00 | No Data | No Data | No Data | No Data | 46.54 | 51.5003 | No Data | No Data | No Data | No Data | No Data | No Data | No Data | No Data | 4 | 44.9782 | 24.57 | 31.4082 | 66.3 | 68.5707
2018-12-11 01:30 | No Data | No Data | No Data | No Data | 39.5209 | 47.3912 | No Data | No Data | No Data | No Data | No Data | No Data | No Data | No Data | 6.8 | 46.4999 | 21.84 | 28.7227 | 56.3 | 57.5439
2018-12-11 02:00 | No Data | No Data | No Data | No Data | 34.0398 | 42.9271 | No Data | No Data | No Data | No Data | No Data | No Data | No Data | No Data | 17.6 | 52.2532 | 10.92 | 19.6863 | 43.3 | 43.9447
2018-12-11 02:30 | No Data | No Data | No Data | No Data | 37.4212 | 45.655 | No Data | No Data | No Data | No Data | No Data | No Data | No Data | No Data | 17.6 | 52.2532 | 10.465 | 19.0558 | 41.5 | 41.7653
2018-12-11 03:00 | No Data | No Data | No Data | No Data | 31.4275 | 40.8866 | No Data | No Data | No Data | No Data | No Data | No Data | No Data | No Data | 21.6 | 57.0473 | 4.095 | 12.9495 | 34.2 | 36.8793
2018-12-11 03:30 | No Data | No Data | No Data | No Data | 27.8386 | 38.1971 | No Data | No Data | No Data | No Data | No Data | No Data | No Data | No Data | 17.6 | 56.4156 | 10.92 | 15.4432 | 39.4 | 42.1233
2018-12-11 04:00 | No Data | No Data | No Data | No Data | 31.2688 | 43.1216 | No Data | No Data | No Data | No Data | No Data | No Data | No Data | No Data | 20 | 58.3356 | 7.28 | 12.7481 | 35.4 | 37.5421
2018-12-11 04:30 | No Data | No Data | No Data | No Data | 33.0144 | 44.4037 | No Data | No Data | No Data | No Data | No Data | No Data | No Data | No Data | 25.2 | 61.4088 | 0 | 9.1 | 27.7 | 29.9923
2018-12-11 05:00 | No Data | No Data | No Data | No Data | 38.1903 | 49.6612 | No Data | No Data | No Data | No Data | No Data | No Data | No Data | No Data | 20 | 58.3356 | 4.095 | 11.2377 | 33.1 | 36.465
2018-12-11 05:30 | No Data | No Data | No Data | No Data | 39.9847 | 49.9873 | No Data | No Data | No Data | No Data | No Data | No Data | No Data | No Data | 17.6 | 58.3191 | 6.825 | 12.8774 | 36.2 | 38.996
2018-12-11 06:00 | No Data | No Data | No Data | No Data | 37.5189 | 46.9967 | No Data | No Data | No Data | No Data | No Data | No Data | No Data | No Data | 28 | 62.6099 | -3.185 | -9.6413 | 26 | 30.1677
2018-12-11 06:30 | No Data | No Data | No Data | No Data | 41.059 | 47.9543 | No Data | No Data | No Data | No Data | No Data | No Data | No Data | No Data | 22.4 | 54.4235 | 7.28 | 12.0123 | 35.2 | 41.939
2018-12-11 07:00 | No Data | No Data | No Data | No Data | 39.3133 | 45.5063 | No Data | No Data | No Data | No Data | No Data | No Data | No Data | No Data | 19.2 | 44.0091 | 10.92 | 12.6421 | 23.4 | 30.0167
2018-12-11 07:30 | No Data | No Data | No Data | No Data | 39.3133 | 44.3891 | No Data | No Data | No Data | No Data | No Data | No Data | No Data | No Data | 16.8 | 45.9791 | -5.915 | -7.1942 | -13.9 | -17.9627
2018-12-11 08:00 | No Data | No Data | No Data | No Data | 44.9531 | 48.7752 | No Data | No Data | No Data | No Data | No Data | No Data | No Data | No Data | -7.6 | -40.3227 | 0.91 | 7.3367 | -21.4 | -24.3895
2018-12-11 08:30 | No Data | No Data | No Data | No Data | 36.5545 | 42.9071 | No Data | No Data | No Data | No Data | No Data | No Data | No Data | No Data | 6 | 42.8224 | -17.745 | -17.7974 | -50.2 | -50.2001
2018-12-11 09:00 | No Data | No Data | No Data | No Data | 44.4892 | 49.8405 | No Data | No Data | No Data | No Data | No Data | No Data | No Data | No Data | 3.6 | 42.5526 | -14.56 | -14.6238 | -48 | -48.0067
2018-12-11 09:30 | No Data | No Data | No Data | No Data | 42.8534 | 49.3172 | No Data | No Data | No Data | No Data | No Data | No Data | No Data | No Data | 2.8 | 42.8075 | -14.105 | -14.1123 | -48.4 | -48.4264
2018-12-11 10:00 | No Data | No Data | No Data | No Data | 39.2157 | 47.0829 | No Data | No Data | No Data | No Data | No Data | No Data | No Data | No Data | 5.2 | 44.3062 | -16.835 | -16.835 | -51.2 | -51.2165
2018-12-11 10:30 | No Data | No Data | No Data | No Data | 38.8617 | 47.9251 | No Data | No Data | No Data | No Data | No Data | No Data | No Data | No Data | 10.4 | 44.4342 | -10.01 | -10.1741 | -44.6 | -44.847
2018-12-11 11:00 | No Data | No Data | No Data | No Data | 35.4681 | 46.4221 | No Data | No Data | No Data | No Data | No Data | No Data | No Data | No Data | 10.4 | 45.2124 | -20.475 | -20.4801 | -57.5 | -57.5501
2018-12-11 11:30 | No Data | No Data | No Data | No Data | 34.9554 | 46.0316 | No Data | No Data | No Data | No Data | No Data | No Data | No Data | No Data | 9.2 | 43.7776 | -16.38 | -16.38 | -53.9 | -54.2669
2018-12-11 12:00 | No Data | No Data | No Data | No Data | 34.8577 | 44.8701 | No Data | No Data | No Data | No Data | No Data | No Data | No Data | No Data | 13.6 | 46.0539 | -24.115 | -24.1322 | -60.1 | -60.1013
2018-12-11 12:30 | No Data | No Data | No Data | No Data | 26.862 | 38.985 | No Data | No Data | No Data | No Data | No Data | No Data | No Data | No Data | 8 | 43.1481 | -16.38 | -16.3863 | -52 | -52.0384
2018-12-11 13:00 | No Data | No Data | No Data | No Data | 26.8132 | 40.1628 | No Data | No Data | No Data | No Data | No Data | No Data | No Data | No Data | 6.4 | 43.3368 | -17.29 | -17.29 | -52.6 | -52.8371
2018-12-11 13:30 | No Data | No Data | No Data | No Data | 23.8834 | 36.9585 | No Data | No Data | No Data | No Data | No Data | No Data | No Data | No Data | -1.2 | -40.008 | -7.28 | -7.775 | -41.8 | -42.8439
2018-12-11 14:00 | No Data | No Data | No Data | No Data | 25.5314 | 38.0442 | No Data | No Data | No Data | No Data | No Data | No Data | No Data | No Data | -9.2 | -39.8758 | 0.455 | 2.3201 | -33 | -35.1829
2018-12-11 14:30 | No Data | No Data | No Data | No Data | 27.7775 | 39.5866 | No Data | No Data | No Data | No Data | No Data | No Data | No Data | No Data | -13.6 | -42.2488 | 0.455 | 2.7677 | -29.9 | -33.7713
2018-12-11 15:00 | No Data | No Data | No Data | No Data | 27.8874 | 39.6638 | No Data | No Data | No Data | No Data | No Data | No Data | No Data | No Data | -19.2 | -43.2906 | 10.01 | 10.9956 | -19 | -25.6961
2018-12-11 15:30 | No Data | No Data | No Data | No Data | 28.1926 | 39.3047 | No Data | No Data | No Data | No Data | No Data | No Data | No Data | No Data | -14.4 | -42.5131 | 5.005 | 6.1887 | -21.3 | -30.3117
2018-12-11 16:00 | No Data | No Data | No Data | No Data | 33.576 | 42.2768 | No Data | No Data | No Data | No Data | No Data | No Data | No Data | No Data | -26 | -43.4401 | 17.29 | 18.7601 | -5 | -26.9676
2018-12-11 16:30 | No Data | No Data | No Data | No Data | 36.701 | 48.2865 | No Data | No Data | No Data | No Data | No Data | No Data | No Data | No Data | -27.2 | -43.5412 | 20.93 | 22.6451 | 4.8 | 29.4593
2018-12-11 17:00 | No Data | No Data | No Data | No Data | 37.8851 | 49.1925 | No Data | No Data | No Data | No Data | No Data | No Data | No Data | No Data | -33.2 | -45.8345 | 30.94 | 32.8105 | 11.8 | 35.5175
2018-12-11 17:30 | No Data | No Data | No Data | No Data | 37.4212 | 46.5822 | No Data | No Data | No Data | No Data | No Data | No Data | No Data | No Data | -38 | -50.198 | 32.305 | 33.8203 | 16.2 | 32.871
2018-12-11 18:00 | No Data | No Data | No Data | No Data | 35.2117 | 43.5872 | No Data | No Data | No Data | No Data | No Data | No Data | No Data | No Data | -21.6 | -41.6404 | 35.49 | 36.4227 | 26.5 | 45.5923
2018-12-11 18:30 | No Data | No Data | No Data | No Data | 29.0105 | 37.6546 | No Data | No Data | No Data | No Data | No Data | No Data | No Data | No Data | -13.6 | -37.7359 | 41.86 | 42.4883 | 35.9 | 51.125
2018-12-11 19:00 | No Data | No Data | No Data | No Data | 31.7327 | 41.3164 | No Data | No Data | No Data | No Data | No Data | No Data | No Data | No Data | -7.6 | -43.0757 | 40.95 | 42.381 | 70.1 | 83.2467
2018-12-11 19:30 | No Data | No Data | No Data | No Data | 32.0867 | 42.8257 | No Data | No Data | No Data | No Data | No Data | No Data | No Data | No Data | -6.8 | -42.1521 | 43.68 | 45.0243 | 75 | 85.8457
2018-12-11 20:00 | No Data | No Data | No Data | No Data | 23.0655 | 37.8801 | No Data | No Data | No Data | No Data | No Data | No Data | No Data | No Data | -4 | -42.9865 | 40.95 | 42.266 | 81.7 | 90.6515
2018-12-11 20:30 | No Data | No Data | No Data | No Data | 29.0105 | 44.7342 | No Data | No Data | No Data | No Data | No Data | No Data | No Data | No Data | -1.2 | -45.6158 | 39.585 | 41.1869 | 79.4 | 91.836
2018-12-11 21:00 | No Data | No Data | No Data | No Data | 29.2668 | 44.9009 | No Data | No Data | No Data | No Data | No Data | No Data | No Data | No Data | 2 | 47.261 | 35.945 | 37.4374 | 75.4 | 85.8912
2018-12-11 21:30 | No Data | No Data | No Data | No Data | 29.3767 | 39.1299 | No Data | No Data | No Data | No Data | No Data | No Data | No Data | No Data | -6 | -45.9426 | 41.86 | 43.4995 | 78.1 | 88.1613
2018-12-11 22:00 | No Data | No Data | No Data | No Data | 30.5974 | 40.0545 | No Data | No Data | No Data | No Data | No Data | No Data | No Data | No Data | -3.2 | -47.2424 | 40.04 | 41.5024 | 72.3 | 82.7421
2018-12-11 22:30 | No Data | No Data | No Data | No Data | 33.5271 | 42.3347 | No Data | No Data | No Data | No Data | No Data | No Data | No Data | No Data | -8 | -45.9025 | 45.955 | 47.3419 | 81.9 | 91.234
2018-12-11 23:00 | No Data | No Data | No Data | No Data | 30.0359 | 39.6272 | No Data | No Data | No Data | No Data | No Data | No Data | No Data | No Data | -16.4 | -46.957 | 51.87 | 53.007 | 86.5 | 93.9635
2018-12-11 23:30 | No Data | No Data | No Data | No Data | 39.057 | 46.836 | No Data | No Data | No Data | No Data | No Data | No Data | No Data | No Data | -10.4 | -45.9913 | 47.32 | 48.5637 | 85.5 | 94.779
2018-12-12 | No Data | No Data | No Data | No Data | 35.5779 | 43.9767 | No Data | No Data | No Data | No Data | No Data | No Data | No Data | No Data | -10 | -46.293 | 46.41 | 47.5752 | 86.8 | 94.2787
2018-12-12 00:30 | No Data | No Data | No Data | No Data | 41.5717 | 47.1332 | No Data | No Data | No Data | No Data | No Data | No Data | No Data | No Data | 3.6 | 47.3371 | 32.76 | 34.2552 | 82.9 | 92.7971
2018-12-12 01:00 | No Data | No Data | No Data | No Data | 28.8029 | 35.1574 | No Data | No Data | No Data | No Data | No Data | No Data | No Data | No Data | -4 | -48.9637 | 36.4 | 37.7513 | 77.8 | 84.5877
2018-12-12 01:30 | No Data | No Data | No Data | No Data | 26.7033 | 36.7765 | No Data | No Data | No Data | No Data | No Data | No Data | No Data | No Data | -0.4 | -46.4017 | 32.76 | 34.9877 | 67.5 | 71.1512
2018-12-12 02:00 | No Data | No Data | No Data | No Data | 21.5763 | 33.2412 | No Data | No Data | No Data | No Data | No Data | No Data | No Data | No Data | -3.6 | -46.1407 | 35.035 | 37.4374 | 67.8 | 71.819
2018-12-12 02:30 | No Data | No Data | No Data | No Data | 25.3239 | 37.0772 | No Data | No Data | No Data | No Data | No Data | No Data | No Data | No Data | -4.4 | -47.0064 | 35.035 | 37.6002 | 67.8 | 71.9559
2018-12-12 03:00 | No Data | No Data | No Data | No Data | 18.5 | 32.7974 | No Data | No Data | No Data | No Data | No Data | No Data | No Data | No Data | -11.2 | -46.9553 | 40.95 | 43.3111 | 71 | 74.6324
2018-12-12 03:30 | No Data | No Data | No Data | No Data | 22.4552 | 35.1803 | No Data | No Data | No Data | No Data | No Data | No Data | No Data | No Data | -8.8 | -48.0133 | 36.4 | 39.0373 | 66.8 | 70.0834
2018-12-12 04:00 | No Data | No Data | No Data | No Data | 6.7079 | 27.9001 | No Data | No Data | No Data | No Data | No Data | No Data | No Data | No Data | -6 | -48.3256 | 33.67 | 36.3317 | 63 | 66.797
2018-12-12 04:30 | No Data | No Data | No Data | No Data | 5.2796 | 25.9759 | No Data | No Data | No Data | No Data | No Data | No Data | No Data | No Data | -6 | -49.9616 | 32.76 | 35.49 | 60 | 64.1152
2018-12-12 05:00 | No Data | No Data | No Data | No Data | 4.7059 | 25.8654 | No Data | No Data | No Data | No Data | No Data | No Data | No Data | No Data | -1.2 | -50.4254 | 26.845 | 29.9126 | 55.7 | 59.7415
2018-12-12 05:30 | No Data | No Data | No Data | No Data | 9.9428 | 27.3081 | No Data | No Data | No Data | No Data | No Data | No Data | No Data | No Data | -2.8 | -50.0256 | 30.03 | 32.9867 | 60.4 | 64.1798
2018-12-12 06:00 | No Data | No Data | No Data | No Data | 8.1971 | 26.7221 | No Data | No Data | No Data | No Data | No Data | No Data | No Data | No Data | -9.6 | -48.5584 | 35.49 | 38.7151 | 69.3 | 74.631
2018-12-12 06:30 | No Data | No Data | No Data | No Data | 11.6884 | 21.8109 | No Data | No Data | No Data | No Data | No Data | No Data | No Data | No Data | -3.6 | -44.9444 | 37.765 | 40.3131 | 70.3 | 75.9327
2018-12-12 07:00 | No Data | No Data | No Data | No Data | 13.4218 | 18.387 | No Data | No Data | No Data | No Data | No Data | No Data | No Data | No Data | 6 | 44.4072 | 26.845 | 29.5225 | 55.6 | 63.9031
2018-12-12 07:30 | No Data | No Data | No Data | No Data | 16.9619 | 17.5929 | No Data | No Data | No Data | No Data | No Data | No Data | No Data | No Data | 13.2 | 44.0254 | -1.82 | -2.5739 | 22.2 | 36.1863
2018-12-12 08:00 | No Data | No Data | No Data | No Data | 17.3281 | 17.3281 | No Data | No Data | No Data | No Data | No Data | No Data | No Data | No Data | 18.4 | 48.8016 | -18.655 | -18.655 | 0.4 | 21.3338
2018-12-12 08:30 | No Data | No Data | No Data | No Data | 20.856 | 25.5603 | No Data | No Data | No Data | No Data | No Data | No Data | No Data | No Data | -7.6 | -37.5766 | 30.94 | 31.7849 | 41.7 | 52.0202
2018-12-12 09:00 | No Data | No Data | No Data | No Data | 13.4829 | 18.819 | No Data | No Data | No Data | No Data | No Data | No Data | No Data | No Data | -5.6 | -39.202 | 15.47 | 16.7301 | -14.2 | -25.6517
2018-12-12 09:30 | No Data | No Data | No Data | No Data | 6.0975 | 10.5124 | No Data | No Data | No Data | No Data | No Data | No Data | No Data | No Data | 19.2 | 48.0067 | -7.28 | -7.28 | -26.3 | -29.9633
2018-12-12 10:00 | No Data | No Data | No Data | No Data | -3.0335 | -9.8131 | No Data | No Data | No Data | No Data | No Data | No Data | No Data | No Data | 18.4 | 50.2872 | -25.935 | -26.1892 | -56.4 | -56.6579
2018-12-12 10:30 | No Data | No Data | No Data | No Data | -1.3367 | -9.5364 | No Data | No Data | No Data | No Data | No Data | No Data | No Data | No Data | 14.8 | 46.8017 | -9.1 | -9.1 | -38.7 | -40.5475
2018-12-12 11:00 | No Data | No Data | No Data | No Data | -2.0081 | -5.4665 | No Data | No Data | No Data | No Data | No Data | No Data | No Data | No Data | 12.4 | 47.2559 | -15.015 | -15.0769 | -42.1 | -43.6424
2018-12-12 11:30 | No Data | No Data | No Data | No Data | -5.182 | -7.2256 | No Data | No Data | No Data | No Data | No Data | No Data | No Data | No Data | -9.6 | -40.747 | 3.185 | 4.5043 | -25.1 | -30.0927
2018-12-12 12:00 | No Data | No Data | No Data | No Data | -6.6224 | -8.349 | No Data | No Data | No Data | No Data | No Data | No Data | No Data | No Data | 24 | 50.8236 | -14.105 | -14.1343 | -40.2 | -42.1284
2018-12-12 12:30 | No Data | No Data | No Data | No Data | 1.4343 | 7.23 | No Data | No Data | No Data | No Data | No Data | No Data | No Data | No Data | 34.4 | 60.6907 | -21.84 | -21.8447 | -47.3 | -49.1343
2018-12-12 13:00 | No Data | No Data | No Data | No Data | 1.5808 | 9.4654 | No Data | No Data | No Data | No Data | No Data | No Data | No Data | No Data | 42.8 | 63.4199 | -21.385 | -21.6209 | -46.4 | -48.8889
2018-12-12 13:30 | No Data | No Data | No Data | No Data | 9.1737 | 13.9923 | No Data | No Data | No Data | No Data | No Data | No Data | No Data | No Data | 24.8 | 48.7754 | -3.64 | -3.64 | -29.6 | -36.8803
2018-12-12 14:00 | No Data | No Data | No Data | No Data | 28.7053 | 31.4794 | No Data | No Data | No Data | No Data | No Data | No Data | No Data | No Data | 29.2 | 53.1413 | -13.195 | -13.2654 | -33.2 | -40.1622
2018-12-12 14:30 | No Data | No Data | No Data | No Data | 34.4427 | 38.243 | No Data | No Data | No Data | No Data | No Data | No Data | No Data | No Data | 22.8 | 48.8475 | -16.38 | -16.4053 | -30.4 | -39.1065
2018-12-12 15:00 | No Data | No Data | No Data | No Data | 35.8343 | 39.5009 | No Data | No Data | No Data | No Data | No Data | No Data | No Data | No Data | 3.6 | 42.154 | -4.55 | -5.554 | 2.4 | 38.4293
2018-12-12 15:30 | No Data | No Data | No Data | No Data | 28.9616 | 33.3674 | No Data | No Data | No Data | No Data | No Data | No Data | No Data | No Data | 2 | 44.8 | -10.465 | -10.7094 | 21.7 | 50.7711
2018-12-12 16:00 | No Data | No Data | No Data | No Data | 26.6545 | 29.085 | No Data | No Data | No Data | No Data | No Data | No Data | No Data | No Data | 24.4 | 49.9632 | 0 | 1.82 | 35.2 | 61.5572
2018-12-12 16:30 | No Data | No Data | No Data | No Data | 35.6756 | 43.1988 | No Data | No Data | No Data | No Data | No Data | No Data | No Data | No Data | 34.8 | 64.242 | -5.005 | -5.4978 | 29.5 | 54.5624
2018-12-12 17:00 | No Data | No Data | No Data | No Data | 59.5651 | 65.347 | No Data | No Data | No Data | No Data | No Data | No Data | No Data | No Data | 3.2 | 39.7291 | 26.845 | 27.699 | 66.3 | 80.0731
2018-12-12 17:30 | No Data | No Data | No Data | No Data | 52.5948 | 57.1926 | No Data | No Data | No Data | No Data | No Data | No Data | No Data | No Data | 13.6 | 45.6719 | 13.65 | 13.7708 | 50.6 | 63.4003
2018-12-12 18:00 | No Data | No Data | No Data | No Data | 41.474 | 49.3337 | No Data | No Data | No Data | No Data | No Data | No Data | No Data | No Data | -4.8 | -37.4144 | 35.035 | 35.6094 | 76.4 | 85.5974
2018-12-12 18:30 | No Data | No Data | No Data | No Data | 16.9619 | 32.2141 | No Data | No Data | No Data | No Data | No Data | No Data | No Data | No Data | 8 | 48.2676 | 23.66 | 24.8923 | 57.2 | 64.9179
2018-12-12 19:00 | No Data | No Data | No Data | No Data | 11.1757 | 26.4794 | No Data | No Data | No Data | No Data | No Data | No Data | No Data | No Data | -15.6 | -46.6836 | 46.41 | 47.6774 | 79 | 85.235
2018-12-12 19:30 | No Data | No Data | No Data | No Data | 15.0698 | 32.7994 | No Data | No Data | No Data | No Data | No Data | No Data | No Data | No Data | -17.6 | -50.7496 | 45.955 | 47.4533 | 86.4 | 90.8842
2018-12-12 20:00 | No Data | No Data | No Data | No Data | 1.0193 | 23.5149 | No Data | No Data | No Data | No Data | No Data | No Data | No Data | No Data | -17.6 | -50 | 44.135 | 45.4659 | 87.5 | 91.7497
2018-12-12 20:30 | No Data | No Data | No Data | No Data | 4.8157 | 28.0115 | No Data | No Data | No Data | No Data | No Data | No Data | No Data | No Data | -22.8 | -49.5564 | 50.96 | 53.5278 | 93 | 95.0019
2018-12-12 21:00 | No Data | No Data | No Data | No Data | 12.0912 | 33.2975 | No Data | No Data | No Data | No Data | No Data | No Data | No Data | No Data | -14.4 | -47.8197 | 42.315 | 44.9 | 82.5 | 84.0755
2018-12-12 21:30 | No Data | No Data | No Data | No Data | 18.2437 | 37.4104 | No Data | No Data | No Data | No Data | No Data | No Data | No Data | No Data | -3.2 | -50.9007 | 30.485 | 33.2181 | 66.6 | 67.4071
2018-12-12 22:00 | No Data | No Data | No Data | No Data | 13.8369 | 37.1295 | No Data | No Data | No Data | No Data | No Data | No Data | No Data | No Data | -1.2 | -52.0138 | 25.48 | 28.287 | 62.3 | 62.4283
2018-12-12 22:30 | No Data | No Data | No Data | No Data | 8.5512 | 26.105 | No Data | No Data | No Data | No Data | No Data | No Data | No Data | No Data | 14 | 56.1726 | 12.74 | 16.2021 | 49.3 | 49.454
2018-12-12 23:00 | No Data | No Data | No Data | No Data | -8.2582 | -22.9203 | No Data | No Data | No Data | No Data | No Data | No Data | No Data | No Data | 18.4 | 59.7059 | 6.37 | 10.7384 | 39.9 | 39.9452
2018-12-12 23:30 | No Data | No Data | No Data | No Data | 5.9388 | 23.676 | No Data | No Data | No Data | No Data | No Data | No Data | No Data | No Data | 24 | 61.294 | 0.91 | 6.8854 | 39.1 | 39.1564
2018-12-13 | No Data | No Data | No Data | No Data | 4.0955 | 21.47 | No Data | No Data | No Data | No Data | No Data | No Data | No Data | No Data | 32 | 65.1939 | -5.915 | -9.7374 | 33 | 33.5058
2018-12-13 00:30 | No Data | No Data | No Data | No Data | -3.18 | -8.0914 | No Data | No Data | No Data | No Data | No Data | No Data | No Data | No Data | 36 | 66.5733 | -8.19 | -11.5824 | 39.8 | 42.3591
2018-12-13 01:00 | No Data | No Data | No Data | No Data | -12.2621 | -14.3429 | No Data | No Data | No Data | No Data | No Data | No Data | No Data | No Data | 33.6 | 66.6837 | -8.645 | -11.6003 | 31.3 | 32.2572
2018-12-13 01:30 | No Data | No Data | No Data | No Data | -6.4637 | -14.2191 | No Data | No Data | No Data | No Data | No Data | No Data | No Data | No Data | 14.8 | 58.3095 | 7.28 | 12.0123 | 41.3 | 41.3019
2018-12-13 02:00 | No Data | No Data | No Data | No Data | -6.9764 | -17.2179 | No Data | No Data | No Data | No Data | No Data | No Data | No Data | No Data | -0.4 | -52.0246 | 22.75 | 26.5308 | 54 | 55.361
2018-12-13 02:30 | No Data | No Data | No Data | No Data | -5.4871 | -14.6585 | No Data | No Data | No Data | No Data | No Data | No Data | No Data | No Data | 22.8 | 61.9484 | -2.275 | -9.8221 | 28.4 | 28.8368
2018-12-13 03:00 | No Data | No Data | No Data | No Data | 7.9896 | 26.3681 | No Data | No Data | No Data | No Data | No Data | No Data | No Data | No Data | 18 | 60.347 | 1.82 | 10.1741 | 30.4 | 30.9115
2018-12-13 03:30 | No Data | No Data | No Data | No Data | 11.7861 | 27.7553 | No Data | No Data | No Data | No Data | No Data | No Data | No Data | No Data | 17.6 | 60.2289 | 3.185 | 10.5045 | 30.3 | 30.6178
2018-12-13 04:00 | No Data | No Data | No Data | No Data | 10.1503 | 25.5358 | No Data | No Data | No Data | No Data | No Data | No Data | No Data | No Data | 25.2 | 63.9725 | -5.005 | -9.5982 | 21.3 | 21.3396
2018-12-13 04:30 | No Data | No Data | No Data | No Data | 5.1698 | 24.6991 | No Data | No Data | No Data | No Data | No Data | No Data | No Data | No Data | 44 | 76.0263 | -23.205 | -23.5636 | 3.8 | 4.0162
2018-12-13 05:00 | No Data | No Data | No Data | No Data | 10.7118 | 26.4209 | No Data | No Data | No Data | No Data | No Data | No Data | No Data | No Data | 39.2 | 73.0151 | -19.565 | -20.195 | 7.1 | 7.218
2018-12-13 05:30 | No Data | No Data | No Data | No Data | 16.2417 | 30.5279 | No Data | No Data | No Data | No Data | No Data | No Data | No Data | No Data | 41.2 | 75.1085 | -24.115 | -24.7254 | 3.8 | 3.9051
2018-12-13 06:00 | No Data | No Data | No Data | No Data | 32.3919 | 42.481 | No Data | No Data | No Data | No Data | No Data | No Data | No Data | No Data | 30.8 | 67.7997 | -12.74 | -14.6733 | 17.5 | 19.8648
2018-12-13 06:30 | No Data | No Data | No Data | No Data | 49.2622 | 54.7999 | No Data | No Data | No Data | No Data | No Data | No Data | No Data | No Data | 24.8 | 64.5538 | -8.645 | -11.9085 | 20.4 | 20.9122
2018-12-13 07:00 | No Data | No Data | No Data | No Data | 52.7535 | 57.2576 | No Data | No Data | No Data | No Data | No Data | No Data | No Data | No Data | 25.6 | 63.7646 | -7.735 | -11.9432 | 20.6 | 23.4164
2018-12-13 07:30 | No Data | No Data | No Data | No Data | 60.383 | 62.7933 | No Data | No Data | No Data | No Data | No Data | No Data | No Data | No Data | 26.4 | 62.2729 | -12.285 | -15.0219 | 19.6 | 22.8265
2018-12-13 08:00 | No Data | No Data | No Data | No Data | 56.5988 | 59.1634 | No Data | No Data | No Data | No Data | No Data | No Data | No Data | No Data | 34 | 62.4641 | -20.93 | -21.5201 | 17.4 | 20.639
2018-12-13 08:30 | No Data | No Data | No Data | No Data | 47.7729 | 52.1124 | No Data | No Data | No Data | No Data | No Data | No Data | No Data | No Data | 30 | 64.5898 | -28.665 | -29.0987 | 2 | 7.6655
2018-12-13 09:00 | No Data | No Data | No Data | No Data | 43.9887 | 49.3942 | No Data | No Data | No Data | No Data | No Data | No Data | No Data | No Data | 34.8 | 67.2964 | -22.75 | -23.625 | -0.3 | -8.7052
2018-12-13 09:30 | No Data | No Data | No Data | No Data | 43.7812 | 49.2095 | No Data | No Data | No Data | No Data | No Data | No Data | No Data | No Data | 61.6 | 86.5517 | -49.595 | -49.595 | -40.2 | -40.3521
2018-12-13 10:00 | No Data | No Data | No Data | No Data | 39.5697 | 46.3582 | No Data | No Data | No Data | No Data | No Data | No Data | No Data | No Data | 51.2 | 79.4864 | -35.035 | -35.038 | -18.2 | -19.0129
2018-12-13 10:30 | No Data | No Data | No Data | No Data | 30.4997 | 36.6685 | No Data | No Data | No Data | No Data | No Data | No Data | No Data | No Data | 43.2 | 69.1537 | -41.86 | -41.9218 | -24.2 | -23.0376
2018-12-13 11:00 | No Data | No Data | No Data | No Data | 17.1206 | 26.5982 | No Data | No Data | No Data | No Data | No Data | No Data | No Data | No Data | 43.2 | 68.5309 | -46.41 | -46.6791 | -25.3 | -25.6143
2018-12-13 11:30 | No Data | No Data | No Data | No Data | 2.2034 | 14.9885 | No Data | No Data | No Data | No Data | No Data | No Data | No Data | No Data | 43.6 | 69.4043 | -36.4 | -36.5391 | -38.4 | -39.308
2018-12-13 12:00 | No Data | No Data | No Data | No Data | 0.0061036 | 12.9824 | No Data | No Data | No Data | No Data | No Data | No Data | No Data | No Data | 62.8 | 84.4085 | -52.78 | -53.2194 | -30.4 | -31.4865
2018-12-13 12:30 | No Data | No Data | No Data | No Data | 0.0061036 | 13.1289 | No Data | No Data | No Data | No Data | No Data | No Data | No Data | No Data | 60 | 82.6211 | -51.415 | -51.7041 | -26.8 | -27.7503
2018-12-13 13:00 | No Data | No Data | No Data | No Data | -8.4169 | -14.3244 | No Data | No Data | No Data | No Data | No Data | No Data | No Data | No Data | 44 | 73.44 | -35.035 | -35.0468 | -28.5 | -28.5927
2018-12-13 13:30 | No Data | No Data | No Data | No Data | -11.4443 | -14.9696 | No Data | No Data | No Data | No Data | No Data | No Data | No Data | No Data | 103.2 | 122.5 | -87.815 | -88.6083 | -78.8 | -79.9481
2018-12-13 14:00 | No Data | No Data | No Data | No Data | -12.4086 | -14.3874 | No Data | No Data | No Data | No Data | No Data | No Data | No Data | No Data | 51.2 | 74.9965 | -55.51 | -55.8243 | -64.8 | -64.9926
2018-12-13 14:30 | No Data | No Data | No Data | No Data | -14.5693 | -15.6605 | No Data | No Data | No Data | No Data | No Data | No Data | No Data | No Data | 59.2 | 81.2158 | -80.08 | -80.648 | -60.7 | -60.9487
2018-12-13 15:00 | No Data | No Data | No Data | No Data | -9.1371 | -10.9042 | No Data | No Data | No Data | No Data | No Data | No Data | No Data | No Data | 41.2 | 66.9722 | -80.99 | -81.8494 | -73.1 | -73.4156
2018-12-13 15:30 | No Data | No Data | No Data | No Data | -6.3661 | -10.0259 | No Data | No Data | No Data | No Data | No Data | No Data | No Data | No Data | 82.8 | 101.3232 | -87.815 | -88.8008 | -80.1 | -80.6266
2018-12-13 16:00 | No Data | No Data | No Data | No Data | -2.826 | -4.9058 | No Data | No Data | No Data | No Data | No Data | No Data | No Data | No Data | 29.6 | 62.9883 | -53.235 | -53.2661 | -35.4 | -35.5443
2018-12-13 16:30 | No Data | No Data | No Data | No Data | -2.8748 | -5.1446 | No Data | No Data | No Data | No Data | No Data | No Data | No Data | No Data | 69.2 | 91.5895 | -65.52 | -66.0299 | -40.7 | -40.7541
2018-12-13 17:00 | No Data | No Data | No Data | No Data | -16.1563 | -16.2806 | No Data | No Data | No Data | No Data | No Data | No Data | No Data | No Data | 83.6 | 103.1364 | -80.535 | -81.0998 | -54 | -54.4265
2018-12-13 17:30 | No Data | No Data | No Data | No Data | -6.0609 | -6.4873 | No Data | No Data | No Data | No Data | No Data | No Data | No Data | No Data | 49.2 | 81.0432 | -43.68 | -43.7013 | -19.2 | -19.2938
2018-12-13 18:00 | No Data | No Data | No Data | No Data | -7.2816 | -8.4087 | No Data | No Data | No Data | No Data | No Data | No Data | No Data | No Data | 36.4 | 73.9751 | -30.94 | -31.1035 | -12.9 | -14.1852
2018-12-13 18:30 | No Data | No Data | No Data | No Data | -6.9764 | -10.014 | No Data | No Data | No Data | No Data | No Data | No Data | No Data | No Data | 30.8 | 69.9463 | -24.115 | -24.4602 | -29.1 | -29.7955
2018-12-13 19:00 | No Data | No Data | No Data | No Data | -1.1292 | -8.8917 | No Data | No Data | No Data | No Data | No Data | No Data | No Data | No Data | 18.4 | 61.2301 | -9.555 | -13.195 | -23.7 | -23.8212
2018-12-13 19:30 | No Data | No Data | No Data | No Data | 1.2268 | 8.6508 | No Data | No Data | No Data | No Data | No Data | No Data | No Data | No Data | 21.6 | 64.1461 | -12.285 | -14.28 | 4.4 | 6.1587
2018-12-13 20:00 | No Data | No Data | No Data | No Data | -2.472 | -10.7081 | No Data | No Data | No Data | No Data | No Data | No Data | No Data | No Data | 21.2 | 65.5243 | -12.74 | -15.3962 | 9.4 | 12.088
2018-12-13 20:30 | No Data | No Data | No Data | No Data | 0.0061036 | 12.1523 | No Data | No Data | No Data | No Data | No Data | No Data | No Data | No Data | 18.8 | 65.9369 | -10.465 | -14.1709 | 14.9 | 16.4624
2018-12-13 21:00 | No Data | No Data | No Data | No Data | -4.1566 | -10.9797 | No Data | No Data | No Data | No Data | No Data | No Data | No Data | No Data | 21.6 | 67.1678 | -12.285 | -15.2883 | 13.5 | 14.4669
2018-12-13 21:30 | No Data | No Data | No Data | No Data | 2.0935 | 12.4396 | No Data | No Data | No Data | No Data | No Data | No Data | No Data | No Data | 20 | 67.4341 | -14.105 | -16.5435 | 11.7 | 11.7209
2018-12-13 22:00 | No Data | No Data | No Data | No Data | -7.9042 | -15.9884 | No Data | No Data | No Data | No Data | No Data | No Data | No Data | No Data | 23.2 | 68.8279 | -14.56 | -16.7054 | 8.3 | 8.86
2018-12-13 22:30 | No Data | No Data | No Data | No Data | 0.0061036 | 14.2031 | No Data | No Data | No Data | No Data | No Data | No Data | No Data | No Data | 20.8 | 66.9149 | -12.74 | -15.3962 | 13.9 | 13.9
2018-12-13 23:00 | No Data | No Data | No Data | No Data | 4.0955 | 14.7818 | No Data | No Data | No Data | No Data | No Data | No Data | No Data | No Data | 14 | 63.1709 | -6.37 | -11.8649 | 20.6 | 20.728
2018-12-13 23:30 | No Data | No Data | No Data | No Data | 2.1424 | 14.6777 | No Data | No Data | No Data | No Data | No Data | No Data | No Data | No Data | 15.2 | 63.836 | -5.46 | -12.2089 | 22.8 | 23.5262
2018-12-14 | No Data | No Data | No Data | No Data | 17.2671 | 23.8565 | No Data | No Data | No Data | No Data | No Data | No Data | No Data | No Data | 18.8 | 64.0225 | -8.645 | -14.2873 | 23.6 | 28.9111
2018-12-14 00:30 | No Data | No Data | No Data | No Data | 31.6838 | 35.7275 | No Data | No Data | No Data | No Data | No Data | No Data | No Data | No Data | 18.4 | 62.3756 | -10.01 | -15.925 | 33.4 | 40.3277
2018-12-14 01:00 | No Data | No Data | No Data | No Data | 27.1183 | 31.7489 | No Data | No Data | No Data | No Data | No Data | No Data | No Data | No Data | 35.2 | 72.3414 | -27.755 | -29.0702 | 9.2 | 16.836
2018-12-14 01:30 | No Data | No Data | No Data | No Data | 23.0167 | 29.5376 | No Data | No Data | No Data | No Data | No Data | No Data | No Data | No Data | 0.8 | 59.6657 | 7.735 | 16.0867 | 39 | 41.3696
2018-12-14 02:00 | No Data | No Data | No Data | No Data | 6.7079 | 16.4618 | No Data | No Data | No Data | No Data | No Data | No Data | No Data | No Data | -2.4 | -58.849 | 9.1 | 16.7054 | 36.7 | 38.3419
2018-12-14 02:30 | No Data | No Data | No Data | No Data | 4.8646 | 15.499 | No Data | No Data | No Data | No Data | No Data | No Data | No Data | No Data | -5.2 | -57.8342 | 12.285 | 19.7545 | 37.8 | 40.779
2018-12-14 03:00 | No Data | No Data | No Data | No Data | -5.2918 | -13.5461 | No Data | No Data | No Data | No Data | No Data | No Data | No Data | No Data | -5.6 | -56.6773 | 11.83 | 19.8382 | 35.2 | 42.2682
2018-12-14 03:30 | No Data | No Data | No Data | No Data | -7.2816 | -14.3874 | No Data | No Data | No Data | No Data | No Data | No Data | No Data | No Data | -3.2 | -57.6125 | 9.1 | 18.3416 | 32.2 | 39.4548
2018-12-14 04:00 | No Data | No Data | No Data | No Data | -11.1879 | -16.7076 | No Data | No Data | No Data | No Data | No Data | No Data | No Data | No Data | 0.8 | 63.2051 | 5.46 | 10.6123 | 27.2 | 34.858
2018-12-14 04:30 | No Data | No Data | No Data | No Data | -12.3598 | -17.6268 | No Data | No Data | No Data | No Data | No Data | No Data | No Data | No Data | 1.2 | 63.2114 | 4.55 | 9.7693 | 26.8 | 35.5124
2018-12-14 05:00 | No Data | No Data | No Data | No Data | -12.311 | -17.9269 | No Data | No Data | No Data | No Data | No Data | No Data | No Data | No Data | 2.4 | 63.2456 | 4.095 | 9.5658 | 25.5 | 34.5419
2018-12-14 05:30 | No Data | No Data | No Data | No Data | -17.8531 | -19.6095 | No Data | No Data | No Data | No Data | No Data | No Data | No Data | No Data | 4 | 63.8122 | 1.365 | 8.303 | 23.2 | 32.3883
2018-12-14 06:00 | No Data | No Data | No Data | No Data | -8.6244 | -12.085 | No Data | No Data | No Data | No Data | No Data | No Data | No Data | No Data | 10 | 65.5671 | -4.095 | -7.9592 | 20.8 | 26.612
2018-12-14 06:30 | No Data | No Data | No Data | No Data | 5.89 | 10.4438 | No Data | No Data | No Data | No Data | No Data | No Data | No Data | No Data | 15.2 | 67.338 | -6.37 | -8.3898 | 20.2 | 24.7493
2018-12-14 07:00 | No Data | No Data | No Data | No Data | 16.9131 | 19.8327 | No Data | No Data | No Data | No Data | No Data | No Data | No Data | No Data | 11.2 | 63.7909 | -2.275 | -6.3374 | 25.7 | 31.3766
2018-12-14 07:30 | No Data | No Data | No Data | No Data | 19.8917 | 24.6277 | No Data | No Data | No Data | No Data | No Data | No Data | No Data | No Data | 14.8 | 64.9098 | -6.825 | -8.7403 | 15.8 | 23.2086
2018-12-14 08:00 | No Data | No Data | No Data | No Data | 19.3179 | 24.1666 | No Data | No Data | No Data | No Data | No Data | No Data | No Data | No Data | 6.4 | 62.7273 | -8.645 | -11.8037 | 19.2 | 28.4542
2018-12-14 08:30 | No Data | No Data | No Data | No Data | 8.5023 | 17.0906 | No Data | No Data | No Data | No Data | No Data | No Data | No Data | No Data | 4 | 62.1289 | -11.375 | -12.0897 | 7 | 16.5529
2018-12-14 09:00 | No Data | No Data | No Data | No Data | 10.2968 | 16.0869 | No Data | No Data | No Data | No Data | No Data | No Data | No Data | No Data | 10.4 | 58.1378 | -22.295 | -22.3367 | -10.7 | -14.2425
2018-12-14 09:30 | No Data | No Data | No Data | No Data | 8.8075 | 19.7652 | No Data | No Data | No Data | No Data | No Data | No Data | No Data | No Data | 24.4 | 64.0312 | -28.665 | -28.8952 | -25.2 | -25.5642
2018-12-14 10:00 | No Data | No Data | No Data | No Data | 29.0593 | 36.4499 | No Data | No Data | No Data | No Data | No Data | No Data | No Data | No Data | 23.6 | 62.9883 | -26.845 | -27.0907 | -34 | -34.1901
2018-12-14 10:30 | No Data | No Data | No Data | No Data | 25.1164 | 34.5247 | No Data | No Data | No Data | No Data | No Data | No Data | No Data | No Data | 3.6 | 53.6954 | -43.225 | -43.9116 | -39 | -39.0012
2018-12-14 11:00 | No Data | No Data | No Data | No Data | 21.0636 | 30.4603 | No Data | No Data | No Data | No Data | No Data | No Data | No Data | No Data | 23.6 | 62.6176 | -38.675 | -38.9975 | -39 | -39.0082
2018-12-14 11:30 | No Data | No Data | No Data | No Data | 17.0108 | 23.8164 | No Data | No Data | No Data | No Data | No Data | No Data | No Data | No Data | 18.4 | 61.2301 | -35.945 | -36.3573 | -33.6 | -33.6335
2018-12-14 12:00 | No Data | No Data | No Data | No Data | 25.3239 | 34.1553 | No Data | No Data | No Data | No Data | No Data | No Data | No Data | No Data | 38 | 73.06 | -46.41 | -47.2083 | -64 | -64.6297
2018-12-14 12:30 | No Data | No Data | No Data | No Data | 26.7033 | 37.8506 | No Data | No Data | No Data | No Data | No Data | No Data | No Data | No Data | 80.8 | 103.0759 | -102.83 | -105.3165 | -104.2 | -105.3465
2018-12-14 13:00 | No Data | No Data | No Data | No Data | 15.9365 | 29.4987 | No Data | No Data | No Data | No Data | No Data | No Data | No Data | No Data | 54 | 82.5213 | -80.08 | -81.9253 | -110.5 | -111.5269
2018-12-14 13:30 | No Data | No Data | No Data | No Data | 17.5235 | 30.4253 | No Data | No Data | No Data | No Data | No Data | No Data | No Data | No Data | 44.4 | 75.6095 | -69.16 | -68.5345 | -106.4 | -107.5667
2018-12-14 14:00 | No Data | No Data | No Data | No Data | 15.8877 | 30.9569 | No Data | No Data | No Data | No Data | No Data | No Data | No Data | No Data | 50.4 | 80.8356 | -74.62 | -76.2067 | -90.8 | -91.283
2018-12-14 14:30 | No Data | No Data | No Data | No Data | 11.8349 | 27.0823 | No Data | No Data | No Data | No Data | No Data | No Data | No Data | No Data | 76 | 99.8751 | -99.19 | -101.7655 | -127 | -129.1017
2018-12-14 15:00 | No Data | No Data | No Data | No Data | 16.4004 | 28.0239 | No Data | No Data | No Data | No Data | No Data | No Data | No Data | No Data | 91.6 | 111.9729 | -113.295 | -116.7543 | -119 | -121.2404
2018-12-14 15:30 | No Data | No Data | No Data | No Data | 18.9639 | 29.5973 | No Data | No Data | No Data | No Data | No Data | No Data | No Data | No Data | 36 | 70.6586 | -54.145 | -54.9044 | -74.9 | -75.7777
2018-12-14 16:00 | No Data | No Data | No Data | No Data | 13.019 | 24.7726 | No Data | No Data | No Data | No Data | No Data | No Data | No Data | No Data | 23.2 | 63.5836 | -54.6 | -55.3531 | -72.2 | -73.1101
2018-12-14 16:30 | No Data | No Data | No Data | No Data | 12.9091 | 23.2951 | No Data | No Data | No Data | No Data | No Data | No Data | No Data | No Data | 15.2 | 59.1851 | -40.95 | -41.202 | -60 | -60.4669
2018-12-14 17:00 | No Data | No Data | No Data | No Data | 4.1932 | 21.8481 | No Data | No Data | No Data | No Data | No Data | No Data | No Data | No Data | 14.8 | 59.0837 | -42.77 | -43.0619 | -54.3 | -54.3236
2018-12-14 17:30 | No Data | No Data | No Data | No Data | -1.7517 | -19.8227 | No Data | No Data | No Data | No Data | No Data | No Data | No Data | No Data | 31.2 | 68.6941 | -31.85 | -32.2409 | -34.8 | -34.8368
2018-12-14 18:00 | No Data | No Data | No Data | No Data | 6.4027 | 18.1872 | No Data | No Data | No Data | No Data | No Data | No Data | No Data | No Data | 12.4 | 58.1378 | -24.115 | -24.1836 | -23.7 | -23.8113
2018-12-14 18:30 | No Data | No Data | No Data | No Data | -8.4657 | -18.6955 | No Data | No Data | No Data | No Data | No Data | No Data | No Data | No Data | -6.8 | -53.2361 | -39.13 | -39.6451 | -45.9 | -45.9853
2018-12-14 19:00 | No Data | No Data | No Data | No Data | -12.311 | -18.3955 | No Data | No Data | No Data | No Data | No Data | No Data | No Data | No Data | 2.8 | 62.0116 | -23.205 | -21.4285 | -18.5 | -19.6759
2018-12-14 19:30 | No Data | No Data | No Data | No Data | -2.4109 | -18.826 | No Data | No Data | No Data | No Data | No Data | No Data | No Data | No Data | 2.8 | 62.0632 | -8.19 | -8.7875 | -8 | -10.6301
2018-12-14 20:00 | No Data | No Data | No Data | No Data | 0.0061036 | 20.7706 | No Data | No Data | No Data | No Data | No Data | No Data | No Data | No Data | 12.4 | 66.3687 | -14.56 | -14.9043 | 1.1 | 7.2173
2018-12-14 20:30 | No Data | No Data | No Data | No Data | 15.9854 | 31.1747 | No Data | No Data | No Data | No Data | No Data | No Data | No Data | No Data | 4.4 | 63.752 | -1.82 | -5.7553 | 19.2 | 22.6947
2018-12-14 21:00 | No Data | No Data | No Data | No Data | 15.8877 | 31.1247 | No Data | No Data | No Data | No Data | No Data | No Data | No Data | No Data | 0.4 | 64.8198 | 3.185 | 8.3651 | 25.1 | 30.3152
2018-12-14 21:30 | No Data | No Data | No Data | No Data | 20.9171 | 33.9684 | No Data | No Data | No Data | No Data | No Data | No Data | No Data | No Data | 3.2 | 65.2049 | 2.275 | 7.1942 | 21.2 | 25.741
2018-12-14 22:00 | No Data | No Data | No Data | No Data | 24.5548 | 38.0165 | No Data | No Data | No Data | No Data | No Data | No Data | No Data | No Data | 5.2 | 66.6033 | -1.82 | -6.6249 | 19.3 | 22.5694
2018-12-14 22:30 | No Data | No Data | No Data | No Data | 26.9108 | 37.1035 | No Data | No Data | No Data | No Data | No Data | No Data | No Data | No Data | 0.8 | 65.6049 | 2.275 | 7.6272 | 26.3 | 28.6248
2018-12-14 23:00 | No Data | No Data | No Data | No Data | 30.4509 | 40.8164 | No Data | No Data | No Data | No Data | No Data | No Data | No Data | No Data | -7.2 | -64.8012 | 10.01 | 12.8854 | 33.8 | 35.1097
2018-12-14 23:30 | No Data | No Data | No Data | No Data | 37.2137 | 46.0823 | No Data | No Data | No Data | No Data | No Data | No Data | No Data | No Data | -11.2 | -63.0035 | 15.015 | 17.5573 | 43 | 45.5412
2018-12-15 | No Data | No Data | No Data | No Data | 49.2134 | 56.2199 | No Data | No Data | No Data | No Data | No Data | No Data | No Data | No Data | -13.6 | -63.0834 | 19.11 | 21.573 | 50.8 | 54.0981
2018-12-15 00:30 | No Data | No Data | No Data | No Data | 67.7684 | 72.3667 | No Data | No Data | No Data | No Data | No Data | No Data | No Data | No Data | -5.2 | -61.8191 | 10.92 | 14.5101 | 52.2 | 58.6778
2018-12-15 01:00 | No Data | No Data | No Data | No Data | 57.4166 | 63.5456 | No Data | No Data | No Data | No Data | No Data | No Data | No Data | No Data | -7.2 | -62.4167 | 13.195 | 16.2913 | 47.7 | 51.8792
2018-12-15 01:30 | No Data | No Data | No Data | No Data | 50.1289 | 57.0463 | No Data | No Data | No Data | No Data | No Data | No Data | No Data | No Data | -17.6 | -64.065 | 22.75 | 24.8548 | 51.7 | 53.9449
2018-12-15 02:00 | No Data | No Data | No Data | No Data | 52.6436 | 61.0004 | No Data | No Data | No Data | No Data | No Data | No Data | No Data | No Data | -20.4 | -64.5105 | 24.57 | 26.5308 | 50.5 | 52.024
2018-12-15 02:30 | No Data | No Data | No Data | No Data | 47.9805 | 57.0247 | No Data | No Data | No Data | No Data | No Data | No Data | No Data | No Data | -39.2 | -69.0136 | 42.77 | 44.4994 | 68.2 | 69.8951
2018-12-15 03:00 | No Data | No Data | No Data | No Data | 44.5991 | 54.2104 | No Data | No Data | No Data | No Data | No Data | No Data | No Data | No Data | -37.6 | -68.786 | 40.95 | 42.7531 | 63.5 | 65.1568
2018-12-15 03:30 | No Data | No Data | No Data | No Data | 46.2837 | 56.9157 | No Data | No Data | No Data | No Data | No Data | No Data | No Data | No Data | -41.6 | -74.9955 | 45.955 | 46.2782 | 65.6 | 66.7066
2018-12-15 04:00 | No Data | No Data | No Data | No Data | 39.3133 | 51.4078 | No Data | No Data | No Data | No Data | No Data | No Data | No Data | No Data | -45.6 | -76.3204 | 49.595 | 50.0024 | 69.1 | 70.7953
2018-12-15 04:30 | No Data | No Data | No Data | No Data | 39.3744 | 51.4544 | No Data | No Data | No Data | No Data | No Data | No Data | No Data | No Data | -44 | -75.7005 | 46.41 | 46.7854 | 67.4 | 69.4141
2018-12-15 05:00 | No Data | No Data | No Data | No Data | 35.8831 | 48.8346 | No Data | No Data | No Data | No Data | No Data | No Data | No Data | No Data | -39.6 | -73.9048 | 42.77 | 43.1171 | 62.8 | 64.8558
2018-12-15 05:30 | No Data | No Data | No Data | No Data | 37.7752 | 50.2413 | No Data | No Data | No Data | No Data | No Data | No Data | No Data | No Data | -40.8 | -74.8898 | 44.135 | 44.5296 | 65.2 | 67.2066
2018-12-15 06:00 | No Data | No Data | No Data | No Data | 39.472 | 50.3944 | No Data | No Data | No Data | No Data | No Data | No Data | No Data | No Data | -34.8 | -72.4983 | 38.675 | 39.0585 | 61.2 | 63.7082
2018-12-15 06:30 | No Data | No Data | No Data | No Data | 41.1078 | 49.3344 | No Data | No Data | No Data | No Data | No Data | No Data | No Data | No Data | -31.6 | -68.8767 | 36.4 | 36.7425 | 58.8 | 61.4352
2018-12-15 07:00 | No Data | No Data | No Data | No Data | 39.472 | 47.0693 | No Data | No Data | No Data | No Data | No Data | No Data | No Data | No Data | -30 | -69.237 | 27.755 | 27.9371 | 49.3 | 51.9879
2018-12-15 07:30 | No Data | No Data | No Data | No Data | 44.5991 | 51.4446 | No Data | No Data | No Data | No Data | No Data | No Data | No Data | No Data | -20.8 | -60.8644 | 22.75 | 22.7545 | 41.5 | 44.9615
2018-12-15 08:00 | No Data | No Data | No Data | No Data | 42.9023 | 49.9808 | No Data | No Data | No Data | No Data | No Data | No Data | No Data | No Data | -15.2 | -59.9587 | 13.65 | 13.7181 | 28.7 | 31.7166
2018-12-15 08:30 | No Data | No Data | No Data | No Data | 37.7264 | 45.6153 | No Data | No Data | No Data | No Data | No Data | No Data | No Data | No Data | -15.6 | -66.7461 | 14.56 | 14.6733 | -15.9 | -16.1276
2018-12-15 09:00 | No Data | No Data | No Data | No Data | 37.9339 | 45.7871 | No Data | No Data | No Data | No Data | No Data | No Data | No Data | No Data | -23.6 | -60.0333 | 21.385 | 21.385 | -10.2 | -10.4785
2018-12-15 09:30 | No Data | No Data | No Data | No Data | 41.9379 | 49.1555 | No Data | No Data | No Data | No Data | No Data | No Data | No Data | No Data | -28.8 | -62.2614 | 14.105 | 14.1709 | -24 | -24.0352
2018-12-15 10:00 | No Data | No Data | No Data | No Data | 45.2094 | 52.8324 | No Data | No Data | No Data | No Data | No Data | No Data | No Data | No Data | -26 | -60.6551 | -17.29 | -19.3308 | -29.1 | -29.1496
2018-12-15 10:30 | No Data | No Data | No Data | No Data | 40.9125 | 49.2057 | No Data | No Data | No Data | No Data | No Data | No Data | No Data | No Data | -2 | -62.432 | -27.755 | -29.9955 | -42.9 | -42.9671
2018-12-15 11:00 | No Data | No Data | No Data | No Data | 35.4681 | 44.7812 | No Data | No Data | No Data | No Data | No Data | No Data | No Data | No Data | -4 | -60.8329 | -26.845 | -29.5225 | -42.2 | -42.2428
2018-12-15 11:30 | No Data | No Data | No Data | No Data | 30.2922 | 40.8043 | No Data | No Data | No Data | No Data | No Data | No Data | No Data | No Data | 9.2 | 63.8661 | -37.31 | -40.0503 | -44.1 | -44.1073
2018-12-15 12:00 | No Data | No Data | No Data | No Data | 33.7835 | 43.4591 | No Data | No Data | No Data | No Data | No Data | No Data | No Data | No Data | -4 | -58.9359 | -34.58 | -37.3461 | -46.8 | -46.9383
2018-12-15 12:30 | No Data | No Data | No Data | No Data | 29.633 | 40.3173 | No Data | No Data | No Data | No Data | No Data | No Data | No Data | No Data | 2 | 60.4649 | -39.13 | -42.077 | -61.6 | -62.3747
2018-12-15 13:00 | No Data | No Data | No Data | No Data | 31.4275 | 41.654 | No Data | No Data | No Data | No Data | No Data | No Data | No Data | No Data | -9.2 | -57.9351 | -31.395 | -34.0552 | -52 | -52.5967
2018-12-15 13:30 | No Data | No Data | No Data | No Data | 33.0144 | 44.4364 | No Data | No Data | No Data | No Data | No Data | No Data | No Data | No Data | -13.2 | -56.7563 | -25.935 | -28.3199 | -45.9 | -46.2905
2018-12-15 14:00 | No Data | No Data | No Data | No Data | 21.1124 | 33.8499 | No Data | No Data | No Data | No Data | No Data | No Data | No Data | No Data | -4.8 | -59.3943 | -18.655 | -20.9597 | -46.1 | -46.5701
2018-12-15 14:30 | No Data | No Data | No Data | No Data | 24.6525 | 37.4233 | No Data | No Data | No Data | No Data | No Data | No Data | No Data | No Data | 1.2 | 60.4212 | -40.95 | -44.2755 | -53.3 | -53.9424
2018-12-15 15:00 | No Data | No Data | No Data | No Data | 20.4044 | 34.772 | No Data | No Data | No Data | No Data | No Data | No Data | No Data | No Data | -16 | -56.7041 | -18.655 | -20.5608 | -47.6 | -47.6656
2018-12-15 15:30 | No Data | No Data | No Data | No Data | 16.9619 | 30.5709 | No Data | No Data | No Data | No Data | No Data | No Data | No Data | No Data | 6 | 59.9013 | -34.58 | -37.012 | -51.4 | -51.7262
2018-12-15 16:00 | No Data | No Data | No Data | No Data | 10.248 | 22.7897 | No Data | No Data | No Data | No Data | No Data | No Data | No Data | No Data | 12.8 | 64.0912 | -29.575 | -31.6871 | -48.9 | -48.9009
2018-12-15 16:30 | No Data | No Data | No Data | No Data | -5.4383 | -8.6829 | No Data | No Data | No Data | No Data | No Data | No Data | No Data | No Data | -16.8 | -57.3174 | 7.28 | 7.4069 | -21.6 | -22.5282
2018-12-15 17:00 | No Data | No Data | No Data | No Data | 6.8177 | 9.5729 | No Data | No Data | No Data | No Data | No Data | No Data | No Data | No Data | -5.2 | -65.407 | 1.82 | 1.82 | -16.9 | -17.4385
2018-12-15 17:30 | No Data | No Data | No Data | No Data | 8.5023 | 14.0035 | No Data | No Data | No Data | No Data | No Data | No Data | No Data | No Data | -13.6 | -63.4741 | 17.29 | 17.3438 | -6.2 | -11.3442
2018-12-15 18:00 | No Data | No Data | No Data | No Data | 18.1949 | 25.0588 | No Data | No Data | No Data | No Data | No Data | No Data | No Data | No Data | 5.2 | 60.2249 | -4.55 | -6.7641 | 9.1 | 10.8453
2018-12-15 18:30 | No Data | No Data | No Data | No Data | 18.5 | 26.8005 | No Data | No Data | No Data | No Data | No Data | No Data | No Data | No Data | 10 | 62.8013 | -7.28 | -10.2955 | 7.5 | 8.851
2018-12-15 19:00 | No Data | No Data | No Data | No Data | 24.6036 | 32.468 | No Data | No Data | No Data | No Data | No Data | No Data | No Data | No Data | 3.6 | 66.8012 | -1.82 | -2.275 | 14.7 | 16.8324
2018-12-15 19:30 | No Data | No Data | No Data | No Data | 21.4298 | 31.6096 | No Data | No Data | No Data | No Data | No Data | No Data | No Data | No Data | -18.4 | -57.8066 | 13.65 | 13.7181 | 27.3 | 28.8085
2018-12-15 20:00 | No Data | No Data | No Data | No Data | 27.4235 | 38.5418 | No Data | No Data | No Data | No Data | No Data | No Data | No Data | No Data | -15.6 | -63.9325 | 22.295 | 22.3692 | 42.3 | 44.3416
2018-12-15 20:30 | No Data | No Data | No Data | No Data | 34.8577 | 45.1636 | No Data | No Data | No Data | No Data | No Data | No Data | No Data | No Data | -21.2 | -66.6609 | 29.575 | 29.923 | 51.8 | 53.6067
2018-12-15 21:00 | No Data | No Data | No Data | No Data | 33.2219 | 43.9135 | No Data | No Data | No Data | No Data | No Data | No Data | No Data | No Data | -21.2 | -67.4199 | 29.12 | 29.4733 | 51.2 | 53.4659
2018-12-15 21:30 | No Data | No Data | No Data | No Data | 38.3978 | 47.9488 | No Data | No Data | No Data | No Data | No Data | No Data | No Data | No Data | -27.2 | -68.4374 | 33.215 | 33.6608 | 55.6 | 57.7741
2018-12-15 22:00 | No Data | No Data | No Data | No Data | 43.6225 | 52.2266 | No Data | No Data | No Data | No Data | No Data | No Data | No Data | No Data | -24.4 | -68.8674 | 31.85 | 32.1734 | 53.6 | 55.8802
2018-12-15 22:30 | No Data | No Data | No Data | No Data | 53.8277 | 61.0092 | No Data | No Data | No Data | No Data | No Data | No Data | No Data | No Data | -23.6 | -67.8375 | 33.215 | 33.5252 | 56.8 | 59.0377
2018-12-15 23:00 | No Data | No Data | No Data | No Data | 48.0293 | 55.9599 | No Data | No Data | No Data | No Data | No Data | No Data | No Data | No Data | -27.2 | -69.1722 | 35.035 | 35.3292 | 57.5 | 59.3493
2018-12-15 23:30 | No Data | No Data | No Data | No Data | 53.2662 | 60.5143 | No Data | No Data | No Data | No Data | No Data | No Data | No Data | No Data | -33.2 | -70.3295 | 42.315 | 42.7264 | 70.2 | 71.8806
2018-12-16 | No Data | No Data | No Data | No Data | 54.9996 | 62.0456 | No Data | No Data | No Data | No Data | No Data | No Data | No Data | No Data | -36.8 | -70.7276 | 46.41 | 46.9092 | 76.5 | 79.3832
2018-12-16 00:30 | No Data | No Data | No Data | No Data | 64.4358 | 69.8154 | No Data | No Data | No Data | No Data | No Data | No Data | No Data | No Data | -27.2 | -67.7041 | 37.31 | 37.776 | 77.2 | 80.9944
2018-12-16 01:00 | No Data | No Data | No Data | No Data | 57.5631 | 63.5274 | No Data | No Data | No Data | No Data | No Data | No Data | No Data | No Data | -24 | -68.352 | 31.85 | 32.1734 | 65 | 67.2117
2018-12-16 01:30 | No Data | No Data | No Data | No Data | 52.4971 | 59.7625 | No Data | No Data | No Data | No Data | No Data | No Data | No Data | No Data | -26 | -69.8215 | 31.85 | 32.1122 | 60.4 | 61.6001
2018-12-16 02:00 | No Data | No Data | No Data | No Data | 45.7221 | 56.1607 | No Data | No Data | No Data | No Data | No Data | No Data | No Data | No Data | -24 | -70.2282 | 29.575 | 29.8572 | 54 | 55.8105
2018-12-16 02:30 | No Data | No Data | No Data | No Data | 49.0547 | 58.9057 | No Data | No Data | No Data | No Data | No Data | No Data | No Data | No Data | -28.8 | -72.01 | 32.76 | 33.0745 | 57.6 | 59.0269
2018-12-16 03:00 | No Data | No Data | No Data | No Data | 45.771 | 56.2005 | No Data | No Data | No Data | No Data | No Data | No Data | No Data | No Data | -28 | -72.0622 | 31.395 | 31.6053 | 52.6 | 53.118
2018-12-16 03:30 | No Data | No Data | No Data | No Data | 45.771 | 57.2018 | No Data | No Data | No Data | No Data | No Data | No Data | No Data | No Data | -32.4 | -72.8066 | 35.49 | 35.7255 | 55.9 | 56.6199
2018-12-16 04:00 | No Data | No Data | No Data | No Data | 43.3661 | 55.2964 | No Data | No Data | No Data | No Data | No Data | No Data | No Data | No Data | -34.8 | -73.5533 | 38.22 | 38.4899 | 57.7 | 58.4768
2018-12-16 04:30 | No Data | No Data | No Data | No Data | 41.7304 | 54.023 | No Data | No Data | No Data | No Data | No Data | No Data | No Data | No Data | -30.4 | -73.0282 | 32.305 | 32.5635 | 52.2 | 52.5788
2018-12-16 05:00 | No Data | No Data | No Data | No Data | 43.3661 | 55.2964 | No Data | No Data | No Data | No Data | No Data | No Data | No Data | No Data | -30.8 | -72.1088 | 33.67 | 33.9181 | 53.5 | 54.1868
2018-12-16 05:30 | No Data | No Data | No Data | No Data | 45.1606 | 56.7146 | No Data | No Data | No Data | No Data | No Data | No Data | No Data | No Data | -27.6 | -71.5385 | 30.03 | 30.2498 | 49.3 | 49.8824
2018-12-16 06:00 | No Data | No Data | No Data | No Data | 46.9551 | 58.1536 | No Data | No Data | No Data | No Data | No Data | No Data | No Data | No Data | -20.8 | -71.4927 | 23.205 | 23.3163 | 43.8 | 44.0622
2018-12-16 06:30 | No Data | No Data | No Data | No Data | 48.5908 | 58.2089 | No Data | No Data | No Data | No Data | No Data | No Data | No Data | No Data | -12.8 | -69.1942 | 18.655 | 18.7436 | 40.9 | 41.9547
2018-12-16 07:00 | No Data | No Data | No Data | No Data | 48.5908 | 57.2663 | No Data | No Data | No Data | No Data | No Data | No Data | No Data | No Data | -12.8 | -66.4446 | 17.29 | 17.3139 | 41 | 41.3146
2018-12-16 07:30 | No Data | No Data | No Data | No Data | 50.4952 | 58.8907 | No Data | No Data | No Data | No Data | No Data | No Data | No Data | No Data | -4 | -67.3712 | 7.735 | 7.8545 | 31.7 | 31.9038
2018-12-16 08:00 | No Data | No Data | No Data | No Data | 50.4952 | 58.8907 | No Data | No Data | No Data | No Data | No Data | No Data | No Data | No Data | -10.8 | -60.1771 | 1.82 | 4.9005 | 26.8 | 26.8269
2018-12-16 08:30 | No Data | No Data | No Data | No Data | 44.8066 | 54.0924 | No Data | No Data | No Data | No Data | No Data | No Data | No Data | No Data | 1.2 | 61.6117 | -8.645 | -11.9085 | 10.6 | 10.6794
2018-12-16 09:00 | No Data | No Data | No Data | No Data | 44.8066 | 54.0924 | No Data | No Data | No Data | No Data | No Data | No Data | No Data | No Data | -1.6 | -61.6052 | -8.19 | -11.5824 | 8.7 | 8.7966
2018-12-16 09:30 | No Data | No Data | No Data | No Data | 41.4252 | 51.3264 | No Data | No Data | No Data | No Data | No Data | No Data | No Data | No Data | 16.4 | 66.4554 | -36.4 | -39.7312 | -20.1 | -20.9201
2018-12-16 10:00 | No Data | No Data | No Data | No Data | 37.8851 | 49.8211 | No Data | No Data | No Data | No Data | No Data | No Data | No Data | No Data | 7.2 | 62.0194 | -43.68 | -47.4969 | -36.2 | -37.5031
2018-12-16 10:30 | No Data | No Data | No Data | No Data | 36.347 | 48.6617 | No Data | No Data | No Data | No Data | No Data | No Data | No Data | No Data | 16.4 | 65.6804 | -31.85 | -35.4082 | -38.3 | -39.4848
2018-12-16 11:00 | No Data | No Data | No Data | No Data | 33.0144 | 46.2257 | No Data | No Data | No Data | No Data | No Data | No Data | No Data | No Data | 0.4 | 58.0014 | -27.3 | -29.753 | -61.2 | -62.2345
2018-12-16 11:30 | No Data | No Data | No Data | No Data | 33.0144 | 46.2257 | No Data | No Data | No Data | No Data | No Data | No Data | No Data | No Data | -7.2 | -56.8577 | -13.65 | -17.2 | -37.4 | -37.7327
2018-12-16 12:00 | No Data | No Data | No Data | No Data | 27.7287 | 42.6115 | No Data | No Data | No Data | No Data | No Data | No Data | No Data | No Data | -15.6 | -56.2082 | -7.735 | -10.9389 | -52.5 | -53.4068
2018-12-16 12:30 | No Data | No Data | No Data | No Data | 24.2985 | 40.4633 | No Data | No Data | No Data | No Data | No Data | No Data | No Data | No Data | -1.6 | -58.0221 | -24.115 | -27.4889 | -45.5 | -48.4691
2018-12-16 13:00 | No Data | No Data | No Data | No Data | 27.7287 | 42.6115 | No Data | No Data | No Data | No Data | No Data | No Data | No Data | No Data | -7.6 | -56.5134 | -21.84 | -24.4179 | -63.4 | -62.996
2018-12-16 13:30 | No Data | No Data | No Data | No Data | 27.7287 | 42.6115 | No Data | No Data | No Data | No Data | No Data | No Data | No Data | No Data | 3.6 | 56.4355 | -20.475 | -23.8777 | -54.7 | -55.6799
2018-12-16 14:00 | No Data | No Data | No Data | No Data | 27.7775 | 42.6433 | No Data | No Data | No Data | No Data | No Data | No Data | No Data | No Data | 21.6 | 65.2773 | -36.855 | -40.1484 | -44.6 | -45.4216
2018-12-16 14:30 | No Data | No Data | No Data | No Data | 24.2496 | 40.434 | No Data | No Data | No Data | No Data | No Data | No Data | No Data | No Data | 19.2 | 64.5229 | -29.12 | -33.1901 | -56.1 | -57.5196
2018-12-16 15:00 | No Data | No Data | No Data | No Data | 22.4552 | 39.384 | No Data | No Data | No Data | No Data | No Data | No Data | No Data | No Data | 10 | 60.4331 | -36.4 | -40.495 | -78.8 | -79.939
2018-12-16 15:30 | No Data | No Data | No Data | No Data | 30.1457 | 44.2225 | No Data | No Data | No Data | No Data | No Data | No Data | No Data | No Data | 24.8 | 67.1476 | -50.505 | -54.6701 | -54.4 | -55.644
2018-12-16 16:00 | No Data | No Data | No Data | No Data | 35.1141 | 46.4546 | No Data | No Data | No Data | No Data | No Data | No Data | No Data | No Data | 27.6 | 67.8657 | -29.12 | -32.9742 | -39.4 | -41.187
2018-12-16 16:30 | No Data | No Data | No Data | No Data | 38.6053 | 48.0569 | No Data | No Data | No Data | No Data | No Data | No Data | No Data | No Data | 15.2 | 62.2832 | -9.555 | -12.8854 | -24.9 | -25.046
2018-12-16 17:00 | No Data | No Data | No Data | No Data | 38.8006 | 48.2139 | No Data | No Data | No Data | No Data | No Data | No Data | No Data | No Data | 6.4 | 58.6679 | -5.005 | -8.4635 | -17.4 | -18.8
2018-12-16 17:30 | No Data | No Data | No Data | No Data | 39.4232 | 47.6843 | No Data | No Data | No Data | No Data | No Data | No Data | No Data | No Data | 0.4 | 56.8014 | 5.005 | 7.0781 | 10.2 | 12.6016
2018-12-16 18:00 | No Data | No Data | No Data | No Data | 46.3935 | 52.6632 | No Data | No Data | No Data | No Data | No Data | No Data | No Data | No Data | -6.4 | -56.0642 | 7.735 | 8.5487 | 10.2 | 14.7828
2018-12-16 18:30 | No Data | No Data | No Data | No Data | 41.2665 | 48.2077 | No Data | No Data | No Data | No Data | No Data | No Data | No Data | No Data | -22.8 | -58.616 | 3.64 | 4.8367 | 18.5 | 22.3833
2018-12-16 19:00 | No Data | No Data | No Data | No Data | 50.1289 | 55.9819 | No Data | No Data | No Data | No Data | No Data | No Data | No Data | No Data | -20 | -57.96 | 13.195 | 13.3897 | 2.8 | 9.4255
2018-12-16 19:30 | No Data | No Data | No Data | No Data | 39.057 | 46.3304 | No Data | No Data | No Data | No Data | No Data | No Data | No Data | No Data | -34 | -63.8122 | 25.025 | 25.025 | 27.7 | 31.2656
2018-12-16 20:00 | No Data | No Data | No Data | No Data | 39.057 | 46.3304 | No Data | No Data | No Data | No Data | No Data | No Data | No Data | No Data | -30 | -59.3417 | 35.49 | 35.4929 | 54.7 | 57.7437
2018-12-16 20:30 | No Data | No Data | No Data | No Data | 39.5209 | 46.7221 | No Data | No Data | No Data | No Data | No Data | No Data | No Data | No Data | -29.2 | -66.7281 | 40.495 | 40.8614 | 63.8 | 67.4866
2018-12-16 21:00 | No Data | No Data | No Data | No Data | 41.2177 | 49.1449 | No Data | No Data | No Data | No Data | No Data | No Data | No Data | No Data | -21.6 | -65.2773 | 33.67 | 34.04 | 56.8 | 60.9843
2018-12-16 21:30 | No Data | No Data | No Data | No Data | 43.2197 | 50.8357 | No Data | No Data | No Data | No Data | No Data | No Data | No Data | No Data | -21.6 | -65.6549 | 33.67 | 33.9181 | 58 | 62.3205
2018-12-16 22:00 | No Data | No Data | No Data | No Data | 45.0629 | 54.1894 | No Data | No Data | No Data | No Data | No Data | No Data | No Data | No Data | -20 | -66.2891 | 30.03 | 30.2498 | 52.1 | 55.3206
2018-12-16 22:30 | No Data | No Data | No Data | No Data | 51.7769 | 60.049 | No Data | No Data | No Data | No Data | No Data | No Data | No Data | No Data | -16 | -66.3578 | 29.12 | 29.2477 | 54.7 | 57.1634
2018-12-16 23:00 | No Data | No Data | No Data | No Data | 48.7984 | 58.3822 | No Data | No Data | No Data | No Data | No Data | No Data | No Data | No Data | -20.8 | -67.6757 | 31.395 | 31.5135 | 55.3 | 57.4855
2018-12-16 23:30 | No Data | No Data | No Data | No Data | 48.7495 | 58.3414 | No Data | No Data | No Data | No Data | No Data | No Data | No Data | No Data | -14.4 | -67.5526 | 24.57 | 24.7212 | 52.5 | 54.3089
2018-12-17 | No Data | No Data | No Data | No Data | 52.1309 | 59.9948 | No Data | No Data | No Data | No Data | No Data | No Data | No Data | No Data | -17.2 | -66.6573 | 27.755 | 27.9371 | 60.8 | 63.6698
2018-12-17 00:30 | No Data | No Data | No Data | No Data | 58.9059 | 65.1999 | No Data | No Data | No Data | No Data | No Data | No Data | No Data | No Data | -8 | -66.086 | 20.02 | 20.1488 | 60.6 | 64.6074
2018-12-17 01:00 | No Data | No Data | No Data | No Data | 47.7729 | 54.4871 | No Data | No Data | No Data | No Data | No Data | No Data | No Data | No Data | -19.2 | -66.818 | 29.575 | 29.746 | 65.2 | 67.3798
2018-12-17 01:30 | No Data | No Data | No Data | No Data | 41.8769 | 49.399 | No Data | No Data | No Data | No Data | No Data | No Data | No Data | No Data | -18 | -68.4105 | 27.755 | 27.8481 | 56.9 | 57.8789
2018-12-17 02:00 | No Data | No Data | No Data | No Data | 39.7772 | 48.7903 | No Data | No Data | No Data | No Data | No Data | No Data | No Data | No Data | -16.8 | -68.1046 | 25.025 | 25.1282 | 51.7 | 53.4335
2018-12-17 02:30 | No Data | No Data | No Data | No Data | 39.7284 | 48.7505 | No Data | No Data | No Data | No Data | No Data | No Data | No Data | No Data | -20.4 | -68.3169 | 29.575 | 29.7007 | 55.9 | 57.0707
2018-12-17 03:00 | No Data | No Data | No Data | No Data | 34.6014 | 46.4409 | No Data | No Data | No Data | No Data | No Data | No Data | No Data | No Data | -26 | -69.8215 | 33.67 | 33.8662 | 57.7 | 58.5431
2018-12-17 03:30 | No Data | No Data | No Data | No Data | 29.4255 | 42.7242 | No Data | No Data | No Data | No Data | No Data | No Data | No Data | No Data | -27.6 | -70.8011 | 33.67 | 33.8662 | 55.1 | 55.7826
2018-12-17 04:00 | No Data | No Data | No Data | No Data | 37.0062 | 49.3252 | No Data | No Data | No Data | No Data | No Data | No Data | No Data | No Data | -27.6 | -71.1697 | 32.305 | 32.5094 | 52.6 | 53.3985
2018-12-17 04:30 | No Data | No Data | No Data | No Data | 35.3704 | 48.1101 | No Data | No Data | No Data | No Data | No Data | No Data | No Data | No Data | -24.4 | -71.1168 | 27.755 | 27.9927 | 49.7 | 50.7359
2018-12-17 05:00 | No Data | No Data | No Data | No Data | 32.9656 | 46.3707 | No Data | No Data | No Data | No Data | No Data | No Data | No Data | No Data | -23.2 | -70.7141 | 26.845 | 27.0907 | 48.8 | 50.0244
2018-12-17 05:30 | No Data | No Data | No Data | No Data | 35.2728 | 48.0383 | No Data | No Data | No Data | No Data | No Data | No Data | No Data | No Data | -23.2 | -70.7141 | 25.48 | 25.7387 | 48.4 | 49.6343
2018-12-17 06:00 | No Data | No Data | No Data | No Data | 38.6053 | 48.4524 | No Data | No Data | No Data | No Data | No Data | No Data | No Data | No Data | -22.4 | -70.0765 | 24.115 | 24.3244 | 50.8 | 51.9986
2018-12-17 06:30 | No Data | No Data | No Data | No Data | 41.0101 | 48.0965 | No Data | No Data | No Data | No Data | No Data | No Data | No Data | No Data | -8.8 | -65.3948 | 16.38 | 16.4808 | 43.8 | 45.6885
2018-12-17 07:00 | No Data | No Data | No Data | No Data | 49.9825 | 55.2282 | No Data | No Data | No Data | No Data | No Data | No Data | No Data | No Data | -8 | -64.4981 | 12.74 | 12.7725 | 27.6 | 31.8025
2018-12-17 07:30 | No Data | No Data | No Data | No Data | 51.9844 | 55.5734 | No Data | No Data | No Data | No Data | No Data | No Data | No Data | No Data | -11.2 | -54.7576 | 10.92 | 11.2561 | 8.6 | 14.36
2018-12-17 08:00 | No Data | No Data | No Data | No Data | 48.4932 | 52.2993 | No Data | No Data | No Data | No Data | No Data | No Data | No Data | No Data | -21.2 | -53.9407 | 13.65 | 13.8383 | -5.4 | -11.2539
2018-12-17 08:30 | No Data | No Data | No Data | No Data | 38.703 | 43.3769 | No Data | No Data | No Data | No Data | No Data | No Data | No Data | No Data | -28 | -54.8802 | 5.915 | 7.7484 | -23.2 | -23.5255
2018-12-17 09:00 | No Data | No Data | No Data | No Data | 36.5545 | 41.4712 | No Data | No Data | No Data | No Data | No Data | No Data | No Data | No Data | -12.4 | -51.1265 | -10.465 | -13.2888 | -46.9 | -46.9017
2018-12-17 09:30 | No Data | No Data | No Data | No Data | 33.0632 | 39.6886 | No Data | No Data | No Data | No Data | No Data | No Data | No Data | No Data | -0.4 | -54.0533 | -22.295 | -25.907 | -60.3 | -60.0214
2018-12-17 10:00 | No Data | No Data | No Data | No Data | 32.8069 | 40.7094 | No Data | No Data | No Data | No Data | No Data | No Data | No Data | No Data | -11.6 | -52.4976 | -11.83 | -16.4116 | -50.1 | -50.2292
2018-12-17 10:30 | No Data | No Data | No Data | No Data | 29.0593 | 37.7545 | No Data | No Data | No Data | No Data | No Data | No Data | No Data | No Data | -2.4 | -52.8545 | -17.745 | -21.5825 | -57.9 | -58.3216
2018-12-17 11:00 | No Data | No Data | No Data | No Data | 20.2457 | 31.4778 | No Data | No Data | No Data | No Data | No Data | No Data | No Data | No Data | -2.8 | -52.4748 | -19.11 | -22.9674 | -54.5 | -54.6466
2018-12-17 11:30 | No Data | No Data | No Data | No Data | 25.4215 | 35.0316 | No Data | No Data | No Data | No Data | No Data | No Data | No Data | No Data | -6.4 | -55.1725 | -14.105 | -17.5632 | -48.2 | -48.2
2018-12-17 12:00 | No Data | No Data | No Data | No Data | 27.4235 | 36.5104 | No Data | No Data | No Data | No Data | No Data | No Data | No Data | No Data | -36 | -58.0978 | 18.655 | 18.7932 | -17.3 | -19.2315
2018-12-17 12:30 | No Data | No Data | No Data | No Data | 29.4743 | 37.8824 | No Data | No Data | No Data | No Data | No Data | No Data | No Data | No Data | -28.4 | -55.7724 | 6.825 | 8.4635 | -22.4 | -23.0894
2018-12-17 13:00 | No Data | No Data | No Data | No Data | 25.5314 | 34.9027 | No Data | No Data | No Data | No Data | No Data | No Data | No Data | No Data | -29.6 | -55.7136 | 10.01 | 10.5045 | -25.9 | -26.4569
2018-12-17 13:30 | No Data | No Data | No Data | No Data | 25.5314 | 34.9027 | No Data | No Data | No Data | No Data | No Data | No Data | No Data | No Data | -35.2 | -58.2409 | 14.56 | 14.7367 | -21.6 | -24.7582
2018-12-17 14:00 | No Data | No Data | No Data | No Data | 29.8283 | 38.1585 | No Data | No Data | No Data | No Data | No Data | No Data | No Data | No Data | -31.2 | -56.5799 | 10.01 | 10.5045 | -23.6 | -26.8955
2018-12-17 14:30 | No Data | No Data | No Data | No Data | 24.6525 | 34.265 | No Data | No Data | No Data | No Data | No Data | No Data | No Data | No Data | -31.6 | -56.8014 | 13.195 | 13.574 | -22.2 | -28.6435
2018-12-17 15:00 | No Data | No Data | No Data | No Data | 32.0378 | 39.9095 | No Data | No Data | No Data | No Data | No Data | No Data | No Data | No Data | -30.8 | -56.6957 | 11.83 | 12.2513 | -22 | -31.5398
2018-12-17 15:30 | No Data | No Data | No Data | No Data | 32.343 | 40.1549 | No Data | No Data | No Data | No Data | No Data | No Data | No Data | No Data | -33.2 | -58.0345 | 14.56 | 14.8137 | -18 | -27.2059
2018-12-17 16:00 | No Data | No Data | No Data | No Data | 31.3664 | 38.168 | No Data | No Data | No Data | No Data | No Data | No Data | No Data | No Data | -5.2 | -57.4359 | -17.29 | -20.9498 | -44.5 | -44.8028
2018-12-17 16:30 | No Data | No Data | No Data | No Data | 38.9593 | 44.618 | No Data | No Data | No Data | No Data | No Data | No Data | No Data | No Data | -5.6 | -54.6875 | -17.745 | -21.8447 | -43.9 | -45.4843
2018-12-17 17:00 | No Data | No Data | No Data | No Data | 37.3724 | 43.2393 | No Data | No Data | No Data | No Data | No Data | No Data | No Data | No Data | -14.8 | -55.6058 | -8.19 | -14.0167 | -35.4 | -36.6268
2018-12-17 17:30 | No Data | No Data | No Data | No Data | 37.4701 | 43.3237 | No Data | No Data | No Data | No Data | No Data | No Data | No Data | No Data | -19.2 | -58.4438 | -1.82 | -8.8345 | -27.5 | -31.3729
2018-12-17 18:00 | No Data | No Data | No Data | No Data | 41.9379 | 47.2411 | No Data | No Data | No Data | No Data | No Data | No Data | No Data | No Data | -18 | -57.6805 | -3.185 | -9.1567 | -25.6 | -28.3155
2018-12-17 18:30 | No Data | No Data | No Data | No Data | 43.6713 | 49.6821 | No Data | No Data | No Data | No Data | No Data | No Data | No Data | No Data | -24.4 | -56.7168 | 2.73 | 9.0658 | -13.7 | -21.2927
2018-12-17 19:00 | No Data | No Data | No Data | No Data | 41.9867 | 49.0388 | No Data | No Data | No Data | No Data | No Data | No Data | No Data | No Data | -26 | -57.4233 | 14.105 | 15.4767 | 7 | 23.1821
2018-12-17 19:30 | No Data | No Data | No Data | No Data | 37.5799 | 45.3229 | No Data | No Data | No Data | No Data | No Data | No Data | No Data | No Data | -33.6 | -59.5785 | 35.49 | 35.5628 | 45.7 | 52.0433
2018-12-17 20:00 | No Data | No Data | No Data | No Data | 34.1863 | 41.0496 | No Data | No Data | No Data | No Data | No Data | No Data | No Data | No Data | -28.8 | -58.3959 | 43.68 | 43.6824 | 72.5 | 76.5598
2018-12-17 20:30 | No Data | No Data | No Data | No Data | 31.22 | 38.6142 | No Data | No Data | No Data | No Data | No Data | No Data | No Data | No Data | -22.4 | -63.6704 | 45.045 | 45.1277 | 80.1 | 83.1195
2018-12-17 21:00 | No Data | No Data | No Data | No Data | 35.4681 | 43.0552 | No Data | No Data | No Data | No Data | No Data | No Data | No Data | No Data | -12.4 | -60.8763 | 35.945 | 35.991 | 69.8 | 73.3062
2018-12-17 21:30 | No Data | No Data | No Data | No Data | 36.4446 | 43.8632 | No Data | No Data | No Data | No Data | No Data | No Data | No Data | No Data | -6.4 | -62.3294 | 31.395 | 31.395 | 61.6 | 62.6643
2018-12-17 22:00 | No Data | No Data | No Data | No Data | 39.9359 | 48.9833 | No Data | No Data | No Data | No Data | No Data | No Data | No Data | No Data | 0.8 | 65.6049 | 23.66 | 23.7691 | 54 | 54.9181
2018-12-17 22:30 | No Data | No Data | No Data | No Data | 48.5908 | 57.2405 | No Data | No Data | No Data | No Data | No Data | No Data | No Data | No Data | 4.4 | 64.9492 | 19.565 | 19.7545 | 51.2 | 51.6763
2018-12-17 23:00 | No Data | No Data | No Data | No Data | 46.7475 | 55.6842 | No Data | No Data | No Data | No Data | No Data | No Data | No Data | No Data | -0.4 | -66.4012 | 21.385 | 21.4623 | 51.4 | 52.6275
2018-12-17 23:30 | No Data | No Data | No Data | No Data | 51.9844 | 60.148 | No Data | No Data | No Data | No Data | No Data | No Data | No Data | No Data | 4 | 66.9197 | 15.47 | 15.6364 | 50.1 | 52.3842
2018-12-18 | No Data | No Data | No Data | No Data | 55.3658 | 63.0934 | No Data | No Data | No Data | No Data | No Data | No Data | No Data | No Data | 2.8 | 66.0049 | 17.29 | 17.3438 | 55.7 | 58.1496
2018-12-18 00:30 | No Data | No Data | No Data | No Data | 65.8274 | 70.2239 | No Data | No Data | No Data | No Data | No Data | No Data | No Data | No Data | 11.2 | 68.1269 | 11.375 | 11.4566 | 56.7 | 60.4293
2018-12-18 01:00 | No Data | No Data | No Data | No Data | 55.0607 | 60.2481 | No Data | No Data | No Data | No Data | No Data | No Data | No Data | No Data | 2 | 66.4301 | 18.655 | 18.7049 | 57.9 | 59.5218
2018-12-18 01:30 | No Data | No Data | No Data | No Data | 49.7749 | 57.1625 | No Data | No Data | No Data | No Data | No Data | No Data | No Data | No Data | 2 | 68.4292 | 18.655 | 18.8537 | 51.4 | 52.0188
2018-12-18 02:00 | No Data | No Data | No Data | No Data | 46.0883 | 55.1856 | No Data | No Data | No Data | No Data | No Data | No Data | No Data | No Data | -0.4 | -67.2012 | 15.925 | 15.9315 | 45.9 | 46.0654
2018-12-18 02:30 | No Data | No Data | No Data | No Data | 49.7261 | 58.2581 | No Data | No Data | No Data | No Data | No Data | No Data | No Data | No Data | -2 | -66.8299 | 17.29 | 17.29 | 46.1 | 46.2041
2018-12-18 03:00 | No Data | No Data | No Data | No Data | 47.3701 | 57.1665 | No Data | No Data | No Data | No Data | No Data | No Data | No Data | No Data | -8.4 | -65.3422 | 20.93 | 21.009 | 48.2 | 49.8964
2018-12-18 03:30 | No Data | No Data | No Data | No Data | 47.3701 | 57.1665 | No Data | No Data | No Data | No Data | No Data | No Data | No Data | No Data | -9.2 | -66.242 | 21.84 | 21.9582 | 48.1 | 49.3187
2018-12-18 04:00 | No Data | No Data | No Data | No Data | 44.0864 | 54.4765 | No Data | No Data | No Data | No Data | No Data | No Data | No Data | No Data | -9.2 | -66.242 | 20.475 | 20.601 | 46.4 | 48.3803
2018-12-18 04:30 | No Data | No Data | No Data | No Data | 44.0864 | 54.4765 | No Data | No Data | No Data | No Data | No Data | No Data | No Data | No Data | -4.4 | -66.9197 | 16.38 | 16.4368 | 40.6 | 41.9609
2018-12-18 05:00 | No Data | No Data | No Data | No Data | 44.0864 | 54.4765 | No Data | No Data | No Data | No Data | No Data | No Data | No Data | No Data | -6.4 | -66.7077 | 17.29 | 17.3855 | 45 | 47.5622
2018-12-18 05:30 | No Data | No Data | No Data | No Data | 44.0864 | 54.4765 | No Data | No Data | No Data | No Data | No Data | No Data | No Data | No Data | -7.2 | -66.7892 | 19.11 | 19.1965 | 46.9 | 48.6952
2018-12-18 06:00 | No Data | No Data | No Data | No Data | 45.7221 | 54.7388 | No Data | No Data | No Data | No Data | No Data | No Data | No Data | No Data | -5.6 | -65.8386 | 19.565 | 19.6126 | 47.8 | 49.1175
2018-12-18 06:30 | No Data | No Data | No Data | No Data | 47.4678 | 55.2962 | No Data | No Data | No Data | No Data | No Data | No Data | No Data | No Data | -2 | -60.8329 | 20.93 | 20.9498 | 24.8 | 26.8924
2018-12-18 07:00 | No Data | No Data | No Data | No Data | 51.3619 | 57.046 | No Data | No Data | No Data | No Data | No Data | No Data | No Data | No Data | -5.6 | -53.9348 | 18.2 | 18.3416 | 9.9 | 14.3586
2018-12-18 07:30 | No Data | No Data | No Data | No Data | 55.317 | 59.8583 | No Data | No Data | No Data | No Data | No Data | No Data | No Data | No Data | -6.4 | -52.3924 | 9.555 | 11.005 | -9.1 | -9.1005
2018-12-18 08:00 | No Data | No Data | No Data | No Data | 53.4615 | 58.1479 | No Data | No Data | No Data | No Data | No Data | No Data | No Data | No Data | 5.2 | 56.6392 | -13.195 | -16.5623 | -30.5 | -30.7117
2018-12-18 08:30 | No Data | No Data | No Data | No Data | 48.9082 | 54.7536 | No Data | No Data | No Data | No Data | No Data | No Data | No Data | No Data | 2.8 | 56.0057 | -18.2 | -21.7069 | -46.2 | -46.4385
2018-12-18 09:00 | No Data | No Data | No Data | No Data | 41.6815 | 48.4076 | No Data | No Data | No Data | No Data | No Data | No Data | No Data | No Data | -0.8 | -56.4014 | -16.38 | -20.2053 | -48.1 | -48.4484
2018-12-18 09:30 | No Data | No Data | No Data | No Data | 41.7304 | 49.3008 | No Data | No Data | No Data | No Data | No Data | No Data | No Data | No Data | -0.4 | -58.0014 | -18.2 | -22.75 | -27.2 | -27.2413
2018-12-18 10:00 | No Data | No Data | No Data | No Data | 35.2117 | 44.925 | No Data | No Data | No Data | No Data | No Data | No Data | No Data | No Data | 11.6 | 58.3644 | -25.025 | -29.4206 | -33.4 | -33.4216
2018-12-18 10:30 | No Data | No Data | No Data | No Data | 34.0398 | 44.0125 | No Data | No Data | No Data | No Data | No Data | No Data | No Data | No Data | 11.2 | 57.8937 | -25.025 | -29.4206 | -31.5 | -31.5025
2018-12-18 11:00 | No Data | No Data | No Data | No Data | 35.7855 | 45.3761 | No Data | No Data | No Data | No Data | No Data | No Data | No Data | No Data | 1.6 | 54.8234 | -13.195 | -18.6605 | -36.7 | -36.772
2018-12-18 11:30 | No Data | No Data | No Data | No Data | 35.7855 | 45.3761 | No Data | No Data | No Data | No Data | No Data | No Data | No Data | No Data | -5.6 | -52.6574 | -5.005 | -12.8452 | -36.6 | -36.6
2018-12-18 12:00 | No Data | No Data | No Data | No Data | 37.6287 | 47.8358 | No Data | No Data | No Data | No Data | No Data | No Data | No Data | No Data | -12 | -53.3667 | 1.365 | 10.1026 | -22.2 | -22.2576
2018-12-18 12:30 | No Data | No Data | No Data | No Data | 34.8577 | 46.9743 | No Data | No Data | No Data | No Data | No Data | No Data | No Data | No Data | -15.2 | -52.6422 | 1.82 | 10.6221 | -24.9 | -24.9002
2018-12-18 13:00 | No Data | No Data | No Data | No Data | 37.6287 | 49.0658 | No Data | No Data | No Data | No Data | No Data | No Data | No Data | No Data | -18.4 | -53.6537 | 6.825 | 12.1153 | -20.9 | -20.5412
2018-12-18 13:30 | No Data | No Data | No Data | No Data | 35.8343 | 47.7035 | No Data | No Data | No Data | No Data | No Data | No Data | No Data | No Data | -17.2 | -52.8757 | 7.735 | 11.9432 | -21.4 | -21.5028
2018-12-18 14:00 | No Data | No Data | No Data | No Data | 36.6522 | 49.6076 | No Data | No Data | No Data | No Data | No Data | No Data | No Data | No Data | -10.4 | -52.2456 | 0.91 | 11.8649 | -22.8 | -26.2458
2018-12-18 14:30 | No Data | No Data | No Data | No Data | 34.7601 | 48.2265 | No Data | No Data | No Data | No Data | No Data | No Data | No Data | No Data | -11.6 | -52.1076 | 4.095 | 10.3955 | -22.5 | -26.4473
2018-12-18 15:00 | No Data | No Data | No Data | No Data | 35.1629 | 46.221 | No Data | No Data | No Data | No Data | No Data | No Data | No Data | No Data | -14.8 | -53.6805 | 4.095 | 10.8152 | -19.6 | -22.7247
2018-12-18 15:30 | No Data | No Data | No Data | No Data | 31.3664 | 42.2152 | No Data | No Data | No Data | No Data | No Data | No Data | No Data | No Data | -11.2 | -53.1925 | 1.365 | 10.1026 | -6 | -18.784
2018-12-18 16:00 | No Data | No Data | No Data | No Data | 41.2177 | 48.8414 | No Data | No Data | No Data | No Data | No Data | No Data | No Data | No Data | 9.2 | 57.1454 | -15.47 | -20.6311 | -6 | -23.5763
2018-12-18 16:30 | No Data | No Data | No Data | No Data | 44.3427 | 51.506 | No Data | No Data | No Data | No Data | No Data | No Data | No Data | No Data | -4.4 | -55.7738 | -6.825 | -14.8556 | -28.7 | -32.2002
2018-12-18 17:00 | No Data | No Data | No Data | No Data | 46.2348 | 53.2463 | No Data | No Data | No Data | No Data | No Data | No Data | No Data | No Data | 4 | 54.1479 | -15.015 | -19.1154 | -27.1 | -33.681
2018-12-18 17:30 | No Data | No Data | No Data | No Data | 43.83 | 51.172 | No Data | No Data | No Data | No Data | No Data | No Data | No Data | No Data | -16.8 | -54.266 | 4.55 | 9.7693 | -19.6 | -21.3242
2018-12-18 18:00 | No Data | No Data | No Data | No Data | 39.3133 | 47.3608 | No Data | No Data | No Data | No Data | No Data | No Data | No Data | No Data | 4.4 | 57.668 | -15.47 | -20.0407 | -32.2 | -32.256
2018-12-18 18:30 | No Data | No Data | No Data | No Data | 32.7581 | 40.8517 | No Data | No Data | No Data | No Data | No Data | No Data | No Data | No Data | -43.6 | -63.0898 | 38.22 | 38.2877 | 29.1 | 34.3641
2018-12-18 19:00 | No Data | No Data | No Data | No Data | 33.991 | 42.8587 | No Data | No Data | No Data | No Data | No Data | No Data | No Data | No Data | -18.4 | -54.0296 | 32.76 | 33.0745 | 30.8 | 35.0361
2018-12-18 19:30 | No Data | No Data | No Data | No Data | 39.7772 | 47.5784 | No Data | No Data | No Data | No Data | No Data | No Data | No Data | No Data | -28.4 | -55.0854 | 52.325 | 52.3428 | 79.7 | 83.8648
2018-12-18 20:00 | No Data | No Data | No Data | No Data | 45.3681 | 54.1351 | No Data | No Data | No Data | No Data | No Data | No Data | No Data | No Data | -22.8 | -57.1454 | 52.325 | 52.3744 | 87.1 | 89.5029
2018-12-18 20:30 | No Data | No Data | No Data | No Data | 49.1035 | 57.3018 | No Data | No Data | No Data | No Data | No Data | No Data | No Data | No Data | 0.4 | 59.6013 | 32.76 | 32.76 | 69.4 | 71.9013
2018-12-18 21:00 | No Data | No Data | No Data | No Data | 53.2052 | 60.8533 | No Data | No Data | No Data | No Data | No Data | No Data | No Data | No Data | -12 | -60.012 | 44.135 | 44.1444 | 80.2 | 81.6652
2018-12-18 21:30 | No Data | No Data | No Data | No Data | 48.9082 | 57.1345 | No Data | No Data | No Data | No Data | No Data | No Data | No Data | No Data | -6.8 | -60.3841 | 37.765 | 37.765 | 71.5 | 72.7265
2018-12-18 22:00 | No Data | No Data | No Data | No Data | 47.1626 | 55.6475 | No Data | No Data | No Data | No Data | No Data | No Data | No Data | No Data | -11.2 | -61.358 | 39.585 | 39.585 | 71.9 | 72.7518
2018-12-18 22:30 | No Data | No Data | No Data | No Data | 55.5734 | 62.9344 | No Data | No Data | No Data | No Data | No Data | No Data | No Data | No Data | -5.6 | -62.2524 | 34.58 | 34.592 | 68.7 | 69.1996
2018-12-18 23:00 | No Data | No Data | No Data | No Data | 57.258 | 64.4268 | No Data | No Data | No Data | No Data | No Data | No Data | No Data | No Data | -2 | -61.3058 | 30.94 | 30.94 | 62.4 | 62.6081
2018-12-18 23:30 | No Data | No Data | No Data | No Data | 66.2303 | 72.5175 | No Data | No Data | No Data | No Data | No Data | No Data | No Data | No Data | 11.6 | 64.6492 | 16.835 | 16.9331 | 52 | 52.2901
2018-12-19 | No Data | No Data | No Data | No Data | 73.1029 | 78.2068 | No Data | No Data | No Data | No Data | No Data | No Data | No Data | No Data | -5.6 | -61.4557 | 32.305 | 32.3082 | 72.2 | 72.3528
2018-12-19 00:30 | No Data | No Data | No Data | No Data | 83.8697 | 87.3629 | No Data | No Data | No Data | No Data | No Data | No Data | No Data | No Data | 4 | 61.6467 | 25.48 | 25.48 | 73.5 | 74.0249
2018-12-19 01:00 | No Data | No Data | No Data | No Data | 75.5077 | 79.3698 | No Data | No Data | No Data | No Data | No Data | No Data | No Data | No Data | -0.4 | -62.0116 | 29.575 | 29.589 | 70.3 | 70.3011
2018-12-19 01:30 | No Data | No Data | No Data | No Data | 65.3635 | 70.654 | No Data | No Data | No Data | No Data | No Data | No Data | No Data | No Data | 0.4 | 63.2013 | 28.665 | 28.7227 | 62.6 | 62.6978
2018-12-19 02:00 | No Data | No Data | No Data | No Data | 62.031 | 69.1506 | No Data | No Data | No Data | No Data | No Data | No Data | No Data | No Data | -1.6 | -61.2209 | 29.12 | 29.12 | 59.7 | 60.4511
2018-12-19 02:30 | No Data | No Data | No Data | No Data | 60.2365 | 67.5455 | No Data | No Data | No Data | No Data | No Data | No Data | No Data | No Data | 16 | 65.9697 | 9.555 | 9.555 | 40.1 | 43.0639
2018-12-19 03:00 | No Data | No Data | No Data | No Data | 54.2916 | 62.302 | No Data | No Data | No Data | No Data | No Data | No Data | No Data | No Data | 10.8 | 65.6938 | 10.92 | 10.9295 | 40.6 | 43.7127
2018-12-19 03:30 | No Data | No Data | No Data | No Data | 54.3404 | 62.3445 | No Data | No Data | No Data | No Data | No Data | No Data | No Data | No Data | 0 | 62.8 | 22.75 | 22.8227 | 49.2 | 51.0718
2018-12-19 04:00 | No Data | No Data | No Data | No Data | 50.6416 | 60.069 | No Data | No Data | No Data | No Data | No Data | No Data | No Data | No Data | 0.4 | 63.6013 | 21.84 | 21.8589 | 47.4 | 49.0461
2018-12-19 04:30 | No Data | No Data | No Data | No Data | 50.4952 | 59.9455 | No Data | No Data | No Data | No Data | No Data | No Data | No Data | No Data | 2.4 | 64.9233 | 17.745 | 17.7508 | 44.6 | 46.5695
2018-12-19 05:00 | No Data | No Data | No Data | No Data | 43.6713 | 53.3304 | No Data | No Data | No Data | No Data | No Data | No Data | No Data | No Data | 7.2 | 66.3916 | 14.105 | 14.1123 | 39.3 | 40.8923
2018-12-19 05:30 | No Data | No Data | No Data | No Data | 47.1626 | 56.2251 | No Data | No Data | No Data | No Data | No Data | No Data | No Data | No Data | 7.6 | 64.4497 | 15.015 | 15.0219 | 41.3 | 42.6386
2018-12-19 06:00 | No Data | No Data | No Data | No Data | 53.1563 | 61.3396 | No Data | No Data | No Data | No Data | No Data | No Data | No Data | No Data | 7.2 | 64.0062 | 16.835 | 16.8411 | 45.3 | 48.387
2018-12-19 06:30 | No Data | No Data | No Data | No Data | 52.8511 | 58.5892 | No Data | No Data | No Data | No Data | No Data | No Data | No Data | No Data | 14.8 | 63.742 | 15.015 | 15.0219 | 45 | 48.5411
2018-12-19 07:00 | No Data | No Data | No Data | No Data | 61.5671 | 66.5579 | No Data | No Data | No Data | No Data | No Data | No Data | No Data | No Data | 10 | 57.6736 | 19.565 | 19.5862 | 52.1 | 56.9106
2018-12-19 07:30 | No Data | No Data | No Data | No Data | 66.7918 | 69.9614 | No Data | No Data | No Data | No Data | No Data | No Data | No Data | No Data | 17.2 | 61.648 | 11.83 | 12.2513 | 43.4 | 53.4509
2018-12-19 08:00 | No Data | No Data | No Data | No Data | 68.4398 | 71.0775 | No Data | No Data | No Data | No Data | No Data | No Data | No Data | No Data | 11.2 | 60.3258 | 15.925 | 16.0867 | 48.8 | 57.4943
2018-12-19 08:30 | No Data | No Data | No Data | No Data | 57.258 | 61.0686 | No Data | No Data | No Data | No Data | No Data | No Data | No Data | No Data | 16.4 | 56.4354 | 8.19 | 10.1026 | 38.3 | 47.2671
2018-12-19 09:00 | No Data | No Data | No Data | No Data | 55.8297 | 60.3324 | No Data | No Data | No Data | No Data | No Data | No Data | No Data | No Data | 25.2 | 61.0442 | -1.82 | -10.6221 | 13.3 | 24.0185
2018-12-19 09:30 | No Data | No Data | No Data | No Data | 61.0544 | 65.9631 | No Data | No Data | No Data | No Data | No Data | No Data | No Data | No Data | 14.8 | 54.45 | 3.64 | 9.3801 | 29.5 | 39.5214
2018-12-19 10:00 | No Data | No Data | No Data | No Data | 52.546 | 58.1771 | No Data | No Data | No Data | No Data | No Data | No Data | No Data | No Data | 31.6 | 62.912 | -11.375 | -18.1202 | 9.9 | 23.4883
2018-12-19 10:30 | No Data | No Data | No Data | No Data | 50.898 | 56.693 | No Data | No Data | No Data | No Data | No Data | No Data | No Data | No Data | 28.4 | 64.5799 | -19.11 | -24.8756 | -18.4 | -23.2039
2018-12-19 11:00 | No Data | No Data | No Data | No Data | 50.4952 | 56.3316 | No Data | No Data | No Data | No Data | No Data | No Data | No Data | No Data | -15.6 | -56.2082 | 11.83 | 13.2263 | 28.1 | 37.9455
2018-12-19 11:30 | No Data | No Data | No Data | No Data | 49.4209 | 55.3708 | No Data | No Data | No Data | No Data | No Data | No Data | No Data | No Data | -4.4 | -53.7803 | -10.465 | -15.4566 | -10.7 | -20.7966
2018-12-19 12:00 | No Data | No Data | No Data | No Data | 56.2814 | 61.5718 | No Data | No Data | No Data | No Data | No Data | No Data | No Data | No Data | -16.4 | -53.7624 | 5.46 | 9.1 | -0.4 | -19.804
2018-12-19 12:30 | No Data | No Data | No Data | No Data | 54.5968 | 59.355 | No Data | No Data | No Data | No Data | No Data | No Data | No Data | No Data | -5.6 | -56.2793 | -9.1 | -15.2883 | -31.2 | -33.1157
2018-12-19 13:00 | No Data | No Data | No Data | No Data | 54.6944 | 59.4448 | No Data | No Data | No Data | No Data | No Data | No Data | No Data | No Data | 5.6 | 57.8716 | -10.465 | -16.4871 | -20.9 | -24.99
2018-12-19 13:30 | No Data | No Data | No Data | No Data | 53.3638 | 58.2229 | No Data | No Data | No Data | No Data | No Data | No Data | No Data | No Data | -6 | -56.3205 | -7.28 | -15.47 | -4 | -19.4165
2018-12-19 14:00 | No Data | No Data | No Data | No Data | 53.3638 | 58.2229 | No Data | No Data | No Data | No Data | No Data | No Data | No Data | No Data | -1.2 | -56.4128 | -14.105 | -19.9475 | -6.6 | -21.2509
2018-12-19 14:30 | No Data | No Data | No Data | No Data | 49.7749 | 56.0136 | No Data | No Data | No Data | No Data | No Data | No Data | No Data | No Data | 4.4 | 56.5714 | -15.015 | -20.601 | -9.4 | -23.7403
2018-12-19 15:00 | No Data | No Data | No Data | No Data | 55.5123 | 60.3552 | No Data | No Data | No Data | No Data | No Data | No Data | No Data | No Data | 4.4 | 56.9702 | -17.29 | -23.5064 | 0.7 | 19.8
2018-12-19 15:30 | No Data | No Data | No Data | No Data | 55.2071 | 60.9589 | No Data | No Data | No Data | No Data | No Data | No Data | No Data | No Data | 15.2 | 61.1202 | -26.845 | -31.4477 | -10.4 | -21.942
2018-12-19 16:00 | No Data | No Data | No Data | No Data | 55.1583 | 60.1119 | No Data | No Data | No Data | No Data | No Data | No Data | No Data | No Data | -2 | -54.494 | -7.735 | -15.6893 | -35.4 | -38.5649
2018-12-19 16:30 | No Data | No Data | No Data | No Data | 58.7472 | 62.4505 | No Data | No Data | No Data | No Data | No Data | No Data | No Data | No Data | -6.8 | -54.7299 | -5.46 | -12.6175 | -29.1 | -34.1123
2018-12-19 17:00 | No Data | No Data | No Data | No Data | 62.7512 | 66.231 | No Data | No Data | No Data | No Data | No Data | No Data | No Data | No Data | -14 | -55.3982 | -1.82 | -10.6221 | -23.6 | -27.2883
2018-12-19 17:30 | No Data | No Data | No Data | No Data | 66.743 | 70.0247 | No Data | No Data | No Data | No Data | No Data | No Data | No Data | No Data | -12.8 | -55.8856 | -5.915 | -12.821 | -16.1 | -19.3238
2018-12-19 18:00 | No Data | No Data | No Data | No Data | 66.8528 | 70.1294 | No Data | No Data | No Data | No Data | No Data | No Data | No Data | No Data | -15.2 | -56.4836 | -4.095 | -11.2377 | -12.9 | -17.9627
2018-12-19 18:30 | No Data | No Data | No Data | No Data | 64.8508 | 68.2236 | No Data | No Data | No Data | No Data | No Data | No Data | No Data | No Data | -13.2 | -53.2616 | 4.55 | 10.583 | 4.3 | 12.9356
2018-12-19 19:00 | No Data | No Data | No Data | No Data | 64.8508 | 68.9211 | No Data | No Data | No Data | No Data | No Data | No Data | No Data | No Data | -6.4 | -53.1865 | 5.005 | 11.1915 | 3.3 | 12.2642
2018-12-19 19:30 | No Data | No Data | No Data | No Data | 61.3596 | 66.3057 | No Data | No Data | No Data | No Data | No Data | No Data | No Data | No Data | 5.6 | 53.0961 | 9.555 | 12.8854 | 23.4 | 29.1602
2018-12-19 20:00 | No Data | No Data | No Data | No Data | 66.9505 | 72.2204 | No Data | No Data | No Data | No Data | No Data | No Data | No Data | No Data | -32 | -50.2935 | 65.065 | 65.0666 | 99.8 | 105.1144
2018-12-19 20:30 | No Data | No Data | No Data | No Data | 68.7449 | 73.887 | No Data | No Data | No Data | No Data | No Data | No Data | No Data | No Data | -37.2 | -60 | 71.89 | 71.926 | 110.7 | 116.4997
2018-12-19 21:00 | No Data | No Data | No Data | No Data | 66.9993 | 72.2657 | No Data | No Data | No Data | No Data | No Data | No Data | No Data | No Data | -37.6 | -63.5232 | 70.525 | 70.6189 | 109.3 | 114.2536
2018-12-19 21:30 | No Data | No Data | No Data | No Data | 66.9993 | 72.2657 | No Data | No Data | No Data | No Data | No Data | No Data | No Data | No Data | -34.8 | -62.5703 | 67.34 | 67.3784 | 103 | 108.0661
2018-12-19 22:00 | No Data | No Data | No Data | No Data | 65.1072 | 71.1593 | No Data | No Data | No Data | No Data | No Data | No Data | No Data | No Data | -31.2 | -62.0194 | 64.155 | 64.1615 | 98.5 | 102.9381
2018-12-19 22:30 | No Data | No Data | No Data | No Data | 68.5374 | 73.6939 | No Data | No Data | No Data | No Data | No Data | No Data | No Data | No Data | -10.8 | -58.2107 | 45.955 | 45.9753 | 82.5 | 86.5906
2018-12-19 23:00 | No Data | No Data | No Data | No Data | 66.6941 | 71.9828 | No Data | No Data | No Data | No Data | No Data | No Data | No Data | No Data | -14.8 | -59.8585 | 45.955 | 45.9753 | 80.2 | 83.3921
2018-12-19 23:30 | No Data | No Data | No Data | No Data | 69.9779 | 75.0355 | No Data | No Data | No Data | No Data | No Data | No Data | No Data | No Data | -14.4 | -60.5376 | 46.41 | 46.4189 | 83.9 | 87.8659
2018-12-20 | No Data | No Data | No Data | No Data | 71.6625 | 76.6089 | No Data | No Data | No Data | No Data | No Data | No Data | No Data | No Data | -17.2 | -61.264 | 45.955 | 45.964 | 89.2 | 92.8285
2018-12-20 00:30 | No Data | No Data | No Data | No Data | 81.5137 | 83.9202 | No Data | No Data | No Data | No Data | No Data | No Data | No Data | No Data | -5.6 | -60.3404 | 38.675 | 38.7178 | 88.3 | 93.0029
2018-12-20 01:00 | No Data | No Data | No Data | No Data | 71.0033 | 74.4401 | No Data | No Data | No Data | No Data | No Data | No Data | No Data | No Data | -13.6 | -61.522 | 45.045 | 45.0817 | 86.5 | 89.2539
2018-12-20 01:30 | No Data | No Data | No Data | No Data | 64.1794 | 69.2855 | No Data | No Data | No Data | No Data | No Data | No Data | No Data | No Data | -8.8 | -59.001 | 38.675 | 38.6777 | 74.1 | 75.0814
2018-12-20 02:00 | No Data | No Data | No Data | No Data | 60.7492 | 66.8037 | No Data | No Data | No Data | No Data | No Data | No Data | No Data | No Data | -3.2 | -58.0882 | 33.215 | 33.2275 | 65.6 | 67.6923
2018-12-20 02:30 | No Data | No Data | No Data | No Data | 60.7492 | 66.8037 | No Data | No Data | No Data | No Data | No Data | No Data | No Data | No Data | -8 | -58.9454 | 37.765 | 37.776 | 69.9 | 71.5124
2018-12-20 03:00 | No Data | No Data | No Data | No Data | 53.7789 | 62.4741 | No Data | No Data | No Data | No Data | No Data | No Data | No Data | No Data | -10.8 | -58.1378 | 40.95 | 40.9727 | 69.5 | 72.2381
2018-12-20 03:30 | No Data | No Data | No Data | No Data | 50.4952 | 59.6708 | No Data | No Data | No Data | No Data | No Data | No Data | No Data | No Data | -11.2 | -57.8937 | 40.04 | 40.0633 | 68.2 | 70.9882
2018-12-20 04:00 | No Data | No Data | No Data | No Data | 45.5756 | 55.5696 | No Data | No Data | No Data | No Data | No Data | No Data | No Data | No Data | -10 | -58.0675 | 38.22 | 38.2633 | 65.5 | 68.7233
2018-12-20 04:30 | No Data | No Data | No Data | No Data | 42.2919 | 52.9098 | No Data | No Data | No Data | No Data | No Data | No Data | No Data | No Data | -11.2 | -58.6788 | 39.13 | 39.1961 | 68.9 | 71.9712
2018-12-20 05:00 | No Data | No Data | No Data | No Data | 37.2137 | 46.8794 | No Data | No Data | No Data | No Data | No Data | No Data | No Data | No Data | -9.2 | -58.3301 | 36.855 | 36.9251 | 66.2 | 68.8726
2018-12-20 05:30 | No Data | No Data | No Data | No Data | 29.8894 | 41.3061 | No Data | No Data | No Data | No Data | No Data | No Data | No Data | No Data | -7.2 | -59.2392 | 33.67 | 33.7192 | 63.9 | 66.8913
2018-12-20 06:00 | No Data | No Data | No Data | No Data | 31.5251 | 38.712 | No Data | No Data | No Data | No Data | No Data | No Data | No Data | No Data | -3.6 | -59.3094 | 30.94 | 30.9534 | 63.4 | 66.7874
2018-12-20 06:30 | No Data | No Data | No Data | No Data | 38.703 | 44.7516 | No Data | No Data | No Data | No Data | No Data | No Data | No Data | No Data | -1.6 | -55.2232 | 32.305 | 32.305 | 63.6 | 67.2975
2018-12-20 07:00 | No Data | No Data | No Data | No Data | 41.059 | 46.8041 | No Data | No Data | No Data | No Data | No Data | No Data | No Data | No Data | -9.6 | -50.5205 | 32.76 | 32.7884 | 52.6 | 59.6631
2018-12-20 07:30 | No Data | No Data | No Data | No Data | 38.9105 | 43.6337 | No Data | No Data | No Data | No Data | No Data | No Data | No Data | No Data | -8.8 | -51.9507 | 19.11 | 19.8747 | 24.1 | 34.5984
2018-12-20 08:00 | No Data | No Data | No Data | No Data | 39.1669 | 43.8625 | No Data | No Data | No Data | No Data | No Data | No Data | No Data | No Data | -8.4 | -53.464 | 2.275 | 9.8221 | -10.2 | -18.9621
2018-12-20 08:30 | No Data | No Data | No Data | No Data | 28.4001 | 34.5896 | No Data | No Data | No Data | No Data | No Data | No Data | No Data | No Data | -8.8 | -53.9229 | -2.73 | -10.8152 | -34 | -36.0889
2018-12-20 09:00 | No Data | No Data | No Data | No Data | 26.8132 | 34.2942 | No Data | No Data | No Data | No Data | No Data | No Data | No Data | No Data | 8 | 63.7043 | -4.55 | -9.7693 | -31.9 | -34.4851
2018-12-20 09:30 | No Data | No Data | No Data | No Data | 18.5 | 26.9866 | No Data | No Data | No Data | No Data | No Data | No Data | No Data | No Data | -3.2 | -55.2058 | -12.285 | -17.6983 | -42.6 | -43.758
2018-12-20 10:00 | No Data | No Data | No Data | No Data | 15.1186 | 26.1464 | No Data | No Data | No Data | No Data | No Data | No Data | No Data | No Data | -1.2 | -56.0129 | -14.105 | -19.6284 | -46.9 | -48.1727
2018-12-20 10:30 | No Data | No Data | No Data | No Data | 2.6062 | 19.6623 | No Data | No Data | No Data | No Data | No Data | No Data | No Data | No Data | 4 | 56.1156 | -18.2 | -22.75 | -47.7 | -48.7165
2018-12-20 11:00 | No Data | No Data | No Data | No Data | 1.886 | 19.7378 | No Data | No Data | No Data | No Data | No Data | No Data | No Data | No Data | 12.4 | 58.8367 | -26.39 | -30.8227 | -54.9 | -55.6655
2018-12-20 11:30 | No Data | No Data | No Data | No Data | 3.6805 | 19.8813 | No Data | No Data | No Data | No Data | No Data | No Data | No Data | No Data | 11.2 | 61.4296 | -28.21 | -33.8203 | -57.2 | -60.2997
2018-12-20 12:00 | No Data | No Data | No Data | No Data | 2.5086 | 20.9215 | No Data | No Data | No Data | No Data | No Data | No Data | No Data | No Data | 19.2 | 64.5229 | -35.945 | -41.3675 | -64.4 | -66.1238
2018-12-20 12:30 | No Data | No Data | No Data | No Data | -5.3895 | -17.914 | No Data | No Data | No Data | No Data | No Data | No Data | No Data | No Data | 26 | 66.8622 | -40.495 | -45.5841 | -69.4 | -70.8378
2018-12-20 13:00 | No Data | No Data | No Data | No Data | 3.3753 | 20.6937 | No Data | No Data | No Data | No Data | No Data | No Data | No Data | No Data | 30 | 68.5169 | -45.045 | -50.2605 | -72.3 | -74.5556
2018-12-20 13:30 | No Data | No Data | No Data | No Data | -16.4614 | -20.8969 | No Data | No Data | No Data | No Data | No Data | No Data | No Data | No Data | 61.6 | 88.8288 | -71.89 | -78.0865 | -97.7 | -98.2733
2018-12-20 14:00 | No Data | No Data | No Data | No Data | -25.0309 | -27.3531 | No Data | No Data | No Data | No Data | No Data | No Data | No Data | No Data | 60 | 88.0191 | -72.345 | -78.3301 | -96.3 | -97.2417
2018-12-20 14:30 | No Data | No Data | No Data | No Data | -33.8933 | -33.9076 | No Data | No Data | No Data | No Data | No Data | No Data | No Data | No Data | 62 | 90.8458 | -72.345 | -79.2301 | -96.9 | -96.9355
2018-12-20 15:00 | No Data | No Data | No Data | No Data | -32.4041 | -32.5858 | No Data | No Data | No Data | No Data | No Data | No Data | No Data | No Data | 62 | 91.1386 | -72.345 | -79.2301 | -98.1 | -99.052
2018-12-20 15:30 | No Data | No Data | No Data | No Data | -31.1223 | -31.163 | No Data | No Data | No Data | No Data | No Data | No Data | No Data | No Data | 66.8 | 95.3218 | -77.35 | -85.1032 | -75.3 | -77.2172
2018-12-20 16:00 | No Data | No Data | No Data | No Data | -33.1731 | -33.1731 | No Data | No Data | No Data | No Data | No Data | No Data | No Data | No Data | 59.6 | 88.3357 | -71.435 | -78.4001 | -90.6 | -93.328
2018-12-20 16:30 | No Data | No Data | No Data | No Data | -28.6198 | -28.6528 | No Data | No Data | No Data | No Data | No Data | No Data | No Data | No Data | 62 | 91.7265 | -70.98 | -78.1753 | -91.8 | -91.8157
2018-12-20 17:00 | No Data | No Data | No Data | No Data | -35.1263 | -36.0343 | No Data | No Data | No Data | No Data | No Data | No Data | No Data | No Data | 54 | 87.1468 | -65.52 | -73.0512 | -84.8 | -84.8001
2018-12-20 17:30 | No Data | No Data | No Data | No Data | -27.3869 | -27.9288 | No Data | No Data | No Data | No Data | No Data | No Data | No Data | No Data | 54 | 86.8332 | -65.52 | -73.2536 | -87.7 | -87.9869
2018-12-20 18:00 | No Data | No Data | No Data | No Data | -28.5588 | -28.8157 | No Data | No Data | No Data | No Data | No Data | No Data | No Data | No Data | 53.6 | 87.2147 | -64.155 | -72.0353 | -83.9 | -84.1002
2018-12-20 18:30 | No Data | No Data | No Data | No Data | -17.438 | -17.9998 | No Data | No Data | No Data | No Data | No Data | No Data | No Data | No Data | 7.2 | 59.6362 | -19.11 | -25.7708 | -35.5 | -35.5744
2018-12-20 19:00 | No Data | No Data | No Data | No Data | -11.8471 | -12.734 | No Data | No Data | No Data | No Data | No Data | No Data | No Data | No Data | -4 | -54.5469 | -0.455 | -11.8387 | -6.6 | -11.4403
2018-12-20 19:30 | No Data | No Data | No Data | No Data | -7.1839 | -9.9125 | No Data | No Data | No Data | No Data | No Data | No Data | No Data | No Data | -6.8 | -53.2361 | 15.015 | 17.7974 | 26.1 | 30.0536
2018-12-20 20:00 | No Data | No Data | No Data | No Data | 1.532 | 12.8179 | No Data | No Data | No Data | No Data | No Data | No Data | No Data | No Data | -15.2 | -49.968 | 41.86 | 42.2146 | 71.9 | 73.6371
2018-12-20 20:30 | No Data | No Data | No Data | No Data | 6.5003 | 16.4681 | No Data | No Data | No Data | No Data | No Data | No Data | No Data | No Data | -24.8 | -56.1712 | 60.06 | 60.0669 | 73.5 | 74.8782
2018-12-20 21:00 | No Data | No Data | No Data | No Data | 15.4238 | 25.9495 | No Data | No Data | No Data | No Data | No Data | No Data | No Data | No Data | -16 | -59.3956 | 50.05 | 50.0831 | 86.8 | 87.0071
2018-12-20 21:30 | No Data | No Data | No Data | No Data | 24.1886 | 35.4726 | No Data | No Data | No Data | No Data | No Data | No Data | No Data | No Data | -26 | -61.3788 | 60.06 | 60.0876 | 68.9 | 68.9529
2018-12-20 22:00 | No Data | No Data | No Data | No Data | 22.504 | 35.6831 | No Data | No Data | No Data | No Data | No Data | No Data | No Data | No Data | -25.6 | -62.3025 | 58.24 | 58.2471 | 90.3 | 90.9675
2018-12-20 22:30 | No Data | No Data | No Data | No Data | 29.8894 | 40.7459 | No Data | No Data | No Data | No Data | No Data | No Data | No Data | No Data | -28.4 | -62.7898 | 60.97 | 60.9768 | 97.1 | 97.6878
2018-12-20 23:00 | No Data | No Data | No Data | No Data | 34.0887 | 43.9191 | No Data | No Data | No Data | No Data | No Data | No Data | No Data | No Data | -28.4 | -63.5043 | 60.06 | 60.0669 | 93.9 | 94.1459
2018-12-20 23:30 | No Data | No Data | No Data | No Data | 34.4427 | 44.1944 | No Data | No Data | No Data | No Data | No Data | No Data | No Data | No Data | -22.8 | -62.3205 | 51.415 | 51.4231 | 89 | 90.2386
2018-12-21 | No Data | No Data | No Data | No Data | 45.3681 | 51.9633 | No Data | No Data | No Data | No Data | No Data | No Data | No Data | No Data | -23.2 | -61.7258 | 55.965 | 55.965 | 94.2 | 95.191
2018-12-21 00:30 | No Data | No Data | No Data | No Data | 44.2451 | 50.1641 | No Data | No Data | No Data | No Data | No Data | No Data | No Data | No Data | -10 | -60.0387 | 42.77 | 42.8087 | 92.3 | 93.1028
2018-12-21 01:00 | No Data | No Data | No Data | No Data | 36.4446 | 43.4399 | No Data | No Data | No Data | No Data | No Data | No Data | No Data | No Data | -19.6 | -62.7401 | 50.505 | 50.5787 | 92.4 | 92.7457
2018-12-21 01:30 | No Data | No Data | No Data | No Data | 30.6584 | 38.7137 | No Data | No Data | No Data | No Data | No Data | No Data | No Data | No Data | -18.8 | -64.0225 | 48.685 | 48.7615 | 84 | 84.1487
2018-12-21 02:00 | No Data | No Data | No Data | No Data | 28.3513 | 38.0877 | No Data | No Data | No Data | No Data | No Data | No Data | No Data | No Data | -16 | -63.2569 | 46.41 | 46.4457 | 78.2 | 78.5127
2018-12-21 02:30 | No Data | No Data | No Data | No Data | 24.9577 | 35.6337 | No Data | No Data | No Data | No Data | No Data | No Data | No Data | No Data | 15.6 | 69.3766 | 14.105 | 15.6694 | 42.7 | 42.7001
2018-12-21 03:00 | No Data | No Data | No Data | No Data | 16.9619 | 30.5709 | No Data | No Data | No Data | No Data | No Data | No Data | No Data | No Data | 0 | 65.2 | 25.935 | 26.3311 | 55.6 | 56.1726
2018-12-21 03:30 | No Data | No Data | No Data | No Data | 5.1698 | 22.5551 | No Data | No Data | No Data | No Data | No Data | No Data | No Data | No Data | 16 | 71.0256 | 9.555 | 11.7422 | 38.2 | 38.5258
2018-12-21 04:00 | No Data | No Data | No Data | No Data | 12.0912 | 26.5521 | No Data | No Data | No Data | No Data | No Data | No Data | No Data | No Data | 4.4 | 67.3439 | 20.93 | 21.5201 | 49 | 49.5556
2018-12-21 04:30 | No Data | No Data | No Data | No Data | 5.3285 | 22.4853 | No Data | No Data | No Data | No Data | No Data | No Data | No Data | No Data | 6.8 | 66.7473 | 18.655 | 19.0068 | 46.4 | 48.9842
2018-12-21 05:00 | No Data | No Data | No Data | No Data | 6.1952 | 23.0588 | No Data | No Data | No Data | No Data | No Data | No Data | No Data | No Data | -8 | -62.514 | 35.49 | 35.5162 | 61 | 64.846
2018-12-21 05:30 | No Data | No Data | No Data | No Data | 16.9131 | 29.3154 | No Data | No Data | No Data | No Data | No Data | No Data | No Data | No Data | -2.4 | -64.4795 | 28.21 | 28.3016 | 56 | 59.8206
2018-12-21 06:00 | No Data | No Data | No Data | No Data | 13.5317 | 26.0918 | No Data | No Data | No Data | No Data | No Data | No Data | No Data | No Data | -2 | -62.8318 | 30.485 | 30.5155 | 59.2 | 63.4388
2018-12-21 06:30 | No Data | No Data | No Data | No Data | 13.9345 | 25.0118 | No Data | No Data | No Data | No Data | No Data | No Data | No Data | No Data | -7.2 | -59.2392 | 35.945 | 35.9709 | 63.5 | 67.9195
2018-12-21 07:00 | No Data | No Data | No Data | No Data | 20.5997 | 29.2534 | No Data | No Data | No Data | No Data | No Data | No Data | No Data | No Data | -14.4 | -52.4168 | 32.305 | 32.6904 | 47.3 | 51.6714
2018-12-21 07:30 | No Data | No Data | No Data | No Data | 16.5591 | 23.1691 | No Data | No Data | No Data | No Data | No Data | No Data | No Data | No Data | -10 | -52.9528 | 21.385 | 21.9629 | 16.9 | 24.1847
2018-12-21 08:00 | No Data | No Data | No Data | No Data | 18.6587 | 24.6495 | No Data | No Data | No Data | No Data | No Data | No Data | No Data | No Data | -4 | -53.3502 | 11.375 | 13.5051 | -10.7 | -16.8372
2018-12-21 08:30 | No Data | No Data | No Data | No Data | 2.9114 | 14.6539 | No Data | No Data | No Data | No Data | No Data | No Data | No Data | No Data | -1.2 | -51.2141 | 17.745 | 20.3736 | -12.5 | -17.9627
2018-12-21 09:00 | No Data | No Data | No Data | No Data | 0.0061036 | 16.3638 | No Data | No Data | No Data | No Data | No Data | No Data | No Data | No Data | -0.4 | -50.4143 | 20.93 | 21.8779 | -16.3 | -22.7706
2018-12-21 09:30 | No Data | No Data | No Data | No Data | -7.3426 | -16.0865 | No Data | No Data | No Data | No Data | No Data | No Data | No Data | No Data | 3.2 | 53.6134 | 5.46 | 11.4023 | -30.7 | -31.6754
2018-12-21 10:00 | No Data | No Data | No Data | No Data | -10.2113 | -14.4756 | No Data | No Data | No Data | No Data | No Data | No Data | No Data | No Data | 35.6 | 70.8011 | -24.115 | -28.8988 | -61.9 | -61.9679
2018-12-21 10:30 | No Data | No Data | No Data | No Data | -22.8214 | -24.1836 | No Data | No Data | No Data | No Data | No Data | No Data | No Data | No Data | 37.2 | 71.619 | -29.575 | -35.2118 | -70.9 | -71.0243
2018-12-21 11:00 | No Data | No Data | No Data | No Data | -26.8742 | -27.2341 | No Data | No Data | No Data | No Data | No Data | No Data | No Data | No Data | 56 | 85.0412 | -54.6 | -60.0617 | -91.4 | -91.9001
2018-12-21 11:30 | No Data | No Data | No Data | No Data | -33.4905 | -33.4905 | No Data | No Data | No Data | No Data | No Data | No Data | No Data | No Data | 92.8 | 114.5761 | -91.91 | -98.3611 | -126.2 | -126.7049
2018-12-21 12:00 | No Data | No Data | No Data | No Data | -34.9676 | -34.9676 | No Data | No Data | No Data | No Data | No Data | No Data | No Data | No Data | 62 | 89.3944 | -74.62 | -80.2672 | -106 | -106.0832
2018-12-21 12:30 | No Data | No Data | No Data | No Data | -30.1579 | -30.3906 | No Data | No Data | No Data | No Data | No Data | No Data | No Data | No Data | 30 | 69.9588 | -40.95 | -46.1976 | -72.3 | -72.9346
2018-12-21 13:00 | No Data | No Data | No Data | No Data | -32.7703 | -32.9846 | No Data | No Data | No Data | No Data | No Data | No Data | No Data | No Data | 32 | 72.2706 | -48.23 | -54.5469 | -68.7 | -69.3401
2018-12-21 13:30 | No Data | No Data | No Data | No Data | -35.7366 | -35.8968 | No Data | No Data | No Data | No Data | No Data | No Data | No Data | No Data | 27.6 | 64.9554 | -43.225 | -45.9099 | -76.8 | -79.5339
2018-12-21 14:00 | No Data | No Data | No Data | No Data | -33.637 | -33.637 | No Data | No Data | No Data | No Data | No Data | No Data | No Data | No Data | 50.4 | 78.3592 | -64.61 | -67.7767 | -82.4 | -82.8901
2018-12-21 14:30 | No Data | No Data | No Data | No Data | -44.1962 | -44.2305 | No Data | No Data | No Data | No Data | No Data | No Data | No Data | No Data | 50.4 | 79.2818 | -66.885 | -70.0833 | -76.2 | -77.6817
2018-12-21 15:00 | No Data | No Data | No Data | No Data | -42.768 | -42.8096 | No Data | No Data | No Data | No Data | No Data | No Data | No Data | No Data | 59.2 | 83.4391 | -72.8 | -76.1374 | -94 | -95.5427
2018-12-21 15:30 | No Data | No Data | No Data | No Data | -46.1494 | -46.5847 | No Data | No Data | No Data | No Data | No Data | No Data | No Data | No Data | 70.8 | 92.8043 | -88.27 | -91.8739 | -118.6 | -120.7262
2018-12-21 16:00 | No Data | No Data | No Data | No Data | -37.4823 | -37.6949 | No Data | No Data | No Data | No Data | No Data | No Data | No Data | No Data | 74.8 | 96.1416 | -87.815 | -91.3111 | -104.5 | -104.8868
2018-12-21 16:30 | No Data | No Data | No Data | No Data | -42.6093 | -43.2967 | No Data | No Data | No Data | No Data | No Data | No Data | No Data | No Data | 78.8 | 99.7741 | -93.73 | -97.6248 | -113.9 | -114.202
2018-12-21 17:00 | No Data | No Data | No Data | No Data | -39.4354 | -40.0372 | No Data | No Data | No Data | No Data | No Data | No Data | No Data | No Data | 77.6 | 98.5819 | -92.365 | -95.937 | -114.4 | -114.4158
2018-12-21 17:30 | No Data | No Data | No Data | No Data | -37.3846 | -37.9126 | No Data | No Data | No Data | No Data | No Data | No Data | No Data | No Data | 50.8 | 78.617 | -66.885 | -69.9488 | -95.6 | -95.7359
2018-12-21 18:00 | No Data | No Data | No Data | No Data | -36.3592 | -36.4423 | No Data | No Data | No Data | No Data | No Data | No Data | No Data | No Data | 79.6 | 100.8968 | -93.73 | -97.8832 | -95.2 | -95.3016
2018-12-21 18:30 | No Data | No Data | No Data | No Data | -31.7937 | -31.8044 | No Data | No Data | No Data | No Data | No Data | No Data | No Data | No Data | 71.2 | 94.411 | -66.43 | -69.928 | -64.4 | -64.9717
2018-12-21 19:00 | No Data | No Data | No Data | No Data | -31.7937 | -32.5845 | No Data | No Data | No Data | No Data | No Data | No Data | No Data | No Data | 76.8 | 98.452 | -56.875 | -59.9996 | -74.1 | -74.1357
2018-12-21 19:30 | No Data | No Data | No Data | No Data | -22.8702 | -26.1192 | No Data | No Data | No Data | No Data | No Data | No Data | No Data | No Data | 76.4 | 96.652 | -55.51 | -58.7073 | -34.2 | -36.3109
2018-12-21 20:00 | No Data | No Data | No Data | No Data | -10.8217 | -19.5777 | No Data | No Data | No Data | No Data | No Data | No Data | No Data | No Data | 51.2 | 75.2893 | -27.755 | -30.171 | -2.7 | -18.9929
2018-12-21 20:30 | No Data | No Data | No Data | No Data | -7.2328 | -19.3984 | No Data | No Data | No Data | No Data | No Data | No Data | No Data | No Data | 39.6 | 68.5869 | -6.825 | -6.9602 | 22.9 | 27.8927
2018-12-21 21:00 | No Data | No Data | No Data | No Data | -5.0355 | -18.6436 | No Data | No Data | No Data | No Data | No Data | No Data | No Data | No Data | 49.2 | 76.6686 | -14.105 | -14.105 | 13.1 | 19.3933
2018-12-21 21:30 | No Data | No Data | No Data | No Data | 1.7884 | 17.9507 | No Data | No Data | No Data | No Data | No Data | No Data | No Data | No Data | 22.8 | 60.4635 | 12.285 | 12.6912 | 39.4 | 42.3392
2018-12-21 22:00 | No Data | No Data | No Data | No Data | 9.1737 | 25.2659 | No Data | No Data | No Data | No Data | No Data | No Data | No Data | No Data | 10.8 | 55.0694 | 22.295 | 22.7545 | 50.8 | 53.9282
2018-12-21 22:30 | No Data | No Data | No Data | No Data | 18.8663 | 30.1686 | No Data | No Data | No Data | No Data | No Data | No Data | No Data | No Data | 8.4 | 53.464 | 26.39 | 26.9489 | 57.6 | 60.7157
2018-12-21 23:00 | No Data | No Data | No Data | No Data | 14.9599 | 27.8928 | No Data | No Data | No Data | No Data | No Data | No Data | No Data | No Data | 0.4 | 53.6015 | 31.85 | 32.4808 | 62.3 | 66.1037
2018-12-21 23:30 | No Data | No Data | No Data | No Data | 23.8346 | 34.7052 | No Data | No Data | No Data | No Data | No Data | No Data | No Data | No Data | -2.4 | -52.8545 | 33.67 | 34.448 | 68.3 | 71.9106
2018-12-22 | No Data | No Data | No Data | No Data | 33.4173 | 41.8697 | No Data | No Data | No Data | No Data | No Data | No Data | No Data | No Data | -12 | -50.2538 | 43.68 | 44.5273 | 82.9 | 86.8517
2018-12-22 00:30 | No Data | No Data | No Data | No Data | 45.6245 | 50.5845 | No Data | No Data | No Data | No Data | No Data | No Data | No Data | No Data | 0.8 | 50.8063 | 33.215 | 34.0034 | 82.7 | 87.0582
2018-12-22 01:00 | No Data | No Data | No Data | No Data | 45.832 | 51.5246 | No Data | No Data | No Data | No Data | No Data | No Data | No Data | No Data | -7.2 | -52.8394 | 39.585 | 39.9598 | 81.4 | 85.7296
2018-12-22 01:30 | No Data | No Data | No Data | No Data | 28.3513 | 37.9169 | No Data | No Data | No Data | No Data | No Data | No Data | No Data | No Data | -8.4 | -53.464 | 40.495 | 40.8614 | 76.9 | 80.7085
2018-12-22 02:00 | No Data | No Data | No Data | No Data | 26.7521 | 37.9196 | No Data | No Data | No Data | No Data | No Data | No Data | No Data | No Data | -10 | -54.1317 | 40.495 | 40.9247 | 73.1 | 76.2245
2018-12-22 02:30 | No Data | No Data | No Data | No Data | 29.6818 | 38.9219 | No Data | No Data | No Data | No Data | No Data | No Data | No Data | No Data | -6.4 | -55.9671 | 37.765 | 38.1577 | 69.5 | 72.1033
2018-12-22 03:00 | No Data | No Data | No Data | No Data | 24.506 | 36.4059 | No Data | No Data | No Data | No Data | No Data | No Data | No Data | No Data | -6.4 | -54.7299 | 34.125 | 34.8008 | 64 | 65.0969
2018-12-22 03:30 | No Data | No Data | No Data | No Data | 16.8154 | 31.7428 | No Data | No Data | No Data | No Data | No Data | No Data | No Data | No Data | 2 | 58.0345 | 25.935 | 26.2563 | 54 | 53.9134
2018-12-22 04:00 | No Data | No Data | No Data | No Data | 14.9599 | 31.2064 | No Data | No Data | No Data | No Data | No Data | No Data | No Data | No Data | -5.6 | -55.8813 | 33.215 | 33.7376 | 60.1 | 60.8001
2018-12-22 04:30 | No Data | No Data | No Data | No Data | 13.8857 | 30.7059 | No Data | No Data | No Data | No Data | No Data | No Data | No Data | No Data | -6 | -55.5251 | 33.67 | 34.1856 | 59.7 | 60.5991
2018-12-22 05:00 | No Data | No Data | No Data | No Data | 14.0444 | 30.778 | No Data | No Data | No Data | No Data | No Data | No Data | No Data | No Data | -3.2 | -55.2927 | 31.395 | 31.9474 | 59.1 | 60.2665
2018-12-22 05:30 | No Data | No Data | No Data | No Data | 19.8306 | 33.8127 | No Data | No Data | No Data | No Data | No Data | No Data | No Data | No Data | 1.2 | 57.2685 | 24.57 | 25.1694 | 53.5 | 54.4083
2018-12-22 06:00 | No Data | No Data | No Data | No Data | 23.8346 | 36.3061 | No Data | No Data | No Data | No Data | No Data | No Data | No Data | No Data | 1.6 | 57.65 | 26.39 | 26.8604 | 54.9 | 55.4099
2018-12-22 06:30 | No Data | No Data | No Data | No Data | 27.4235 | 38.7568 | No Data | No Data | No Data | No Data | No Data | No Data | No Data | No Data | 1.2 | 54.0133 | 29.12 | 29.3466 | 53.7 | 54.7522
2018-12-22 07:00 | No Data | No Data | No Data | No Data | 32.7581 | 41.4725 | No Data | No Data | No Data | No Data | No Data | No Data | No Data | No Data | -9.6 | -46.5996 | 30.03 | 30.061 | 39.9 | 40.1877
2018-12-22 07:30 | No Data | No Data | No Data | No Data | 32.7581 | 41.4725 | No Data | No Data | No Data | No Data | No Data | No Data | No Data | No Data | -17.6 | -50.3746 | 18.2 | 18.2057 | 6.7 | 6.7602
2018-12-22 08:00 | No Data | No Data | No Data | No Data | 36.1395 | 45.1606 | No Data | No Data | No Data | No Data | No Data | No Data | No Data | No Data | -14.4 | -50.4967 | 0 | 0 | -27.9 | -28.4369
2018-12-22 08:30 | No Data | No Data | No Data | No Data | 28.9616 | 39.6509 | No Data | No Data | No Data | No Data | No Data | No Data | No Data | No Data | -5.6 | -49.5177 | -7.28 | -8.5849 | -42.7 | -43.9014
2018-12-22 09:00 | No Data | No Data | No Data | No Data | 20.0381 | 33.689 | No Data | No Data | No Data | No Data | No Data | No Data | No Data | No Data | -3.2 | -49.7031 | -11.375 | -12.6175 | -46.8 | -47.6575
2018-12-22 09:30 | No Data | No Data | No Data | No Data | 10.663 | 27.2075 | No Data | No Data | No Data | No Data | No Data | No Data | No Data | No Data | 0.4 | 49.6016 | -12.285 | -13.8383 | -50.1 | -50.7347
2018-12-22 10:00 | No Data | No Data | No Data | No Data | 14.6548 | 30.471 | No Data | No Data | No Data | No Data | No Data | No Data | No Data | No Data | 7.6 | 50.9698 | -19.11 | -20.7911 | -57.6 | -58.9835
2018-12-22 10:30 | No Data | No Data | No Data | No Data | 14.3008 | 30.3023 | No Data | No Data | No Data | No Data | No Data | No Data | No Data | No Data | 6 | 50.3587 | -15.47 | -17.296 | -56.3 | -57.2165
2018-12-22 11:00 | No Data | No Data | No Data | No Data | 9.4301 | 29.89 | No Data | No Data | No Data | No Data | No Data | No Data | No Data | No Data | 3.6 | 50.1294 | -16.38 | -18.3134 | -56.5 | -58.0756
2018-12-22 11:30 | No Data | No Data | No Data | No Data | 11.0658 | 30.4457 | No Data | No Data | No Data | No Data | No Data | No Data | No Data | No Data | 4.8 | 51.4245 | -17.29 | -19.3308 | -56.3 | -57.5233
2018-12-22 12:00 | No Data | No Data | No Data | No Data | 10.0404 | 30.0882 | No Data | No Data | No Data | No Data | No Data | No Data | No Data | No Data | -1.6 | -50.8252 | -9.1 | -11.375 | -45.7 | -46.233
2018-12-22 12:30 | No Data | No Data | No Data | No Data | 5.1209 | 27.1539 | No Data | No Data | No Data | No Data | No Data | No Data | No Data | No Data | -3.6 | -50.04 | -9.555 | -11.7422 | -50.4 | -51.6732
2018-12-22 13:00 | No Data | No Data | No Data | No Data | 8.246 | 29.5378 | No Data | No Data | No Data | No Data | No Data | No Data | No Data | No Data | -0.4 | -49.6016 | -11.375 | -12.821 | -53 | -53.3164
2018-12-22 13:30 | No Data | No Data | No Data | No Data | 12.7138 | 31.0826 | No Data | No Data | No Data | No Data | No Data | No Data | No Data | No Data | -6.8 | -47.6873 | -5.46 | -6.825 | -41.7 | -41.7173
2018-12-22 14:00 | No Data | No Data | No Data | No Data | 12.5551 | 31.018 | No Data | No Data | No Data | No Data | No Data | No Data | No Data | No Data | 9.2 | 51.2328 | -22.75 | -24.029 | -63.8 | -64.1103
2018-12-22 14:30 | No Data | No Data | No Data | No Data | 6.0487 | 27.2964 | No Data | No Data | No Data | No Data | No Data | No Data | No Data | No Data | 21.2 | 55.7853 | -35.035 | -37.1264 | -77.3 | -79.0373
2018-12-22 15:00 | No Data | No Data | No Data | No Data | 0.0061036 | 26.6178 | No Data | No Data | No Data | No Data | No Data | No Data | No Data | No Data | 26 | 58.4958 | -39.13 | -40.8792 | -79.2 | -79.4121
2018-12-22 15:30 | No Data | No Data | No Data | No Data | 4.4495 | 26.9872 | No Data | No Data | No Data | No Data | No Data | No Data | No Data | No Data | 1.2 | 48.8148 | -15.015 | -16.3103 | -53.3 | -53.4652
2018-12-22 16:00 | No Data | No Data | No Data | No Data | 7.1229 | 23.2206 | No Data | No Data | No Data | No Data | No Data | No Data | No Data | No Data | 7.6 | 49.7835 | -19.565 | -20.8755 | -54.9 | -54.9329
2018-12-22 16:30 | No Data | No Data | No Data | No Data | 5.7923 | 21.0228 | No Data | No Data | No Data | No Data | No Data | No Data | No Data | No Data | -10.8 | -48.03 | -3.185 | -4.1949 | -38.8 | -38.8104
2018-12-22 17:00 | No Data | No Data | No Data | No Data | 13.8369 | 24.4921 | No Data | No Data | No Data | No Data | No Data | No Data | No Data | No Data | -14 | -48.8492 | -1.365 | -1.6405 | -32.8 | -32.8219
2018-12-22 17:30 | No Data | No Data | No Data | No Data | 15.9365 | 27.0796 | No Data | No Data | No Data | No Data | No Data | No Data | No Data | No Data | -16.4 | -48.4595 | -1.365 | -1.9304 | -32.4 | -32.4888
2018-12-22 18:00 | No Data | No Data | No Data | No Data | 17.377 | 27.9516 | No Data | No Data | No Data | No Data | No Data | No Data | No Data | No Data | -14 | -47.7007 | 1.365 | 3.0522 | -12.6 | -15.0881
2018-12-22 18:30 | No Data | No Data | No Data | No Data | 18.6099 | 30.0089 | No Data | No Data | No Data | No Data | No Data | No Data | No Data | No Data | -26.8 | -51.5193 | 10.92 | 10.92 | -13.5 | -14.1382
2018-12-22 19:00 | No Data | No Data | No Data | No Data | 24.0909 | 34.8464 | No Data | No Data | No Data | No Data | No Data | No Data | No Data | No Data | -27.2 | -51.0498 | 14.105 | 14.105 | 8.7 | 13.1795
2018-12-22 19:30 | No Data | No Data | No Data | No Data | 27.3259 | 37.1565 | No Data | No Data | No Data | No Data | No Data | No Data | No Data | No Data | -22.4 | -47.2474 | 28.21 | 28.3016 | 28.9 | 32.5149
2018-12-22 20:00 | No Data | No Data | No Data | No Data | 27.3259 | 37.1565 | No Data | No Data | No Data | No Data | No Data | No Data | No Data | No Data | -14 | -40.1218 | 40.95 | 41.0737 | 62.6 | 65.1642
2018-12-22 20:30 | No Data | No Data | No Data | No Data | 32.7581 | 41.3158 | No Data | No Data | No Data | No Data | No Data | No Data | No Data | No Data | -8.4 | -46.3672 | 42.77 | 43.3852 | 73.8 | 76.2819
2018-12-22 21:00 | No Data | No Data | No Data | No Data | 30.8537 | 39.8228 | No Data | No Data | No Data | No Data | No Data | No Data | No Data | No Data | -12 | -47.9266 | 46.865 | 47.5753 | 78.2 | 81.484
2018-12-22 21:30 | No Data | No Data | No Data | No Data | 30.4997 | 39.5491 | No Data | No Data | No Data | No Data | No Data | No Data | No Data | No Data | -3.2 | -49.304 | 38.675 | 39.2726 | 68.7 | 72.1978
2018-12-22 22:00 | No Data | No Data | No Data | No Data | 30.4997 | 39.5491 | No Data | No Data | No Data | No Data | No Data | No Data | No Data | No Data | -2.4 | -50.0576 | 37.31 | 37.776 | 67.5 | 70.0961
2018-12-22 22:30 | No Data | No Data | No Data | No Data | 44.9531 | 51.5236 | No Data | No Data | No Data | No Data | No Data | No Data | No Data | No Data | -2 | -50.8394 | 35.945 | 36.5872 | 70.6 | 72.8833
2018-12-22 23:00 | No Data | No Data | No Data | No Data | 46.6499 | 53.0105 | No Data | No Data | No Data | No Data | No Data | No Data | No Data | No Data | -3.2 | -51.6991 | 34.58 | 35.2471 | 66.3 | 68.3465
2018-12-22 23:30 | No Data | No Data | No Data | No Data | 53.5225 | 59.8906 | No Data | No Data | No Data | No Data | No Data | No Data | No Data | No Data | -5.6 | -51.1077 | 37.765 | 38.549 | 74.5 | 76.7626
2018-12-23 | No Data | No Data | No Data | No Data | 60.4929 | 66.1937 | No Data | No Data | No Data | No Data | No Data | No Data | No Data | No Data | -4.8 | -51.8228 | 36.855 | 37.5671 | 74.5 | 77.0351
2018-12-23 00:30 | No Data | No Data | No Data | No Data | 70.4417 | 73.7367 | No Data | No Data | No Data | No Data | No Data | No Data | No Data | No Data | -2.8 | -51.7254 | 35.945 | 36.7678 | 83.1 | 87.1927
2018-12-23 01:00 | No Data | No Data | No Data | No Data | 64.741 | 68.8717 | No Data | No Data | No Data | No Data | No Data | No Data | No Data | No Data | -13.2 | -54.037 | 46.41 | 46.8451 | 87.3 | 90.1779
2018-12-23 01:30 | No Data | No Data | No Data | No Data | 58.027 | 63.9276 | No Data | No Data | No Data | No Data | No Data | No Data | No Data | No Data | -17.6 | -54.8977 | 49.595 | 50.0624 | 86.4 | 88.9629
2018-12-23 02:00 | No Data | No Data | No Data | No Data | 51.0567 | 59.7184 | No Data | No Data | No Data | No Data | No Data | No Data | No Data | No Data | -12.8 | -54.7182 | 44.59 | 44.87 | 76.2 | 78.2287
2018-12-23 02:30 | No Data | No Data | No Data | No Data | 54.4869 | 62.6764 | No Data | No Data | No Data | No Data | No Data | No Data | No Data | No Data | -15.2 | -54.5601 | 44.59 | 45.1804 | 75.6 | 77.2539
2018-12-23 03:00 | No Data | No Data | No Data | No Data | 54.4869 | 62.6764 | No Data | No Data | No Data | No Data | No Data | No Data | No Data | No Data | -16.8 | -54.6465 | 44.135 | 44.8885 | 73.5 | 74.9003
2018-12-23 03:30 | No Data | No Data | No Data | No Data | 52.8023 | 61.2175 | No Data | No Data | No Data | No Data | No Data | No Data | No Data | No Data | -15.6 | -55.4401 | 43.225 | 43.9941 | 69.4 | 70.6629
2018-12-23 04:00 | No Data | No Data | No Data | No Data | 49.4209 | 59.6654 | No Data | No Data | No Data | No Data | No Data | No Data | No Data | No Data | -13.6 | -55.2985 | 41.86 | 42.6537 | 66.7 | 67.8246
2018-12-23 04:30 | No Data | No Data | No Data | No Data | 46.1372 | 56.9752 | No Data | No Data | No Data | No Data | No Data | No Data | No Data | No Data | -10 | -54.9181 | 38.675 | 39.2726 | 62.7 | 63.6404
2018-12-23 05:00 | No Data | No Data | No Data | No Data | 46.1372 | 56.9752 | No Data | No Data | No Data | No Data | No Data | No Data | No Data | No Data | -8.4 | -55.0447 | 35.49 | 36.229 | 60 | 61.2478
2018-12-23 05:30 | No Data | No Data | No Data | No Data | 47.8218 | 57.4261 | No Data | No Data | No Data | No Data | No Data | No Data | No Data | No Data | -6 | -55.9228 | 33.215 | 34.0034 | 58.8 | 59.7478
2018-12-23 06:00 | No Data | No Data | No Data | No Data | 51.2154 | 60.2815 | No Data | No Data | No Data | No Data | No Data | No Data | No Data | No Data | -8 | -54.5894 | 35.035 | 35.7834 | 61.4 | 62.5425
2018-12-23 06:30 | No Data | No Data | No Data | No Data | 54.4869 | 61.4498 | No Data | No Data | No Data | No Data | No Data | No Data | No Data | No Data | -3.2 | -51.7254 | 32.76 | 33.2897 | 55.3 | 56.3067
2018-12-23 07:00 | No Data | No Data | No Data | No Data | 56.1349 | 62.9157 | No Data | No Data | No Data | No Data | No Data | No Data | No Data | No Data | -11.6 | -46.2774 | 32.305 | 32.4201 | 40.5 | 41.2826
2018-12-23 07:30 | No Data | No Data | No Data | No Data | 56.1349 | 62.9157 | No Data | No Data | No Data | No Data | No Data | No Data | No Data | No Data | -16.4 | -48.0833 | 20.475 | 20.5205 | 10.7 | 10.7
2018-12-23 08:00 | No Data | No Data | No Data | No Data | 56.1349 | 62.1889 | No Data | No Data | No Data | No Data | No Data | No Data | No Data | No Data | -20.4 | -51.7873 | 2.275 | 2.275 | -20.5 | -21.4758
2018-12-23 08:30 | No Data | No Data | No Data | No Data | 50.4463 | 57.8972 | No Data | No Data | No Data | No Data | No Data | No Data | No Data | No Data | -18 | -51.6387 | 0.91 | 1.2869 | -32.2 | -33.7171
2018-12-23 09:00 | No Data | No Data | No Data | No Data | 53.5225 | 59.7978 | No Data | No Data | No Data | No Data | No Data | No Data | No Data | No Data | -18 | -50.5157 | 1.365 | 1.9304 | -35.4 | -37.476
2018-12-23 09:30 | No Data | No Data | No Data | No Data | 50.1289 | 57.6209 | No Data | No Data | No Data | No Data | No Data | No Data | No Data | No Data | -19.2 | -50.2155 | 5.005 | 5.7011 | -30.4 | -32.5682
2018-12-23 10:00 | No Data | No Data | No Data | No Data | 48.4443 | 57.0323 | No Data | No Data | No Data | No Data | No Data | No Data | No Data | No Data | -18 | -49.7691 | 4.55 | 5.3062 | -32.3 | -33.6964
2018-12-23 10:30 | No Data | No Data | No Data | No Data | 45.0019 | 55.1 | No Data | No Data | No Data | No Data | No Data | No Data | No Data | No Data | -20.8 | -50.1199 | 6.825 | 7.3507 | -33.5 | -34.442
2018-12-23 11:00 | No Data | No Data | No Data | No Data | 41.6815 | 51.0569 | No Data | No Data | No Data | No Data | No Data | No Data | No Data | No Data | -21.2 | -49.5629 | 8.19 | 8.3898 | -31.1 | -31.9002
2018-12-23 11:30 | No Data | No Data | No Data | No Data | 41.6815 | 51.0569 | No Data | No Data | No Data | No Data | No Data | No Data | No Data | No Data | -20 | -48.6966 | 9.1 | 9.2802 | -32.6 | -33.1475
2018-12-23 12:00 | No Data | No Data | No Data | No Data | 35.6756 | 47.4473 | No Data | No Data | No Data | No Data | No Data | No Data | No Data | No Data | -17.6 | -48.1331 | 6.37 | 7.1219 | -31.6 | -32.2219
2018-12-23 12:30 | No Data | No Data | No Data | No Data | 35.6756 | 47.079 | No Data | No Data | No Data | No Data | No Data | No Data | No Data | No Data | -23.2 | -50.4508 | 10.01 | 10.1741 | -28.9 | -29.4002
2018-12-23 13:00 | No Data | No Data | No Data | No Data | 35.6756 | 48.302 | No Data | No Data | No Data | No Data | No Data | No Data | No Data | No Data | -24.4 | -50.3126 | 11.83 | 11.9692 | -28.7 | -29.0986
2018-12-23 13:30 | No Data | No Data | No Data | No Data | 34.0398 | 45.4776 | No Data | No Data | No Data | No Data | No Data | No Data | No Data | No Data | -24.4 | -50.6628 | 10.92 | 11.005 | -28 | -28.2703
2018-12-23 14:00 | No Data | No Data | No Data | No Data | 30.7073 | 43.1084 | No Data | No Data | No Data | No Data | No Data | No Data | No Data | No Data | -21.6 | -48.6572 | 10.01 | 10.1741 | -26 | -26.1199
2018-12-23 14:30 | No Data | No Data | No Data | No Data | 30.7073 | 43.1084 | No Data | No Data | No Data | No Data | No Data | No Data | No Data | No Data | -24.4 | -49.6677 | 14.56 | 14.6238 | -24.8 | -24.8727
2018-12-23 15:00 | No Data | No Data | No Data | No Data | 30.7073 | 43.1084 | No Data | No Data | No Data | No Data | No Data | No Data | No Data | No Data | -26.4 | -50.9698 | 14.56 | 14.6238 | -21.8 | -21.8147
2018-12-23 15:30 | No Data | No Data | No Data | No Data | 31.6838 | 42.6552 | No Data | No Data | No Data | No Data | No Data | No Data | No Data | No Data | -27.6 | -51.264 | 16.38 | 16.3863 | -17.7 | -17.8241
2018-12-23 16:00 | No Data | No Data | No Data | No Data | 36.9085 | 45.5913 | No Data | No Data | No Data | No Data | No Data | No Data | No Data | No Data | -30.4 | -51.524 | 17.29 | 17.296 | -12.9 | -14.0631
2018-12-23 16:30 | No Data | No Data | No Data | No Data | 38.703 | 45.8679 | No Data | No Data | No Data | No Data | No Data | No Data | No Data | No Data | -28.8 | -50.5964 | 18.2 | 18.2057 | -11.4 | -12.9769
2018-12-23 17:00 | No Data | No Data | No Data | No Data | 42.1942 | 48.8497 | No Data | No Data | No Data | No Data | No Data | No Data | No Data | No Data | -36.4 | -54.3794 | 24.115 | 24.2221 | -3.2 | -12.2262
2018-12-23 17:30 | No Data | No Data | No Data | No Data | 40.3387 | 48.1619 | No Data | No Data | No Data | No Data | No Data | No Data | No Data | No Data | -41.2 | -56.869 | 28.21 | 28.3418 | 5.4 | 15.5666
2018-12-23 18:00 | No Data | No Data | No Data | No Data | 40.3998 | 48.2131 | No Data | No Data | No Data | No Data | No Data | No Data | No Data | No Data | -53.6 | -65.0169 | 40.95 | 41.2547 | 21.7 | 27.7521
2018-12-23 18:30 | No Data | No Data | No Data | No Data | 45.417 | 52.4886 | No Data | No Data | No Data | No Data | No Data | No Data | No Data | No Data | -50.4 | -63.605 | 39.585 | 39.752 | 21.7 | 29.3084
2018-12-23 19:00 | No Data | No Data | No Data | No Data | 46.4912 | 53.4208 | No Data | No Data | No Data | No Data | No Data | No Data | No Data | No Data | -73.6 | -80.4159 | 65.975 | 66.2818 | 59.6 | 66.7245
2018-12-23 19:30 | No Data | No Data | No Data | No Data | 53.7179 | 65.2724 | No Data | No Data | No Data | No Data | No Data | No Data | No Data | No Data | -84 | -87.3613 | 96.46 | 96.7696 | 107.7 | 114.2707
2018-12-23 20:00 | No Data | No Data | No Data | No Data | 56.9528 | 68.955 | No Data | No Data | No Data | No Data | No Data | No Data | No Data | No Data | -51.6 | -60.0933 | 81.9 | 82.0818 | 111.2 | 118.7617
2018-12-23 20:30 | No Data | No Data | No Data | No Data | 56.1837 | 68.6142 | No Data | No Data | No Data | No Data | No Data | No Data | No Data | No Data | -46.4 | -61.2614 | 83.72 | 84.1196 | 122.3 | 127.9201
2018-12-23 21:00 | No Data | No Data | No Data | No Data | 54.548 | 68.6575 | No Data | No Data | No Data | No Data | No Data | No Data | No Data | No Data | -45.2 | -61.1595 | 82.355 | 82.8562 | 121.4 | 128.0091
2018-12-23 21:30 | No Data | No Data | No Data | No Data | 56.2325 | 70.0033 | No Data | No Data | No Data | No Data | No Data | No Data | No Data | No Data | -58 | -69.1213 | 96.915 | 97.188 | 135.3 | 140.0681
2018-12-23 22:00 | No Data | No Data | No Data | No Data | 52.8023 | 62.5799 | No Data | No Data | No Data | No Data | No Data | No Data | No Data | No Data | -34 | -56.8802 | 70.98 | 71.2653 | 106.2 | 110.2211
2018-12-23 22:30 | No Data | No Data | No Data | No Data | 58.5885 | 65.383 | No Data | No Data | No Data | No Data | No Data | No Data | No Data | No Data | -35.6 | -58.8014 | 69.16 | 69.4959 | 107.7 | 112.1004
2018-12-23 23:00 | No Data | No Data | No Data | No Data | 60.3342 | 66.9517 | No Data | No Data | No Data | No Data | No Data | No Data | No Data | No Data | -64.4 | -75.3923 | 100.555 | 100.888 | 136.2 | 140.6252
2018-12-23 23:30 | No Data | No Data | No Data | No Data | 65.4124 | 71.5618 | No Data | No Data | No Data | No Data | No Data | No Data | No Data | No Data | -35.2 | -58.5601 | 70.07 | 70.4472 | 110.4 | 114.5891
2018-12-24 | No Data | No Data | No Data | No Data | 67.0481 | 72.1565 | No Data | No Data | No Data | No Data | No Data | No Data | No Data | No Data | -35.6 | -58.8014 | 70.525 | 70.9479 | 113.1 | 117.0112
2018-12-24 00:30 | No Data | No Data | No Data | No Data | 73.3593 | 77.5121 | No Data | No Data | No Data | No Data | No Data | No Data | No Data | No Data | -28.8 | -55.9771 | 63.7 | 64.2243 | 114.7 | 120.0977
2018-12-24 01:00 | No Data | No Data | No Data | No Data | 66.7918 | 71.328 | No Data | No Data | No Data | No Data | No Data | No Data | No Data | No Data | -32.4 | -57.5806 | 67.34 | 67.7324 | 110.9 | 114.4046
2018-12-24 01:30 | No Data | No Data | No Data | No Data | 61.7746 | 67.3039 | No Data | No Data | No Data | No Data | No Data | No Data | No Data | No Data | -28 | -54.5366 | 60.97 | 61.8616 | 99.5 | 101.0621
2018-12-24 02:00 | No Data | No Data | No Data | No Data | 54.902 | 61.8182 | No Data | No Data | No Data | No Data | No Data | No Data | No Data | No Data | -24 | -52.9513 | 57.33 | 58.2773 | 91.8 | 94.81
2018-12-24 02:30 | No Data | No Data | No Data | No Data | 54.902 | 61.8182 | No Data | No Data | No Data | No Data | No Data | No Data | No Data | No Data | -24.4 | -53.8457 | 55.055 | 56.0408 | 89.8 | 92.2001
2018-12-24 03:00 | No Data | No Data | No Data | No Data | 49.9336 | 57.4511 | No Data | No Data | No Data | No Data | No Data | No Data | No Data | No Data | -24.4 | -55.2768 | 51.87 | 52.9151 | 81.9 | 83.8979
2018-12-24 03:30 | No Data | No Data | No Data | No Data | 48.2856 | 57.066 | No Data | No Data | No Data | No Data | No Data | No Data | No Data | No Data | -25.6 | -55.8168 | 54.6 | 55.5938 | 82 | 83.5273
2018-12-24 04:00 | No Data | No Data | No Data | No Data | 46.54 | 56.5359 | No Data | No Data | No Data | No Data | No Data | No Data | No Data | No Data | -27.6 | -56.0642 | 55.51 | 56.6635 | 83.6 | 84.4494
2018-12-24 04:30 | No Data | No Data | No Data | No Data | 41.474 | 52.4446 | No Data | No Data | No Data | No Data | No Data | No Data | No Data | No Data | -17.2 | -54.7708 | 44.59 | 45.6998 | 70.9 | 71.3311
2018-12-24 05:00 | No Data | No Data | No Data | No Data | 38.0316 | 48.7278 | No Data | No Data | No Data | No Data | No Data | No Data | No Data | No Data | -12 | -55.3173 | 37.765 | 38.7419 | 64.6 | 66.0367
2018-12-24 05:30 | No Data | No Data | No Data | No Data | 38.0316 | 47.7149 | No Data | No Data | No Data | No Data | No Data | No Data | No Data | No Data | -9.6 | -55.2406 | 36.855 | 37.8553 | 63.2 | 64.9327
2018-12-24 06:00 | No Data | No Data | No Data | No Data | 38.0316 | 47.7149 | No Data | No Data | No Data | No Data | No Data | No Data | No Data | No Data | -8.4 | -55.4401 | 31.85 | 32.8861 | 61.9 | 63.668
2018-12-24 06:30 | No Data | No Data | No Data | No Data | 36.0906 | 45.1215 | No Data | No Data | No Data | No Data | No Data | No Data | No Data | No Data | -6 | -52.0461 | 32.305 | 33.1151 | 60.3 | 61.7066
2018-12-24 07:00 | No Data | No Data | No Data | No Data | 34.345 | 43.7378 | No Data | No Data | No Data | No Data | No Data | No Data | No Data | No Data | -13.2 | -45.9373 | 31.85 | 32.1734 | 44.6 | 46.456
2018-12-24 07:30 | No Data | No Data | No Data | No Data | 32.5017 | 39.7418 | No Data | No Data | No Data | No Data | No Data | No Data | No Data | No Data | -16 | -46.0678 | 17.745 | 17.9538 | 15.1 | 16.86
2018-12-24 08:00 | No Data | No Data | No Data | No Data | 28.8029 | 35.7191 | No Data | No Data | No Data | No Data | No Data | No Data | No Data | No Data | -20.4 | -49.5903 | 3.64 | 3.752 | -11.1 | -11.1544
2018-12-24 08:30 | No Data | No Data | No Data | No Data | 27.985 | 36.1724 | No Data | No Data | No Data | No Data | No Data | No Data | No Data | No Data | -15.2 | -48.4463 | 0 | 0 | -25.9 | -26.3973
2018-12-24 09:00 | No Data | No Data | No Data | No Data | 27.985 | 37.2384 | No Data | No Data | No Data | No Data | No Data | No Data | No Data | No Data | -18.4 | -48.8016 | 1.365 | 1.6405 | -26.9 | -26.1553
2018-12-24 09:30 | No Data | No Data | No Data | No Data | 21.6861 | 32.7693 | No Data | No Data | No Data | No Data | No Data | No Data | No Data | No Data | -14.4 | -48.2012 | 0.91 | 1.6405 | -32 | -32.04
2018-12-24 10:00 | No Data | No Data | No Data | No Data | 4.5594 | 21.611 | No Data | No Data | No Data | No Data | No Data | No Data | No Data | No Data | -8 | -47.8732 | -2.275 | -3.9141 | -36 | -36.0312
2018-12-24 10:30 | No Data | No Data | No Data | No Data | -8.0018 | -18.6333 | No Data | No Data | No Data | No Data | No Data | No Data | No Data | No Data | -12.8 | -48.1332 | 0.455 | 1.4388 | -32.6 | -32.6221
2018-12-24 11:00 | No Data | No Data | No Data | No Data | -7.3915 | -18.3794 | No Data | No Data | No Data | No Data | No Data | No Data | No Data | No Data | -14.4 | -47.4384 | 1.365 | 1.9304 | -29.7 | -30.0696
2018-12-24 11:30 | No Data | No Data | No Data | No Data | -3.8025 | -18.6955 | No Data | No Data | No Data | No Data | No Data | No Data | No Data | No Data | -17.6 | -47.0183 | 6.825 | 7.1942 | -25.7 | -26.6627
2018-12-24 12:00 | No Data | No Data | No Data | No Data | -1.3367 | -18.67 | No Data | No Data | No Data | No Data | No Data | No Data | No Data | No Data | -15.2 | -46.1736 | 5.915 | 6.1887 | -24.4 | -25.773
2018-12-24 12:30 | No Data | No Data | No Data | No Data | 1.4832 | 20.4095 | No Data | No Data | No Data | No Data | No Data | No Data | No Data | No Data | -20.8 | -47.5866 | 10.01 | 10.1741 | -19.2 | -22.2785
2018-12-24 13:00 | No Data | No Data | No Data | No Data | 3.6316 | 20.677 | No Data | No Data | No Data | No Data | No Data | No Data | No Data | No Data | -22 | -48.4793 | 11.83 | 11.9692 | -16.2 | -23.4293
2018-12-24 13:30 | No Data | No Data | No Data | No Data | -3.18 | -20.6024 | No Data | No Data | No Data | No Data | No Data | No Data | No Data | No Data | -22 | -49.9103 | 14.105 | 14.3668 | -14.7 | -24.9826
2018-12-24 14:00 | No Data | No Data | No Data | No Data | 5.536 | 21.4485 | No Data | No Data | No Data | No Data | No Data | No Data | No Data | No Data | -38 | -56.0485 | 29.575 | 29.5785 | 2.1 | 25.5863
2018-12-24 14:30 | No Data | No Data | No Data | No Data | 7.2206 | 21.8976 | No Data | No Data | No Data | No Data | No Data | No Data | No Data | No Data | -21.2 | -48.4809 | 14.105 | 14.4601 | -10.3 | -25.8414
2018-12-24 15:00 | No Data | No Data | No Data | No Data | 19.0127 | 26.8277 | No Data | No Data | No Data | No Data | No Data | No Data | No Data | No Data | -30 | -51.614 | 22.75 | 22.8227 | -0.8 | -23.0139
2018-12-24 15:30 | No Data | No Data | No Data | No Data | 15.6802 | 24.5787 | No Data | No Data | No Data | No Data | No Data | No Data | No Data | No Data | -72.8 | -78.5875 | 68.705 | 68.8014 | 48.5 | 60.1632
2018-12-24 16:00 | No Data | No Data | No Data | No Data | 19.379 | 22.8481 | No Data | No Data | No Data | No Data | No Data | No Data | No Data | No Data | -35.2 | -52.3878 | 30.94 | 30.9433 | 13 | 34.1696
2018-12-24 16:30 | No Data | No Data | No Data | No Data | 16.0464 | 23.9229 | No Data | No Data | No Data | No Data | No Data | No Data | No Data | No Data | -17.2 | -47.6151 | 10.92 | 11.375 | -6.4 | -22.088
2018-12-24 17:00 | No Data | No Data | No Data | No Data | 19.379 | 27.6313 | No Data | No Data | No Data | No Data | No Data | No Data | No Data | No Data | -26 | -50.0783 | 20.02 | 20.0407 | 7.1 | 28.0146
2018-12-24 17:30 | No Data | No Data | No Data | No Data | 18.4512 | 26.9888 | No Data | No Data | No Data | No Data | No Data | No Data | No Data | No Data | -23.2 | -43.5026 | 19.565 | 20.0871 | 7 | 26.5398
2018-12-24 18:00 | No Data | No Data | No Data | No Data | 32.2454 | 40.0763 | No Data | No Data | No Data | No Data | No Data | No Data | No Data | No Data | -30.8 | -46.7726 | 24.57 | 25.272 | 16.3 | 34.4061
2018-12-24 18:30 | No Data | No Data | No Data | No Data | 21.7838 | 33.4874 | No Data | No Data | No Data | No Data | No Data | No Data | No Data | No Data | -44.8 | -54.8234 | 40.04 | 40.869 | 34.2 | 46.2261
2018-12-24 19:00 | No Data | No Data | No Data | No Data | 24.0909 | 36.8614 | No Data | No Data | No Data | No Data | No Data | No Data | No Data | No Data | -43.2 | -53.5238 | 42.77 | 43.635 | 48 | 56.834
2018-12-24 19:30 | No Data | No Data | No Data | No Data | 20.856 | 31.8738 | No Data | No Data | No Data | No Data | No Data | No Data | No Data | No Data | -46 | -52.4504 | 67.34 | 68.2197 | 87.2 | 94.882
2018-12-24 20:00 | No Data | No Data | No Data | No Data | 20.2457 | 32.8336 | No Data | No Data | No Data | No Data | No Data | No Data | No Data | No Data | -40 | -44.5439 | 79.17 | 79.9196 | 120.4 | 126.6828
2018-12-24 20:30 | No Data | No Data | No Data | No Data | 30.4509 | 42.3198 | No Data | No Data | No Data | No Data | No Data | No Data | No Data | No Data | -41.2 | -50.4983 | 85.995 | 87.0014 | 131.7 | 138.0838
2018-12-24 21:00 | No Data | No Data | No Data | No Data | 42.3896 | 55.1535 | No Data | No Data | No Data | No Data | No Data | No Data | No Data | No Data | -42.8 | -52.7303 | 88.725 | 89.7689 | 134 | 139.7857
2018-12-24 21:30 | No Data | No Data | No Data | No Data | 41.9379 | 54.8071 | No Data | No Data | No Data | No Data | No Data | No Data | No Data | No Data | -32.8 | -49.2958 | 77.805 | 78.6321 | 119.8 | 123.7209
2018-12-24 22:00 | No Data | No Data | No Data | No Data | 39.9359 | 50.3172 | No Data | No Data | No Data | No Data | No Data | No Data | No Data | No Data | -24 | -47.3354 | 67.34 | 68.294 | 107.3 | 112.5579
2018-12-24 22:30 | No Data | No Data | No Data | No Data | 48.4443 | 56.1368 | No Data | No Data | No Data | No Data | No Data | No Data | No Data | No Data | -16.8 | -47.0982 | 56.42 | 57.3011 | 100.6 | 104.6689
2018-12-24 23:00 | No Data | No Data | No Data | No Data | 45.0629 | 53.2462 | No Data | No Data | No Data | No Data | No Data | No Data | No Data | No Data | -18 | -44.5942 | 56.42 | 58.0477 | 96.9 | 102.5274
2018-12-24 23:30 | No Data | No Data | No Data | No Data | 55.2071 | 62.067 | No Data | No Data | No Data | No Data | No Data | No Data | No Data | No Data | -28.8 | -47.0455 | 66.885 | 68.3561 | 110.5 | 116.0625
2018-12-25 | No Data | No Data | No Data | No Data | 61.1032 | 66.586 | No Data | No Data | No Data | No Data | No Data | No Data | No Data | No Data | -27.6 | -45.0458 | 66.885 | 68.6507 | 112.4 | 119.1055
2018-12-25 00:30 | No Data | No Data | No Data | No Data | 76.8994 | 79.1077 | No Data | No Data | No Data | No Data | No Data | No Data | No Data | No Data | -26.8 | -43.6073 | 67.795 | 69.7457 | 122.3 | 130.6296
2018-12-25 01:00 | No Data | No Data | No Data | No Data | 68.5863 | 71.981 | No Data | No Data | No Data | No Data | No Data | No Data | No Data | No Data | -31.2 | -47.9416 | 71.435 | 72.7274 | 119.4 | 126.2433
2018-12-25 01:30 | No Data | No Data | No Data | No Data | 60.1267 | 65.5297 | No Data | No Data | No Data | No Data | No Data | No Data | No Data | No Data | -26 | -47.7074 | 65.975 | 67.1938 | 108.6 | 114.5856
2018-12-25 02:00 | No Data | No Data | No Data | No Data | 58.4909 | 64.715 | No Data | No Data | No Data | No Data | No Data | No Data | No Data | No Data | -26 | -45.0582 | 63.245 | 65.2191 | 100.9 | 103.8555
2018-12-25 02:30 | No Data | No Data | No Data | No Data | 58.4909 | 64.715 | No Data | No Data | No Data | No Data | No Data | No Data | No Data | No Data | -30 | -47.4788 | 65.065 | 67.0951 | 104.2 | 107.1106
2018-12-25 03:00 | No Data | No Data | No Data | No Data | 53.4615 | 61.1308 | No Data | No Data | No Data | No Data | No Data | No Data | No Data | No Data | -26.8 | -47.8163 | 59.605 | 61.8147 | 93.9 | 96.1761
2018-12-25 03:30 | No Data | No Data | No Data | No Data | 53.4615 | 62.1512 | No Data | No Data | No Data | No Data | No Data | No Data | No Data | No Data | -24.8 | -48.0883 | 57.785 | 59.9392 | 89.1 | 90.5608
2018-12-25 04:00 | No Data | No Data | No Data | No Data | 49.4209 | 58.7117 | No Data | No Data | No Data | No Data | No Data | No Data | No Data | No Data | -21.2 | -47.4046 | 52.78 | 54.8742 | 85.1 | 86.2117
2018-12-25 04:30 | No Data | No Data | No Data | No Data | 49.4209 | 58.7117 | No Data | No Data | No Data | No Data | No Data | No Data | No Data | No Data | -20.4 | -48.8623 | 51.415 | 53.4368 | 80.9 | 82.2789
2018-12-25 05:00 | No Data | No Data | No Data | No Data | 47.7241 | 58.2397 | No Data | No Data | No Data | No Data | No Data | No Data | No Data | No Data | -19.2 | -48.0067 | 50.505 | 52.4376 | 79.6 | 80.9279
2018-12-25 05:30 | No Data | No Data | No Data | No Data | 51.1543 | 61.0822 | No Data | No Data | No Data | No Data | No Data | No Data | No Data | No Data | -24.4 | -49.2666 | 55.965 | 58.0638 | 85.9 | 87.1487
2018-12-25 06:00 | No Data | No Data | No Data | No Data | 54.4381 | 63.8574 | No Data | No Data | No Data | No Data | No Data | No Data | No Data | No Data | -24 | -49.0697 | 55.51 | 57.6253 | 86.5 | 87.6417
2018-12-25 06:30 | No Data | No Data | No Data | No Data | 56.0861 | 65.268 | No Data | No Data | No Data | No Data | No Data | No Data | No Data | No Data | -23.6 | -46.788 | 55.965 | 57.7151 | 84 | 85.2594
2018-12-25 07:00 | No Data | No Data | No Data | No Data | 57.7218 | 64.7451 | No Data | No Data | No Data | No Data | No Data | No Data | No Data | No Data | -29.2 | -45.4277 | 53.235 | 54.5336 | 66.7 | 68.6531
2018-12-25 07:30 | No Data | No Data | No Data | No Data | 57.7218 | 63.9997 | No Data | No Data | No Data | No Data | No Data | No Data | No Data | No Data | -28 | -44.6659 | 36.4 | 37.7513 | 33.2 | 33.9718
2018-12-25 08:00 | No Data | No Data | No Data | No Data | 56.0861 | 62.5284 | No Data | No Data | No Data | No Data | No Data | No Data | No Data | No Data | -24.4 | -44.8232 | 17.29 | 18.7601 | 0 | 0
2018-12-25 08:30 | No Data | No Data | No Data | No Data | 48.4932 | 57.5158 | No Data | No Data | No Data | No Data | No Data | No Data | No Data | No Data | -18.8 | -43.475 | 6.825 | 8.4635 | -20.2 | -20.5183
2018-12-25 09:00 | No Data | No Data | No Data | No Data | 45.1118 | 54.6951 | No Data | No Data | No Data | No Data | No Data | No Data | No Data | No Data | -15.2 | -43.5394 | 0.455 | 2.7677 | -28 | -28.6204
2018-12-25 09:30 | No Data | No Data | No Data | No Data | 43.476 | 53.3539 | No Data | No Data | No Data | No Data | No Data | No Data | No Data | No Data | -15.6 | -44.0545 | 2.73 | 3.5537 | -27.2 | -27.3761
2018-12-25 10:00 | No Data | No Data | No Data | No Data | 43.476 | 54.3185 | No Data | No Data | No Data | No Data | No Data | No Data | No Data | No Data | -6.4 | -42.8803 | 0 | 0 | -10.7 | -11.2894
2018-12-25 10:30 | No Data | No Data | No Data | No Data | 41.828 | 53.0087 | No Data | No Data | No Data | No Data | No Data | No Data | No Data | No Data | -12.4 | -42.2601 | 0 | 0 | -4 | -11.9871
2018-12-25 11:00 | No Data | No Data | No Data | No Data | 41.828 | 54.1295 | No Data | No Data | No Data | No Data | No Data | No Data | No Data | No Data | -18 | -43.1351 | 8.19 | 8.633 | 2.9 | 13.6795
2018-12-25 11:30 | No Data | No Data | No Data | No Data | 40.0336 | 52.7551 | No Data | No Data | No Data | No Data | No Data | No Data | No Data | No Data | -28.4 | -44.9782 | 20.475 | 21.443 | -8.6 | -15.7258
2018-12-25 12:00 | No Data | No Data | No Data | No Data | 40.0336 | 52.7551 | No Data | No Data | No Data | No Data | No Data | No Data | No Data | No Data | -22.4 | -43.4235 | 15.47 | 16.1252 | -13 | -16.4012
2018-12-25 12:30 | No Data | No Data | No Data | No Data | 38.1903 | 51.3704 | No Data | No Data | No Data | No Data | No Data | No Data | No Data | No Data | -27.6 | -46 | 19.11 | 19.8747 | -10.3 | -16.2742
2018-12-25 13:00 | No Data | No Data | No Data | No Data | 32.343 | 47.1857 | No Data | No Data | No Data | No Data | No Data | No Data | No Data | No Data | -27.6 | -45.3625 | 19.565 | 20.3126 | -10 | -14.8661
2018-12-25 13:30 | No Data | No Data | No Data | No Data | 25.3727 | 42.7106 | No Data | No Data | No Data | No Data | No Data | No Data | No Data | No Data | -25.2 | -45.2637 | 17.29 | 18.1316 | -12.6 | -17.3312
2018-12-25 14:00 | No Data | No Data | No Data | No Data | 20.087 | 39.1782 | No Data | No Data | No Data | No Data | No Data | No Data | No Data | No Data | -25.2 | -45.2637 | 16.38 | 17.266 | -11 | -16.6508
2018-12-25 14:30 | No Data | No Data | No Data | No Data | 16.8154 | 37.6059 | No Data | No Data | No Data | No Data | No Data | No Data | No Data | No Data | -27.6 | -46 | 19.11 | 20.1437 | -9 | -15.8937
2018-12-25 15:00 | No Data | No Data | No Data | No Data | 15.1186 | 35.3487 | No Data | No Data | No Data | No Data | No Data | No Data | No Data | No Data | -26.8 | -44.5601 | 19.11 | 20.2922 | -8.6 | -21.4037
2018-12-25 15:30 | No Data | No Data | No Data | No Data | 9.8329 | 25.9413 | No Data | No Data | No Data | No Data | No Data | No Data | No Data | No Data | -30.4 | -47.1186 | 21.385 | 22.5902 | -1.9 | -19.7023
2018-12-25 16:00 | No Data | No Data | No Data | No Data | 12.1401 | 28.37 | No Data | No Data | No Data | No Data | No Data | No Data | No Data | No Data | -31.6 | -49.1154 | 21.84 | 22.75 | -0.9 | -23.8134
2018-12-25 16:30 | No Data | No Data | No Data | No Data | 16.3516 | 27.6596 | No Data | No Data | No Data | No Data | No Data | No Data | No Data | No Data | -23.6 | -46.099 | 13.65 | 14.5387 | -8 | -23.9742
2018-12-25 17:00 | No Data | No Data | No Data | No Data | 10.602 | 25.6297 | No Data | No Data | No Data | No Data | No Data | No Data | No Data | No Data | -34.8 | -49.4983 | 27.3 | 28.3746 | 8.2 | 30.7148
2018-12-25 17:30 | No Data | No Data | No Data | No Data | 10.5043 | 25.5895 | No Data | No Data | No Data | No Data | No Data | No Data | No Data | No Data | -48.4 | -57.369 | 41.86 | 42.8377 | 26.4 | 43.6807
2018-12-25 18:00 | No Data | No Data | No Data | No Data | 9.3812 | 23.5835 | No Data | No Data | No Data | No Data | No Data | No Data | No Data | No Data | -44.8 | -55.0549 | 40.495 | 41.4075 | 27.7 | 43.3918
2018-12-25 18:30 | No Data | No Data | No Data | No Data | 21.8814 | 33.8668 | No Data | No Data | No Data | No Data | No Data | No Data | No Data | No Data | -42 | -52.9649 | 35.945 | 36.97 | 27.2 | 41.9981
2018-12-25 19:00 | No Data | No Data | No Data | No Data | 22.1988 | 35.3297 | No Data | No Data | No Data | No Data | No Data | No Data | No Data | No Data | -40 | -51.4758 | 41.86 | 43.0402 | 42.5 | 54.3018
2018-12-25 19:30 | No Data | No Data | No Data | No Data | 27.5212 | 40.4059 | No Data | No Data | No Data | No Data | No Data | No Data | No Data | No Data | -34.4 | -44.3549 | 53.235 | 54.3435 | 71 | 82.7995
2018-12-25 20:00 | No Data | No Data | No Data | No Data | 27.5212 | 40.4059 | No Data | No Data | No Data | No Data | No Data | No Data | No Data | No Data | -40.4 | -46.788 | 75.075 | 76.0735 | 88.5 | 98.7013
2018-12-25 20:30 | No Data | No Data | No Data | No Data | 20.2457 | 34.1363 | No Data | No Data | No Data | No Data | No Data | No Data | No Data | No Data | -44 | -52.5875 | 86.45 | 87.8232 | 108.4 | 120.3138
2018-12-25 21:00 | No Data | No Data | No Data | No Data | 18.5489 | 33.1581 | No Data | No Data | No Data | No Data | No Data | No Data | No Data | No Data | -40 | -51.4758 | 84.175 | 85.5037 | 104.6 | 115.1712
2018-12-25 21:30 | No Data | No Data | No Data | No Data | 20.2945 | 34.1653 | No Data | No Data | No Data | No Data | No Data | No Data | No Data | No Data | -24.8 | -45.0724 | 67.34 | 68.8014 | 111.2 | 120.4923
2018-12-25 22:00 | No Data | No Data | No Data | No Data | 18.5 | 33.1308 | No Data | No Data | No Data | No Data | No Data | No Data | No Data | No Data | -25.2 | -45.9304 | 67.795 | 69.1555 | 109 | 117.1751
2018-12-25 22:30 | No Data | No Data | No Data | No Data | 28.9128 | 39.8917 | No Data | No Data | No Data | No Data | No Data | No Data | No Data | No Data | -21.2 | -44.9177 | 63.7 | 65.0523 | 106.9 | 114.7454
2018-12-25 23:00 | No Data | No Data | No Data | No Data | 27.2648 | 38.714 | No Data | No Data | No Data | No Data | No Data | No Data | No Data | No Data | -21.6 | -46.5188 | 61.425 | 62.6415 | 101.1 | 107.0526
2018-12-25 23:30 | No Data | No Data | No Data | No Data | 31.1711 | 41.5577 | No Data | No Data | No Data | No Data | No Data | No Data | No Data | No Data | -19.2 | -45.817 | 59.605 | 61.048 | 104.2 | 110.6076
2018-12-26 | No Data | No Data | No Data | No Data | 36.4935 | 45.6856 | No Data | No Data | No Data | No Data | No Data | No Data | No Data | No Data | -16 | -44.9444 | 57.785 | 59.0765 | 103.7 | 110.036
2018-12-26 00:30 | No Data | No Data | No Data | No Data | 44.2939 | 49.9905 | No Data | No Data | No Data | No Data | No Data | No Data | No Data | No Data | -9.6 | -42.3037 | 53.235 | 54.5336 | 106.1 | 113.1794
2018-12-26 01:00 | No Data | No Data | No Data | No Data | 41.474 | 47.5099 | No Data | No Data | No Data | No Data | No Data | No Data | No Data | No Data | -14.4 | -42.8896 | 57.785 | 58.8078 | 104 | 108.9301
2018-12-26 01:30 | No Data | No Data | No Data | No Data | 37.9828 | 44.4948 | No Data | No Data | No Data | No Data | No Data | No Data | No Data | No Data | -14.8 | -41.1534 | 56.875 | 57.8298 | 97.7 | 101.6331
2018-12-26 02:00 | No Data | No Data | No Data | No Data | 36.2371 | 45.7331 | No Data | No Data | No Data | No Data | No Data | No Data | No Data | No Data | -14 | -45.4119 | 56.42 | 56.9478 | 94.2 | 97.4354
2018-12-26 02:30 | No Data | No Data | No Data | No Data | 32.7581 | 43.0288 | No Data | No Data | No Data | No Data | No Data | No Data | No Data | No Data | -16 | -46.4431 | 57.785 | 58.3004 | 93.4 | 96.0954
2018-12-26 03:00 | No Data | No Data | No Data | No Data | 29.1203 | 41.4769 | No Data | No Data | No Data | No Data | No Data | No Data | No Data | No Data | -15.2 | -45.7961 | 55.51 | 56.0463 | 90.4 | 93.086
2018-12-26 03:30 | No Data | No Data | No Data | No Data | 32.5017 | 43.917 | No Data | No Data | No Data | No Data | No Data | No Data | No Data | No Data | -16 | -46.8188 | 56.42 | 57.0113 | 88.3 | 90.9513
2018-12-26 04:00 | No Data | No Data | No Data | No Data | 36.5545 | 46.9954 | No Data | No Data | No Data | No Data | No Data | No Data | No Data | No Data | -14.4 | -47.4384 | 53.235 | 53.9324 | 85.1 | 87.4415
2018-12-26 04:30 | No Data | No Data | No Data | No Data | 41.6815 | 52.0553 | No Data | No Data | No Data | No Data | No Data | No Data | No Data | No Data | -15.6 | -48.9522 | 52.78 | 53.4117 | 82.7 | 84.6575
2018-12-26 05:00 | No Data | No Data | No Data | No Data | 43.415 | 53.4533 | No Data | No Data | No Data | No Data | No Data | No Data | No Data | No Data | -16 | -47.5714 | 54.6 | 55.1452 | 82.7 | 84.4292
2018-12-26 05:30 | No Data | No Data | No Data | No Data | 46.7475 | 56.1937 | No Data | No Data | No Data | No Data | No Data | No Data | No Data | No Data | -10.4 | -47.161 | 47.775 | 48.3265 | 77 | 78.6857
2018-12-26 06:00 | No Data | No Data | No Data | No Data | 48.3955 | 56.6962 | No Data | No Data | No Data | No Data | No Data | No Data | No Data | No Data | -7.6 | -47.8079 | 46.865 | 47.3594 | 76.9 | 78.4268
2018-12-26 06:30 | No Data | No Data | No Data | No Data | 52.4971 | 60.2353 | No Data | No Data | No Data | No Data | No Data | No Data | No Data | No Data | -11.6 | -45.1167 | 49.595 | 49.9465 | 78.8 | 80.215
2018-12-26 07:00 | No Data | No Data | No Data | No Data | 52.4971 | 59.4274 | No Data | No Data | No Data | No Data | No Data | No Data | No Data | No Data | -11.2 | -41.5384 | 42.77 | 42.857 | 56 | 57.1486
2018-12-26 07:30 | No Data | No Data | No Data | No Data | 49.1035 | 56.4519 | No Data | No Data | No Data | No Data | No Data | No Data | No Data | No Data | -18 | -44.5942 | 31.395 | 31.4477 | 25.9 | 26.5415
2018-12-26 08:00 | No Data | No Data | No Data | No Data | 45.7221 | 53.5367 | No Data | No Data | No Data | No Data | No Data | No Data | No Data | No Data | -19.2 | -46.9093 | 14.56 | 14.56 | -5.4 | -5.5317
2018-12-26 08:30 | No Data | No Data | No Data | No Data | 38.1903 | 47.2669 | No Data | No Data | No Data | No Data | No Data | No Data | No Data | No Data | -19.6 | -47.4384 | 10.92 | 11.0706 | -18.8 | -19.6163
2018-12-26 09:00 | No Data | No Data | No Data | No Data | 39.826 | 48.5981 | No Data | No Data | No Data | No Data | No Data | No Data | No Data | No Data | -24.4 | -48.5732 | 15.47 | 15.5301 | -16.7 | -16.8315
2018-12-26 09:30 | No Data | No Data | No Data | No Data | 39.826 | 48.5981 | No Data | No Data | No Data | No Data | No Data | No Data | No Data | No Data | -24.8 | -48.7754 | 17.29 | 17.3855 | -16.6 | -16.8181
2018-12-26 10:00 | No Data | No Data | No Data | No Data | 39.7772 | 49.7261 | No Data | No Data | No Data | No Data | No Data | No Data | No Data | No Data | -14.8 | -46.8017 | 6.37 | 7.3367 | -3.3 | -4.245
2018-12-26 10:30 | No Data | No Data | No Data | No Data | 37.5799 | 47.9865 | No Data | No Data | No Data | No Data | No Data | No Data | No Data | No Data | -18.8 | -47.1135 | 12.285 | 12.6912 | 2.7 | 6.7624
2018-12-26 11:00 | No Data | No Data | No Data | No Data | 34.2962 | 45.4608 | No Data | No Data | No Data | No Data | No Data | No Data | No Data | No Data | -22 | -47.7678 | 14.56 | 14.8137 | 6.2 | 11.428
2018-12-26 11:30 | No Data | No Data | No Data | No Data | 32.6482 | 45.3928 | No Data | No Data | No Data | No Data | No Data | No Data | No Data | No Data | -33.2 | -51.0654 | 25.935 | 25.939 | -5.2 | -11.6276
2018-12-26 12:00 | No Data | No Data | No Data | No Data | 32.6482 | 45.3928 | No Data | No Data | No Data | No Data | No Data | No Data | No Data | No Data | -37.2 | -52.3267 | 32.76 | 32.76 | 3.9 | 17.9293
2018-12-26 12:30 | No Data | No Data | No Data | No Data | 32.6482 | 45.3928 | No Data | No Data | No Data | No Data | No Data | No Data | No Data | No Data | -40 | -53.8145 | 38.22 | 38.22 | 10.3 | 18.1395
2018-12-26 13:00 | No Data | No Data | No Data | No Data | 29.1203 | 42.9255 | No Data | No Data | No Data | No Data | No Data | No Data | No Data | No Data | -40.4 | -53.8472 | 40.04 | 40.0503 | 12.2 | 23.7697
2018-12-26 13:30 | No Data | No Data | No Data | No Data | 30.8537 | 44.1198 | No Data | No Data | No Data | No Data | No Data | No Data | No Data | No Data | -38.8 | -52.6574 | 40.495 | 40.5052 | 14.9 | 26.903
2018-12-26 14:00 | No Data | No Data | No Data | No Data | 30.9148 | 44.1625 | No Data | No Data | No Data | No Data | No Data | No Data | No Data | No Data | -42.4 | -54.0992 | 45.045 | 45.0542 | 20.4 | 31.8044
2018-12-26 14:30 | No Data | No Data | No Data | No Data | 30.9148 | 44.1625 | No Data | No Data | No Data | No Data | No Data | No Data | No Data | No Data | -39.6 | -52.983 | 38.675 | 38.675 | 17.4 | 30.9535
2018-12-26 15:00 | No Data | No Data | No Data | No Data | 36.2982 | 48.0849 | No Data | No Data | No Data | No Data | No Data | No Data | No Data | No Data | -67.6 | -72.5722 | 68.705 | 68.8014 | 48.5 | 60.6419
2018-12-26 15:30 | No Data | No Data | No Data | No Data | 34.699 | 45.7019 | No Data | No Data | No Data | No Data | No Data | No Data | No Data | No Data | -50 | -62.0825 | 46.41 | 46.4189 | 28.9 | 35.842
2018-12-26 16:00 | No Data | No Data | No Data | No Data | 34.5525 | 42.9692 | No Data | No Data | No Data | No Data | No Data | No Data | No Data | No Data | -49.6 | -60.821 | 45.5 | 45.5091 | 29.3 | 38.8425
2018-12-26 16:30 | No Data | No Data | No Data | No Data | 39.7284 | 46.361 | No Data | No Data | No Data | No Data | No Data | No Data | No Data | No Data | -34.8 | -52.1199 | 31.395 | 31.395 | 16.7 | 29.5677
2018-12-26 17:00 | No Data | No Data | No Data | No Data | 39.7284 | 45.5395 | No Data | No Data | No Data | No Data | No Data | No Data | No Data | No Data | -32.8 | -50.8063 | 29.575 | 29.589 | 18.8 | 32.4099
2018-12-26 17:30 | No Data | No Data | No Data | No Data | 45.4658 | 49.6072 | No Data | No Data | No Data | No Data | No Data | No Data | No Data | No Data | -37.6 | -54.607 | 31.395 | 31.4477 | 24.1 | 43.822
2018-12-26 18:00 | No Data | No Data | No Data | No Data | 49.0547 | 52.916 | No Data | No Data | No Data | No Data | No Data | No Data | No Data | No Data | -30.4 | -50.8802 | 26.845 | 26.8604 | 22.5 | 41.5217
2018-12-26 18:30 | No Data | No Data | No Data | No Data | 49.0547 | 52.916 | No Data | No Data | No Data | No Data | No Data | No Data | No Data | No Data | -37.2 | -54.3323 | 33.215 | 33.215 | 35.1 | 53.8964
2018-12-26 19:00 | No Data | No Data | No Data | No Data | 50.4463 | 54.8524 | No Data | No Data | No Data | No Data | No Data | No Data | No Data | No Data | -45.6 | -58.849 | 49.595 | 49.6284 | 60.8 | 70.4557
2018-12-26 19:30 | No Data | No Data | No Data | No Data | 48.6519 | 53.2068 | No Data | No Data | No Data | No Data | No Data | No Data | No Data | No Data | -49.6 | -57.9669 | 72.345 | 72.3808 | 100.3 | 111.1077
2018-12-26 20:00 | No Data | No Data | No Data | No Data | 53.5225 | 58.3684 | No Data | No Data | No Data | No Data | No Data | No Data | No Data | No Data | -57.2 | -61.8773 | 96.915 | 97.0015 | 120 | 128.2657
2018-12-26 20:30 | No Data | No Data | No Data | No Data | 55.1583 | 59.8719 | No Data | No Data | No Data | No Data | No Data | No Data | No Data | No Data | -72.4 | -76.927 | 119.665 | 119.9147 | 150 | 157.1611
2018-12-26 21:00 | No Data | No Data | No Data | No Data | 49.3111 | 55.2507 | No Data | No Data | No Data | No Data | No Data | No Data | No Data | No Data | -54.4 | -64.364 | 102.83 | 103.1205 | 129.9 | 136.2469
2018-12-26 21:30 | No Data | No Data | No Data | No Data | 49.3111 | 56.0365 | No Data | No Data | No Data | No Data | No Data | No Data | No Data | No Data | -38.4 | -54.0237 | 85.995 | 86.2306 | 135 | 139.7692
2018-12-26 22:00 | No Data | No Data | No Data | No Data | 45.417 | 52.6423 | No Data | No Data | No Data | No Data | No Data | No Data | No Data | No Data | -42.8 | -58.0386 | 88.725 | 88.922 | 135.2 | 138.0084
2018-12-26 22:30 | No Data | No Data | No Data | No Data | 54.2916 | 60.4656 | No Data | No Data | No Data | No Data | No Data | No Data | No Data | No Data | -38 | -54.0296 | 85.995 | 86.1982 | 133.7 | 136.8302
2018-12-26 23:00 | No Data | No Data | No Data | No Data | 52.546 | 59.0195 | No Data | No Data | No Data | No Data | No Data | No Data | No Data | No Data | -42 | -57.4512 | 88.725 | 88.8928 | 131.4 | 133.3978
2018-12-26 23:30 | No Data | No Data | No Data | No Data | 57.7218 | 63.6713 | No Data | No Data | No Data | No Data | No Data | No Data | No Data | No Data | -42.8 | -57.7692 | 89.18 | 89.3759 | 134.9 | 137.289
2018-12-27 | No Data | No Data | No Data | No Data | 67.6219 | 72.7663 | No Data | No Data | No Data | No Data | No Data | No Data | No Data | No Data | -42 | -58.2766 | 87.36 | 87.6262 | 136.1 | 138.3952
2018-12-27 00:30 | No Data | No Data | No Data | No Data | 79.5605 | 81.515 | No Data | No Data | No Data | No Data | No Data | No Data | No Data | No Data | -39.6 | -55.4401 | 86.45 | 86.719 | 142.4 | 146.3103
2018-12-27 01:00 | No Data | No Data | No Data | No Data | 72.6879 | 75.2425 | No Data | No Data | No Data | No Data | No Data | No Data | No Data | No Data | -36.4 | -54.9764 | 82.355 | 82.507 | 130.5 | 132.6885
2018-12-27 01:30 | No Data | No Data | No Data | No Data | 64.2283 | 68.8188 | No Data | No Data | No Data | No Data | No Data | No Data | No Data | No Data | -32.4 | -52.4137 | 74.62 | 75.1191 | 115.9 | 116.6606
2018-12-27 02:00 | No Data | No Data | No Data | No Data | 62.5925 | 68.2 | No Data | No Data | No Data | No Data | No Data | No Data | No Data | No Data | -35.2 | -53.2826 | 76.895 | 77.4316 | 115.6 | 117.5782
2018-12-27 02:30 | No Data | No Data | No Data | No Data | 62.5437 | 68.1552 | No Data | No Data | No Data | No Data | No Data | No Data | No Data | No Data | -32.4 | -52.4137 | 72.345 | 73.098 | 110.8 | 113.498
2018-12-27 03:00 | No Data | No Data | No Data | No Data | 57.5631 | 63.6155 | No Data | No Data | No Data | No Data | No Data | No Data | No Data | No Data | -32.4 | -51.4758 | 72.8 | 73.485 | 109.4 | 112.0231
2018-12-27 03:30 | No Data | No Data | No Data | No Data | 54.1329 | 60.5293 | No Data | No Data | No Data | No Data | No Data | No Data | No Data | No Data | -28.8 | -50.9258 | 68.705 | 69.4304 | 101.9 | 105.001
2018-12-27 04:00 | No Data | No Data | No Data | No Data | 54.1329 | 62.7543 | No Data | No Data | No Data | No Data | No Data | No Data | No Data | No Data | -28 | -50.811 | 66.885 | 67.6299 | 100.9 | 102.8631
2018-12-27 04:30 | No Data | No Data | No Data | No Data | 52.3873 | 61.2549 | No Data | No Data | No Data | No Data | No Data | No Data | No Data | No Data | -21.2 | -49.5629 | 60.97 | 61.5798 | 91.2 | 92.6452
2018-12-27 05:00 | No Data | No Data | No Data | No Data | 50.6416 | 59.7688 | No Data | No Data | No Data | No Data | No Data | No Data | No Data | No Data | -10.4 | -46.7709 | 51.415 | 51.9278 | 82.1 | 84.0074
2018-12-27 05:30 | No Data | No Data | No Data | No Data | 50.6416 | 58.9101 | No Data | No Data | No Data | No Data | No Data | No Data | No Data | No Data | -6.4 | -47.6319 | 44.59 | 45.1093 | 76.1 | 78.0862
2018-12-27 06:00 | No Data | No Data | No Data | No Data | 52.3384 | 59.5531 | No Data | No Data | No Data | No Data | No Data | No Data | No Data | No Data | 2.4 | 49.2406 | 37.31 | 37.8499 | 70.9 | 73.076
2018-12-27 06:30 | No Data | No Data | No Data | No Data | 53.9742 | 60.2457 | No Data | No Data | No Data | No Data | No Data | No Data | No Data | No Data | 10 | 49.7353 | 30.03 | 30.3079 | 64.7 | 67.2111
2018-12-27 07:00 | No Data | No Data | No Data | No Data | 53.9742 | 59.4702 | No Data | No Data | No Data | No Data | No Data | No Data | No Data | No Data | 5.2 | 35.1864 | 27.3 | 29.403 | 56.4 | 59.2638
2018-12-27 07:30 | No Data | No Data | No Data | No Data | 53.9742 | 58.6196 | No Data | No Data | No Data | No Data | No Data | No Data | No Data | No Data | 3.2 | 36.1419 | 13.195 | 16.0287 | 19.8 | 24.1919
2018-12-27 08:00 | No Data | No Data | No Data | No Data | 49.9336 | 54.1802 | No Data | No Data | No Data | No Data | No Data | No Data | No Data | No Data | 2.8 | 36.5075 | -5.46 | -8.0498 | -14.6 | -16.3683
2018-12-27 08:30 | No Data | No Data | No Data | No Data | 44.5502 | 50.7517 | No Data | No Data | No Data | No Data | No Data | No Data | No Data | No Data | 8.4 | 39.308 | -14.105 | -14.2873 | -32.7 | -33.2459
2018-12-27 09:00 | No Data | No Data | No Data | No Data | 42.8534 | 49.2689 | No Data | No Data | No Data | No Data | No Data | No Data | No Data | No Data | 9.6 | 38.8062 | -10.92 | -11.0706 | -30.7 | -32.5112
2018-12-27 09:30 | No Data | No Data | No Data | No Data | 44.6479 | 51.6396 | No Data | No Data | No Data | No Data | No Data | No Data | No Data | No Data | 6.8 | 35.0657 | -11.375 | -13.0372 | -31.9 | -34.6001
2018-12-27 10:00 | No Data | No Data | No Data | No Data | 43.0121 | 51.1028 | No Data | No Data | No Data | No Data | No Data | No Data | No Data | No Data | 8.4 | 35.4107 | -14.105 | -15.4767 | -9 | -25.8194
2018-12-27 10:30 | No Data | No Data | No Data | No Data | 39.4232 | 46.777 | No Data | No Data | No Data | No Data | No Data | No Data | No Data | No Data | 9.2 | 35.2227 | -10.465 | -11.8037 | -3.8 | -22.809
2018-12-27 11:00 | No Data | No Data | No Data | No Data | 25.5802 | 34.657 | No Data | No Data | No Data | No Data | No Data | No Data | No Data | No Data | 13.2 | 37.2193 | -15.015 | -15.5634 | -7.2 | -25.824
2018-12-27 11:30 | No Data | No Data | No Data | No Data | 17.4258 | 23.7631 | No Data | No Data | No Data | No Data | No Data | No Data | No Data | No Data | 20.8 | 40.1995 | -21.84 | -22.1413 | -36.4 | -41.9734
2018-12-27 12:00 | No Data | No Data | No Data | No Data | 11.4321 | 14.2253 | No Data | No Data | No Data | No Data | No Data | No Data | No Data | No Data | 28 | 47.4401 | -29.12 | -29.1342 | -43.5 | -48.6569
2018-12-27 12:30 | No Data | No Data | No Data | No Data | 8.6122 | 12.934 | No Data | No Data | No Data | No Data | No Data | No Data | No Data | No Data | 30.8 | 48.2958 | -31.395 | -31.3983 | -41.3 | -49.4523
2018-12-27 13:00 | No Data | No Data | No Data | No Data | 9.5277 | 13.5175 | No Data | No Data | No Data | No Data | No Data | No Data | No Data | No Data | 26 | 44.7321 | -21.84 | -21.8589 | -25.6 | -40.3584
2018-12-27 13:30 | No Data | No Data | No Data | No Data | 3.4852 | 10.4438 | No Data | No Data | No Data | No Data | No Data | No Data | No Data | No Data | 14 | 37.5105 | -5.005 | -6.4668 | -12.6 | -30.0674
2018-12-27 14:00 | No Data | No Data | No Data | No Data | 7.6356 | 12.9172 | No Data | No Data | No Data | No Data | No Data | No Data | No Data | No Data | 16.4 | 41.021 | -12.74 | -12.8693 | -3.1 | -23.6044
2018-12-27 14:30 | No Data | No Data | No Data | No Data | 15.79 | 19.9249 | No Data | No Data | No Data | No Data | No Data | No Data | No Data | No Data | 12.4 | 36.9432 | -0.91 | -4.1949 | 25.2 | 40.6528
2018-12-27 15:00 | No Data | No Data | No Data | No Data | 16.144 | 18.1336 | No Data | No Data | No Data | No Data | No Data | No Data | No Data | No Data | 15.2 | 36.8782 | -0.91 | -6.4347 | 6.6 | 31.36
2018-12-27 15:30 | No Data | No Data | No Data | No Data | 34.4427 | 35.1518 | No Data | No Data | No Data | No Data | No Data | No Data | No Data | No Data | -26 | -38.4832 | 26.39 | 28.9203 | 44.6 | 57.0036
2018-12-27 16:00 | No Data | No Data | No Data | No Data | 28.1437 | 29.0583 | No Data | No Data | No Data | No Data | No Data | No Data | No Data | No Data | 10 | 37.7486 | -3.64 | -4.8367 | 33.4 | 54.5268
2018-12-27 16:30 | No Data | No Data | No Data | No Data | 24.5548 | 25.54 | No Data | No Data | No Data | No Data | No Data | No Data | No Data | No Data | -1.6 | -34.4372 | 6.825 | 9.9789 | 25.2 | 49.7539
2018-12-27 17:00 | No Data | No Data | No Data | No Data | 14.8135 | 15.1209 | No Data | No Data | No Data | No Data | No Data | No Data | No Data | No Data | 6.4 | 40.1138 | -4.55 | -5.0871 | 20.6 | 44.1026
2018-12-27 17:30 | No Data | No Data | No Data | No Data | 40.9125 | 42.6239 | No Data | No Data | No Data | No Data | No Data | No Data | No Data | No Data | -26.8 | -39.3406 | 37.31 | 39.1406 | 76 | 90.2106
2018-12-27 18:00 | No Data | No Data | No Data | No Data | 28.4977 | 30.2885 | No Data | No Data | No Data | No Data | No Data | No Data | No Data | No Data | -31.2 | -42.19 | 39.13 | 41.0131 | 61.6 | 78.4016
2018-12-27 18:30 | No Data | No Data | No Data | No Data | 32.0867 | 34.6319 | No Data | No Data | No Data | No Data | No Data | No Data | No Data | No Data | -2.4 | -30.8934 | 33.67 | 35.3965 | 74.3 | 88.7285
2018-12-27 19:00 | No Data | No Data | No Data | No Data | 32.5505 | 37.9137 | No Data | No Data | No Data | No Data | No Data | No Data | No Data | No Data | 6.4 | 33.0261 | 24.115 | 25.6178 | 73.5 | 86.4154
2018-12-27 19:30 | No Data | No Data | No Data | No Data | 34.8577 | 40.9245 | No Data | No Data | No Data | No Data | No Data | No Data | No Data | No Data | 12.4 | 34.6918 | 20.93 | 22.4753 | 77 | 88.7345
2018-12-27 20:00 | No Data | No Data | No Data | No Data | 30.8049 | 37.9131 | No Data | No Data | No Data | No Data | No Data | No Data | No Data | No Data | 6.4 | 36.9584 | 39.585 | 41.5846 | 73.3 | 81.8856
2018-12-27 20:30 | No Data | No Data | No Data | No Data | 50.959 | 60.7786 | No Data | No Data | No Data | No Data | No Data | No Data | No Data | No Data | 6.8 | 38.9974 | 39.585 | 42.1778 | 75 | 83.4501
2018-12-27 21:00 | No Data | No Data | No Data | No Data | 57.9294 | 66.731 | No Data | No Data | No Data | No Data | No Data | No Data | No Data | No Data | 7.2 | 37.8904 | 39.585 | 42.337 | 99.4 | 107.7154
2018-12-27 21:30 | No Data | No Data | No Data | No Data | 55.5734 | 64.6963 | No Data | No Data | No Data | No Data | No Data | No Data | No Data | No Data | 1.6 | 36.8196 | 46.41 | 48.7785 | 100.7 | 106.6419
2018-12-27 22:00 | No Data | No Data | No Data | No Data | 52.0333 | 61.6821 | No Data | No Data | No Data | No Data | No Data | No Data | No Data | No Data | 6.8 | 41.3628 | 37.765 | 40.1562 | 90.2 | 93.8736
2018-12-27 22:30 | No Data | No Data | No Data | No Data | 50.2388 | 61.1822 | No Data | No Data | No Data | No Data | No Data | No Data | No Data | No Data | 4.8 | 36.7151 | 41.405 | 44.3619 | 95 | 96.1002
2018-12-27 23:00 | No Data | No Data | No Data | No Data | 50.19 | 61.1421 | No Data | No Data | No Data | No Data | No Data | No Data | No Data | No Data | 2.4 | 37.2773 | 45.5 | 48.058 | 94.6 | 94.8968
2018-12-27 23:30 | No Data | No Data | No Data | No Data | 48.188 | 59.9351 | No Data | No Data | No Data | No Data | No Data | No Data | No Data | No Data | 0.8 | 35.2091 | 45.955 | 49.1 | 97.7 | 100.1905
2018-12-28 | No Data | No Data | No Data | No Data | 53.2662 | 63.1351 | No Data | No Data | No Data | No Data | No Data | No Data | No Data | No Data | 9.6 | 37.258 | 38.22 | 42.3321 | 91.6 | 95.9909
2018-12-28 00:30 | No Data | No Data | No Data | No Data | 64.741 | 67.4202 | No Data | No Data | No Data | No Data | No Data | No Data | No Data | No Data | 0.4 | 35.6022 | 46.41 | 49.5261 | 109.3 | 122.5836
2018-12-28 01:00 | No Data | No Data | No Data | No Data | 54.6456 | 58.3522 | No Data | No Data | No Data | No Data | No Data | No Data | No Data | No Data | -9.6 | -35.7144 | 56.42 | 59.2828 | 109.3 | 119.4157
2018-12-28 01:30 | No Data | No Data | No Data | No Data | 51.2642 | 55.8255 | No Data | No Data | No Data | No Data | No Data | No Data | No Data | No Data | -16.4 | -37.7486 | 58.695 | 61.452 | 108 | 116.6568
2018-12-28 02:00 | No Data | No Data | No Data | No Data | 40.4486 | 47.6186 | No Data | No Data | No Data | No Data | No Data | No Data | No Data | No Data | -10.8 | -39.1203 | 51.87 | 54.9703 | 95 | 102.5802
2018-12-28 02:30 | No Data | No Data | No Data | No Data | 32.9656 | 40.4165 | No Data | No Data | No Data | No Data | No Data | No Data | No Data | No Data | -6 | -36.8912 | 46.41 | 50.9112 | 89.6 | 94.0235
2018-12-28 03:00 | No Data | No Data | No Data | No Data | 26.862 | 34.5616 | No Data | No Data | No Data | No Data | No Data | No Data | No Data | No Data | -19.2 | -38.0063 | 58.24 | 62.5257 | 98.5 | 104.4002
2018-12-28 03:30 | No Data | No Data | No Data | No Data | 28.9128 | 38.3386 | No Data | No Data | No Data | No Data | No Data | No Data | No Data | No Data | -20.8 | -37.4977 | 60.06 | 64.2243 | 99.7 | 104.6183
2018-12-28 04:00 | No Data | No Data | No Data | No Data | 21.4298 | 29.2472 | No Data | No Data | No Data | No Data | No Data | No Data | No Data | No Data | -8 | -35.6202 | 47.32 | 51.7421 | 82.7 | 87.4406
2018-12-28 04:30 | No Data | No Data | No Data | No Data | 12.604 | 18.537 | No Data | No Data | No Data | No Data | No Data | No Data | No Data | No Data | -0.8 | -36.0089 | 40.495 | 45.1735 | 74.5 | 79.14
2018-12-28 05:00 | No Data | No Data | No Data | No Data | 1.5808 | 9.8748 | No Data | No Data | No Data | No Data | No Data | No Data | No Data | No Data | 10 | 39.6807 | 31.395 | 36.2889 | 65.6 | 70.3097
2018-12-28 05:30 | No Data | No Data | No Data | No Data | -1.1902 | -11.5546 | No Data | No Data | No Data | No Data | No Data | No Data | No Data | No Data | 6.8 | 37.8164 | 33.67 | 38.2741 | 70.1 | 74.639
2018-12-28 06:00 | No Data | No Data | No Data | No Data | 1.3245 | 11.5692 | No Data | No Data | No Data | No Data | No Data | No Data | No Data | No Data | 0.4 | 35.6359 | 39.585 | 43.9564 | 78.2 | 83.0954
2018-12-28 06:30 | No Data | No Data | No Data | No Data | 6.9154 | 15.3924 | No Data | No Data | No Data | No Data | No Data | No Data | No Data | No Data | -7.6 | -32.8901 | 50.505 | 54.4975 | 90.7 | 96.4486
2018-12-28 07:00 | No Data | No Data | No Data | No Data | 23.5294 | 28.4253 | No Data | No Data | No Data | No Data | No Data | No Data | No Data | No Data | -10.4 | -31.7515 | 52.325 | 55.551 | 87.6 | 91.377
2018-12-28 07:30 | No Data | No Data | No Data | No Data | 35.5779 | 40.106 | No Data | No Data | No Data | No Data | No Data | No Data | No Data | No Data | -13.6 | -32.9387 | 52.325 | 56.0242 | 95.9 | 99.771
2018-12-28 08:00 | No Data | No Data | No Data | No Data | 49.1035 | 53.1182 | No Data | No Data | No Data | No Data | No Data | No Data | No Data | No Data | -6.8 | -31.9324 | 48.685 | 51.664 | 93.6 | 99.247
2018-12-28 08:30 | No Data | No Data | No Data | No Data | 46.3447 | 51.282 | No Data | No Data | No Data | No Data | No Data | No Data | No Data | No Data | -1.6 | -32.839 | 43.68 | 46.4925 | 82.7 | 88.2842
2018-12-28 09:00 | No Data | No Data | No Data | No Data | 46.186 | 51.8619 | No Data | No Data | No Data | No Data | No Data | No Data | No Data | No Data | 4.4 | 27.5536 | 29.12 | 31.2628 | 65.5 | 72.8989
2018-12-28 09:30 | No Data | No Data | No Data | No Data | 34.1863 | 41.5357 | No Data | No Data | No Data | No Data | No Data | No Data | No Data | No Data | 9.6 | 36.0999 | 0 | 6.825 | -0.3 | -18.6172
2018-12-28 10:00 | No Data | No Data | No Data | No Data | 23.5294 | 32.1065 | No Data | No Data | No Data | No Data | No Data | No Data | No Data | No Data | 31.2 | 48.859 | -22.75 | -22.7909 | 4 | 22.1639
2018-12-28 10:30 | No Data | No Data | No Data | No Data | 27.1183 | 34.6318 | No Data | No Data | No Data | No Data | No Data | No Data | No Data | No Data | 22.4 | 44.1108 | -23.66 | -23.6993 | 0.1 | 15.8003
2018-12-28 11:00 | No Data | No Data | No Data | No Data | 25.6291 | 34.8995 | No Data | No Data | No Data | No Data | No Data | No Data | No Data | No Data | 40.8 | 57.9834 | -42.315 | -42.403 | -14.3 | -26.0716
2018-12-28 11:30 | No Data | No Data | No Data | No Data | 22.2965 | 32.5309 | No Data | No Data | No Data | No Data | No Data | No Data | No Data | No Data | 26.4 | 45.9426 | -25.48 | -25.4962 | -43.3 | -45.957
2018-12-28 12:00 | No Data | No Data | No Data | No Data | 23.2731 | 33.2079 | No Data | No Data | No Data | No Data | No Data | No Data | No Data | No Data | 36.4 | 54.0829 | -32.76 | -32.9145 | -32 | -36.7642
2018-12-28 12:30 | No Data | No Data | No Data | No Data | 23.0655 | 33.0628 | No Data | No Data | No Data | No Data | No Data | No Data | No Data | No Data | 29.2 | 48.5601 | -29.575 | -29.5785 | -33.4 | -38.1329
2018-12-28 13:00 | No Data | No Data | No Data | No Data | 29.6818 | 37.9755 | No Data | No Data | No Data | No Data | No Data | No Data | No Data | No Data | 27.2 | 45.7611 | -19.565 | -19.5862 | -21.7 | -29.3084
2018-12-28 13:30 | No Data | No Data | No Data | No Data | 17.2671 | 24.9779 | No Data | No Data | No Data | No Data | No Data | No Data | No Data | No Data | 18.4 | 40.0739 | -14.56 | -15.0081 | -20.8 | -31.7591
2018-12-28 14:00 | No Data | No Data | No Data | No Data | 22.7604 | 27.8834 | No Data | No Data | No Data | No Data | No Data | No Data | No Data | No Data | 30.8 | 48.9146 | -29.12 | -29.1342 | -15.8 | -32.5867
2018-12-28 14:30 | No Data | No Data | No Data | No Data | 20.148 | 23.8566 | No Data | No Data | No Data | No Data | No Data | No Data | No Data | No Data | 29.6 | 49.1203 | -26.39 | -26.4057 | -9.2 | -37.4477
2018-12-28 15:00 | No Data | No Data | No Data | No Data | 18.5 | 23.6087 | No Data | No Data | No Data | No Data | No Data | No Data | No Data | No Data | 33.2 | 51.9831 | -32.76 | -32.7632 | -11.4 | -45.0957
2018-12-28 15:30 | No Data | No Data | No Data | No Data | 20.7095 | 24.3071 | No Data | No Data | No Data | No Data | No Data | No Data | No Data | No Data | 29.6 | 47.8531 | -31.395 | -31.6053 | -3.6 | -39.8629
2018-12-28 16:00 | No Data | No Data | No Data | No Data | 20.8072 | 22.6232 | No Data | No Data | No Data | No Data | No Data | No Data | No Data | No Data | 34 | 50.6928 | -35.945 | -36.1288 | -19.8 | -40.9982
2018-12-28 16:30 | No Data | No Data | No Data | No Data | 27.3259 | 27.3259 | No Data | No Data | No Data | No Data | No Data | No Data | No Data | No Data | 33.6 | 50.4254 | -33.215 | -33.5252 | -3.3 | -37.6225
2018-12-28 17:00 | No Data | No Data | No Data | No Data | 41.3642 | 41.4071 | No Data | No Data | No Data | No Data | No Data | No Data | No Data | No Data | -1.2 | -31.6228 | 8.19 | 12.9335 | 52 | 71.7012
2018-12-28 17:30 | No Data | No Data | No Data | No Data | 44.184 | 44.184 | No Data | No Data | No Data | No Data | No Data | No Data | No Data | No Data | 25.6 | 43.2019 | -3.64 | -8.5487 | 50.8 | 63.6805
2018-12-28 18:00 | No Data | No Data | No Data | No Data | 50.544 | 50.6015 | No Data | No Data | No Data | No Data | No Data | No Data | No Data | No Data | 29.2 | 44.5152 | 6.825 | 11.375 | 67.4 | 79.6807
2018-12-28 18:30 | No Data | No Data | No Data | No Data | 61.1032 | 62.3626 | No Data | No Data | No Data | No Data | No Data | No Data | No Data | No Data | 23.2 | 38.8803 | 12.285 | 16.4368 | 73.7 | 82.8283
2018-12-28 19:00 | No Data | No Data | No Data | No Data | 67.6707 | 69.6935 | No Data | No Data | No Data | No Data | No Data | No Data | No Data | No Data | 10.4 | 32.5085 | 15.47 | 19.4748 | 76.4 | 84.7576
2018-12-28 19:30 | No Data | No Data | No Data | No Data | 69.514 | 71.9651 | No Data | No Data | No Data | No Data | No Data | No Data | No Data | No Data | 8.4 | 27.7042 | 34.58 | 36.8522 | 91.9 | 97.8154
2018-12-28 20:00 | No Data | No Data | No Data | No Data | 64.0818 | 67.3488 | No Data | No Data | No Data | No Data | No Data | No Data | No Data | No Data | -10.4 | -29.1204 | 57.785 | 61.0073 | 89.5 | 96.3944
2018-12-28 20:30 | No Data | No Data | No Data | No Data | 71.4061 | 74.9347 | No Data | No Data | No Data | No Data | No Data | No Data | No Data | No Data | -14 | -32.0225 | 62.79 | 65.9044 | 97.7 | 103.2838
2018-12-28 21:00 | No Data | No Data | No Data | No Data | 65.3147 | 69.1548 | No Data | No Data | No Data | No Data | No Data | No Data | No Data | No Data | -8.8 | -30.4972 | 59.15 | 62.7438 | 118 | 123.1383
2018-12-28 21:30 | No Data | No Data | No Data | No Data | 49.4697 | 54.4392 | No Data | No Data | No Data | No Data | No Data | No Data | No Data | No Data | 10.8 | 33.0164 | 36.4 | 41.9884 | 91 | 93.1079
2018-12-28 22:00 | No Data | No Data | No Data | No Data | 42.5483 | 49.1558 | No Data | No Data | No Data | No Data | No Data | No Data | No Data | No Data | 4.8 | 33.1494 | 43.68 | 48.0494 | 94 | 95.3186
2018-12-28 22:30 | No Data | No Data | No Data | No Data | 57.2091 | 61.8821 | No Data | No Data | No Data | No Data | No Data | No Data | No Data | No Data | 9.6 | 36.8717 | 39.13 | 43.1555 | 91.5 | 93.3515
2018-12-28 23:00 | No Data | No Data | No Data | No Data | 43.8788 | 49.6003 | No Data | No Data | No Data | No Data | No Data | No Data | No Data | No Data | -2.8 | -32.8609 | 48.23 | 52.0473 | 99.4 | 101.5735
2018-12-28 23:30 | No Data | No Data | No Data | No Data | 53.1563 | 58.0524 | No Data | No Data | No Data | No Data | No Data | No Data | No Data | No Data | 0.4 | 32.4025 | 49.14 | 53.0617 | 103.3 | 107.9089
2018-12-29 | No Data | No Data | No Data | No Data | 41.059 | 46.4398 | No Data | No Data | No Data | No Data | No Data | No Data | No Data | No Data | -6.4 | -30.6751 | 52.78 | 56.9478 | 110.3 | 116.9918
2018-12-29 00:30 | No Data | No Data | No Data | No Data | 47.0527 | 48.6614 | No Data | No Data | No Data | No Data | No Data | No Data | No Data | No Data | -1.2 | -32.0225 | 47.32 | 51.7421 | 115.3 | 126.8562
2018-12-29 01:00 | No Data | No Data | No Data | No Data | 35.8831 | 37.4936 | No Data | No Data | No Data | No Data | No Data | No Data | No Data | No Data | -4.8 | -33.1494 | 48.685 | 52.9933 | 104.1 | 112.1414
2018-12-29 01:30 | No Data | No Data | No Data | No Data | 9.1737 | 11.6218 | No Data | No Data | No Data | No Data | No Data | No Data | No Data | No Data | -6 | -34.1315 | 44.59 | 50.4783 | 96.5 | 99.8636
2018-12-29 02:00 | No Data | No Data | No Data | No Data | 9.015 | 16.8226 | No Data | No Data | No Data | No Data | No Data | No Data | No Data | No Data | -13.2 | -34.6156 | 50.505 | 56.5684 | 99.3 | 104.8437
2018-12-29 02:30 | No Data | No Data | No Data | No Data | 22.6017 | 29.4801 | No Data | No Data | No Data | No Data | No Data | No Data | No Data | No Data | -10.4 | -35.1727 | 47.775 | 53.7228 | 92.8 | 99.8303
2018-12-29 03:00 | No Data | No Data | No Data | No Data | 2.7649 | 15.7899 | No Data | No Data | No Data | No Data | No Data | No Data | No Data | No Data | -8.4 | -34.6341 | 43.68 | 50.1161 | 84.7 | 92.4288
2018-12-29 03:30 | No Data | No Data | No Data | No Data | 2.9114 | 17.5831 | No Data | No Data | No Data | No Data | No Data | No Data | No Data | No Data | 26.4 | 47.261 | 8.645 | 23.4888 | 44.6 | 54.9229
2018-12-29 04:00 | No Data | No Data | No Data | No Data | 3.1189 | 13.3518 | No Data | No Data | No Data | No Data | No Data | No Data | No Data | No Data | -10.8 | -34.5323 | 45.955 | 52.7682 | 82.3 | 88.7442
2018-12-29 04:30 | No Data | No Data | No Data | No Data | -12.8725 | -13.9741 | No Data | No Data | No Data | No Data | No Data | No Data | No Data | No Data | -9.6 | -33.409 | 45.5 | 51.9278 | 81.2 | 88.0309
2018-12-29 05:00 | No Data | No Data | No Data | No Data | -20.5631 | -20.5811 | No Data | No Data | No Data | No Data | No Data | No Data | No Data | No Data | -21.2 | -36.0843 | 56.875 | 62.6993 | 95.6 | 102.6553
2018-12-29 05:30 | No Data | No Data | No Data | No Data | -22.4674 | -22.8203 | No Data | No Data | No Data | No Data | No Data | No Data | No Data | No Data | -16 | -34 | 52.325 | 58.1991 | 89.8 | 96.2351
2018-12-29 06:00 | No Data | No Data | No Data | No Data | -7.953 | -9.9623 | No Data | No Data | No Data | No Data | No Data | No Data | No Data | No Data | -18.4 | -33.8396 | 55.51 | 61.6605 | 94.4 | 101.1029
2018-12-29 06:30 | No Data | No Data | No Data | No Data | 7.3304 | 13.8072 | No Data | No Data | No Data | No Data | No Data | No Data | No Data | No Data | -10.4 | -31.7515 | 49.14 | 55.3531 | 88.4 | 94.9301
2018-12-29 07:00 | No Data | No Data | No Data | No Data | 29.3156 | 34.5935 | No Data | No Data | No Data | No Data | No Data | No Data | No Data | No Data | -24.8 | -34.7908 | 62.335 | 67.3415 | 104.4 | 110.8969
2018-12-29 07:30 | No Data | No Data | No Data | No Data | 33.7346 | 38.41 | No Data | No Data | No Data | No Data | No Data | No Data | No Data | No Data | -19.6 | -33.5261 | 58.695 | 63.1156 | 98.1 | 105.7538
2018-12-29 08:00 | No Data | No Data | No Data | No Data | 47.8828 | 51.4879 | No Data | No Data | No Data | No Data | No Data | No Data | No Data | No Data | -48 | -51.6976 | 87.36 | 91 | 125.4 | 133.1287
2018-12-29 08:30 | No Data | No Data | No Data | No Data | 49.5186 | 54.591 | No Data | No Data | No Data | No Data | No Data | No Data | No Data | No Data | -50.4 | -53.9333 | 88.725 | 91.9438 | 120.8 | 128.7144
2018-12-29 09:00 | No Data | No Data | No Data | No Data | 49.8238 | 54.8679 | No Data | No Data | No Data | No Data | No Data | No Data | No Data | No Data | -46.4 | -50.5268 | 76.895 | 80.0619 | 108.1 | 115.1595
2018-12-29 09:30 | No Data | No Data | No Data | No Data | 51.3619 | 56.2683 | No Data | No Data | No Data | No Data | No Data | No Data | No Data | No Data | -59.2 | -60.404 | 90.545 | 92.4468 | 86.8 | 93.8929
2018-12-29 10:00 | No Data | No Data | No Data | No Data | 49.4209 | 55.5146 | No Data | No Data | No Data | No Data | No Data | No Data | No Data | No Data | 10.4 | 33.6476 | 10.465 | 14.7997 | 48.9 | 56.0045
2018-12-29 10:30 | No Data | No Data | No Data | No Data | 52.0333 | 57.8524 | No Data | No Data | No Data | No Data | No Data | No Data | No Data | No Data | -2.4 | -30.4946 | 10.01 | 15.1523 | 45.5 | 53.6889
2018-12-29 11:00 | No Data | No Data | No Data | No Data | 53.7789 | 59.4274 | No Data | No Data | No Data | No Data | No Data | No Data | No Data | No Data | -8.4 | -30.3842 | 12.285 | 18.0286 | 43.7 | 53.6948
2018-12-29 11:30 | No Data | No Data | No Data | No Data | 54.0352 | 59.6595 | No Data | No Data | No Data | No Data | No Data | No Data | No Data | No Data | -10 | -31.2436 | 11.83 | 17.0549 | 40.5 | 49.4079
2018-12-29 12:00 | No Data | No Data | No Data | No Data | 53.9254 | 59.56 | No Data | No Data | No Data | No Data | No Data | No Data | No Data | No Data | -3.2 | -30.1702 | 5.005 | 11.6003 | 16.1 | 28.9831
2018-12-29 12:30 | No Data | No Data | No Data | No Data | 52.2896 | 58.0831 | No Data | No Data | No Data | No Data | No Data | No Data | No Data | No Data | 4 | 31.0587 | 6.37 | 11.108 | 22.4 | 30.642
2018-12-29 13:00 | No Data | No Data | No Data | No Data | 54.0352 | 60.371 | No Data | No Data | No Data | No Data | No Data | No Data | No Data | No Data | -15.2 | -31.1589 | 20.475 | 24.3584 | 26.4 | 36.2215
2018-12-29 13:30 | No Data | No Data | No Data | No Data | 54.6456 | 62.0703 | No Data | No Data | No Data | No Data | No Data | No Data | No Data | No Data | -12.4 | -27.3701 | 34.58 | 38.0708 | 48.1 | 55.0136
2018-12-29 14:00 | No Data | No Data | No Data | No Data | 54.5968 | 63.0509 | No Data | No Data | No Data | No Data | No Data | No Data | No Data | No Data | -6.4 | -27.5536 | 29.12 | 32.7632 | 51.2 | 58.5491
2018-12-29 14:30 | No Data | No Data | No Data | No Data | 54.3404 | 62.0241 | No Data | No Data | No Data | No Data | No Data | No Data | No Data | No Data | 2 | 28.4 | 16.38 | 21.6161 | 50.4 | 57.691
2018-12-29 15:00 | No Data | No Data | No Data | No Data | 55.8785 | 63.376 | No Data | No Data | No Data | No Data | No Data | No Data | No Data | No Data | -32.4 | -39.3893 | 32.305 | 36.8578 | 70.3 | 76.7511
2018-12-29 15:30 | No Data | No Data | No Data | No Data | 57.5143 | 64.8228 | No Data | No Data | No Data | No Data | No Data | No Data | No Data | No Data | -20 | -29.1452 | 42.315 | 46.6192 | 77 | 84.2941
2018-12-29 16:00 | No Data | No Data | No Data | No Data | 60.8469 | 66.4142 | No Data | No Data | No Data | No Data | No Data | No Data | No Data | No Data | -18.8 | -26.5872 | 51.415 | 55.8613 | 95.6 | 103.1361
2018-12-29 16:30 | No Data | No Data | No Data | No Data | 62.5925 | 66.4656 | No Data | No Data | No Data | No Data | No Data | No Data | No Data | No Data | -32 | -35.2568 | 61.425 | 65.5026 | 109 | 117.6207
2018-12-29 17:00 | No Data | No Data | No Data | No Data | 64.2893 | 68.066 | No Data | No Data | No Data | No Data | No Data | No Data | No Data | No Data | -30.4 | -34.3535 | 61.425 | 65.0411 | 115.2 | 126.3102
2018-12-29 17:30 | No Data | No Data | No Data | No Data | 62.4949 | 66.3737 | No Data | No Data | No Data | No Data | No Data | No Data | No Data | No Data | -36 | -38.7732 | 71.89 | 75.1343 | 124.2 | 132.7248
2018-12-29 18:00 | No Data | No Data | No Data | No Data | 62.1286 | 66.029 | No Data | No Data | No Data | No Data | No Data | No Data | No Data | No Data | -36.4 | -41.7267 | 79.17 | 82.7612 | 129.1 | 136.817
2018-12-29 18:30 | No Data | No Data | No Data | No Data | 60.383 | 64.3892 | No Data | No Data | No Data | No Data | No Data | No Data | No Data | No Data | -36.4 | -41.5326 | 79.625 | 83.1966 | 131.4 | 138.133
2018-12-29 19:00 | No Data | No Data | No Data | No Data | 53.315 | 58.5758 | No Data | No Data | No Data | No Data | No Data | No Data | No Data | No Data | -42.4 | -46.2203 | 86.45 | 89.7504 | 138.5 | 144.3
2018-12-29 19:30 | No Data | No Data | No Data | No Data | 47.2602 | 52.3709 | No Data | No Data | No Data | No Data | No Data | No Data | No Data | No Data | -24.4 | -33.669 | 69.615 | 72.9605 | 119.2 | 124.3455
2018-12-29 20:00 | No Data | No Data | No Data | No Data | 47.5166 | 52.6024 | No Data | No Data | No Data | No Data | No Data | No Data | No Data | No Data | -35.6 | -41.6404 | 81.9 | 85.3765 | 130.7 | 134.9035
2018-12-29 20:30 | No Data | No Data | No Data | No Data | 43.8788 | 49.341 | No Data | No Data | No Data | No Data | No Data | No Data | No Data | No Data | -38.4 | -44.6587 | 82.355 | 85.942 | 132.2 | 137.0667
2018-12-29 21:00 | No Data | No Data | No Data | No Data | 43.6713 | 50.1791 | No Data | No Data | No Data | No Data | No Data | No Data | No Data | No Data | -39.6 | -45.1079 | 85.54 | 88.8742 | 134.2 | 139.8642
2018-12-29 21:30 | No Data | No Data | No Data | No Data | 46.186 | 53.1797 | No Data | No Data | No Data | No Data | No Data | No Data | No Data | No Data | -34.4 | -41.9447 | 80.08 | 83.3743 | 126.6 | 132.4122
2018-12-29 22:00 | No Data | No Data | No Data | No Data | 47.8828 | 54.6598 | No Data | No Data | No Data | No Data | No Data | No Data | No Data | No Data | -39.6 | -46.7247 | 81.9 | 85.3765 | 126.3 | 131.6362
2018-12-29 22:30 | No Data | No Data | No Data | No Data | 55.5734 | 61.5087 | No Data | No Data | No Data | No Data | No Data | No Data | No Data | No Data | -32 | -39.061 | 77.35 | 81.876 | 121.4 | 126.0713
2018-12-29 23:00 | No Data | No Data | No Data | No Data | 55.7198 | 62.3582 | No Data | No Data | No Data | No Data | No Data | No Data | No Data | No Data | -30 | -39.962 | 70.525 | 74.6824 | 112.4 | 117.088
2018-12-29 23:30 | No Data | No Data | No Data | No Data | 60.8957 | 67.0234 | No Data | No Data | No Data | No Data | No Data | No Data | No Data | No Data | -29.2 | -39.365 | 68.705 | 73.2776 | 115.7 | 120.4801
2018-12-30 | No Data | No Data | No Data | No Data | 64.2283 | 70.0651 | No Data | No Data | No Data | No Data | No Data | No Data | No Data | No Data | -25.6 | -38.2351 | 64.61 | 69.6209 | 113.6 | 117.8331
2018-12-30 00:30 | No Data | No Data | No Data | No Data | 69.099 | 73.3854 | No Data | No Data | No Data | No Data | No Data | No Data | No Data | No Data | -17.2 | -34.2345 | 56.875 | 61.7762 | 113.5 | 121.4417
2018-12-30 01:00 | No Data | No Data | No Data | No Data | 62.2385 | 66.3074 | No Data | No Data | No Data | No Data | No Data | No Data | No Data | No Data | -21.6 | -37.6191 | 59.605 | 64.2984 | 106.9 | 112.2242
2018-12-30 01:30 | No Data | No Data | No Data | No Data | 50.3365 | 57.1073 | No Data | No Data | No Data | No Data | No Data | No Data | No Data | No Data | -21.2 | -37.3909 | 57.785 | 62.9711 | 99.1 | 104.262
2018-12-30 02:00 | No Data | No Data | No Data | No Data | 45.1606 | 53.5442 | No Data | No Data | No Data | No Data | No Data | No Data | No Data | No Data | -36.8 | -45.7611 | 73.255 | 77.7105 | 112.3 | 117.4506
2018-12-30 02:30 | No Data | No Data | No Data | No Data | 45.2583 | 53.218 | No Data | No Data | No Data | No Data | No Data | No Data | No Data | No Data | -19.6 | -41.6941 | 54.6 | 58.6385 | 91.2 | 93.9585
2018-12-30 03:00 | No Data | No Data | No Data | No Data | 34.5037 | 45.4901 | No Data | No Data | No Data | No Data | No Data | No Data | No Data | No Data | -23.6 | -43.3811 | 58.24 | 61.4385 | 93.2 | 96.2906
2018-12-30 03:30 | No Data | No Data | No Data | No Data | 29.2668 | 41.658 | No Data | No Data | No Data | No Data | No Data | No Data | No Data | No Data | -19.6 | -41.6941 | 53.235 | 56.875 | 86.8 | 90.6391
2018-12-30 04:00 | No Data | No Data | No Data | No Data | 34.1375 | 45.2129 | No Data | No Data | No Data | No Data | No Data | No Data | No Data | No Data | -24.8 | -43.7154 | 57.785 | 61.3052 | 90.2 | 93.4944
2018-12-30 04:30 | No Data | No Data | No Data | No Data | 34.1375 | 45.2129 | No Data | No Data | No Data | No Data | No Data | No Data | No Data | No Data | -20.8 | -41.9237 | 56.42 | 59.716 | 87.2 | 89.9569
2018-12-30 05:00 | No Data | No Data | No Data | No Data | 30.8537 | 41.5646 | No Data | No Data | No Data | No Data | No Data | No Data | No Data | No Data | -17.2 | -40.9839 | 50.05 | 53.5742 | 82.1 | 85.2339
2018-12-30 05:30 | No Data | No Data | No Data | No Data | 36.0418 | 46.5977 | No Data | No Data | No Data | No Data | No Data | No Data | No Data | No Data | -26.4 | -44 | 60.06 | 63.4542 | 92.3 | 95.3692
2018-12-30 06:00 | No Data | No Data | No Data | No Data | 39.6796 | 49.4652 | No Data | No Data | No Data | No Data | No Data | No Data | No Data | No Data | -31.2 | -44.98 | 66.885 | 70.3604 | 100.5 | 104.4357
2018-12-30 06:30 | No Data | No Data | No Data | No Data | 43.7324 | 52.7717 | No Data | No Data | No Data | No Data | No Data | No Data | No Data | No Data | -30 | -44.4504 | 65.975 | 69.4959 | 99.7 | 102.4782
2018-12-30 07:00 | No Data | No Data | No Data | No Data | 47.1138 | 53.9338 | No Data | No Data | No Data | No Data | No Data | No Data | No Data | No Data | -11.6 | -37.8227 | 44.59 | 48.335 | 76.5 | 79.2251
2018-12-30 07:30 | No Data | No Data | No Data | No Data | 49.4697 | 56.0036 | No Data | No Data | No Data | No Data | No Data | No Data | No Data | No Data | -6.8 | -37.423 | 41.405 | 45.2285 | 73.5 | 77.0746
2018-12-30 08:00 | No Data | No Data | No Data | No Data | 49.3599 | 55.9066 | No Data | No Data | No Data | No Data | No Data | No Data | No Data | No Data | -2.8 | -37.3052 | 30.03 | 33.7805 | 60.4 | 64.079
2018-12-30 08:30 | No Data | No Data | No Data | No Data | 46.1372 | 53.1615 | No Data | No Data | No Data | No Data | No Data | No Data | No Data | No Data | 5.6 | 44.7518 | 15.015 | 15.0219 | 35.8 | 38.2256
2018-12-30 09:00 | No Data | No Data | No Data | No Data | 41.9379 | 50.5401 | No Data | No Data | No Data | No Data | No Data | No Data | No Data | No Data | -3.6 | -47.7359 | 1.365 | 1.4388 | 19.7 | 23.8818
2018-12-30 09:30 | No Data | No Data | No Data | No Data | 43.476 | 51.8235 | No Data | No Data | No Data | No Data | No Data | No Data | No Data | No Data | -34 | -52.803 | 24.115 | 24.4602 | 12.3 | 17.254
2018-12-30 10:00 | No Data | No Data | No Data | No Data | 46.9062 | 56.6113 | No Data | No Data | No Data | No Data | No Data | No Data | No Data | No Data | -35.6 | -50.9148 | 35.945 | 36.1775 | 31.7 | 35.5788
2018-12-30 10:30 | No Data | No Data | No Data | No Data | 45.0019 | 55.0437 | No Data | No Data | No Data | No Data | No Data | No Data | No Data | No Data | -20.8 | -42.9698 | 31.85 | 31.902 | 26.8 | 30.1902
2018-12-30 11:00 | No Data | No Data | No Data | No Data | 41.7792 | 52.4418 | No Data | No Data | No Data | No Data | No Data | No Data | No Data | No Data | -23.6 | -45.4137 | 24.115 | 24.2221 | 23.7 | 28.6063
2018-12-30 11:30 | No Data | No Data | No Data | No Data | 40.1434 | 51.1482 | No Data | No Data | No Data | No Data | No Data | No Data | No Data | No Data | -43.6 | -57.0544 | 43.225 | 43.3422 | 26.8 | 33.2701
2018-12-30 12:00 | No Data | No Data | No Data | No Data | 40.1434 | 51.1482 | No Data | No Data | No Data | No Data | No Data | No Data | No Data | No Data | -26 | -47.3726 | 39.585 | 39.6268 | 29.5 | 35.4177
2018-12-30 12:30 | No Data | No Data | No Data | No Data | 40.1434 | 51.1482 | No Data | No Data | No Data | No Data | No Data | No Data | No Data | No Data | -38.8 | -52.3878 | 46.41 | 46.6791 | 43 | 51.0956
2018-12-30 13:00 | No Data | No Data | No Data | No Data | 38.4466 | 49.8275 | No Data | No Data | No Data | No Data | No Data | No Data | No Data | No Data | -43.6 | -54.5601 | 55.055 | 55.5342 | 49.8 | 58.5024
2018-12-30 13:30 | No Data | No Data | No Data | No Data | 36.1883 | 48.1065 | No Data | No Data | No Data | No Data | No Data | No Data | No Data | No Data | -9.6 | -37.258 | 44.135 | 44.2848 | 58.7 | 68.9647
2018-12-30 14:00 | No Data | No Data | No Data | No Data | 31.0613 | 43.0051 | No Data | No Data | No Data | No Data | No Data | No Data | No Data | No Data | -20.8 | -41.2311 | 45.5 | 45.7744 | 49 | 61.4606
2018-12-30 14:30 | No Data | No Data | No Data | No Data | 28.864 | 41.446 | No Data | No Data | No Data | No Data | No Data | No Data | No Data | No Data | -42.8 | -55.9271 | 42.77 | 43.1171 | 56.4 | 66.2197
2018-12-30 15:00 | No Data | No Data | No Data | No Data | 27.4723 | 38.0744 | No Data | No Data | No Data | No Data | No Data | No Data | No Data | No Data | -37.2 | -50.1278 | 48.23 | 48.7763 | 78.1 | 87.4305
2018-12-30 15:30 | No Data | No Data | No Data | No Data | 17.4258 | 28.5877 | No Data | No Data | No Data | No Data | No Data | No Data | No Data | No Data | -27.6 | -44.1035 | 50.05 | 50.2172 | 87.1 | 98.7824
2018-12-30 16:00 | No Data | No Data | No Data | No Data | 19.733 | 30.0498 | No Data | No Data | No Data | No Data | No Data | No Data | No Data | No Data | -17.2 | -45.3855 | 23.66 | 23.6993 | 38.4 | 59.081
2018-12-30 16:30 | No Data | No Data | No Data | No Data | 27.7775 | 33.9043 | No Data | No Data | No Data | No Data | No Data | No Data | No Data | No Data | -2.4 | -41.6692 | 27.755 | 27.7885 | 69.7 | 84.7427
2018-12-30 17:00 | No Data | No Data | No Data | No Data | 29.572 | 34.4364 | No Data | No Data | No Data | No Data | No Data | No Data | No Data | No Data | -19.6 | -42.0476 | 42.315 | 42.403 | 98.6 | 111.9415
2018-12-30 17:30 | No Data | No Data | No Data | No Data | 24.2496 | 28.9974 | No Data | No Data | No Data | No Data | No Data | No Data | No Data | No Data | -16.4 | -39.9239 | 52.78 | 52.829 | 105 | 115.6694
2018-12-30 18:00 | No Data | No Data | No Data | No Data | 19.8917 | 23.2088 | No Data | No Data | No Data | No Data | No Data | No Data | No Data | No Data | -20.8 | -41.2311 | 55.055 | 55.1471 | 106.5 | 117.5682
2018-12-30 18:30 | No Data | No Data | No Data | No Data | 20.7584 | 23.9558 | No Data | No Data | No Data | No Data | No Data | No Data | No Data | No Data | -32.4 | -50.8567 | 64.61 | 64.77 | 100.5 | 112.9726
2018-12-30 19:00 | No Data | No Data | No Data | No Data | 13.6782 | 18.0636 | No Data | No Data | No Data | No Data | No Data | No Data | No Data | No Data | -23.2 | -50.8063 | 60.06 | 60.3077 | 92 | 103.0386
2018-12-30 19:30 | No Data | No Data | No Data | No Data | 9.2226 | 14.9751 | No Data | No Data | No Data | No Data | No Data | No Data | No Data | No Data | -22 | -49.5516 | 65.065 | 65.1667 | 88 | 93.5349
2018-12-30 20:00 | No Data | No Data | No Data | No Data | 12.9702 | 21.8111 | No Data | No Data | No Data | No Data | No Data | No Data | No Data | No Data | -25.6 | -52.6437 | 69.615 | 69.6878 | 94 | 99.6907
2018-12-30 20:30 | No Data | No Data | No Data | No Data | 14.9111 | 24.4614 | No Data | No Data | No Data | No Data | No Data | No Data | No Data | No Data | -21.6 | -51.9076 | 65.065 | 65.1937 | 112.4 | 117.5462
2018-12-30 21:00 | No Data | No Data | No Data | No Data | 22.6505 | 30.9059 | No Data | No Data | No Data | No Data | No Data | No Data | No Data | No Data | -20 | -53.1097 | 62.335 | 62.5008 | 109.2 | 114.5504
2018-12-30 21:30 | No Data | No Data | No Data | No Data | 24.1886 | 32.0503 | No Data | No Data | No Data | No Data | No Data | No Data | No Data | No Data | -22.8 | -50.6249 | 63.7 | 64.0646 | 110 | 112.5877
2018-12-30 22:00 | No Data | No Data | No Data | No Data | 29.572 | 38.5782 | No Data | No Data | No Data | No Data | No Data | No Data | No Data | No Data | -13.6 | -50.6596 | 53.235 | 53.6148 | 95.4 | 96.8164
2018-12-30 22:30 | No Data | No Data | No Data | No Data | 38.5443 | 45.8197 | No Data | No Data | No Data | No Data | No Data | No Data | No Data | No Data | -17.2 | -50.9886 | 57.33 | 57.6828 | 101.9 | 103.1797
2018-12-30 23:00 | No Data | No Data | No Data | No Data | 36.701 | 45.2158 | No Data | No Data | No Data | No Data | No Data | No Data | No Data | No Data | -22.4 | -51.1641 | 58.695 | 59.1447 | 102.1 | 104.7027
2018-12-30 23:30 | No Data | No Data | No Data | No Data | 43.83 | 51.172 | No Data | No Data | No Data | No Data | No Data | No Data | No Data | No Data | -18.8 | -50.4349 | 56.42 | 56.9478 | 100.3 | 103.8187
2018-12-31 | No Data | No Data | No Data | No Data | 49.6773 | 56.2613 | No Data | No Data | No Data | No Data | No Data | No Data | No Data | No Data | -13.2 | -51.3264 | 50.05 | 50.5767 | 96.7 | 99.7309
2018-12-31 00:30 | No Data | No Data | No Data | No Data | 57.5631 | 63.3326 | No Data | No Data | No Data | No Data | No Data | No Data | No Data | No Data | -7.6 | -48.9931 | 46.865 | 47.3594 | 100.2 | 105.4763
2018-12-31 01:00 | No Data | No Data | No Data | No Data | 57.5631 | 63.3326 | No Data | No Data | No Data | No Data | No Data | No Data | No Data | No Data | -20.4 | -51.0529 | 56.875 | 57.339 | 103.4 | 106.8167
2018-12-31 01:30 | No Data | No Data | No Data | No Data | 49.1035 | 56.6274 | No Data | No Data | No Data | No Data | No Data | No Data | No Data | No Data | -20.8 | -54.1539 | 55.055 | 55.5342 | 96.5 | 98.8228
2018-12-31 02:00 | No Data | No Data | No Data | No Data | 47.5166 | 56.1096 | No Data | No Data | No Data | No Data | No Data | No Data | No Data | No Data | -24 | -55.4617 | 56.42 | 56.8877 | 93.2 | 94.8103
2018-12-31 02:30 | No Data | No Data | No Data | No Data | 49.3599 | 57.6789 | No Data | No Data | No Data | No Data | No Data | No Data | No Data | No Data | -18.4 | -54.4059 | 50.96 | 51.5437 | 87.2 | 90.7406
2018-12-31 03:00 | No Data | No Data | No Data | No Data | 43.8788 | 53.0642 | No Data | No Data | No Data | No Data | No Data | No Data | No Data | No Data | -21.2 | -54.6772 | 52.325 | 52.829 | 86.3 | 89.5217
2018-12-31 03:30 | No Data | No Data | No Data | No Data | 40.3387 | 51.3318 | No Data | No Data | No Data | No Data | No Data | No Data | No Data | No Data | -16 | -55.171 | 45.955 | 46.459 | 76.9 | 79.6114
2018-12-31 04:00 | No Data | No Data | No Data | No Data | 40.3387 | 51.3318 | No Data | No Data | No Data | No Data | No Data | No Data | No Data | No Data | -17.2 | -55.9114 | 45.955 | 46.459 | 76.4 | 79.0767
2018-12-31 04:30 | No Data | No Data | No Data | No Data | 38.5443 | 49.9339 | No Data | No Data | No Data | No Data | No Data | No Data | No Data | No Data | -15.2 | -55.3288 | 45.045 | 45.6295 | 74.9 | 77.1749
2018-12-31 05:00 | No Data | No Data | No Data | No Data | 36.8109 | 48.6084 | No Data | No Data | No Data | No Data | No Data | No Data | No Data | No Data | -14.8 | -55.6058 | 43.225 | 43.7605 | 73.4 | 75.6955
2018-12-31 05:30 | No Data | No Data | No Data | No Data | 38.4955 | 49.8963 | No Data | No Data | No Data | No Data | No Data | No Data | No Data | No Data | -15.6 | -55.4401 | 44.59 | 45.1804 | 76.2 | 79.0941
2018-12-31 06:00 | No Data | No Data | No Data | No Data | 43.7812 | 54.0789 | No Data | No Data | No Data | No Data | No Data | No Data | No Data | No Data | -21.6 | -54.4661 | 53.235 | 53.9324 | 86.9 | 90.1002
2018-12-31 06:30 | No Data | No Data | No Data | No Data | 47.2602 | 55.1433 | No Data | No Data | No Data | No Data | No Data | No Data | No Data | No Data | -16.8 | -51.6109 | 51.415 | 51.9278 | 84.3 | 86.9493
2018-12-31 07:00 | No Data | No Data | No Data | No Data | 48.957 | 56.6043 | No Data | No Data | No Data | No Data | No Data | No Data | No Data | No Data | -18 | -49.0241 | 46.41 | 46.7854 | 84.7 | 87.8199
2018-12-31 07:30 | No Data | No Data | No Data | No Data | 54.8531 | 60.1033 | No Data | No Data | No Data | No Data | No Data | No Data | No Data | No Data | -20 | -51.631 | 45.955 | 46.459 | 74.3 | 80.0213
2018-12-31 08:00 | No Data | No Data | No Data | No Data | 54.8531 | 60.1033 | No Data | No Data | No Data | No Data | No Data | No Data | No Data | No Data | -24.8 | -50.1597 | 19.11 | 19.1317 | 43 | 49.6864
2018-12-31 08:30 | No Data | No Data | No Data | No Data | 46.4912 | 53.4208 | No Data | No Data | No Data | No Data | No Data | No Data | No Data | No Data | -34.8 | -52.1199 | 40.95 | 40.9904 | 70.1 | 76.3215
2018-12-31 09:00 | No Data | No Data | No Data | No Data | 46.6011 | 54.3645 | No Data | No Data | No Data | No Data | No Data | No Data | No Data | No Data | -32 | -51.5379 | 37.765 | 37.8991 | 53.7 | 59.4899
2018-12-31 09:30 | No Data | No Data | No Data | No Data | 49.8238 | 58.0012 | No Data | No Data | No Data | No Data | No Data | No Data | No Data | No Data | -50.8 | -61.3514 | 52.78 | 52.9758 | 72.9 | 79.0232
2018-12-31 10:00 | No Data | No Data | No Data | No Data | 48.188 | 56.6023 | No Data | No Data | No Data | No Data | No Data | No Data | No Data | No Data | -15.2 | -44.29 | 20.475 | 20.475 | 52 | 57.7844
2018-12-31 10:30 | No Data | No Data | No Data | No Data | 44.8066 | 53.7528 | No Data | No Data | No Data | No Data | No Data | No Data | No Data | No Data | -51.6 | -62.0155 | 47.775 | 48.0365 | 21.2 | 30.6966
2018-12-31 11:00 | No Data | No Data | No Data | No Data | 48.3345 | 56.7271 | No Data | No Data | No Data | No Data | No Data | No Data | No Data | No Data | -45.6 | -56.1712 | 49.595 | 49.9465 | 56.7 | 64.9598
2018-12-31 11:30 | No Data | No Data | No Data | No Data | 46.3447 | 55.0415 | No Data | No Data | No Data | No Data | No Data | No Data | No Data | No Data | -32 | -48.4661 | 47.775 | 47.9912 | 45.3 | 55.0616
2018-12-31 12:00 | No Data | No Data | No Data | No Data | 44.184 | 53.235 | No Data | No Data | No Data | No Data | No Data | No Data | No Data | No Data | -40 | -53.5477 | 37.765 | 38.0381 | 14.2 | 29.2746
2018-12-31 12:30 | No Data | No Data | No Data | No Data | 45.9297 | 54.6925 | No Data | No Data | No Data | No Data | No Data | No Data | No Data | No Data | -30 | -48.1016 | 43.225 | 43.4185 | 16.6 | 32.6369
2018-12-31 13:00 | No Data | No Data | No Data | No Data | 44.1352 | 53.1945 | No Data | No Data | No Data | No Data | No Data | No Data | No Data | No Data | -11.6 | -45.1167 | 18.655 | 18.6605 | 5.4 | 28.516
2018-12-31 13:30 | No Data | No Data | No Data | No Data | 45.771 | 55.4666 | No Data | No Data | No Data | No Data | No Data | No Data | No Data | No Data | -27.6 | -49.9231 | 16.38 | 16.4368 | 3.9 | 31.0551
2018-12-31 14:00 | No Data | No Data | No Data | No Data | 45.2583 | 53.7382 | No Data | No Data | No Data | No Data | No Data | No Data | No Data | No Data | -42.4 | -56.4057 | 32.305 | 32.5635 | 19.8 | 39.9516
2018-12-31 14:30 | No Data | No Data | No Data | No Data | 45.2094 | 54.8585 | No Data | No Data | No Data | No Data | No Data | No Data | No Data | No Data | -32.8 | -51.2016 | 22.75 | 22.7909 | 11.8 | 33.6376
2018-12-31 15:00 | No Data | No Data | No Data | No Data | 49.2622 | 57.3877 | No Data | No Data | No Data | No Data | No Data | No Data | No Data | No Data | -52.8 | -61.9484 | 45.5 | 46.0787 | 30.9 | 51.9009
2018-12-31 15:30 | No Data | No Data | No Data | No Data | 47.3701 | 55.7719 | No Data | No Data | No Data | No Data | No Data | No Data | No Data | No Data | -32.4 | -52.0999 | 24.57 | 24.8382 | 28.8 | 42.8291
2018-12-31 16:00 | No Data | No Data | No Data | No Data | 52.6925 | 58.8262 | No Data | No Data | No Data | No Data | No Data | No Data | No Data | No Data | -44.8 | -58.7456 | 34.125 | 34.4901 | 39 | 53.2846
2018-12-31 16:30 | No Data | No Data | No Data | No Data | 49.0059 | 53.739 | No Data | No Data | No Data | No Data | No Data | No Data | No Data | No Data | -42.4 | -57.7443 | 32.305 | 32.5635 | 30.9 | 49.2108
2018-12-31 17:00 | No Data | No Data | No Data | No Data | 38.5443 | 43.5891 | No Data | No Data | No Data | No Data | No Data | No Data | No Data | No Data | -29.6 | -51.056 | 15.925 | 16.0867 | 24.6 | 44.7652
2018-12-31 17:30 | No Data | No Data | No Data | No Data | 37.4701 | 45.5766 | No Data | No Data | No Data | No Data | No Data | No Data | No Data | No Data | -34 | -53.4176 | 22.75 | 22.9719 | 63.6 | 77.7937
2018-12-31 18:00 | No Data | No Data | No Data | No Data | 29.8283 | 38.3496 | No Data | No Data | No Data | No Data | No Data | No Data | No Data | No Data | -13.2 | -48.6259 | 14.56 | 14.5671 | 54.5 | 66.7848
2018-12-31 18:30 | No Data | No Data | No Data | No Data | 17.731 | 28.4586 | No Data | No Data | No Data | No Data | No Data | No Data | No Data | No Data | -15.2 | -50.3492 | 5.915 | 6.0705 | 16.1 | 35.7326
2018-12-31 19:00 | No Data | No Data | No Data | No Data | 17.8897 | 29.364 | No Data | No Data | No Data | No Data | No Data | No Data | No Data | No Data | -11.6 | -48.9931 | 8.19 | 8.2026 | 24.5 | 38.1168
2018-12-31 19:30 | No Data | No Data | No Data | No Data | 14.3496 | 30.5084 | No Data | No Data | No Data | No Data | No Data | No Data | No Data | No Data | -2.4 | -46.8273 | 15.925 | 15.9315 | 47.6 | 59.3205
2018-12-31 20:00 | No Data | No Data | No Data | No Data | 11.7861 | 21.607 | No Data | No Data | No Data | No Data | No Data | No Data | No Data | No Data | -5.6 | -43.6147 | 36.4 | 36.4256 | 52.2 | 62.4606
2018-12-31 20:30 | No Data | No Data | No Data | No Data | 15.2163 | 25.0539 | No Data | No Data | No Data | No Data | No Data | No Data | No Data | No Data | -0.8 | -52.4061 | 37.765 | 38.0381 | 71.3 | 79.873
2018-12-31 21:00 | No Data | No Data | No Data | No Data | 17.4746 | 27.7366 | No Data | No Data | No Data | No Data | No Data | No Data | No Data | No Data | 3.2 | 54.494 | 32.76 | 33.0149 | 81.6 | 89.1078
2018-12-31 21:30 | No Data | No Data | No Data | No Data | 24.7623 | 33.9157 | No Data | No Data | No Data | No Data | No Data | No Data | No Data | No Data | 13.2 | 59.0931 | 21.84 | 22.071 | 67.9 | 74.3947
2018-12-31 22:00 | No Data | No Data | No Data | No Data | 26.6056 | 36.3876 | No Data | No Data | No Data | No Data | No Data | No Data | No Data | No Data | 9.6 | 58.3945 | 23.66 | 23.817 | 67.7 | 74.8818
2018-12-31 22:30 | No Data | No Data | No Data | No Data | 40.1923 | 48.1466 | No Data | No Data | No Data | No Data | No Data | No Data | No Data | No Data | 9.2 | 57.1454 | 29.12 | 29.3466 | 74.3 | 80.4309
2018-12-31 23:00 | No Data | No Data | No Data | No Data | 38.4955 | 46.7394 | No Data | No Data | No Data | No Data | No Data | No Data | No Data | No Data | 7.6 | 60.0826 | 26.39 | 26.4527 | 67.8 | 71.856
2018-12-31 23:30 | No Data | No Data | No Data | No Data | 52.2896 | 58.6249 | No Data | No Data | No Data | No Data | No Data | No Data | No Data | No Data | 2.4 | 56.451 | 28.665 | 29.1804 | 76.9 | 85.5124
2019-01-01 | No Data | No Data | No Data | No Data | 53.9742 | 60.1323 | No Data | No Data | No Data | No Data | No Data | No Data | No Data | No Data | 4.4 | 57.6888 | 29.12 | 29.6275 | 76.8 | 84.7765
2019-01-01 00:30 | No Data | No Data | No Data | No Data | 67.512 | 70.8168 | No Data | No Data | No Data | No Data | No Data | No Data | No Data | No Data | 8.4 | 54.6494 | 27.3 | 27.755 | 84.3 | 94.9996
2019-01-01 01:00 | No Data | No Data | No Data | No Data | 65.8274 | 69.7555 | No Data | No Data | No Data | No Data | No Data | No Data | No Data | No Data | -2 | -54.037 | 35.49 | 35.7805 | 83.9 | 90.1566
2019-01-01 01:30 | No Data | No Data | No Data | No Data | 60.7492 | 65.8774 | No Data | No Data | No Data | No Data | No Data | No Data | No Data | No Data | -10.8 | -54.2852 | 42.77 | 43.1171 | 83.5 | 90.312
2019-01-01 02:00 | No Data | No Data | No Data | No Data | 57.3068 | 64.1929 | No Data | No Data | No Data | No Data | No Data | No Data | No Data | No Data | -13.6 | -56.0742 | 44.135 | 44.4714 | 81.4 | 85.7071
2019-01-01 02:30 | No Data | No Data | No Data | No Data | 60.5905 | 67.1407 | No Data | No Data | No Data | No Data | No Data | No Data | No Data | No Data | -18 | -55.4054 | 47.32 | 48.0235 | 84.5 | 87.6802
2019-01-01 03:00 | No Data | No Data | No Data | No Data | 57.258 | 65.8938 | No Data | No Data | No Data | No Data | No Data | No Data | No Data | No Data | -17.6 | -56.0357 | 44.135 | 44.7314 | 79.2 | 82.0402
2019-01-01 03:30 | No Data | No Data | No Data | No Data | 57.258 | 65.8938 | No Data | No Data | No Data | No Data | No Data | No Data | No Data | No Data | -22.4 | -58.0923 | 50.05 | 50.7157 | 80.6 | 83.3415
2019-01-01 04:00 | No Data | No Data | No Data | No Data | 55.6222 | 64.4775 | No Data | No Data | No Data | No Data | No Data | No Data | No Data | No Data | -27.2 | -60.4635 | 50.96 | 51.6881 | 81.9 | 84.2594
2019-01-01 04:30 | No Data | No Data | No Data | No Data | 53.9254 | 63.0195 | No Data | No Data | No Data | No Data | No Data | No Data | No Data | No Data | -15.2 | -58.0262 | 40.95 | 41.5921 | 70.3 | 72.0757
2019-01-01 05:00 | No Data | No Data | No Data | No Data | 53.9254 | 63.0195 | No Data | No Data | No Data | No Data | No Data | No Data | No Data | No Data | -12.8 | -57.8342 | 36.4 | 37.1209 | 64.4 | 66.239
2019-01-01 05:30 | No Data | No Data | No Data | No Data | 53.9254 | 63.0195 | No Data | No Data | No Data | No Data | No Data | No Data | No Data | No Data | -14 | -58.1116 | 38.675 | 39.2726 | 66.8 | 68.6431
2019-01-01 06:00 | No Data | No Data | No Data | No Data | 53.9254 | 63.0195 | No Data | No Data | No Data | No Data | No Data | No Data | No Data | No Data | -13.6 | -57.6278 | 38.22 | 38.8246 | 67.7 | 69.2564
2019-01-01 06:30 | No Data | No Data | No Data | No Data | 53.9254 | 61.7855 | No Data | No Data | No Data | No Data | No Data | No Data | No Data | No Data | -11.2 | -54.7576 | 39.585 | 40.0943 | 69.1 | 70.2394
2019-01-01 07:00 | No Data | No Data | No Data | No Data | 53.9254 | 60.9981 | No Data | No Data | No Data | No Data | No Data | No Data | No Data | No Data | -12.8 | -50.3508 | 35.945 | 36.5872 | 59.1 | 59.9235
2019-01-01 07:30 | No Data | No Data | No Data | No Data | 52.1309 | 58.6 | No Data | No Data | No Data | No Data | No Data | No Data | No Data | No Data | -15.6 | -46.3068 | 27.755 | 27.8481 | 31.1 | 31.3436
2019-01-01 08:00 | No Data | No Data | No Data | No Data | 48.7007 | 56.3828 | No Data | No Data | No Data | No Data | No Data | No Data | No Data | No Data | -15.6 | -48.9522 | 10.01 | 10.0203 | -4.2 | -5.4672
2019-01-01 08:30 | No Data | No Data | No Data | No Data | 41.828 | 51.5663 | No Data | No Data | No Data | No Data | No Data | No Data | No Data | No Data | -12.4 | -48.0283 | 0 | 0 | -22.6 | -23.3324
2019-01-01 09:00 | No Data | No Data | No Data | No Data | 40.0824 | 50.1607 | No Data | No Data | No Data | No Data | No Data | No Data | No Data | No Data | -12 | -47.1525 | 0.91 | 1.6405 | -27.9 | -28.2448
2019-01-01 09:30 | No Data | No Data | No Data | No Data | 38.4466 | 48.8635 | No Data | No Data | No Data | No Data | No Data | No Data | No Data | No Data | -9.6 | -46.2082 | 0.455 | 1.0174 | -30 | -30.0734
2019-01-01 10:00 | No Data | No Data | No Data | No Data | 38.4466 | 48.8635 | No Data | No Data | No Data | No Data | No Data | No Data | No Data | No Data | -3.6 | -46.1407 | -6.37 | -8.101 | -11.9 | -12.5228
2019-01-01 10:30 | No Data | No Data | No Data | No Data | 34.6502 | 47.0263 | No Data | No Data | No Data | No Data | No Data | No Data | No Data | No Data | -0.4 | -46.4017 | -7.28 | -8.7403 | -13.1 | -15.0456
2019-01-01 11:00 | No Data | No Data | No Data | No Data | 31.0613 | 44.4482 | No Data | No Data | No Data | No Data | No Data | No Data | No Data | No Data | -2.4 | -44.8642 | -4.55 | -6.4347 | -10.7 | -17.7003
2019-01-01 11:30 | No Data | No Data | No Data | No Data | 30.5486 | 44.0914 | No Data | No Data | No Data | No Data | No Data | No Data | No Data | No Data | -8.4 | -43.6165 | 0.91 | 1.6405 | -25.9 | -27.5264
2019-01-01 12:00 | No Data | No Data | No Data | No Data | 27.0695 | 40.4431 | No Data | No Data | No Data | No Data | No Data | No Data | No Data | No Data | -8 | -43.5412 | 1.365 | 1.9304 | -24.5 | -28.1357
2019-01-01 12:30 | No Data | No Data | No Data | No Data | 21.4298 | 36.9069 | No Data | No Data | No Data | No Data | No Data | No Data | No Data | No Data | -4 | -43.3848 | -0.91 | -3.2173 | -24.9 | -28.2767
2019-01-01 13:00 | No Data | No Data | No Data | No Data | 19.379 | 34.2207 | No Data | No Data | No Data | No Data | No Data | No Data | No Data | No Data | -5.2 | -42.7177 | 0.91 | 1.2869 | -23.8 | -27.9737
2019-01-01 13:30 | No Data | No Data | No Data | No Data | 23.2731 | 36.567 | No Data | No Data | No Data | No Data | No Data | No Data | No Data | No Data | -7.2 | -44.98 | 0 | 0 | -22.6 | -27.1803
2019-01-01 14:00 | No Data | No Data | No Data | No Data | 20.6607 | 34.9625 | No Data | No Data | No Data | No Data | No Data | No Data | No Data | No Data | -4 | -45.3766 | -5.46 | -5.5353 | -25.3 | -29.1398
2019-01-01 14:30 | No Data | No Data | No Data | No Data | 23.1632 | 36.4972 | No Data | No Data | No Data | No Data | No Data | No Data | No Data | No Data | -5.6 | -45.1486 | -1.82 | -2.275 | -22 | -26.4592
2019-01-01 15:00 | No Data | No Data | No Data | No Data | 25.4704 | 38.0033 | No Data | No Data | No Data | No Data | No Data | No Data | No Data | No Data | -5.6 | -46.3396 | -0.91 | -3.3124 | -19.7 | -32.3818
2019-01-01 15:30 | No Data | No Data | No Data | No Data | 25.6291 | 38.1098 | No Data | No Data | No Data | No Data | No Data | No Data | No Data | No Data | -9.2 | -45.0351 | 1.365 | 1.9304 | -11 | -32.423
2019-01-01 16:00 | No Data | No Data | No Data | No Data | 23.2242 | 36.5359 | No Data | No Data | No Data | No Data | No Data | No Data | No Data | No Data | -7.2 | -44.1905 | 0.91 | 2.8777 | -11.1 | -26.5334
2019-01-01 16:30 | No Data | No Data | No Data | No Data | 23.8346 | 33.5007 | No Data | No Data | No Data | No Data | No Data | No Data | No Data | No Data | -6 | -44.8036 | 0 | 3.185 | -9.6 | -27.9973
2019-01-01 17:00 | No Data | No Data | No Data | No Data | 23.5294 | 32.1065 | No Data | No Data | No Data | No Data | No Data | No Data | No Data | No Data | -7.6 | -46.229 | 0.91 | 2.8777 | -7.1 | -30.148
2019-01-01 17:30 | No Data | No Data | No Data | No Data | 21.1734 | 28.67 | No Data | No Data | No Data | No Data | No Data | No Data | No Data | No Data | -1.2 | -46.4155 | -4.095 | -5.1878 | -10 | -30.2035
2019-01-01 18:00 | No Data | No Data | No Data | No Data | 24.9577 | 30.5655 | No Data | No Data | No Data | No Data | No Data | No Data | No Data | No Data | -4.8 | -47.4046 | -1.365 | -3.8875 | -7.1 | -29.5652
2019-01-01 18:30 | No Data | No Data | No Data | No Data | 20.3433 | 25.7897 | No Data | No Data | No Data | No Data | No Data | No Data | No Data | No Data | -1.2 | -48.4066 | -5.915 | -7.7484 | -7.6 | -28.3381
2019-01-01 19:00 | No Data | No Data | No Data | No Data | 16.9619 | 23.2156 | No Data | No Data | No Data | No Data | No Data | No Data | No Data | No Data | 5.6 | 50.3126 | -11.375 | -12.821 | -3.6 | -29.8181
2019-01-01 19:30 | No Data | No Data | No Data | No Data | 17.4746 | 23.5928 | No Data | No Data | No Data | No Data | No Data | No Data | No Data | No Data | 6 | 48.3735 | 4.55 | 5.8268 | 25.9 | 39.4069
2019-01-01 20:00 | No Data | No Data | No Data | No Data | 17.2183 | 26.1246 | No Data | No Data | No Data | No Data | No Data | No Data | No Data | No Data | -3.2 | -41.6692 | 34.125 | 34.128 | 50.2 | 59.6936
2019-01-01 20:30 | No Data | No Data | No Data | No Data | 21.5274 | 29.1454 | No Data | No Data | No Data | No Data | No Data | No Data | No Data | No Data | -4.8 | -46.2498 | 46.41 | 46.6325 | 72.2 | 79.9673
2019-01-01 21:00 | No Data | No Data | No Data | No Data | 19.733 | 29.1761 | No Data | No Data | No Data | No Data | No Data | No Data | No Data | No Data | -2 | -51.2562 | 40.95 | 41.3124 | 90.4 | 97.4532
2019-01-01 21:30 | No Data | No Data | No Data | No Data | 25.7267 | 33.5219 | No Data | No Data | No Data | No Data | No Data | No Data | No Data | No Data | 4.8 | 53.0177 | 34.58 | 34.7711 | 82.1 | 88.0074
2019-01-01 22:00 | No Data | No Data | No Data | No Data | 25.7267 | 34.6669 | No Data | No Data | No Data | No Data | No Data | No Data | No Data | No Data | -2 | -53.206 | 38.22 | 38.4388 | 82.8 | 88.9134
2019-01-01 22:30 | No Data | No Data | No Data | No Data | 40.5951 | 46.7749 | No Data | No Data | No Data | No Data | No Data | No Data | No Data | No Data | 0 | 52.8061 | 38.675 | 38.8459 | 83.3 | 87.722
2019-01-01 23:00 | No Data | No Data | No Data | No Data | 38.9105 | 46.1807 | No Data | No Data | No Data | No Data | No Data | No Data | No Data | No Data | 4 | 54.9458 | 31.85 | 31.9668 | 72.5 | 78.3097
2019-01-01 23:30 | No Data | No Data | No Data | No Data | 45.7221 | 52.0494 | No Data | No Data | No Data | No Data | No Data | No Data | No Data | No Data | 10.4 | 57.7443 | 25.025 | 25.0911 | 68.5 | 71.9768
2019-01-02 | No Data | No Data | No Data | No Data | 50.7027 | 56.4747 | No Data | No Data | No Data | No Data | No Data | No Data | No Data | No Data | 13.6 | 57.2391 | 21.84 | 21.9157 | 69.3 | 76.1232
2019-01-02 00:30 | No Data | No Data | No Data | No Data | 62.8 | 65.6327 | No Data | No Data | No Data | No Data | No Data | No Data | No Data | No Data | 19.6 | 58.5764 | 18.655 | 18.7436 | 72.1 | 80.5433
2019-01-02 01:00 | No Data | No Data | No Data | No Data | 52.4971 | 55.7349 | No Data | No Data | No Data | No Data | No Data | No Data | No Data | No Data | 12.8 | 58.2244 | 23.66 | 23.7299 | 69.8 | 75.7779
2019-01-02 01:30 | No Data | No Data | No Data | No Data | 47.3701 | 53.3392 | No Data | No Data | No Data | No Data | No Data | No Data | No Data | No Data | 9.2 | 60.3059 | 21.84 | 22.1413 | 60.4 | 63.7841
2019-01-02 02:00 | No Data | No Data | No Data | No Data | 43.8788 | 50.2643 | No Data | No Data | No Data | No Data | No Data | No Data | No Data | No Data | 11.6 | 58.3644 | 19.565 | 19.8225 | 56.9 | 60.1163
2019-01-02 02:30 | No Data | No Data | No Data | No Data | 45.6245 | 51.7951 | No Data | No Data | No Data | No Data | No Data | No Data | No Data | No Data | 10.4 | 59.3188 | 19.11 | 19.4536 | 55.1 | 58.8249
2019-01-02 03:00 | No Data | No Data | No Data | No Data | 43.1098 | 50.531 | No Data | No Data | No Data | No Data | No Data | No Data | No Data | No Data | 7.6 | 66.0388 | 19.565 | 20.195 | 53.6 | 56.8014
2019-01-02 03:30 | No Data | No Data | No Data | No Data | 40.6561 | 48.4546 | No Data | No Data | No Data | No Data | No Data | No Data | No Data | No Data | 8.4 | 66.5324 | 18.2 | 18.8756 | 50.4 | 54.2232
2019-01-02 04:00 | No Data | No Data | No Data | No Data | 37.3236 | 45.6944 | No Data | No Data | No Data | No Data | No Data | No Data | No Data | No Data | 8 | 66.8802 | 17.745 | 18.4373 | 49.7 | 53.3166
2019-01-02 04:30 | No Data | No Data | No Data | No Data | 37.3236 | 45.6944 | No Data | No Data | No Data | No Data | No Data | No Data | No Data | No Data | 6.8 | 66.3494 | 20.475 | 21.0778 | 49 | 51.8325
2019-01-02 05:00 | No Data | No Data | No Data | No Data | 37.3236 | 45.6944 | No Data | No Data | No Data | No Data | No Data | No Data | No Data | No Data | 8 | 66.4831 | 18.2 | 18.8756 | 48.5 | 51.5268
2019-01-02 05:30 | No Data | No Data | No Data | No Data | 37.2137 | 45.6047 | No Data | No Data | No Data | No Data | No Data | No Data | No Data | No Data | 11.6 | 67.7997 | 15.47 | 16.5623 | 45.9 | 48.1358
2019-01-02 06:00 | No Data | No Data | No Data | No Data | 38.8617 | 46.0019 | No Data | No Data | No Data | No Data | No Data | No Data | No Data | No Data | 12.4 | 68.3345 | 14.56 | 15.8925 | 47.3 | 48.9753
2019-01-02 06:30 | No Data | No Data | No Data | No Data | 40.6561 | 46.7012 | No Data | No Data | No Data | No Data | No Data | No Data | No Data | No Data | 15.6 | 67.4294 | 13.65 | 15.2612 | 46.9 | 48.2656
2019-01-02 07:00 | No Data | No Data | No Data | No Data | 40.5951 | 46.6481 | No Data | No Data | No Data | No Data | No Data | No Data | No Data | No Data | 19.6 | 61.9806 | 7.28 | 13.1242 | 29.1 | 30.9026
2019-01-02 07:30 | No Data | No Data | No Data | No Data | 44.2451 | 48.3274 | No Data | No Data | No Data | No Data | No Data | No Data | No Data | No Data | 11.2 | 56.7168 | 5.005 | 15.3962 | 8.8 | 14.4014
2019-01-02 08:00 | No Data | No Data | No Data | No Data | 42.4994 | 47.46 | No Data | No Data | No Data | No Data | No Data | No Data | No Data | No Data | 8.8 | 59.0593 | -11.375 | -20.3177 | -21.8 | -22.8064
2019-01-02 08:30 | No Data | No Data | No Data | No Data | 38.2391 | 43.6861 | No Data | No Data | No Data | No Data | No Data | No Data | No Data | No Data | 14 | 61.2222 | -21.84 | -29.6275 | -42.1 | -42.1429
2019-01-02 09:00 | No Data | No Data | No Data | No Data | 38.2391 | 44.5314 | No Data | No Data | No Data | No Data | No Data | No Data | No Data | No Data | 16.4 | 62.973 | -26.39 | -33.6823 | -49.6 | -49.6364
2019-01-02 09:30 | No Data | No Data | No Data | No Data | 37.6776 | 44.0502 | No Data | No Data | No Data | No Data | No Data | No Data | No Data | No Data | 12 | 62.0516 | -23.66 | -31.2893 | -49 | -49.023
2019-01-02 10:00 | No Data | No Data | No Data | No Data | 37.2137 | 44.5915 | No Data | No Data | No Data | No Data | No Data | No Data | No Data | No Data | 22.4 | 65.9224 | -31.395 | -39.3121 | -32.8 | -33.3808
2019-01-02 10:30 | No Data | No Data | No Data | No Data | 37.2137 | 44.5915 | No Data | No Data | No Data | No Data | No Data | No Data | No Data | No Data | 19.2 | 64.1411 | -28.665 | -36.5957 | -29.9 | -30.5565
2019-01-02 11:00 | No Data | No Data | No Data | No Data | 37.2137 | 44.5915 | No Data | No Data | No Data | No Data | No Data | No Data | No Data | No Data | 22.4 | 64.4199 | -27.3 | -35.5366 | -33.9 | -34.5365
2019-01-02 11:30 | No Data | No Data | No Data | No Data | 33.7346 | 41.7321 | No Data | No Data | No Data | No Data | No Data | No Data | No Data | No Data | 14.8 | 61.4101 | -21.385 | -30.5664 | -50.4 | -50.5831
2019-01-02 12:00 | No Data | No Data | No Data | No Data | 37.2137 | 44.5915 | No Data | No Data | No Data | No Data | No Data | No Data | No Data | No Data | 14.4 | 60.9262 | -21.385 | -29.923 | -48.9 | -49.7579
2019-01-02 12:30 | No Data | No Data | No Data | No Data | 40.7538 | 48.6163 | No Data | No Data | No Data | No Data | No Data | No Data | No Data | No Data | 3.2 | 57.3397 | -8.645 | -21.3656 | -34.3 | -34.9676
2019-01-02 13:00 | No Data | No Data | No Data | No Data | 40.7538 | 48.6163 | No Data | No Data | No Data | No Data | No Data | No Data | No Data | No Data | -1.2 | -50.8771 | -4.095 | -11.2377 | -27.1 | -27.6798
2019-01-02 13:30 | No Data | No Data | No Data | No Data | 38.7518 | 46.9508 | No Data | No Data | No Data | No Data | No Data | No Data | No Data | No Data | -12.4 | -46.099 | 5.46 | 6.3211 | -18 | -18.5785
2019-01-02 14:00 | No Data | No Data | No Data | No Data | 43.5737 | 51.0033 | No Data | No Data | No Data | No Data | No Data | No Data | No Data | No Data | -25.6 | -50.2155 | 19.565 | 19.6126 | -1.5 | -5.7009
2019-01-02 14:30 | No Data | No Data | No Data | No Data | 44.8066 | 51.7037 | No Data | No Data | No Data | No Data | No Data | No Data | No Data | No Data | -26.8 | -48.8148 | 20.475 | 20.5205 | 1.9 | 13.8311
2019-01-02 15:00 | No Data | No Data | No Data | No Data | 42.8046 | 50.1624 | No Data | No Data | No Data | No Data | No Data | No Data | No Data | No Data | -27.2 | -50.0384 | 23.66 | 23.817 | 5.4 | 9.902
2019-01-02 15:30 | No Data | No Data | No Data | No Data | 42.4994 | 49.9022 | No Data | No Data | No Data | No Data | No Data | No Data | No Data | No Data | -23.2 | -47.9817 | 20.475 | 20.7212 | 4 | 9.6664
2019-01-02 16:00 | No Data | No Data | No Data | No Data | 37.0062 | 43.2609 | No Data | No Data | No Data | No Data | No Data | No Data | No Data | No Data | -21.2 | -48.1215 | 16.835 | 17.1336 | 19.4 | 24.3403
2019-01-02 16:30 | No Data | No Data | No Data | No Data | 39.7772 | 43.8534 | No Data | No Data | No Data | No Data | No Data | No Data | No Data | No Data | -29.2 | -50.4983 | 22.295 | 22.3136 | 15.1 | 22.6632
2019-01-02 17:00 | No Data | No Data | No Data | No Data | 36.1883 | 40.6262 | No Data | No Data | No Data | No Data | No Data | No Data | No Data | No Data | -26 | -49.7369 | 20.475 | 20.6562 | 20.6 | 23.9927
2019-01-02 17:30 | No Data | No Data | No Data | No Data | 36.7498 | 40.2483 | No Data | No Data | No Data | No Data | No Data | No Data | No Data | No Data | -27.2 | -51.0498 | 28.665 | 28.7947 | 32.2 | 34.7628
2019-01-02 18:00 | No Data | No Data | No Data | No Data | 36.9085 | 40.3932 | No Data | No Data | No Data | No Data | No Data | No Data | No Data | No Data | -40.4 | -56.5714 | 34.125 | 34.1735 | 60.1 | 62.8551
2019-01-02 18:30 | No Data | No Data | No Data | No Data | 36.6033 | 40.1146 | No Data | No Data | No Data | No Data | No Data | No Data | No Data | No Data | -51.6 | -62.2382 | 62.79 | 62.8493 | 63.4 | 65.9057
2019-01-02 19:00 | No Data | No Data | No Data | No Data | 35.4192 | 39.8026 | No Data | No Data | No Data | No Data | No Data | No Data | No Data | No Data | -22 | -42.8747 | 54.145 | 54.1526 | 65.2 | 67.3047
2019-01-02 19:30 | No Data | No Data | No Data | No Data | 31.989 | 36.7834 | No Data | No Data | No Data | No Data | No Data | No Data | No Data | No Data | -29.2 | -44.8179 | 59.605 | 59.6119 | 84.7 | 86.7182
2019-01-02 20:00 | No Data | No Data | No Data | No Data | 29.4743 | 35.5654 | No Data | No Data | No Data | No Data | No Data | No Data | No Data | No Data | -44 | -52.1536 | 85.085 | 85.1154 | 103.4 | 105.4911
2019-01-02 20:30 | No Data | No Data | No Data | No Data | 25.8854 | 31.6754 | No Data | No Data | No Data | No Data | No Data | No Data | No Data | No Data | -28.4 | -48.4066 | 74.62 | 74.7323 | 101.3 | 101.7924
2019-01-02 21:00 | No Data | No Data | No Data | No Data | 29.8283 | 35.8594 | No Data | No Data | No Data | No Data | No Data | No Data | No Data | No Data | -21.6 | -47.5849 | 68.705 | 68.8555 | 119.4 | 119.7694
2019-01-02 21:30 | No Data | No Data | No Data | No Data | 27.5212 | 32.9718 | No Data | No Data | No Data | No Data | No Data | No Data | No Data | No Data | -1.2 | -50.0144 | 45.955 | 45.9753 | 93.8 | 93.8282
2019-01-02 22:00 | No Data | No Data | No Data | No Data | 25.1164 | 32.0468 | No Data | No Data | No Data | No Data | No Data | No Data | No Data | No Data | 6.4 | 51.5984 | 34.58 | 34.6279 | 78.6 | 79.7173
2019-01-02 22:30 | No Data | No Data | No Data | No Data | 34.3938 | 39.7379 | No Data | No Data | No Data | No Data | No Data | No Data | No Data | No Data | 11.2 | 53.5836 | 33.67 | 33.6823 | 80 | 80.5621
2019-01-02 23:00 | No Data | No Data | No Data | No Data | 32.1355 | 37.8002 | No Data | No Data | No Data | No Data | No Data | No Data | No Data | No Data | 8.4 | 52.6741 | 34.58 | 34.592 | 76.2 | 76.6399
2019-01-02 23:30 | No Data | No Data | No Data | No Data | 39.2157 | 45.0148 | No Data | No Data | No Data | No Data | No Data | No Data | No Data | No Data | 4 | 50.1597 | 38.22 | 38.3174 | 82.3 | 84.5327
2019-01-03 | No Data | No Data | No Data | No Data | 44.7456 | 49.1833 | No Data | No Data | No Data | No Data | No Data | No Data | No Data | No Data | 4.4 | 48.1065 | 38.22 | 38.5463 | 86.8 | 91.2351
2019-01-03 00:30 | No Data | No Data | No Data | No Data | 53.8766 | 56.8038 | No Data | No Data | No Data | No Data | No Data | No Data | No Data | No Data | 4 | 49.761 | 38.22 | 38.3525 | 93.9 | 101.8259
2019-01-03 01:00 | No Data | No Data | No Data | No Data | 48.5908 | 52.431 | No Data | No Data | No Data | No Data | No Data | No Data | No Data | No Data | -1.6 | -49.7031 | 44.59 | 44.7036 | 91.2 | 94.9164
2019-01-03 01:30 | No Data | No Data | No Data | No Data | 41.5229 | 46.7997 | No Data | No Data | No Data | No Data | No Data | No Data | No Data | No Data | -8.4 | -47.0846 | 47.775 | 48.086 | 88 | 91.1356
2019-01-03 02:00 | No Data | No Data | No Data | No Data | 37.3724 | 44.0329 | No Data | No Data | No Data | No Data | No Data | No Data | No Data | No Data | -14 | -48.4661 | 52.325 | 52.7113 | 90.6 | 93.7763
2019-01-03 02:30 | No Data | No Data | No Data | No Data | 40.7538 | 46.9369 | No Data | No Data | No Data | No Data | No Data | No Data | No Data | No Data | -12.8 | -48.9048 | 50.505 | 50.9641 | 88.4 | 91.5478
2019-01-03 03:00 | No Data | No Data | No Data | No Data | 38.6053 | 45.9768 | No Data | No Data | No Data | No Data | No Data | No Data | No Data | No Data | -20 | -52 | 55.055 | 55.5342 | 87.9 | 90.3275
2019-01-03 03:30 | No Data | No Data | No Data | No Data | 33.0632 | 42.5076 | No Data | No Data | No Data | No Data | No Data | No Data | No Data | No Data | -12 | -51.031 | 46.41 | 46.7854 | 78.4 | 80.7646
2019-01-03 04:00 | No Data | No Data | No Data | No Data | 31.3664 | 42.527 | No Data | No Data | No Data | No Data | No Data | No Data | No Data | No Data | -9.6 | -52.0922 | 42.77 | 43.1171 | 73.4 | 76.1024
2019-01-03 04:30 | No Data | No Data | No Data | No Data | 31.3664 | 42.527 | No Data | No Data | No Data | No Data | No Data | No Data | No Data | No Data | -9.2 | -52.02 | 42.77 | 43.1171 | 73 | 74.9307
2019-01-03 05:00 | No Data | No Data | No Data | No Data | 33.1121 | 43.8304 | No Data | No Data | No Data | No Data | No Data | No Data | No Data | No Data | 2.8 | 54.0015 | 31.395 | 31.7914 | 60.7 | 63.228
2019-01-03 05:30 | No Data | No Data | No Data | No Data | 31.4763 | 42.6081 | No Data | No Data | No Data | No Data | No Data | No Data | No Data | No Data | 12.8 | 55.8856 | 25.025 | 25.1282 | 55.2 | 57.4443
2019-01-03 06:00 | No Data | No Data | No Data | No Data | 31.4763 | 41.4516 | No Data | No Data | No Data | No Data | No Data | No Data | No Data | No Data | 12 | 55.7078 | 24.115 | 24.269 | 57.2 | 59.684
2019-01-03 06:30 | No Data | No Data | No Data | No Data | 33.6248 | 42.1016 | No Data | No Data | No Data | No Data | No Data | No Data | No Data | No Data | 17.6 | 54.8977 | 21.84 | 22.1413 | 56.4 | 57.6417
2019-01-03 07:00 | No Data | No Data | No Data | No Data | 31.989 | 38.2809 | No Data | No Data | No Data | No Data | No Data | No Data | No Data | No Data | 15.6 | 53.5238 | 15.47 | 15.6364 | 41 | 42.9815
2019-01-03 07:30 | No Data | No Data | No Data | No Data | 37.0672 | 41.7821 | No Data | No Data | No Data | No Data | No Data | No Data | No Data | No Data | 6.4 | 42.0894 | 13.65 | 13.7181 | 21 | 22.6177
2019-01-03 08:00 | No Data | No Data | No Data | No Data | 47.6753 | 52.067 | No Data | No Data | No Data | No Data | No Data | No Data | No Data | No Data | 3.2 | 43.3184 | 0.91 | 1.2869 | -9.2 | -11.9331
2019-01-03 08:30 | No Data | No Data | No Data | No Data | 40.2411 | 46.3404 | No Data | No Data | No Data | No Data | No Data | No Data | No Data | No Data | 2.4 | 45.2637 | -7.735 | -8.7521 | -28.8 | -28.8998
2019-01-03 09:00 | No Data | No Data | No Data | No Data | 40.3387 | 46.4252 | No Data | No Data | No Data | No Data | No Data | No Data | No Data | No Data | -2.4 | -44.8071 | -2.275 | -5.4978 | -28.7 | -28.9126
2019-01-03 09:30 | No Data | No Data | No Data | No Data | 42.1332 | 47.9926 | No Data | No Data | No Data | No Data | No Data | No Data | No Data | No Data | -4.8 | -47.0455 | -1.365 | -4.7503 | -26.7 | -27.8727
2019-01-03 10:00 | No Data | No Data | No Data | No Data | 42.1332 | 49.0827 | No Data | No Data | No Data | No Data | No Data | No Data | No Data | No Data | 1.2 | 47.6823 | -9.555 | -12.5847 | -10.4 | -16.1075
2019-01-03 10:30 | No Data | No Data | No Data | No Data | 44.3427 | 50.9919 | No Data | No Data | No Data | No Data | No Data | No Data | No Data | No Data | -4.4 | -46.6082 | -0.455 | -6.3862 | -2.3 | -15.0765
2019-01-03 11:00 | No Data | No Data | No Data | No Data | 44.3427 | 51.8254 | No Data | No Data | No Data | No Data | No Data | No Data | No Data | No Data | -10.4 | -44.0454 | 5.915 | 7.1942 | 2 | 19.105
2019-01-03 11:30 | No Data | No Data | No Data | No Data | 44.3427 | 51.8254 | No Data | No Data | No Data | No Data | No Data | No Data | No Data | No Data | -14.4 | -43.644 | 9.555 | 10.0719 | 6 | 26.1964
2019-01-03 12:00 | No Data | No Data | No Data | No Data | 42.1942 | 49.9995 | No Data | No Data | No Data | No Data | No Data | No Data | No Data | No Data | -24.8 | -45.0422 | 21.385 | 21.385 | -4.7 | -23.9885
2019-01-03 12:30 | No Data | No Data | No Data | No Data | 42.1942 | 49.9995 | No Data | No Data | No Data | No Data | No Data | No Data | No Data | No Data | -28.8 | -43.0516 | 23.66 | 24.7547 | -0.1 | 30.9
2019-01-03 13:00 | No Data | No Data | No Data | No Data | 42.1942 | 49.9995 | No Data | No Data | No Data | No Data | No Data | No Data | No Data | No Data | -34 | -45.6088 | 30.485 | 31.2397 | 9.1 | 31.637
2019-01-03 13:30 | No Data | No Data | No Data | No Data | 42.1942 | 49.9995 | No Data | No Data | No Data | No Data | No Data | No Data | No Data | No Data | -33.2 | -44.214 | 31.395 | 32.1283 | 11.4 | 36.1448
2019-01-03 14:00 | No Data | No Data | No Data | No Data | 51.313 | 57.9019 | No Data | No Data | No Data | No Data | No Data | No Data | No Data | No Data | -64.8 | -68.0564 | 68.25 | 69.1914 | 52.1 | 66.3739
2019-01-03 14:30 | No Data | No Data | No Data | No Data | 47.7241 | 52.7482 | No Data | No Data | No Data | No Data | No Data | No Data | No Data | No Data | -40.8 | -48.8148 | 41.405 | 42.3932 | 26.8 | 43.7653
2019-01-03 15:00 | No Data | No Data | No Data | No Data | 50.3365 | 55.123 | No Data | No Data | No Data | No Data | No Data | No Data | No Data | No Data | -51.6 | -56.7408 | 53.235 | 54.2539 | 39.9 | 55.3073
2019-01-03 15:30 | No Data | No Data | No Data | No Data | 55.9274 | 59.6598 | No Data | No Data | No Data | No Data | No Data | No Data | No Data | No Data | -44.4 | -49.5516 | 46.41 | 48.5061 | 35.4 | 49.222
2019-01-03 16:00 | No Data | No Data | No Data | No Data | 59.9313 | 63.4286 | No Data | No Data | No Data | No Data | No Data | No Data | No Data | No Data | -43.2 | -48.6621 | 44.59 | 46.6325 | 37.5 | 53.3166
2019-01-03 16:30 | No Data | No Data | No Data | No Data | 64.9973 | 67.0495 | No Data | No Data | No Data | No Data | No Data | No Data | No Data | No Data | -25.2 | -37.6701 | 26.845 | 28.8127 | 22.4 | 45.5834
2019-01-03 17:00 | No Data | No Data | No Data | No Data | 68.6473 | 70.1235 | No Data | No Data | No Data | No Data | No Data | No Data | No Data | No Data | -25.6 | -39.1346 | 26.845 | 28.6506 | 24.8 | 41.0406
2019-01-03 17:30 | No Data | No Data | No Data | No Data | 72.285 | 73.6885 | No Data | No Data | No Data | No Data | No Data | No Data | No Data | No Data | -28.4 | -38.7752 | 30.485 | 32.8673 | 29.1 | 52.2312
2019-01-03 18:00 | No Data | No Data | No Data | No Data | 74.6899 | 77.2964 | No Data | No Data | No Data | No Data | No Data | No Data | No Data | No Data | -35.2 | -42.3792 | 37.765 | 40.1562 | 40.1 | 60.7988
2019-01-03 18:30 | No Data | No Data | No Data | No Data | 74.6899 | 77.2964 | No Data | No Data | No Data | No Data | No Data | No Data | No Data | No Data | -36 | -43.2666 | 39.585 | 42.1778 | 45.3 | 63.5708
2019-01-03 19:00 | No Data | No Data | No Data | No Data | 76.7895 | 79.7533 | No Data | No Data | No Data | No Data | No Data | No Data | No Data | No Data | -40.8 | -45.4383 | 53.235 | 55.698 | 69 | 86.1601
2019-01-03 19:30 | No Data | No Data | No Data | No Data | 78.5351 | 82.2118 | No Data | No Data | No Data | No Data | No Data | No Data | No Data | No Data | -48.4 | -50.8519 | 73.71 | 75.5081 | 105 | 116.4696
2019-01-03 20:00 | No Data | No Data | No Data | No Data | 78.5351 | 82.7448 | No Data | No Data | No Data | No Data | No Data | No Data | No Data | No Data | -44 | -45.3061 | 92.82 | 94.1003 | 132.8 | 139.2532
2019-01-03 20:30 | No Data | No Data | No Data | No Data | 66.9993 | 72.5761 | No Data | No Data | No Data | No Data | No Data | No Data | No Data | No Data | -60.4 | -61.7414 | 112.84 | 114.6826 | 148.8 | 151.949
2019-01-03 21:00 | No Data | No Data | No Data | No Data | 63.5691 | 71.1915 | No Data | No Data | No Data | No Data | No Data | No Data | No Data | No Data | -62 | -63.742 | 113.295 | 114.9719 | 145.4 | 147.4497
2019-01-03 21:30 | No Data | No Data | No Data | No Data | 61.7746 | 69.5939 | No Data | No Data | No Data | No Data | No Data | No Data | No Data | No Data | -54 | -55.7853 | 105.105 | 107.5389 | 148.3 | 149.1078
2019-01-03 22:00 | No Data | No Data | No Data | No Data | 56.0861 | 66.9802 | No Data | No Data | No Data | No Data | No Data | No Data | No Data | No Data | -54.8 | -56.4624 | 104.65 | 107.2913 | 155.5 | 156.3942
2019-01-03 22:30 | No Data | No Data | No Data | No Data | 60.029 | 69.4218 | No Data | No Data | No Data | No Data | No Data | No Data | No Data | No Data | -55.2 | -56.7563 | 106.47 | 108.9694 | 158.9 | 158.474
2019-01-03 23:00 | No Data | No Data | No Data | No Data | 47.2114 | 55.2595 | No Data | No Data | No Data | No Data | No Data | No Data | No Data | No Data | -68 | -68.9162 | 118.3 | 120.5544 | 166.8 | 167.0876
2019-01-03 23:30 | No Data | No Data | No Data | No Data | 52.2408 | 58.5372 | No Data | No Data | No Data | No Data | No Data | No Data | No Data | No Data | -54.4 | -56.9351 | 99.645 | 102.6295 | 149.1 | 149.5983
2019-01-04 | No Data | No Data | No Data | No Data | 52.2408 | 57.7498 | No Data | No Data | No Data | No Data | No Data | No Data | No Data | No Data | -45.6 | -49.7932 | 92.82 | 95.788 | 142.8 | 143.3815
2019-01-04 00:30 | No Data | No Data | No Data | No Data | 62.031 | 65.549 | No Data | No Data | No Data | No Data | No Data | No Data | No Data | No Data | -27.6 | -36.0555 | 75.53 | 78.7518 | 131.8 | 132.8538
2019-01-04 01:00 | No Data | No Data | No Data | No Data | 46.2837 | 50.902 | No Data | No Data | No Data | No Data | No Data | No Data | No Data | No Data | -36.4 | -42.5319 | 81.9 | 84.8804 | 129.9 | 131.3703
2019-01-04 01:30 | No Data | No Data | No Data | No Data | 41.2665 | 46.387 | No Data | No Data | No Data | No Data | No Data | No Data | No Data | No Data | -28.8 | -40.1676 | 71.435 | 73.9469 | 114.1 | 115.9218
2019-01-04 02:00 | No Data | No Data | No Data | No Data | 17.4746 | 25.8684 | No Data | No Data | No Data | No Data | No Data | No Data | No Data | No Data | -14 | -34.1971 | 55.965 | 58.9923 | 94.4 | 97.6799
2019-01-04 02:30 | No Data | No Data | No Data | No Data | 21.0147 | 28.3801 | No Data | No Data | No Data | No Data | No Data | No Data | No Data | No Data | -14 | -35.2953 | 54.145 | 57.4184 | 93 | 95.7541
2019-01-04 03:00 | No Data | No Data | No Data | No Data | 13.7881 | 23.5355 | No Data | No Data | No Data | No Data | No Data | No Data | No Data | No Data | -16.8 | -35.7883 | 57.33 | 60.4311 | 93.2 | 95.8075
2019-01-04 03:30 | No Data | No Data | No Data | No Data | 9.5277 | 21.321 | No Data | No Data | No Data | No Data | No Data | No Data | No Data | No Data | -17.6 | -35.4739 | 54.6 | 57.9996 | 90 | 94.0494
2019-01-04 04:00 | No Data | No Data | No Data | No Data | 0.81178 | 14.4822 | No Data | No Data | No Data | No Data | No Data | No Data | No Data | No Data | -10.4 | -32.5085 | 50.96 | 54.5867 | 84.1 | 88.0696
2019-01-04 04:30 | No Data | No Data | No Data | No Data | 0.86061 | 14.485 | No Data | No Data | No Data | No Data | No Data | No Data | No Data | No Data | -5.6 | -30.1251 | 47.775 | 51.288 | 79.7 | 86.1854
2019-01-04 05:00 | No Data | No Data | No Data | No Data | -6.2074 | -14.247 | No Data | No Data | No Data | No Data | No Data | No Data | No Data | No Data | 18.8 | 40.6133 | 21.84 | 27.3 | 54 | 62.2288
2019-01-04 05:30 | No Data | No Data | No Data | No Data | -6.2074 | -9.5312 | No Data | No Data | No Data | No Data | No Data | No Data | No Data | No Data | 15.6 | 37.0448 | 26.39 | 31.5496 | 58.9 | 67.5201
2019-01-04 06:00 | No Data | No Data | No Data | No Data | -7.9042 | -7.9042 | No Data | No Data | No Data | No Data | No Data | No Data | No Data | No Data | 0.4 | 32.0624 | 40.495 | 44.7776 | 77.3 | 85.062
2019-01-04 06:30 | No Data | No Data | No Data | No Data | -5.1331 | -7.859 | No Data | No Data | No Data | No Data | No Data | No Data | No Data | No Data | 6 | 29.4184 | 40.495 | 44.3969 | 78.9 | 88.2353
2019-01-04 07:00 | No Data | No Data | No Data | No Data | -6.5126 | -6.5126 | No Data | No Data | No Data | No Data | No Data | No Data | No Data | No Data | 8.8 | 31.6481 | 36.855 | 40.1484 | 69.1 | 75.4513
2019-01-04 07:30 | No Data | No Data | No Data | No Data | -2.5696 | -2.5696 | No Data | No Data | No Data | No Data | No Data | No Data | No Data | No Data | 15.2 | 31.1589 | 23.205 | 25.4556 | 59.1 | 68.9424
2019-01-04 08:00 | No Data | No Data | No Data | No Data | -4.828 | -4.828 | No Data | No Data | No Data | No Data | No Data | No Data | No Data | No Data | 24.4 | 38.3604 | 7.28 | 10.2955 | 28.7 | 48.1004
2019-01-04 08:30 | No Data | No Data | No Data | No Data | -4.7181 | -8.8928 | No Data | No Data | No Data | No Data | No Data | No Data | No Data | No Data | 31.2 | 44.138 | 0 | 2.275 | 7.6 | 37.0871
2019-01-04 09:00 | No Data | No Data | No Data | No Data | -5.597 | -6.6521 | No Data | No Data | No Data | No Data | No Data | No Data | No Data | No Data | 43.2 | 55.2232 | -11.83 | -11.9692 | -5.5 | -34.7382
2019-01-04 09:30 | No Data | No Data | No Data | No Data | -15.2895 | -15.2895 | No Data | No Data | No Data | No Data | No Data | No Data | No Data | No Data | 49.2 | 60.0333 | -19.11 | -19.11 | -12.1 | -35.5242
2019-01-04 10:00 | No Data | No Data | No Data | No Data | -13.4951 | -13.4951 | No Data | No Data | No Data | No Data | No Data | No Data | No Data | No Data | 48.8 | 60.0826 | -15.47 | -15.5301 | -27.1 | -43.1668
2019-01-04 10:30 | No Data | No Data | No Data | No Data | -13.4951 | -13.5202 | No Data | No Data | No Data | No Data | No Data | No Data | No Data | No Data | 56.4 | 67.7844 | -22.75 | -23.294 | -33.4 | -40.4965
2019-01-04 11:00 | No Data | No Data | No Data | No Data | -17.1817 | -17.2032 | No Data | No Data | No Data | No Data | No Data | No Data | No Data | No Data | 52 | 64.1698 | -16.38 | -16.8841 | -26.5 | -36.8761
2019-01-04 11:30 | No Data | No Data | No Data | No Data | -18.4634 | -18.5074 | No Data | No Data | No Data | No Data | No Data | No Data | No Data | No Data | 42.8 | 55.9271 | -7.28 | -7.5041 | -15.8 | -35.0618
2019-01-04 12:00 | No Data | No Data | No Data | No Data | -19.2325 | -19.6739 | No Data | No Data | No Data | No Data | No Data | No Data | No Data | No Data | 47.6 | 60.1664 | -13.195 | -13.4745 | -21.2 | -41.9509
2019-01-04 12:30 | No Data | No Data | No Data | No Data | -4.2664 | -16.5567 | No Data | No Data | No Data | No Data | No Data | No Data | No Data | No Data | 52.8 | 63.4577 | -15.925 | -15.9315 | -24.5 | -32.5301
2019-01-04 13:00 | No Data | No Data | No Data | No Data | -9.3935 | -18.5094 | No Data | No Data | No Data | No Data | No Data | No Data | No Data | No Data | 60 | 70.3864 | -24.115 | -24.115 | -31.1 | -40.0281
2019-01-04 13:30 | No Data | No Data | No Data | No Data | -13.2876 | -19.1223 | No Data | No Data | No Data | No Data | No Data | No Data | No Data | No Data | 53.2 | 64.9159 | -20.93 | -20.9745 | -29.6 | -37.7322
2019-01-04 14:00 | No Data | No Data | No Data | No Data | -21.2345 | -24.3935 | No Data | No Data | No Data | No Data | No Data | No Data | No Data | No Data | 28.8 | 44.2538 | 0.455 | 3.2173 | -2.1 | -30.2696
2019-01-04 14:30 | No Data | No Data | No Data | No Data | -14.3618 | -19.8416 | No Data | No Data | No Data | No Data | No Data | No Data | No Data | No Data | 20 | 36.7238 | 5.915 | 9.3801 | 5.6 | 33.2448
2019-01-04 15:00 | No Data | No Data | No Data | No Data | -14.6181 | -16.1766 | No Data | No Data | No Data | No Data | No Data | No Data | No Data | No Data | 78.8 | 87.3109 | -36.855 | -36.855 | -51 | -55.5825
2019-01-04 15:30 | No Data | No Data | No Data | No Data | -21.5396 | -21.6107 | No Data | No Data | No Data | No Data | No Data | No Data | No Data | No Data | 92 | 100.3195 | -45.045 | -45.2308 | -50 | -52.0835
2019-01-04 16:00 | No Data | No Data | No Data | No Data | -21.5885 | -21.8938 | No Data | No Data | No Data | No Data | No Data | No Data | No Data | No Data | 69.2 | 76.0736 | -30.94 | -31.7849 | -22 | -36.3209
2019-01-04 16:30 | No Data | No Data | No Data | No Data | -15.082 | -18.0712 | No Data | No Data | No Data | No Data | No Data | No Data | No Data | No Data | 38 | 48.6637 | -15.925 | -19.0558 | 17 | 46.5176
2019-01-04 17:00 | No Data | No Data | No Data | No Data | -16.7178 | -19.6152 | No Data | No Data | No Data | No Data | No Data | No Data | No Data | No Data | 56 | 63.9112 | -23.66 | -26.4527 | 2.4 | 41.5693
2019-01-04 17:30 | No Data | No Data | No Data | No Data | -16.1074 | -19.0454 | No Data | No Data | No Data | No Data | No Data | No Data | No Data | No Data | 57.6 | 64.9443 | -22.295 | -25.4556 | 19.2 | 46.0896
2019-01-04 18:00 | No Data | No Data | No Data | No Data | -13.8491 | -18.0594 | No Data | No Data | No Data | No Data | No Data | No Data | No Data | No Data | 50 | 57.902 | -17.745 | -21.8447 | 41.4 | 56.399
2019-01-04 18:30 | No Data | No Data | No Data | No Data | -21.0269 | -23.2176 | No Data | No Data | No Data | No Data | No Data | No Data | No Data | No Data | 60.4 | 68.5414 | -33.67 | -35.2588 | 21.4 | 43.7858
2019-01-04 19:00 | No Data | No Data | No Data | No Data | -20.8682 | -24.9917 | No Data | No Data | No Data | No Data | No Data | No Data | No Data | No Data | 51.2 | 59.7501 | -24.115 | -27.2734 | 12.6 | 40.4144
2019-01-04 19:30 | No Data | No Data | No Data | No Data | -14.2031 | -21.1293 | No Data | No Data | No Data | No Data | No Data | No Data | No Data | No Data | 12.8 | 24.7645 | 20.93 | 29.923 | 48 | 70.1815
2019-01-04 20:00 | No Data | No Data | No Data | No Data | -16.669 | -24.1941 | No Data | No Data | No Data | No Data | No Data | No Data | No Data | No Data | 7.2 | 20.5056 | 34.125 | 41.5248 | 92.2 | 103.9463
2019-01-04 20:30 | No Data | No Data | No Data | No Data | -10.724 | -22.5553 | No Data | No Data | No Data | No Data | No Data | No Data | No Data | No Data | 17.6 | 36.8717 | 26.845 | 32.9522 | 86.3 | 97.2815
2019-01-04 21:00 | No Data | No Data | No Data | No Data | -8.9296 | -18.0127 | No Data | No Data | No Data | No Data | No Data | No Data | No Data | No Data | 21.6 | 39.2734 | 25.48 | 30.0472 | 81.3 | 88.2005
2019-01-04 21:30 | No Data | No Data | No Data | No Data | 0.0061036 | 21.253 | No Data | No Data | No Data | No Data | No Data | No Data | No Data | No Data | 22.4 | 40.7156 | 17.29 | 23.817 | 75.2 | 85.2706
2019-01-04 22:00 | No Data | No Data | No Data | No Data | -4.1077 | -14.9377 | No Data | No Data | No Data | No Data | No Data | No Data | No Data | No Data | 28.4 | 46.8017 | 14.56 | 21.2442 | 63.4 | 72.1313
2019-01-04 22:30 | No Data | No Data | No Data | No Data | 11.1147 | 20.0347 | No Data | No Data | No Data | No Data | No Data | No Data | No Data | No Data | 28.4 | 42.4867 | 16.835 | 23.817 | 64.3 | 77.1314
2019-01-04 23:00 | No Data | No Data | No Data | No Data | 15.2163 | 25.1316 | No Data | No Data | No Data | No Data | No Data | No Data | No Data | No Data | 25.6 | 41.2931 | 18.2 | 26.39 | 60.6 | 73.903
2019-01-04 23:30 | No Data | No Data | No Data | No Data | 27.985 | 35.3742 | No Data | No Data | No Data | No Data | No Data | No Data | No Data | No Data | 29.2 | 43.6165 | 15.47 | 24.5868 | 61 | 75.0379
2019-01-05 | No Data | No Data | No Data | No Data | 33.0632 | 39.5139 | No Data | No Data | No Data | No Data | No Data | No Data | No Data | No Data | 32 | 45.824 | 15.47 | 24.2349 | 59.5 | 72.2015
2019-01-05 00:30 | No Data | No Data | No Data | No Data | 46.9551 | 51.7006 | No Data | No Data | No Data | No Data | No Data | No Data | No Data | No Data | 27.2 | 41.9981 | 19.11 | 27.0256 | 71.1 | 81.9378
2019-01-05 01:00 | No Data | No Data | No Data | No Data | 35.8831 | 41.9019 | No Data | No Data | No Data | No Data | No Data | No Data | No Data | No Data | 16 | 40.8627 | 28.21 | 30.9534 | 72.1 | 78.6009
2019-01-05 01:30 | No Data | No Data | No Data | No Data | 28.2414 | 36.8998 | No Data | No Data | No Data | No Data | No Data | No Data | No Data | No Data | 12.4 | 39.972 | 30.94 | 33.2897 | 67.2 | 71.6302
2019-01-05 02:00 | No Data | No Data | No Data | No Data | 19.1714 | 30.6357 | No Data | No Data | No Data | No Data | No Data | No Data | No Data | No Data | 10.4 | 40.5561 | 30.94 | 34.1947 | 66.6 | 69.9232
2019-01-05 02:30 | No Data | No Data | No Data | No Data | 21.0147 | 31.8217 | No Data | No Data | No Data | No Data | No Data | No Data | No Data | No Data | 2.4 | 37.6765 | 38.22 | 41.2321 | 73.1 | 76.168
2019-01-05 03:00 | No Data | No Data | No Data | No Data | 15.2163 | 28.2468 | No Data | No Data | No Data | No Data | No Data | No Data | No Data | No Data | -2.4 | -37.3738 | 42.77 | 45.4818 | 74.6 | 77.692
2019-01-05 03:30 | No Data | No Data | No Data | No Data | 17.4258 | 29.4958 | No Data | No Data | No Data | No Data | No Data | No Data | No Data | No Data | -4 | -37.4144 | 41.405 | 44.2006 | 73.9 | 76.404
2019-01-05 04:00 | No Data | No Data | No Data | No Data | 17.4258 | 30.9214 | No Data | No Data | No Data | No Data | No Data | No Data | No Data | No Data | 2.4 | 39.2734 | 34.58 | 37.6992 | 64.4 | 66.6832
2019-01-05 04:30 | No Data | No Data | No Data | No Data | 17.5845 | 32.8447 | No Data | No Data | No Data | No Data | No Data | No Data | No Data | No Data | -1.2 | -37.2193 | 40.95 | 43.4614 | 69.5 | 71.8435
2019-01-05 05:00 | No Data | No Data | No Data | No Data | 14.9599 | 31.5176 | No Data | No Data | No Data | No Data | No Data | No Data | No Data | No Data | -2.4 | -38.1701 | 40.95 | 43.616 | 70.1 | 71.767
2019-01-05 05:30 | No Data | No Data | No Data | No Data | 15.0698 | 31.5699 | No Data | No Data | No Data | No Data | No Data | No Data | No Data | No Data | -5.6 | -37.2236 | 44.135 | 46.7677 | 73.3 | 75.3139
2019-01-05 06:00 | No Data | No Data | No Data | No Data | 17.0108 | 31.1584 | No Data | No Data | No Data | No Data | No Data | No Data | No Data | No Data | -5.6 | -38.0147 | 41.405 | 44.3619 | 74.3 | 76.2786
2019-01-05 06:30 | No Data | No Data | No Data | No Data | 24.7013 | 35.9393 | No Data | No Data | No Data | No Data | No Data | No Data | No Data | No Data | 0 | 37.6 | 40.04 | 42.6051 | 70.7 | 72.2737
2019-01-05 07:00 | No Data | No Data | No Data | No Data | 28.4489 | 37.4212 | No Data | No Data | No Data | No Data | No Data | No Data | No Data | No Data | -1.2 | -36.8087 | 39.585 | 42.337 | 61.4 | 63.6834
2019-01-05 07:30 | No Data | No Data | No Data | No Data | 30.4021 | 38.9268 | No Data | No Data | No Data | No Data | No Data | No Data | No Data | No Data | -3.6 | -31.0097 | 31.395 | 33.5499 | 50.6 | 53.0094
2019-01-05 08:00 | No Data | No Data | No Data | No Data | 27.8386 | 35.6744 | No Data | No Data | No Data | No Data | No Data | No Data | No Data | No Data | 8.8 | 34.7333 | 16.835 | 19.1371 | 34.4 | 37.4883
2019-01-05 08:30 | No Data | No Data | No Data | No Data | 25.4215 | 33.8866 | No Data | No Data | No Data | No Data | No Data | No Data | No Data | No Data | 6.8 | 33.8892 | 11.83 | 13.8905 | 22.9 | 26.5324
2019-01-05 09:00 | No Data | No Data | No Data | No Data | 34.5037 | 42.033 | No Data | No Data | No Data | No Data | No Data | No Data | No Data | No Data | 13.6 | 36.9908 | 23.205 | 25.0952 | 0.8 | 7.1449
2019-01-05 09:30 | No Data | No Data | No Data | No Data | 40.2899 | 47.9218 | No Data | No Data | No Data | No Data | No Data | No Data | No Data | No Data | 8.8 | 33.188 | 9.555 | 11.4837 | 1.3 | 10.3817
2019-01-05 10:00 | No Data | No Data | No Data | No Data | 35.8343 | 44.3061 | No Data | No Data | No Data | No Data | No Data | No Data | No Data | No Data | 31.6 | 47.9016 | -0.91 | -2.8777 | -18.2 | -20.6155
2019-01-05 10:30 | No Data | No Data | No Data | No Data | 30.4021 | 40.2075 | No Data | No Data | No Data | No Data | No Data | No Data | No Data | No Data | 28.8 | 45.4805 | 2.73 | 4.9216 | 7.2 | 9.7673
2019-01-05 11:00 | No Data | No Data | No Data | No Data | 26.8132 | 38.9514 | No Data | No Data | No Data | No Data | No Data | No Data | No Data | No Data | 37.6 | 53.458 | 2.275 | 4.6845 | 7.2 | 15.6541
2019-01-05 11:30 | No Data | No Data | No Data | No Data | 23.9933 | 38.3377 | No Data | No Data | No Data | No Data | No Data | No Data | No Data | No Data | 34.4 | 47.8079 | 5.915 | 10.8534 | 13.1 | 21.7002
2019-01-05 12:00 | No Data | No Data | No Data | No Data | 26.0929 | 39.6856 | No Data | No Data | No Data | No Data | No Data | No Data | No Data | No Data | 43.2 | 55.2232 | -5.46 | -7.7216 | 15.1 | 24.5839
2019-01-05 12:30 | No Data | No Data | No Data | No Data | 21.6251 | 36.7734 | No Data | No Data | No Data | No Data | No Data | No Data | No Data | No Data | 46.4 | 58.9739 | -10.465 | -11.8037 | 4.3 | 12.8413
2019-01-05 13:00 | No Data | No Data | No Data | No Data | 18.6099 | 35.0438 | No Data | No Data | No Data | No Data | No Data | No Data | No Data | No Data | 60.4 | 73.7965 | -40.95 | -41.1115 | -12.6 | -16.0702
2019-01-05 13:30 | No Data | No Data | No Data | No Data | 9.3812 | 29.5735 | No Data | No Data | No Data | No Data | No Data | No Data | No Data | No Data | 57.2 | 69.5701 | -30.485 | -30.5155 | -31.7 | -31.7569
2019-01-05 14:00 | No Data | No Data | No Data | No Data | 6.0487 | 26.9989 | No Data | No Data | No Data | No Data | No Data | No Data | No Data | No Data | 49.2 | 63.6616 | -29.575 | -29.746 | -56.7 | -56.8409
2019-01-05 14:30 | No Data | No Data | No Data | No Data | -6.4149 | -21.005 | No Data | No Data | No Data | No Data | No Data | No Data | No Data | No Data | 80.8 | 90.6977 | -56.875 | -57.339 | -97.5 | -97.5271
2019-01-05 15:00 | No Data | No Data | No Data | No Data | -22.6139 | -24.5249 | No Data | No Data | No Data | No Data | No Data | No Data | No Data | No Data | 100.8 | 110.6345 | -77.35 | -78.6255 | -104.9 | -105.5505
2019-01-05 15:30 | No Data | No Data | No Data | No Data | -29.9504 | -32.0407 | No Data | No Data | No Data | No Data | No Data | No Data | No Data | No Data | 91.6 | 102.3226 | -67.795 | -68.5979 | -105.7 | -106.0023
2019-01-05 16:00 | No Data | No Data | No Data | No Data | -24.4572 | -24.6774 | No Data | No Data | No Data | No Data | No Data | No Data | No Data | No Data | 88.4 | 98.9238 | -61.425 | -61.7091 | -103.3 | -103.8222
2019-01-05 16:30 | No Data | No Data | No Data | No Data | -23.4318 | -23.977 | No Data | No Data | No Data | No Data | No Data | No Data | No Data | No Data | 66.8 | 78.6943 | -48.23 | -48.335 | -83.2 | -84.0467
2019-01-05 17:00 | No Data | No Data | No Data | No Data | -15.8511 | -16.9878 | No Data | No Data | No Data | No Data | No Data | No Data | No Data | No Data | 97.2 | 106.8607 | -74.165 | -74.8997 | -104.2 | -104.3297
2019-01-05 17:30 | No Data | No Data | No Data | No Data | -10.9316 | -15.747 | No Data | No Data | No Data | No Data | No Data | No Data | No Data | No Data | 74.4 | 86.0326 | -51.415 | -51.658 | -51.8 | -52.6106
2019-01-05 18:00 | No Data | No Data | No Data | No Data | -31.4397 | -31.5061 | No Data | No Data | No Data | No Data | No Data | No Data | No Data | No Data | 56.4 | 69.6103 | -36.855 | -36.8578 | -67 | -67.1646
2019-01-05 18:30 | No Data | No Data | No Data | No Data | -19.2813 | -19.4196 | No Data | No Data | No Data | No Data | No Data | No Data | No Data | No Data | 35.6 | 52.3633 | -15.925 | -16.4431 | -41.8 | -41.991
2019-01-05 19:00 | No Data | No Data | No Data | No Data | -5.5482 | -14.4444 | No Data | No Data | No Data | No Data | No Data | No Data | No Data | No Data | 25.2 | 44.2719 | -6.37 | -9.0085 | -30.5 | -31.4086
2019-01-05 19:30 | No Data | No Data | No Data | No Data | -2.2644 | -15.8549 | No Data | No Data | No Data | No Data | No Data | No Data | No Data | No Data | 8 | 34.9285 | 11.375 | 14.2873 | -2 | -6.3246
2019-01-05 20:00 | No Data | No Data | No Data | No Data | 2.3499 | 18.0555 | No Data | No Data | No Data | No Data | No Data | No Data | No Data | No Data | -1.6 | -30.927 | 33.215 | 35.1088 | 31.9 | 33.615
2019-01-05 20:30 | No Data | No Data | No Data | No Data | 0.0061036 | 19.5377 | No Data | No Data | No Data | No Data | No Data | No Data | No Data | No Data | -7.2 | -36.7129 | 42.77 | 45.4818 | 51.6 | 52.6376
2019-01-05 21:00 | No Data | No Data | No Data | No Data | 16.4004 | 28.4812 | No Data | No Data | No Data | No Data | No Data | No Data | No Data | No Data | -8.4 | -36.5776 | 46.41 | 49.0662 | 56.7 | 58.5247
2019-01-05 21:30 | No Data | No Data | No Data | No Data | 18.146 | 30.9955 | No Data | No Data | No Data | No Data | No Data | No Data | No Data | No Data | 5.2 | 39.94 | 30.94 | 34.0034 | 61.4 | 63.6044
2019-01-05 22:00 | No Data | No Data | No Data | No Data | 23.5294 | 34.4606 | No Data | No Data | No Data | No Data | No Data | No Data | No Data | No Data | 5.6 | 40.7863 | 30.485 | 33.59 | 60.1 | 61.5757
2019-01-05 22:30 | No Data | No Data | No Data | No Data | 32.8557 | 41.3932 | No Data | No Data | No Data | No Data | No Data | No Data | No Data | No Data | 0.8 | 40.008 | 35.49 | 38.3606 | 68.3 | 69.9064
2019-01-05 23:00 | No Data | No Data | No Data | No Data | 25.7267 | 35.9967 | No Data | No Data | No Data | No Data | No Data | No Data | No Data | No Data | -1.2 | -40.8176 | 35.49 | 38.5356 | 65.4 | 66.6795
2019-01-05 23:30 | No Data | No Data | No Data | No Data | 30.9636 | 39.908 | No Data | No Data | No Data | No Data | No Data | No Data | No Data | No Data | -8.4 | -40.0899 | 42.315 | 45.2124 | 75.7 | 77.6073
2019-01-06 | No Data | No Data | No Data | No Data | 35.1629 | 42.0864 | No Data | No Data | No Data | No Data | No Data | No Data | No Data | No Data | -4.8 | -41.0814 | 38.675 | 41.8254 | 74.8 | 76.9588
2019-01-06 00:30 | No Data | No Data | No Data | No Data | 45.6733 | 51.1946 | No Data | No Data | No Data | No Data | No Data | No Data | No Data | No Data | 1.2 | 40.018 | 34.58 | 37.6992 | 77.4 | 82.0734
2019-01-06 01:00 | No Data | No Data | No Data | No Data | 40.2411 | 47.4425 | No Data | No Data | No Data | No Data | No Data | No Data | No Data | No Data | -4 | -41.7919 | 36.4 | 39.551 | 75.7 | 77.2604
2019-01-06 01:30 | No Data | No Data | No Data | No Data | 34.6014 | 42.7633 | No Data | No Data | No Data | No Data | No Data | No Data | No Data | No Data | 0 | 48.4 | 32.305 | 33.4417 | 63 | 64.6026
2019-01-06 02:00 | No Data | No Data | No Data | No Data | 32.9046 | 41.4023 | No Data | No Data | No Data | No Data | No Data | No Data | No Data | No Data | 0.8 | 49.2065 | 29.575 | 30.6881 | 59.2 | 60.526
2019-01-06 02:30 | No Data | No Data | No Data | No Data | 36.6033 | 45.5327 | No Data | No Data | No Data | No Data | No Data | No Data | No Data | No Data | 0 | 50 | 30.94 | 32.0056 | 58.5 | 59.8206
2019-01-06 03:00 | No Data | No Data | No Data | No Data | 35.9319 | 46.2581 | No Data | No Data | No Data | No Data | No Data | No Data | No Data | No Data | -6 | -49.1675 | 35.035 | 36.0858 | 60.8 | 61.9155
2019-01-06 03:30 | No Data | No Data | No Data | No Data | 35.9319 | 46.2581 | No Data | No Data | No Data | No Data | No Data | No Data | No Data | No Data | -4.4 | -50.5917 | 31.85 | 32.8861 | 57.2 | 57.873
2019-01-06 04:00 | No Data | No Data | No Data | No Data | 35.9319 | 46.2581 | No Data | No Data | No Data | No Data | No Data | No Data | No Data | No Data | -9.2 | -50.446 | 35.945 | 37.1933 | 59.2 | 60.0723
2019-01-06 04:30 | No Data | No Data | No Data | No Data | 37.9339 | 49.3002 | No Data | No Data | No Data | No Data | No Data | No Data | No Data | No Data | -5.6 | -50.3126 | 34.125 | 35.203 | 57.3 | 58.0822
2019-01-06 05:00 | No Data | No Data | No Data | No Data | 39.5697 | 50.5696 | No Data | No Data | No Data | No Data | No Data | No Data | No Data | No Data | -7.2 | -48.9326 | 36.4 | 37.4125 | 59.9 | 60.7791
2019-01-06 05:30 | No Data | No Data | No Data | No Data | 43.1098 | 53.3852 | No Data | No Data | No Data | No Data | No Data | No Data | No Data | No Data | -4.8 | -50.2299 | 33.67 | 34.7621 | 60 | 60.6419
2019-01-06 06:00 | No Data | No Data | No Data | No Data | 44.9531 | 54.8845 | No Data | No Data | No Data | No Data | No Data | No Data | No Data | No Data | -3.2 | -49.6145 | 31.395 | 32.5635 | 58.1 | 58.6346
2019-01-06 06:30 | No Data | No Data | No Data | No Data | 44.9531 | 53.5344 | No Data | No Data | No Data | No Data | No Data | No Data | No Data | No Data | 1.6 | 48.5057 | 32.305 | 33.1151 | 58.5 | 58.8383
2019-01-06 07:00 | No Data | No Data | No Data | No Data | 47.3701 | 54.7172 | No Data | No Data | No Data | No Data | No Data | No Data | No Data | No Data | 1.6 | 45.6281 | 30.485 | 31.3422 | 47.3 | 47.5232
2019-01-06 07:30 | No Data | No Data | No Data | No Data | 47.3701 | 54.7172 | No Data | No Data | No Data | No Data | No Data | No Data | No Data | No Data | -7.6 | -41.5018 | 30.94 | 31.2728 | 29.1 | 29.1908
2019-01-06 08:00 | No Data | No Data | No Data | No Data | 49.4697 | 57.3548 | No Data | No Data | No Data | No Data | No Data | No Data | No Data | No Data | -6 | -41.2388 | 22.295 | 22.5902 | 1.6 | 2.5612
2019-01-06 08:30 | No Data | No Data | No Data | No Data | 45.0629 | 53.6002 | No Data | No Data | No Data | No Data | No Data | No Data | No Data | No Data | 5.2 | 44.7035 | 12.74 | 12.8129 | -21.4 | -23.2545
2019-01-06 09:00 | No Data | No Data | No Data | No Data | 42.707 | 52.5792 | No Data | No Data | No Data | No Data | No Data | No Data | No Data | No Data | 8 | 44.7214 | 10.92 | 10.9295 | -28 | -29.2329
2019-01-06 09:30 | No Data | No Data | No Data | No Data | 38.4466 | 49.1816 | No Data | No Data | No Data | No Data | No Data | No Data | No Data | No Data | 12 | 46.3793 | 6.825 | 6.825 | -32 | -33.1616
2019-01-06 10:00 | No Data | No Data | No Data | No Data | 34.0398 | 45.8192 | No Data | No Data | No Data | No Data | No Data | No Data | No Data | No Data | 16.8 | 47.8464 | 1.365 | 1.4388 | -37.2 | -38.1811
2019-01-06 10:30 | No Data | No Data | No Data | No Data | 34.0398 | 45.8192 | No Data | No Data | No Data | No Data | No Data | No Data | No Data | No Data | 20 | 49.4271 | 0 | 0 | -41.5 | -43.1724
2019-01-06 11:00 | No Data | No Data | No Data | No Data | 28.1437 | 41.6264 | No Data | No Data | No Data | No Data | No Data | No Data | No Data | No Data | 14.4 | 47.0574 | 4.095 | 4.1202 | -36.2 | -37.5558
2019-01-06 11:30 | No Data | No Data | No Data | No Data | 24.8112 | 39.2035 | No Data | No Data | No Data | No Data | No Data | No Data | No Data | No Data | 17.6 | 48.5057 | 0.91 | 1.2869 | -40.1 | -41.2331
2019-01-06 12:00 | No Data | No Data | No Data | No Data | 28.4977 | 40.164 | No Data | No Data | No Data | No Data | No Data | No Data | No Data | No Data | 15.6 | 47.4384 | 1.365 | 1.6405 | -40.7 | -41.2976
2019-01-06 12:30 | No Data | No Data | No Data | No Data | 28.5466 | 41.6325 | No Data | No Data | No Data | No Data | No Data | No Data | No Data | No Data | 12.8 | 46.9774 | 4.095 | 4.1949 | -38.7 | -38.9382
2019-01-06 13:00 | No Data | No Data | No Data | No Data | 26.9108 | 40.5284 | No Data | No Data | No Data | No Data | No Data | No Data | No Data | No Data | 15.6 | 47.8163 | 1.365 | 1.4388 | -41.7 | -41.8728
2019-01-06 13:30 | No Data | No Data | No Data | No Data | 26.862 | 40.496 | No Data | No Data | No Data | No Data | No Data | No Data | No Data | No Data | 22 | 51.3513 | -2.73 | -3.8608 | -26.3 | -26.1324
2019-01-06 14:00 | No Data | No Data | No Data | No Data | 23.2731 | 38.2099 | No Data | No Data | No Data | No Data | No Data | No Data | No Data | No Data | 25.2 | 53.1534 | -6.37 | -7.5727 | -26.9 | -26.9119
2019-01-06 14:30 | No Data | No Data | No Data | No Data | 21.5274 | 37.1724 | No Data | No Data | No Data | No Data | No Data | No Data | No Data | No Data | 29.6 | 54.7006 | -7.735 | -9.213 | -29.1 | -29.211
2019-01-06 15:00 | No Data | No Data | No Data | No Data | 19.2691 | 34.5426 | No Data | No Data | No Data | No Data | No Data | No Data | No Data | No Data | 29.6 | 55.3751 | -9.1 | -9.9789 | -28.5 | -28.5
2019-01-06 15:30 | No Data | No Data | No Data | No Data | 21.4786 | 34.6417 | No Data | No Data | No Data | No Data | No Data | No Data | No Data | No Data | 31.6 | 56.4695 | -8.645 | -9.7693 | -33.4 | -33.4181
2019-01-06 16:00 | No Data | No Data | No Data | No Data | 20.5508 | 30.5208 | No Data | No Data | No Data | No Data | No Data | No Data | No Data | No Data | 26.8 | 52.8923 | -5.46 | -6.3211 | -37.5 | -37.5341
2019-01-06 16:30 | No Data | No Data | No Data | No Data | 21.6861 | 31.2965 | No Data | No Data | No Data | No Data | No Data | No Data | No Data | No Data | 22.8 | 49.5564 | -1.82 | -2.0348 | -33.5 | -33.5382
2019-01-06 17:00 | No Data | No Data | No Data | No Data | 21.8814 | 30.2792 | No Data | No Data | No Data | No Data | No Data | No Data | No Data | No Data | 22.8 | 49.9119 | -1.82 | -1.82 | -29.3 | -29.3752
2019-01-06 17:30 | No Data | No Data | No Data | No Data | 27.5822 | 34.6239 | No Data | No Data | No Data | No Data | No Data | No Data | No Data | No Data | 16.8 | 46.7247 | 0 | 0 | -21.7 | -21.9347
2019-01-06 18:00 | No Data | No Data | No Data | No Data | 20.7584 | 29.4779 | No Data | No Data | No Data | No Data | No Data | No Data | No Data | No Data | 20.4 | 48.4991 | 0 | 0 | -21.3 | -21.8124
2019-01-06 18:30 | No Data | No Data | No Data | No Data | 18.7564 | 28.0586 | No Data | No Data | No Data | No Data | No Data | No Data | No Data | No Data | 14.4 | 44.4 | 5.915 | 5.915 | -11.3 | -12.3822
2019-01-06 19:00 | No Data | No Data | No Data | No Data | 19.0127 | 27.2268 | No Data | No Data | No Data | No Data | No Data | No Data | No Data | No Data | 4.4 | 42.2298 | 13.65 | 13.8383 | 7.2 | 12.2413
2019-01-06 19:30 | No Data | No Data | No Data | No Data | 22.0401 | 31.8763 | No Data | No Data | No Data | No Data | No Data | No Data | No Data | No Data | -3.2 | -36.9389 | 25.025 | 25.3578 | 34.3 | 39.7555
2019-01-06 20:00 | No Data | No Data | No Data | No Data | 21.5763 | 30.0935 | No Data | No Data | No Data | No Data | No Data | No Data | No Data | No Data | -6 | -35.3135 | 39.585 | 40.0245 | 67.5 | 71.1829
2019-01-06 20:30 | No Data | No Data | No Data | No Data | 27.7775 | 35.8495 | No Data | No Data | No Data | No Data | No Data | No Data | No Data | No Data | -7.2 | -44.1271 | 43.225 | 43.9941 | 80.1 | 84.3384
2019-01-06 21:00 | No Data | No Data | No Data | No Data | 27.7775 | 36.215 | No Data | No Data | No Data | No Data | No Data | No Data | No Data | No Data | -3.2 | -45.7121 | 40.495 | 41.2271 | 76.9 | 81.4033
2019-01-06 21:30 | No Data | No Data | No Data | No Data | 26.0441 | 34.9031 | No Data | No Data | No Data | No Data | No Data | No Data | No Data | No Data | 4.8 | 48.6374 | 29.12 | 29.8086 | 64 | 69.0797
2019-01-06 22:00 | No Data | No Data | No Data | No Data | 28.3513 | 36.9448 | No Data | No Data | No Data | No Data | No Data | No Data | No Data | No Data | 4 | 48.9637 | 27.755 | 28.3783 | 61.9 | 66.0019
2019-01-06 22:30 | No Data | No Data | No Data | No Data | 41.0101 | 47.4395 | No Data | No Data | No Data | No Data | No Data | No Data | No Data | No Data | 4 | 50.1597 | 29.12 | 29.9091 | 63.5 | 68.8617
2019-01-06 23:00 | No Data | No Data | No Data | No Data | 37.6287 | 44.5488 | No Data | No Data | No Data | No Data | No Data | No Data | No Data | No Data | 5.2 | 50.6675 | 27.3 | 28.0333 | 61 | 64.4487
2019-01-06 23:30 | No Data | No Data | No Data | No Data | 41.9867 | 49.1717 | No Data | No Data | No Data | No Data | No Data | No Data | No Data | No Data | 9.2 | 51.6263 | 24.57 | 25.3823 | 61.5 | 64.88
2019-01-07 | No Data | No Data | No Data | No Data | 47.2114 | 53.1702 | No Data | No Data | No Data | No Data | No Data | No Data | No Data | No Data | 12 | 52.5875 | 20.475 | 21.3123 | 61.6 | 65.4107
2019-01-07 00:30 | No Data | No Data | No Data | No Data | 54.4869 | 58.4386 | No Data | No Data | No Data | No Data | No Data | No Data | No Data | No Data | 17.2 | 54.0119 | 17.29 | 18.1316 | 65.4 | 71.0243
2019-01-07 01:00 | No Data | No Data | No Data | No Data | 47.4189 | 51.9115 | No Data | No Data | No Data | No Data | No Data | No Data | No Data | No Data | 8 | 50.5743 | 25.025 | 25.7145 | 66.7 | 71.0918
2019-01-07 01:30 | No Data | No Data | No Data | No Data | 39.9847 | 46.0391 | No Data | No Data | No Data | No Data | No Data | No Data | No Data | No Data | 11.6 | 54.0592 | 19.565 | 20.195 | 54.9 | 58.4983
2019-01-07 02:00 | No Data | No Data | No Data | No Data | 38.1415 | 45.3092 | No Data | No Data | No Data | No Data | No Data | No Data | No Data | No Data | 11.2 | 55.1493 | 18.2 | 18.8756 | 48.6 | 51.9665
2019-01-07 02:30 | No Data | No Data | No Data | No Data | 41.7792 | 48.4113 | No Data | No Data | No Data | No Data | No Data | No Data | No Data | No Data | 8.4 | 53.8591 | 18.655 | 20.0252 | 47.3 | 49.2441
2019-01-07 03:00 | No Data | No Data | No Data | No Data | 40.1434 | 47.9985 | No Data | No Data | No Data | No Data | No Data | No Data | No Data | No Data | 6.4 | 53.5836 | 19.11 | 20.7911 | 46.5 | 49.2741
2019-01-07 03:30 | No Data | No Data | No Data | No Data | 38.4466 | 46.5886 | No Data | No Data | No Data | No Data | No Data | No Data | No Data | No Data | 5.6 | 53.4939 | 19.565 | 21.0385 | 46.2 | 48.6991
2019-01-07 04:00 | No Data | No Data | No Data | No Data | 36.0418 | 44.6247 | No Data | No Data | No Data | No Data | No Data | No Data | No Data | No Data | -1.2 | -52.8136 | 25.48 | 27.0562 | 51.4 | 53.6574
2019-01-07 04:30 | No Data | No Data | No Data | No Data | 34.1375 | 44.1809 | No Data | No Data | No Data | No Data | No Data | No Data | No Data | No Data | -1.2 | -52.4137 | 27.3 | 28.6361 | 52.8 | 54.2826
2019-01-07 05:00 | No Data | No Data | No Data | No Data | 32.3919 | 41.7323 | No Data | No Data | No Data | No Data | No Data | No Data | No Data | No Data | 2.4 | 52.8545 | 22.295 | 23.7517 | 48.6 | 50.9816
2019-01-07 05:30 | No Data | No Data | No Data | No Data | 32.3919 | 41.7323 | No Data | No Data | No Data | No Data | No Data | No Data | No Data | No Data | 2 | 53.2015 | 22.295 | 23.9124 | 51 | 53.1601
2019-01-07 06:00 | No Data | No Data | No Data | No Data | 36.4935 | 44.0195 | No Data | No Data | No Data | No Data | No Data | No Data | No Data | No Data | 6.8 | 55.9228 | 17.745 | 19.9423 | 48.5 | 50.8862
2019-01-07 06:30 | No Data | No Data | No Data | No Data | 42.3407 | 48.0763 | No Data | No Data | No Data | No Data | No Data | No Data | No Data | No Data | 16.8 | 57.3174 | 13.195 | 15.0701 | 46.4 | 48.8889
2019-01-07 07:00 | No Data | No Data | No Data | No Data | 44.0375 | 49.5772 | No Data | No Data | No Data | No Data | No Data | No Data | No Data | No Data | 19.2 | 53.5597 | 6.37 | 8.6928 | 30.3 | 35.1416
2019-01-07 07:30 | No Data | No Data | No Data | No Data | 45.9785 | 50.5381 | No Data | No Data | No Data | No Data | No Data | No Data | No Data | No Data | 2.8 | 43.2906 | 13.65 | 14.127 | 22.4 | 25.3647
2019-01-07 08:00 | No Data | No Data | No Data | No Data | 46.0883 | 49.9779 | No Data | No Data | No Data | No Data | No Data | No Data | No Data | No Data | 3.2 | 44.5798 | 0 | 0 | -12.5 | -15.8836
2019-01-07 08:30 | No Data | No Data | No Data | No Data | 38.349 | 44.062 | No Data | No Data | No Data | No Data | No Data | No Data | No Data | No Data | 0 | 46.8 | -16.835 | -16.9331 | -38.8 | -38.829
2019-01-07 09:00 | No Data | No Data | No Data | No Data | 36.4446 | 42.415 | No Data | No Data | No Data | No Data | No Data | No Data | No Data | No Data | 0.8 | 47.6067 | -16.835 | -16.8902 | -45 | -45.0809
2019-01-07 09:30 | No Data | No Data | No Data | No Data | 36.347 | 43.1924 | No Data | No Data | No Data | No Data | No Data | No Data | No Data | No Data | 3.6 | 47.8029 | -21.385 | -21.6209 | -48.8 | -48.8452
2019-01-07 10:00 | No Data | No Data | No Data | No Data | 37.8851 | 45.5153 | No Data | No Data | No Data | No Data | No Data | No Data | No Data | No Data | 2 | 46.0278 | -15.925 | -16.0287 | -47 | -47.0272
2019-01-07 10:30 | No Data | No Data | No Data | No Data | 32.5017 | 42.5018 | No Data | No Data | No Data | No Data | No Data | No Data | No Data | No Data | -3.2 | -45.3431 | -11.375 | -11.4566 | -42.1 | -43.6646
2019-01-07 11:00 | No Data | No Data | No Data | No Data | 36.4446 | 45.5879 | No Data | No Data | No Data | No Data | No Data | No Data | No Data | No Data | -3.2 | -45.3131 | -10.465 | -10.5045 | -43.5 | -43.59
2019-01-07 11:30 | No Data | No Data | No Data | No Data | 37.9339 | 46.787 | No Data | No Data | No Data | No Data | No Data | No Data | No Data | No Data | -1.2 | -45.2866 | -11.83 | -11.9085 | -47.4 | -47.5079
2019-01-07 12:00 | No Data | No Data | No Data | No Data | 36.2982 | 45.4709 | No Data | No Data | No Data | No Data | No Data | No Data | No Data | No Data | -6.8 | -44.5224 | -6.825 | -6.825 | -40.2 | -40.5882
2019-01-07 12:30 | No Data | No Data | No Data | No Data | 36.2982 | 45.4709 | No Data | No Data | No Data | No Data | No Data | No Data | No Data | No Data | 0.8 | 44.0291 | -11.83 | -11.9085 | -45.7 | -46.0922
2019-01-07 13:00 | No Data | No Data | No Data | No Data | 35.8343 | 45.1014 | No Data | No Data | No Data | No Data | No Data | No Data | No Data | No Data | 1.2 | 44.0164 | -11.83 | -11.8649 | -45.9 | -46.5749
2019-01-07 13:30 | No Data | No Data | No Data | No Data | 33.0632 | 42.9327 | No Data | No Data | No Data | No Data | No Data | No Data | No Data | No Data | -4.8 | -43.0683 | -6.37 | -6.37 | -39.7 | -41.2769
2019-01-07 14:00 | No Data | No Data | No Data | No Data | 34.8089 | 44.3213 | No Data | No Data | No Data | No Data | No Data | No Data | No Data | No Data | -12 | -43.6807 | 0 | 0 | -30.4 | -34.5892
2019-01-07 14:30 | No Data | No Data | No Data | No Data | 34.8577 | 43.215 | No Data | No Data | No Data | No Data | No Data | No Data | No Data | No Data | -18 | -47.9099 | 0 | 0 | -33.4 | -35.733
2019-01-07 15:00 | No Data | No Data | No Data | No Data | 35.0652 | 43.3826 | No Data | No Data | No Data | No Data | No Data | No Data | No Data | No Data | -1.2 | -45.6631 | -8.19 | -8.3898 | -37.1 | -39.4458
2019-01-07 15:30 | No Data | No Data | No Data | No Data | 36.8109 | 43.7476 | No Data | No Data | No Data | No Data | No Data | No Data | No Data | No Data | -7.6 | -43.0757 | 0 | 0 | -26.3 | -32.1549
2019-01-07 16:00 | No Data | No Data | No Data | No Data | 37.2625 | 44.1284 | No Data | No Data | No Data | No Data | No Data | No Data | No Data | No Data | -5.6 | -44.3549 | -1.82 | -1.82 | -24.9 | -35.3556
2019-01-07 16:30 | No Data | No Data | No Data | No Data | 37.4212 | 43.5414 | No Data | No Data | No Data | No Data | No Data | No Data | No Data | No Data | -3.2 | -44.8286 | -8.645 | -8.657 | -26.5 | -33.75
2019-01-07 17:00 | No Data | No Data | No Data | No Data | 41.7304 | 45.6325 | No Data | No Data | No Data | No Data | No Data | No Data | No Data | No Data | -14.4 | -44.4 | 0 | 0 | -10.4 | -31.3739
2019-01-07 17:30 | No Data | No Data | No Data | No Data | 36.4446 | 40.8547 | No Data | No Data | No Data | No Data | No Data | No Data | No Data | No Data | -18.8 | -46.747 | 3.64 | 4.0696 | 21 | 33.4216
2019-01-07 18:00 | No Data | No Data | No Data | No Data | 26.3004 | 32.0783 | No Data | No Data | No Data | No Data | No Data | No Data | No Data | No Data | -31.6 | -48.5057 | 31.395 | 32.1283 | 42.1 | 52.1637
2019-01-07 18:30 | No Data | No Data | No Data | No Data | 25.0187 | 30.0631 | No Data | No Data | No Data | No Data | No Data | No Data | No Data | No Data | -27.2 | -47.0574 | 25.48 | 26.1576 | 46.2 | 53.8624
2019-01-07 19:00 | No Data | No Data | No Data | No Data | 18.8052 | 23.9465 | No Data | No Data | No Data | No Data | No Data | No Data | No Data | No Data | -25.2 | -43.9436 | 33.67 | 34.448 | 53.5 | 59.3094
2019-01-07 19:30 | No Data | No Data | No Data | No Data | 18.4024 | 24.7967 | No Data | No Data | No Data | No Data | No Data | No Data | No Data | No Data | -16.8 | -43.7539 | 52.325 | 53.3612 | 74.8 | 81.4364
2019-01-07 20:00 | No Data | No Data | No Data | No Data | 12.2499 | 21.6516 | No Data | No Data | No Data | No Data | No Data | No Data | No Data | No Data | -18.4 | -43.666 | 55.965 | 57.0204 | 73.4 | 78.3125
2019-01-07 20:30 | No Data | No Data | No Data | No Data | 13.7881 | 27.1875 | No Data | No Data | No Data | No Data | No Data | No Data | No Data | No Data | -12 | -42.1445 | 51.87 | 52.827 | 72.9 | 77.5315
2019-01-07 21:00 | No Data | No Data | No Data | No Data | 21.3199 | 31.6433 | No Data | No Data | No Data | No Data | No Data | No Data | No Data | No Data | -16 | -46.0678 | 54.6 | 55.51 | 75.4 | 80.0212
2019-01-07 21:30 | No Data | No Data | No Data | No Data | 23.9933 | 34.6731 | No Data | No Data | No Data | No Data | No Data | No Data | No Data | No Data | -2 | -47.2424 | 40.495 | 41.4075 | 78.4 | 82.8541
2019-01-07 22:00 | No Data | No Data | No Data | No Data | 27.8874 | 38.5852 | No Data | No Data | No Data | No Data | No Data | No Data | No Data | No Data | 2.4 | 49.6064 | 34.58 | 35.338 | 69.9 | 73.2804
2019-01-07 22:30 | No Data | No Data | No Data | No Data | 40.9125 | 49.8663 | No Data | No Data | No Data | No Data | No Data | No Data | No Data | No Data | 1.2 | 48.4149 | 38.22 | 38.9072 | 77.4 | 80.6883
2019-01-07 23:00 | No Data | No Data | No Data | No Data | 40.9125 | 48.7826 | No Data | No Data | No Data | No Data | No Data | No Data | No Data | No Data | 4.4 | 49.7948 | 34.125 | 34.8008 | 68.7 | 71.552
2019-01-07 23:30 | No Data | No Data | No Data | No Data | 44.5502 | 51.8713 | No Data | No Data | No Data | No Data | No Data | No Data | No Data | No Data | 5.2 | 49.8718 | 33.215 | 33.9089 | 71.4 | 74.0945
2019-01-08 | No Data | No Data | No Data | No Data | 51.667 | 58.0982 | No Data | No Data | No Data | No Data | No Data | No Data | No Data | No Data | 8.4 | 51.031 | 28.665 | 29.3643 | 70.5 | 72.8616
2019-01-08 00:30 | No Data | No Data | No Data | No Data | 67.512 | 71.8055 | No Data | No Data | No Data | No Data | No Data | No Data | No Data | No Data | 9.2 | 48.8737 | 30.03 | 30.8998 | 81 | 85.4768
2019-01-08 01:00 | No Data | No Data | No Data | No Data | 60.7492 | 65.4876 | No Data | No Data | No Data | No Data | No Data | No Data | No Data | No Data | 3.6 | 48.1348 | 35.49 | 36.229 | 77.7 | 80.8922
2019-01-08 01:30 | No Data | No Data | No Data | No Data | 52.2408 | 58.422 | No Data | No Data | No Data | No Data | No Data | No Data | No Data | No Data | 2 | 50.0783 | 34.125 | 34.6338 | 69.8 | 71.2099
2019-01-08 02:00 | No Data | No Data | No Data | No Data | 45.1606 | 53.0259 | No Data | No Data | No Data | No Data | No Data | No Data | No Data | No Data | 4.8 | 50.6281 | 30.03 | 31.0102 | 63.6 | 64.5614
2019-01-08 02:30 | No Data | No Data | No Data | No Data | 45.1118 | 54.2639 | No Data | No Data | No Data | No Data | No Data | No Data | No Data | No Data | 3.6 | 51.3264 | 30.03 | 31.0102 | 63.6 | 64.0407
2019-01-08 03:00 | No Data | No Data | No Data | No Data | 45.1118 | 55.1898 | No Data | No Data | No Data | No Data | No Data | No Data | No Data | No Data | -7.6 | -49.7835 | 37.765 | 39.3121 | 66.3 | 69.607
2019-01-08 03:30 | No Data | No Data | No Data | No Data | 41.474 | 53.2693 | No Data | No Data | No Data | No Data | No Data | No Data | No Data | No Data | -8.4 | -50.7007 | 37.765 | 39.1882 | 67.7 | 70.0009
2019-01-08 04:00 | No Data | No Data | No Data | No Data | 41.474 | 53.2693 | No Data | No Data | No Data | No Data | No Data | No Data | No Data | No Data | -10.8 | -51.9353 | 38.675 | 40.1871 | 66.3 | 69.1229
2019-01-08 04:30 | No Data | No Data | No Data | No Data | 43.2685 | 54.6781 | No Data | No Data | No Data | No Data | No Data | No Data | No Data | No Data | -9.2 | -51.6263 | 37.31 | 38.7499 | 65.6 | 67.9459
2019-01-08 05:00 | No Data | No Data | No Data | No Data | 45.0629 | 56.1088 | No Data | No Data | No Data | No Data | No Data | No Data | No Data | No Data | -5.2 | -51.8614 | 34.125 | 35.6936 | 61.8 | 65.3351
2019-01-08 05:30 | No Data | No Data | No Data | No Data | 45.0019 | 55.0718 | No Data | No Data | No Data | No Data | No Data | No Data | No Data | No Data | 0.4 | 52.0015 | 29.575 | 31.0802 | 60.7 | 63.0087
2019-01-08 06:00 | No Data | No Data | No Data | No Data | 50.959 | 60.038 | No Data | No Data | No Data | No Data | No Data | No Data | No Data | No Data | -0.4 | -51.2016 | 30.03 | 31.8012 | 62 | 65.3327
2019-01-08 06:30 | No Data | No Data | No Data | No Data | 61.6648 | 67.4283 | No Data | No Data | No Data | No Data | No Data | No Data | No Data | No Data | -0.4 | -48.4149 | 33.67 | 35.2588 | 70.1 | 72.8948
2019-01-08 07:00 | No Data | No Data | No Data | No Data | 67.0481 | 71.7839 | No Data | No Data | No Data | No Data | No Data | No Data | No Data | No Data | -1.2 | -44.0164 | 31.85 | 33.2524 | 68.7 | 73.2105
2019-01-08 07:30 | No Data | No Data | No Data | No Data | 70.2831 | 74.2499 | No Data | No Data | No Data | No Data | No Data | No Data | No Data | No Data | 2 | 37.2537 | 33.67 | 33.976 | 68.5 | 74.1157
2019-01-08 08:00 | No Data | No Data | No Data | No Data | 67.7195 | 71.2995 | No Data | No Data | No Data | No Data | No Data | No Data | No Data | No Data | -10 | -38.1345 | 38.675 | 39.0585 | 44.7 | 50.9739
2019-01-08 08:30 | No Data | No Data | No Data | No Data | 60.1267 | 65.3467 | No Data | No Data | No Data | No Data | No Data | No Data | No Data | No Data | -2 | -37.6532 | 27.755 | 27.9927 | 46.4 | 53.8179
2019-01-08 09:00 | No Data | No Data | No Data | No Data | 56.4889 | 62.7086 | No Data | No Data | No Data | No Data | No Data | No Data | No Data | No Data | 4.8 | 43.0683 | 10.465 | 10.465 | 11.1 | 22.0048
2019-01-08 09:30 | No Data | No Data | No Data | No Data | 53.1075 | 59.6807 | No Data | No Data | No Data | No Data | No Data | No Data | No Data | No Data | -5.6 | -43.1648 | 0 | 0.91 | -1.9 | -17.2052
2019-01-08 10:00 | No Data | No Data | No Data | No Data | 51.3619 | 58.1327 | No Data | No Data | No Data | No Data | No Data | No Data | No Data | No Data | 4.4 | 44.6175 | -12.285 | -12.6912 | -7.2 | -18.0025
2019-01-08 10:30 | No Data | No Data | No Data | No Data | 47.2114 | 54.5004 | No Data | No Data | No Data | No Data | No Data | No Data | No Data | No Data | 11.6 | 48.6045 | -20.475 | -21.1905 | -21.2 | -23.7023
2019-01-08 11:00 | No Data | No Data | No Data | No Data | 44.8554 | 52.4727 | No Data | No Data | No Data | No Data | No Data | No Data | No Data | No Data | 11.2 | 48.1215 | -20.02 | -20.7512 | -37.6 | -39.0118
2019-01-08 11:30 | No Data | No Data | No Data | No Data | 44.8554 | 51.7277 | No Data | No Data | No Data | No Data | No Data | No Data | No Data | No Data | 11.6 | 48.9931 | -19.565 | -20.7212 | -49.2 | -49.5065
2019-01-08 12:00 | No Data | No Data | No Data | No Data | 40.8515 | 48.206 | No Data | No Data | No Data | No Data | No Data | No Data | No Data | No Data | 10.8 | 48.4198 | -18.655 | -19.8643 | -48.2 | -48.9612
2019-01-08 12:30 | No Data | No Data | No Data | No Data | 37.3724 | 45.2953 | No Data | No Data | No Data | No Data | No Data | No Data | No Data | No Data | -10.8 | -43.3663 | 1.82 | 2.275 | -25.3 | -29.4272
2019-01-08 13:00 | No Data | No Data | No Data | No Data | 35.5779 | 43.8265 | No Data | No Data | No Data | No Data | No Data | No Data | No Data | No Data | 4.8 | 45.8519 | -11.83 | -12.6748 | -38.8 | -40.4684
2019-01-08 13:30 | No Data | No Data | No Data | No Data | 37.2625 | 45.2047 | No Data | No Data | No Data | No Data | No Data | No Data | No Data | No Data | 12.8 | 46.9774 | -16.835 | -17.6983 | -43.9 | -47.5232
2019-01-08 14:00 | No Data | No Data | No Data | No Data | 26.3981 | 35.265 | No Data | No Data | No Data | No Data | No Data | No Data | No Data | No Data | 17.6 | 50.7496 | -21.385 | -22.4477 | -51.4 | -51.448
2019-01-08 14:30 | No Data | No Data | No Data | No Data | 23.0167 | 32.6629 | No Data | No Data | No Data | No Data | No Data | No Data | No Data | No Data | 31.6 | 59.4871 | -39.13 | -40.3901 | -63.4 | -64.8214
2019-01-08 15:00 | No Data | No Data | No Data | No Data | 14.9111 | 26.0269 | No Data | No Data | No Data | No Data | No Data | No Data | No Data | No Data | 32.4 | 59.9159 | -40.95 | -42.1557 | -63.8 | -65.8493
2019-01-08 15:30 | No Data | No Data | No Data | No Data | 1.9471 | 16.9884 | No Data | No Data | No Data | No Data | No Data | No Data | No Data | No Data | 43.2 | 67.9117 | -49.595 | -51.3203 | -70.7 | -74.1291
2019-01-08 16:00 | No Data | No Data | No Data | No Data | 3.9368 | 11.7568 | No Data | No Data | No Data | No Data | No Data | No Data | No Data | No Data | 42.8 | 68.2794 | -50.96 | -52.7565 | -69.7 | -72.9702
2019-01-08 16:30 | No Data | No Data | No Data | No Data | 0.86061 | 7.5384 | No Data | No Data | No Data | No Data | No Data | No Data | No Data | No Data | 42 | 67.4673 | -49.14 | -51.0006 | -66 | -68.1793
2019-01-08 17:00 | No Data | No Data | No Data | No Data | 1.7395 | 7.439 | No Data | No Data | No Data | No Data | No Data | No Data | No Data | No Data | 44.4 | 69.2936 | -53.69 | -55.5119 | -68.1 | -71.0044
2019-01-08 17:30 | No Data | No Data | No Data | No Data | -6.2074 | -8.086 | No Data | No Data | No Data | No Data | No Data | No Data | No Data | No Data | 34.8 | 63.2367 | -45.045 | -46.459 | -58.9 | -63.5268
2019-01-08 18:00 | No Data | No Data | No Data | No Data | -7.7943 | -9.5957 | No Data | No Data | No Data | No Data | No Data | No Data | No Data | No Data | 36.8 | 64.359 | -45.955 | -47.9394 | -55.7 | -59.8141
2019-01-08 18:30 | No Data | No Data | No Data | No Data | -6.1585 | -10.0202 | No Data | No Data | No Data | No Data | No Data | No Data | No Data | No Data | 38.8 | 65.8459 | -45.5 | -47.3747 | -53.9 | -59.2484
2019-01-08 19:00 | No Data | No Data | No Data | No Data | -14.2641 | -16.4335 | No Data | No Data | No Data | No Data | No Data | No Data | No Data | No Data | 28.8 | 59.4427 | -38.22 | -39.3963 | -37.6 | -46.4069
2019-01-08 19:30 | No Data | No Data | No Data | No Data | -9.3324 | -15.3223 | No Data | No Data | No Data | No Data | No Data | No Data | No Data | No Data | 7.2 | 43.7959 | -13.65 | -13.7181 | 3.1 | 40.0901
2019-01-08 20:00 | No Data | No Data | No Data | No Data | -15.8022 | -17.6199 | No Data | No Data | No Data | No Data | No Data | No Data | No Data | No Data | 14.4 | 43.644 | 8.645 | 8.7521 | 44.3 | 62.0165
2019-01-08 20:30 | No Data | No Data | No Data | No Data | -11.5419 | -15.3783 | No Data | No Data | No Data | No Data | No Data | No Data | No Data | No Data | 22.4 | 52.9694 | 13.65 | 14.8765 | 58.8 | 72.8453
2019-01-08 21:00 | No Data | No Data | No Data | No Data | 3.1678 | 16.1645 | No Data | No Data | No Data | No Data | No Data | No Data | No Data | No Data | 28.8 | 60.1438 | 9.555 | 10.2249 | 50.9 | 62.229
2019-01-08 21:30 | No Data | No Data | No Data | No Data | 11.7372 | 20.7274 | No Data | No Data | No Data | No Data | No Data | No Data | No Data | No Data | 33.2 | 63.7307 | 3.185 | 4.1949 | 45.1 | 55.943
2019-01-08 22:00 | No Data | No Data | No Data | No Data | 9.3202 | 24.7416 | No Data | No Data | No Data | No Data | No Data | No Data | No Data | No Data | 24.8 | 60.5151 | 10.92 | 11.5107 | 48.4 | 56.3205
2019-01-08 22:30 | No Data | No Data | No Data | No Data | 10.7118 | 23.6417 | No Data | No Data | No Data | No Data | No Data | No Data | No Data | No Data | 30 | 63.1772 | 4.55 | 5.3062 | 45 | 52.7376
2019-01-08 23:00 | No Data | No Data | No Data | No Data | 8.9174 | 20.8234 | No Data | No Data | No Data | No Data | No Data | No Data | No Data | No Data | 36 | 64.8999 | 0 | 3.64 | 35.9 | 38.1184
2019-01-08 23:30 | No Data | No Data | No Data | No Data | 15.2773 | 27.0787 | No Data | No Data | No Data | No Data | No Data | No Data | No Data | No Data | 29.6 | 60.531 | 5.46 | 7.4069 | 44.9 | 49.1937
2019-01-09 | No Data | No Data | No Data | No Data | 23.2242 | 30.9225 | No Data | No Data | No Data | No Data | No Data | No Data | No Data | No Data | 34.4 | 64.7024 | 0.91 | 4.6401 | 42.2 | 47.6366
2019-01-09 00:30 | No Data | No Data | No Data | No Data | 35.9319 | 40.6349 | No Data | No Data | No Data | No Data | No Data | No Data | No Data | No Data | 42.8 | 68.2794 | -4.095 | -5.4789 | 45.4 | 54.1971
2019-01-09 01:00 | No Data | No Data | No Data | No Data | 30.2434 | 36.8905 | No Data | No Data | No Data | No Data | No Data | No Data | No Data | No Data | 36.4 | 66.1211 | -1.82 | -2.5739 | 40.9 | 48.6261
2019-01-09 01:30 | No Data | No Data | No Data | No Data | 26.4958 | 35.3059 | No Data | No Data | No Data | No Data | No Data | No Data | No Data | No Data | 36.4 | 67.7997 | -1.82 | -2.5739 | 32.2 | 38.1791
2019-01-09 02:00 | No Data | No Data | No Data | No Data | 21.0147 | 32.9547 | No Data | No Data | No Data | No Data | No Data | No Data | No Data | No Data | 30.4 | 64.7765 | 1.82 | 3.2811 | 33.8 | 37.8794
2019-01-09 02:30 | No Data | No Data | No Data | No Data | 23.4195 | 33.3107 | No Data | No Data | No Data | No Data | No Data | No Data | No Data | No Data | 25.2 | 63.9725 | 3.64 | 4.2925 | 36.7 | 39.4606
2019-01-09 03:00 | No Data | No Data | No Data | No Data | 21.3687 | 31.9022 | No Data | No Data | No Data | No Data | No Data | No Data | No Data | No Data | 21.6 | 61.5168 | 7.735 | 9.213 | 37.1 | 38.2723
2019-01-09 03:30 | No Data | No Data | No Data | No Data | 11.1147 | 26.1661 | No Data | No Data | No Data | No Data | No Data | No Data | No Data | No Data | 15.2 | 58.7986 | 12.285 | 13.6348 | 39.9 | 41.3885
2019-01-09 04:00 | No Data | No Data | No Data | No Data | 13.2265 | 27.1306 | No Data | No Data | No Data | No Data | No Data | No Data | No Data | No Data | 13.2 | 59.0931 | 10.92 | 12.6421 | 39.8 | 41.0128
2019-01-09 04:30 | No Data | No Data | No Data | No Data | 7.892 | 24.9682 | No Data | No Data | No Data | No Data | No Data | No Data | No Data | No Data | 12.8 | 57.8342 | 15.47 | 16.5623 | 43.1 | 44.4668
2019-01-09 05:00 | No Data | No Data | No Data | No Data | 14.9111 | 27.9905 | No Data | No Data | No Data | No Data | No Data | No Data | No Data | No Data | 8.4 | 55.8355 | 20.475 | 21.5825 | 46.8 | 48.3389
2019-01-09 05:30 | No Data | No Data | No Data | No Data | 24.2496 | 35.2919 | No Data | No Data | No Data | No Data | No Data | No Data | No Data | No Data | 12.8 | 57.4442 | 15.015 | 16.3103 | 44.3 | 45.8446
2019-01-09 06:00 | No Data | No Data | No Data | No Data | 25.9342 | 35.2976 | No Data | No Data | No Data | No Data | No Data | No Data | No Data | No Data | 15.2 | 57.2545 | 13.65 | 15.0632 | 43.8 | 46.5967
2019-01-09 06:30 | No Data | No Data | No Data | No Data | 35.0652 | 41.4752 | No Data | No Data | No Data | No Data | No Data | No Data | No Data | No Data | 22 | 59.4226 | 9.1 | 10.6123 | 41.9 | 45.2551
2019-01-09 07:00 | No Data | No Data | No Data | No Data | 40.2899 | 44.9112 | No Data | No Data | No Data | No Data | No Data | No Data | No Data | No Data | 21.6 | 55.9385 | 1.365 | 3.0522 | 27.2 | 29.6096
2019-01-09 07:30 | No Data | No Data | No Data | No Data | 47.5654 | 51.5384 | No Data | No Data | No Data | No Data | No Data | No Data | No Data | No Data | 4 | 44.5798 | -4.095 | -4.1202 | 1.7 | 13.3843
2019-01-09 08:00 | No Data | No Data | No Data | No Data | 44.3427 | 47.82 | No Data | No Data | No Data | No Data | No Data | No Data | No Data | No Data | 4 | 44.8874 | -15.47 | -15.4967 | -27.3 | -28.8085
2019-01-09 08:30 | No Data | No Data | No Data | No Data | 28.7541 | 34.8532 | No Data | No Data | No Data | No Data | No Data | No Data | No Data | No Data | 13.6 | 49.5047 | -23.66 | -23.9384 | -50.9 | -50.9
2019-01-09 09:00 | No Data | No Data | No Data | No Data | 19.1226 | 27.4521 | No Data | No Data | No Data | No Data | No Data | No Data | No Data | No Data | 22 | 53.8947 | -32.76 | -33.2897 | -65.2 | -65.2993
2019-01-09 09:30 | No Data | No Data | No Data | No Data | 13.3242 | 23.7798 | No Data | No Data | No Data | No Data | No Data | No Data | No Data | No Data | 42.8 | 68.5915 | -51.415 | -53.0812 | -86.7 | -87.1763
2019-01-09 10:00 | No Data | No Data | No Data | No Data | 7.6844 | 24.6132 | No Data | No Data | No Data | No Data | No Data | No Data | No Data | No Data | 52 | 74.9667 | -62.335 | -64.4512 | -98.5 | -99.3411
2019-01-09 10:30 | No Data | No Data | No Data | No Data | 8.661 | 23.363 | No Data | No Data | No Data | No Data | No Data | No Data | No Data | No Data | 62 | 83.2788 | -72.345 | -75.1522 | -107.4 | -108.5127
2019-01-09 11:00 | No Data | No Data | No Data | No Data | 4.5106 | 21.553 | No Data | No Data | No Data | No Data | No Data | No Data | No Data | No Data | 70 | 89.8942 | -79.625 | -82.5659 | -116.1 | -117.3236
2019-01-09 11:30 | No Data | No Data | No Data | No Data | 5.1209 | 21.8907 | No Data | No Data | No Data | No Data | No Data | No Data | No Data | No Data | 72.4 | 91.7754 | -80.99 | -84.1246 | -113.1 | -114.2972
2019-01-09 12:00 | No Data | No Data | No Data | No Data | 3.8392 | 22.0354 | No Data | No Data | No Data | No Data | No Data | No Data | No Data | No Data | 72.4 | 92.0217 | -82.355 | -85.6863 | -90.8 | -91.1877
2019-01-09 12:30 | No Data | No Data | No Data | No Data | 8.3558 | 23.8222 | No Data | No Data | No Data | No Data | No Data | No Data | No Data | No Data | 72.4 | 91.2859 | -78.715 | -82.0641 | -87.2 | -87.818
2019-01-09 13:00 | No Data | No Data | No Data | No Data | 6.1952 | 23.1529 | No Data | No Data | No Data | No Data | No Data | No Data | No Data | No Data | 71.2 | 90.0915 | -78.26 | -81.4996 | -88.1 | -88.3856
2019-01-09 13:30 | No Data | No Data | No Data | No Data | 4.4007 | 24.4536 | No Data | No Data | No Data | No Data | No Data | No Data | No Data | No Data | 77.6 | 95.6075 | -82.355 | -85.942 | -93.8 | -93.8043
2019-01-09 14:00 | No Data | No Data | No Data | No Data | 4.1444 | 24.2524 | No Data | No Data | No Data | No Data | No Data | No Data | No Data | No Data | 67.2 | 86.7115 | -72.8 | -75.8759 | -106.6 | -106.6169
2019-01-09 14:30 | No Data | No Data | No Data | No Data | 11.2734 | 26.4214 | No Data | No Data | No Data | No Data | No Data | No Data | No Data | No Data | 62.4 | 82 | -69.16 | -71.8742 | -103.2 | -103.2004
2019-01-09 15:00 | No Data | No Data | No Data | No Data | 14.3496 | 27.7895 | No Data | No Data | No Data | No Data | No Data | No Data | No Data | No Data | 64.4 | 83.7874 | -69.615 | -72.0712 | -101.3 | -101.304
2019-01-09 15:30 | No Data | No Data | No Data | No Data | 8.9662 | 25.431 | No Data | No Data | No Data | No Data | No Data | No Data | No Data | No Data | 61.2 | 80.8287 | -68.25 | -70.8749 | -98.7 | -98.8531
2019-01-09 16:00 | No Data | No Data | No Data | No Data | 12.8115 | 26.9307 | No Data | No Data | No Data | No Data | No Data | No Data | No Data | No Data | 64.4 | 86.4019 | -70.98 | -74.1315 | -98.1 | -98.166
2019-01-09 16:30 | No Data | No Data | No Data | No Data | 14.0932 | 23.2275 | No Data | No Data | No Data | No Data | No Data | No Data | No Data | No Data | 52.8 | 75.8103 | -60.515 | -63.0631 | -87.1 | -87.3064
2019-01-09 17:00 | No Data | No Data | No Data | No Data | 15.1675 | 23.1114 | No Data | No Data | No Data | No Data | No Data | No Data | No Data | No Data | 40.8 | 67.3617 | -46.865 | -49.797 | -72.7 | -73.0362
2019-01-09 17:30 | No Data | No Data | No Data | No Data | 14.0932 | 22.421 | No Data | No Data | No Data | No Data | No Data | No Data | No Data | No Data | 34.4 | 63.6892 | -43.68 | -45.7631 | -67.7 | -68.2695
2019-01-09 18:00 | No Data | No Data | No Data | No Data | 16.6079 | 24.7161 | No Data | No Data | No Data | No Data | No Data | No Data | No Data | No Data | 27.2 | 59.7501 | -34.58 | -36.5476 | -55.1 | -55.5429
2019-01-09 18:30 | No Data | No Data | No Data | No Data | 19.6841 | 27.9934 | No Data | No Data | No Data | No Data | No Data | No Data | No Data | No Data | 17.2 | 53.2541 | -24.115 | -26.11 | -42.1 | -43.4385
2019-01-09 19:00 | No Data | No Data | No Data | No Data | 19.379 | 26.4486 | No Data | No Data | No Data | No Data | No Data | No Data | No Data | No Data | 18.4 | 52.9029 | -25.935 | -27.3379 | -35.9 | -39.1032
2019-01-09 19:30 | No Data | No Data | No Data | No Data | 24.86 | 31.5584 | No Data | No Data | No Data | No Data | No Data | No Data | No Data | No Data | -5.6 | -45.5456 | -1.82 | -2.275 | 3.5 | 23.2648
2019-01-09 20:00 | No Data | No Data | No Data | No Data | 25.0187 | 31.902 | No Data | No Data | No Data | No Data | No Data | No Data | No Data | No Data | 6.8 | 42.9418 | 15.015 | 15.015 | 42.5 | 50.4588
2019-01-09 20:30 | No Data | No Data | No Data | No Data | 17.731 | 28.3346 | No Data | No Data | No Data | No Data | No Data | No Data | No Data | No Data | 9.6 | 48.9506 | 29.575 | 29.923 | 38.6 | 46.9345
2019-01-09 21:00 | No Data | No Data | No Data | No Data | 11.9936 | 25.1457 | No Data | No Data | No Data | No Data | No Data | No Data | No Data | No Data | 12.8 | 51.5147 | 25.48 | 26.3782 | 34.2 | 42.4815
2019-01-09 21:30 | No Data | No Data | No Data | No Data | 13.4829 | 25.9309 | No Data | No Data | No Data | No Data | No Data | No Data | No Data | No Data | 14.4 | 52.8015 | 24.57 | 25.272 | 32.2 | 42.6713
2019-01-09 22:00 | No Data | No Data | No Data | No Data | 17.6822 | 28.3422 | No Data | No Data | No Data | No Data | No Data | No Data | No Data | No Data | 20.4 | 58.0992 | 15.015 | 15.5634 | 39.1 | 43.8275
2019-01-09 22:30 | No Data | No Data | No Data | No Data | 31.6228 | 38.6999 | No Data | No Data | No Data | No Data | No Data | No Data | No Data | No Data | 25.2 | 58.1446 | 12.74 | 13.8607 | 44.7 | 48.2631
2019-01-09 23:00 | No Data | No Data | No Data | No Data | 31.7815 | 40.0728 | No Data | No Data | No Data | No Data | No Data | No Data | No Data | No Data | 24.4 | 58.5286 | 11.375 | 12.6175 | 39.4 | 42.9508
2019-01-09 23:30 | No Data | No Data | No Data | No Data | 37.1649 | 44.4634 | No Data | No Data | No Data | No Data | No Data | No Data | No Data | No Data | 23.2 | 58.4055 | 9.1 | 10.8534 | 43.1 | 47.5988
2019-01-10 | No Data | No Data | No Data | No Data | 44.5991 | 50.8414 | No Data | No Data | No Data | No Data | No Data | No Data | No Data | No Data | 30.4 | 63.0175 | 2.275 | 5.0871 | 39.1 | 43.6483
2019-01-10 00:30 | No Data | No Data | No Data | No Data | 64.2283 | 66.8734 | No Data | No Data | No Data | No Data | No Data | No Data | No Data | No Data | 38.8 | 67.7997 | -4.095 | -4.9216 | 41.3 | 48.6757
2019-01-10 01:00 | No Data | No Data | No Data | No Data | 57.4655 | 60.9316 | No Data | No Data | No Data | No Data | No Data | No Data | No Data | No Data | 29.2 | 62.8013 | 1.365 | 3.8875 | 42.5 | 46.8859
2019-01-10 01:30 | No Data | No Data | No Data | No Data | 48.7984 | 55.1704 | No Data | No Data | No Data | No Data | No Data | No Data | No Data | No Data | 30.8 | 63.9112 | 0.91 | 4.1949 | 33.8 | 38.0617
2019-01-10 02:00 | No Data | No Data | No Data | No Data | 48.7984 | 55.9582 | No Data | No Data | No Data | No Data | No Data | No Data | No Data | No Data | 27.6 | 62.7911 | 1.365 | 4.3165 | 32.4 | 36.0035
2019-01-10 02:30 | No Data | No Data | No Data | No Data | 50.7515 | 57.6694 | No Data | No Data | No Data | No Data | No Data | No Data | No Data | No Data | 28.4 | 63.5043 | 2.275 | 5.0871 | 33.1 | 37.5353
2019-01-10 03:00 | No Data | No Data | No Data | No Data | 47.1626 | 56.8238 | No Data | No Data | No Data | No Data | No Data | No Data | No Data | No Data | 22.8 | 61.9484 | 3.64 | 6.9453 | 32.2 | 34.614
2019-01-10 03:30 | No Data | No Data | No Data | No Data | 45.5146 | 55.4637 | No Data | No Data | No Data | No Data | No Data | No Data | No Data | No Data | 24.8 | 63.0796 | 3.185 | 5.9325 | 29.9 | 32.6438
2019-01-10 04:00 | No Data | No Data | No Data | No Data | 38.0316 | 49.508 | No Data | No Data | No Data | No Data | No Data | No Data | No Data | No Data | 26.4 | 64.0899 | 0 | 4.55 | 25.2 | 27.7836
2019-01-10 04:30 | No Data | No Data | No Data | No Data | 38.0316 | 49.508 | No Data | No Data | No Data | No Data | No Data | No Data | No Data | No Data | 24 | 62.031 | 3.64 | 6.5621 | 30.1 | 33.0711
2019-01-10 05:00 | No Data | No Data | No Data | No Data | 43.0121 | 53.4292 | No Data | No Data | No Data | No Data | No Data | No Data | No Data | No Data | 21.6 | 60.3947 | 7.28 | 9.3801 | 32.4 | 36.1797
2019-01-10 05:30 | No Data | No Data | No Data | No Data | 44.6479 | 54.7547 | No Data | No Data | No Data | No Data | No Data | No Data | No Data | No Data | 26.8 | 62.8051 | 2.275 | 5.0871 | 30.3 | 33.7654
2019-01-10 06:00 | No Data | No Data | No Data | No Data | 48.0781 | 56.6956 | No Data | No Data | No Data | No Data | No Data | No Data | No Data | No Data | 25.2 | 61.4088 | 5.915 | 8.6928 | 35.1 | 38.6163
2019-01-10 06:30 | No Data | No Data | No Data | No Data | 52.1798 | 59.3903 | No Data | No Data | No Data | No Data | No Data | No Data | No Data | No Data | 19.6 | 57.0712 | 10.01 | 12.3773 | 42.7 | 47.1943
2019-01-10 07:00 | No Data | No Data | No Data | No Data | 55.9762 | 61.0274 | No Data | No Data | No Data | No Data | No Data | No Data | No Data | No Data | 24.8 | 56.8901 | 2.275 | 4.2925 | 27.2 | 34.2415
2019-01-10 07:30 | No Data | No Data | No Data | No Data | 57.7218 | 61.9935 | No Data | No Data | No Data | No Data | No Data | No Data | No Data | No Data | 13.6 | 45.6719 | -10.01 | -10.0203 | -3.1 | -17.5756
2019-01-10 08:00 | No Data | No Data | No Data | No Data | 57.7218 | 61.9935 | No Data | No Data | No Data | No Data | No Data | No Data | No Data | No Data | 18.8 | 49.6935 | -26.39 | -26.5815 | -35.4 | -35.6483
2019-01-10 08:30 | No Data | No Data | No Data | No Data | 47.2602 | 53.1464 | No Data | No Data | No Data | No Data | No Data | No Data | No Data | No Data | 20.4 | 51.7873 | -29.575 | -30.2532 | -30.7 | -30.8274
2019-01-10 09:00 | No Data | No Data | No Data | No Data | 39.7284 | 47.4506 | No Data | No Data | No Data | No Data | No Data | No Data | No Data | No Data | 20.8 | 51.9461 | -29.575 | -29.9955 | -49.7 | -49.7064
2019-01-10 09:30 | No Data | No Data | No Data | No Data | 39.6796 | 47.4098 | No Data | No Data | No Data | No Data | No Data | No Data | No Data | No Data | 29.6 | 57.0754 | -40.495 | -41.0661 | -54.3 | -54.3774
2019-01-10 10:00 | No Data | No Data | No Data | No Data | 39.472 | 47.2362 | No Data | No Data | No Data | No Data | No Data | No Data | No Data | No Data | 9.2 | 46.1268 | -15.015 | -15.1249 | -41.8 | -41.8346
2019-01-10 10:30 | No Data | No Data | No Data | No Data | 39.3133 | 47.1037 | No Data | No Data | No Data | No Data | No Data | No Data | No Data | No Data | 30.8 | 56.6957 | -39.13 | -39.9779 | -57.6 | -57.6014
2019-01-10 11:00 | No Data | No Data | No Data | No Data | 35.6268 | 44.0736 | No Data | No Data | No Data | No Data | No Data | No Data | No Data | No Data | 38.8 | 62.973 | -45.045 | -46.1438 | -66.2 | -66.2061
2019-01-10 11:30 | No Data | No Data | No Data | No Data | 37.5189 | 45.6167 | No Data | No Data | No Data | No Data | No Data | No Data | No Data | No Data | 8.8 | 45.6561 | -18.2 | -18.4766 | -52.6 | -52.7674
2019-01-10 12:00 | No Data | No Data | No Data | No Data | 35.9319 | 45.3647 | No Data | No Data | No Data | No Data | No Data | No Data | No Data | No Data | 14.8 | 47.5613 | -23.66 | -24.0935 | -61.5 | -61.5235
2019-01-10 12:30 | No Data | No Data | No Data | No Data | 37.6287 | 46.7202 | No Data | No Data | No Data | No Data | No Data | No Data | No Data | No Data | 17.2 | 49.4854 | -25.935 | -26.2563 | -64.8 | -64.8279
2019-01-10 13:00 | No Data | No Data | No Data | No Data | 37.6287 | 46.7202 | No Data | No Data | No Data | No Data | No Data | No Data | No Data | No Data | 35.6 | 60.0826 | -41.86 | -43.0402 | -32.4 | -33.373
2019-01-10 13:30 | No Data | No Data | No Data | No Data | 37.9339 | 46.9663 | No Data | No Data | No Data | No Data | No Data | No Data | No Data | No Data | 19.2 | 50.2155 | -27.755 | -28.0555 | -25.7 | -27.2635
2019-01-10 14:00 | No Data | No Data | No Data | No Data | 35.6756 | 45.1619 | No Data | No Data | No Data | No Data | No Data | No Data | No Data | No Data | 33.6 | 58.2642 | -42.315 | -43.1891 | -52.2 | -52.489
2019-01-10 14:30 | No Data | No Data | No Data | No Data | 39.2157 | 48.0075 | No Data | No Data | No Data | No Data | No Data | No Data | No Data | No Data | 19.6 | 50.7385 | -25.025 | -25.5206 | -36 | -37.3364
2019-01-10 15:00 | No Data | No Data | No Data | No Data | 38.1415 | 47.1341 | No Data | No Data | No Data | No Data | No Data | No Data | No Data | No Data | 31.2 | 57.5847 | -37.31 | -38.1983 | -40.6 | -41.3052
2019-01-10 15:30 | No Data | No Data | No Data | No Data | 41.5229 | 49.0212 | No Data | No Data | No Data | No Data | No Data | No Data | No Data | No Data | 18.4 | 50.6596 | -28.21 | -28.9203 | -29.6 | -33.3665
2019-01-10 16:00 | No Data | No Data | No Data | No Data | 41.3642 | 48.8869 | No Data | No Data | No Data | No Data | No Data | No Data | No Data | No Data | 26.8 | 54.626 | -37.31 | -38.0136 | -34.2 | -36.0185
2019-01-10 16:30 | No Data | No Data | No Data | No Data | 34.3938 | 41.2226 | No Data | No Data | No Data | No Data | No Data | No Data | No Data | No Data | 9.6 | 45.817 | -17.29 | -17.5042 | -12.1 | -18.3535
2019-01-10 17:00 | No Data | No Data | No Data | No Data | 25.4215 | 32.9596 | No Data | No Data | No Data | No Data | No Data | No Data | No Data | No Data | -2.8 | -43.2167 | -8.19 | -8.2404 | -32 | -33.2415
2019-01-10 17:30 | No Data | No Data | No Data | No Data | 29.7307 | 36.3867 | No Data | No Data | No Data | No Data | No Data | No Data | No Data | No Data | -13.2 | -45.1717 | 3.64 | 3.6683 | -23.7 | -27.0313
2019-01-10 18:00 | No Data | No Data | No Data | No Data | 33.0632 | 40.6163 | No Data | No Data | No Data | No Data | No Data | No Data | No Data | No Data | -11.6 | -44.7303 | 0 | 0 | 4.7 | 20.2529
2019-01-10 18:30 | No Data | No Data | No Data | No Data | 40.9613 | 47.3727 | No Data | No Data | No Data | No Data | No Data | No Data | No Data | No Data | -12.4 | -44.5601 | 2.275 | 2.275 | 16.2 | 26.6811
2019-01-10 19:00 | No Data | No Data | No Data | No Data | 32.5017 | 40.2828 | No Data | No Data | No Data | No Data | No Data | No Data | No Data | No Data | -19.6 | -46.711 | 9.555 | 9.555 | 5.6 | 18.2789
2019-01-10 19:30 | No Data | No Data | No Data | No Data | 30.9148 | 39.0137 | No Data | No Data | No Data | No Data | No Data | No Data | No Data | No Data | -18 | -42.4094 | 28.21 | 28.3892 | 33.1 | 40.0795
2019-01-10 20:00 | No Data | No Data | No Data | No Data | 20.4044 | 31.3477 | No Data | No Data | No Data | No Data | No Data | No Data | No Data | No Data | -28.8 | -50.2681 | 55.055 | 56.0408 | 62 | 68.3626
2019-01-10 20:30 | No Data | No Data | No Data | No Data | 16.144 | 26.9963 | No Data | No Data | No Data | No Data | No Data | No Data | No Data | No Data | -24.8 | -49.4659 | 55.51 | 56.5739 | 90.6 | 95.9857
2019-01-10 21:00 | No Data | No Data | No Data | No Data | 11.2734 | 22.8747 | No Data | No Data | No Data | No Data | No Data | No Data | No Data | No Data | -16 | -48.3256 | 51.87 | 52.9151 | 86.9 | 92.7087
2019-01-10 21:30 | No Data | No Data | No Data | No Data | 11.6274 | 21.7783 | No Data | No Data | No Data | No Data | No Data | No Data | No Data | No Data | -5.6 | -47.531 | 42.77 | 43.635 | 77.2 | 83.3038
2019-01-10 22:00 | No Data | No Data | No Data | No Data | 17.1206 | 26.7198 | No Data | No Data | No Data | No Data | No Data | No Data | No Data | No Data | -0.4 | -49.2016 | 35.945 | 36.7678 | 68.6 | 74.3616
2019-01-10 22:30 | No Data | No Data | No Data | No Data | 23.4195 | 30.9654 | No Data | No Data | No Data | No Data | No Data | No Data | No Data | No Data | 10.8 | 53.5014 | 26.39 | 27.1479 | 61.4 | 66.994
2019-01-10 23:00 | No Data | No Data | No Data | No Data | 18.0362 | 27.1235 | No Data | No Data | No Data | No Data | No Data | No Data | No Data | No Data | 4.4 | 52.1858 | 31.85 | 32.3946 | 64.7 | 68.5007
2019-01-10 23:30 | No Data | No Data | No Data | No Data | 21.8326 | 30.1007 | No Data | No Data | No Data | No Data | No Data | No Data | No Data | No Data | -4 | -50.5585 | 38.22 | 38.9072 | 75.8 | 79.9743
2019-01-11 | No Data | No Data | No Data | No Data | 31.0613 | 38.3638 | No Data | No Data | No Data | No Data | No Data | No Data | No Data | No Data | 2.4 | 52.0554 | 31.395 | 32.0347 | 70.2 | 73.9973
2019-01-11 00:30 | No Data | No Data | No Data | No Data | 43.3661 | 48.3991 | No Data | No Data | No Data | No Data | No Data | No Data | No Data | No Data | 19.2 | 55.8068 | 17.745 | 18.4373 | 65.1 | 72.3205
2019-01-11 01:00 | No Data | No Data | No Data | No Data | 35.6756 | 41.5669 | No Data | No Data | No Data | No Data | No Data | No Data | No Data | No Data | 14.8 | 55.2203 | 20.02 | 20.7512 | 60.4 | 64.2137
2019-01-11 01:30 | No Data | No Data | No Data | No Data | 34.0398 | 42.5214 | No Data | No Data | No Data | No Data | No Data | No Data | No Data | No Data | 13.2 | 55.2014 | 20.93 | 21.3268 | 56.5 | 58.6676
2019-01-11 02:00 | No Data | No Data | No Data | No Data | 25.6291 | 36.1415 | No Data | No Data | No Data | No Data | No Data | No Data | No Data | No Data | 6.4 | 53.6328 | 27.3 | 27.9334 | 57.6 | 61.0063
2019-01-11 02:30 | No Data | No Data | No Data | No Data | 29.3767 | 38.8889 | No Data | No Data | No Data | No Data | No Data | No Data | No Data | No Data | 8 | 54.1937 | 24.115 | 24.6289 | 55.5 | 57.9581
2019-01-11 03:00 | No Data | No Data | No Data | No Data | 24.1886 | 35.1347 | No Data | No Data | No Data | No Data | No Data | No Data | No Data | No Data | 3.6 | 52.1245 | 27.755 | 28.9381 | 54.5 | 56.22
2019-01-11 03:30 | No Data | No Data | No Data | No Data | 15.4238 | 28.4001 | No Data | No Data | No Data | No Data | No Data | No Data | No Data | No Data | 3.2 | 52.8969 | 26.39 | 27.6317 | 54.5 | 56.4477
2019-01-11 04:00 | No Data | No Data | No Data | No Data | 12.0424 | 26.715 | No Data | No Data | No Data | No Data | No Data | No Data | No Data | No Data | -0.4 | -52.4015 | 29.12 | 30.5088 | 56.1 | 57.8692
2019-01-11 04:30 | No Data | No Data | No Data | No Data | 12.0424 | 26.715 | No Data | No Data | No Data | No Data | No Data | No Data | No Data | No Data | 1.2 | 51.2141 | 30.03 | 31.2496 | 57.1 | 58.9619
2019-01-11 05:00 | No Data | No Data | No Data | No Data | 12.0424 | 26.715 | No Data | No Data | No Data | No Data | No Data | No Data | No Data | No Data | 0 | 51.6 | 30.94 | 32.1251 | 58.5 | 60.7284
2019-01-11 05:30 | No Data | No Data | No Data | No Data | 14.1421 | 27.7249 | No Data | No Data | No Data | No Data | No Data | No Data | No Data | No Data | 3.6 | 53.0177 | 26.39 | 27.7699 | 57.5 | 59.5265
2019-01-11 06:00 | No Data | No Data | No Data | No Data | 14.3008 | 27.8061 | No Data | No Data | No Data | No Data | No Data | No Data | No Data | No Data | 7.6 | 52.9483 | 22.75 | 24.1793 | 53.9 | 56.9865
2019-01-11 06:30 | No Data | No Data | No Data | No Data | 19.5254 | 29.5274 | No Data | No Data | No Data | No Data | No Data | No Data | No Data | No Data | 16.8 | 54.266 | 17.29 | 18.7601 | 54.4 | 56.7324
2019-01-11 07:00 | No Data | No Data | No Data | No Data | 15.79 | 25.8487 | No Data | No Data | No Data | No Data | No Data | No Data | No Data | No Data | 19.6 | 52.9604 | 15.47 | 16.4053 | 44.2 | 47.8004
2019-01-11 07:30 | No Data | No Data | No Data | No Data | 21.3687 | 30.8213 | No Data | No Data | No Data | No Data | No Data | No Data | No Data | No Data | 13.6 | 39.984 | 17.29 | 17.3855 | 29.6 | 34.6954
2019-01-11 08:00 | No Data | No Data | No Data | No Data | 31.574 | 39.9084 | No Data | No Data | No Data | No Data | No Data | No Data | No Data | No Data | 25.6 | 48.5057 | 0 | 0 | -8.4 | -14.7299
2019-01-11 08:30 | No Data | No Data | No Data | No Data | 28.864 | 38.9507 | No Data | No Data | No Data | No Data | No Data | No Data | No Data | No Data | 34.8 | 54.8525 | -9.1 | -9.9789 | -29.3 | -30.4803
2019-01-11 09:00 | No Data | No Data | No Data | No Data | 31.4763 | 42.0936 | No Data | No Data | No Data | No Data | No Data | No Data | No Data | No Data | 32.4 | 53.0449 | -5.915 | -6.9453 | -29.1 | -30.3727
2019-01-11 09:30 | No Data | No Data | No Data | No Data | 34.6502 | 44.4862 | No Data | No Data | No Data | No Data | No Data | No Data | No Data | No Data | 14.8 | 47.9416 | -20.93 | -21.4189 | -47.2 | -47.3608
2019-01-11 10:00 | No Data | No Data | No Data | No Data | 36.2371 | 45.4516 | No Data | No Data | No Data | No Data | No Data | No Data | No Data | No Data | 24.4 | 52.4244 | -29.575 | -30.5698 | -34 | -35.555
2019-01-11 10:30 | No Data | No Data | No Data | No Data | 39.5697 | 48.1506 | No Data | No Data | No Data | No Data | No Data | No Data | No Data | No Data | 20.8 | 50.8488 | -26.845 | -27.699 | -30.5 | -31.6893
2019-01-11 11:00 | No Data | No Data | No Data | No Data | 37.9339 | 46.8156 | No Data | No Data | No Data | No Data | No Data | No Data | No Data | No Data | 20 | 50.5268 | -27.3 | -28.254 | -33.5 | -34.5863
2019-01-11 11:30 | No Data | No Data | No Data | No Data | 40.2411 | 48.7038 | No Data | No Data | No Data | No Data | No Data | No Data | No Data | No Data | 8.8 | 44.0872 | -12.74 | -13.382 | -42.6 | -42.8266
2019-01-11 12:00 | No Data | No Data | No Data | No Data | 40.2411 | 47.4425 | No Data | No Data | No Data | No Data | No Data | No Data | No Data | No Data | 9.2 | 44.9515 | -15.015 | -15.9769 | -20 | -21.8103
2019-01-11 12:30 | No Data | No Data | No Data | No Data | 40.0824 | 47.308 | No Data | No Data | No Data | No Data | No Data | No Data | No Data | No Data | -4 | -41.4787 | -8.645 | -9.213 | -37.5 | -38.0091
2019-01-11 13:00 | No Data | No Data | No Data | No Data | 36.3958 | 45.2424 | No Data | No Data | No Data | No Data | No Data | No Data | No Data | No Data | -8.8 | -40.566 | 0 | 0 | -28.7 | -30.3923
2019-01-11 13:30 | No Data | No Data | No Data | No Data | 37.4701 | 46.111 | No Data | No Data | No Data | No Data | No Data | No Data | No Data | No Data | -7.6 | -41.5018 | 0 | 0.455 | -28.4 | -30.7539
2019-01-11 14:00 | No Data | No Data | No Data | No Data | 35.4681 | 43.5241 | No Data | No Data | No Data | No Data | No Data | No Data | No Data | No Data | -4 | -42.9865 | -14.105 | -14.8207 | -38.7 | -40.7306
2019-01-11 14:30 | No Data | No Data | No Data | No Data | 30.7561 | 38.6059 | No Data | No Data | No Data | No Data | No Data | No Data | No Data | No Data | -2 | -43.6073 | -17.29 | -18.7601 | -40.6 | -41.8617
2019-01-11 15:00 | No Data | No Data | No Data | No Data | 37.5189 | 44.1831 | No Data | No Data | No Data | No Data | No Data | No Data | No Data | No Data | -4.8 | -43.4659 | -22.75 | -24.6751 | -44.7 | -44.916
2019-01-11 15:30 | No Data | No Data | No Data | No Data | 33.991 | 39.9433 | No Data | No Data | No Data | No Data | No Data | No Data | No Data | No Data | -10.8 | -43.3663 | -28.21 | -29.7843 | -46.9 | -47.2573
2019-01-11 16:00 | No Data | No Data | No Data | No Data | 44.184 | 47.3718 | No Data | No Data | No Data | No Data | No Data | No Data | No Data | No Data | -38.8 | -52.3878 | 1.365 | 1.9304 | -15.3 | -23.17
2019-01-11 16:30 | No Data | No Data | No Data | No Data | 38.7518 | 42.3505 | No Data | No Data | No Data | No Data | No Data | No Data | No Data | No Data | -31.6 | -48.8098 | -7.28 | -8.8345 | -21.2 | -27.9407
2019-01-11 17:00 | No Data | No Data | No Data | No Data | 42.9633 | 46.2354 | No Data | No Data | No Data | No Data | No Data | No Data | No Data | No Data | -26.8 | -45.2018 | -10.92 | -12.2089 | -22.5 | -26.553
2019-01-11 17:30 | No Data | No Data | No Data | No Data | 37.4212 | 40.4242 | No Data | No Data | No Data | No Data | No Data | No Data | No Data | No Data | -25.2 | -45.9304 | -14.105 | -15.295 | -25.2 | -30.398
2019-01-11 18:00 | No Data | No Data | No Data | No Data | 46.6011 | 52.5385 | No Data | No Data | No Data | No Data | No Data | No Data | No Data | No Data | -36 | -51.7672 | -4.095 | -5.7912 | -14.5 | -22.2679
2019-01-11 18:30 | No Data | No Data | No Data | No Data | 47.2602 | 53.1241 | No Data | No Data | No Data | No Data | No Data | No Data | No Data | No Data | -37.2 | -52.0461 | 27.3 | 27.3606 | 23.2 | 36.0555
2019-01-11 19:00 | No Data | No Data | No Data | No Data | 52.4971 | 58.0233 | No Data | No Data | No Data | No Data | No Data | No Data | No Data | No Data | -47.2 | -57.9379 | 34.125 | 34.3698 | 38.6 | 51.7042
2019-01-11 19:30 | No Data | No Data | No Data | No Data | 50.8492 | 58.4221 | No Data | No Data | No Data | No Data | No Data | No Data | No Data | No Data | -34.8 | -47.8213 | 54.145 | 54.2672 | 80 | 90.4014
2019-01-11 20:00 | No Data | No Data | No Data | No Data | 51.667 | 59.979 | No Data | No Data | No Data | No Data | No Data | No Data | No Data | No Data | -51.6 | -56.2523 | 85.995 | 86.2654 | 104.8 | 114.0528
2019-01-11 20:30 | No Data | No Data | No Data | No Data | 52.6436 | 62.01 | No Data | No Data | No Data | No Data | No Data | No Data | No Data | No Data | -41.2 | -51.4401 | 88.27 | 88.8358 | 111.9 | 119.7346
2019-01-11 21:00 | No Data | No Data | No Data | No Data | 47.6753 | 57.8517 | No Data | No Data | No Data | No Data | No Data | No Data | No Data | No Data | -44 | -54.6421 | 95.55 | 96.0729 | 115.1 | 121.6568
2019-01-11 21:30 | No Data | No Data | No Data | No Data | 49.6773 | 60.4563 | No Data | No Data | No Data | No Data | No Data | No Data | No Data | No Data | -17.2 | -43.5412 | 65.065 | 65.5232 | 109 | 113.7706
2019-01-11 22:00 | No Data | No Data | No Data | No Data | 45.9297 | 58.4809 | No Data | No Data | No Data | No Data | No Data | No Data | No Data | No Data | -6 | -45.5965 | 50.505 | 50.8502 | 91.8 | 96.0044
2019-01-11 22:30 | No Data | No Data | No Data | No Data | 51.313 | 62.7973 | No Data | No Data | No Data | No Data | No Data | No Data | No Data | No Data | -12.4 | -45.329 | 57.33 | 57.6343 | 101 | 104.2185
2019-01-11 23:00 | No Data | No Data | No Data | No Data | 44.2451 | 53.4563 | No Data | No Data | No Data | No Data | No Data | No Data | No Data | No Data | -8.8 | -42.5206 | 51.87 | 52.7427 | 91.1 | 92.1847
2019-01-11 23:30 | No Data | No Data | No Data | No Data | 47.9805 | 54.9167 | No Data | No Data | No Data | No Data | No Data | No Data | No Data | No Data | 4 | 45.7751 | 37.765 | 38.549 | 81.3 | 83.1203
2019-01-12 | No Data | No Data | No Data | No Data | 49.6773 | 56.4052 | No Data | No Data | No Data | No Data | No Data | No Data | No Data | No Data | 14.4 | 50.1135 | 27.755 | 28.5818 | 73 | 74.9246
2019-01-12 00:30 | No Data | No Data | No Data | No Data | 63.9719 | 67.4853 | No Data | No Data | No Data | No Data | No Data | No Data | No Data | No Data | 18.4 | 51.0325 | 22.75 | 23.8864 | 75.8 | 78.602
2019-01-12 01:00 | No Data | No Data | No Data | No Data | 56.6476 | 61.8282 | No Data | No Data | No Data | No Data | No Data | No Data | No Data | No Data | 15.6 | 50.4714 | 26.845 | 27.5904 | 69 | 70.1955
2019-01-12 01:30 | No Data | No Data | No Data | No Data | 50.0801 | 55.846 | No Data | No Data | No Data | No Data | No Data | No Data | No Data | No Data | 13.2 | 49.011 | 26.39 | 27.5002 | 63 | 66.6
2019-01-12 02:00 | No Data | No Data | No Data | No Data | 45.5146 | 53.0122 | No Data | No Data | No Data | No Data | No Data | No Data | No Data | No Data | 4 | 45.7751 | 34.125 | 35.4375 | 68.3 | 72.2951
2019-01-12 02:30 | No Data | No Data | No Data | No Data | 50.5928 | 57.4313 | No Data | No Data | No Data | No Data | No Data | No Data | No Data | No Data | 1.6 | 45.607 | 35.49 | 36.8747 | 69.7 | 73.2724
2019-01-12 03:00 | No Data | No Data | No Data | No Data | 42.9633 | 50.8386 | No Data | No Data | No Data | No Data | No Data | No Data | No Data | No Data | -2.4 | -45.607 | 39.585 | 40.9449 | 70.5 | 74.0338
2019-01-12 03:30 | No Data | No Data | No Data | No Data | 40.9125 | 50.7325 | No Data | No Data | No Data | No Data | No Data | No Data | No Data | No Data | 2 | 47.2153 | 35.49 | 37.0008 | 64.2 | 67.2431
2019-01-12 04:00 | No Data | No Data | No Data | No Data | 29.9382 | 43.6352 | No Data | No Data | No Data | No Data | No Data | No Data | No Data | No Data | -1.2 | -48.4149 | 35.945 | 37.1933 | 64.7 | 66.8708
2019-01-12 04:30 | No Data | No Data | No Data | No Data | 31.574 | 42.4429 | No Data | No Data | No Data | No Data | No Data | No Data | No Data | No Data | 2 | 46.4431 | 34.125 | 35.3175 | 63.8 | 67.5193
2019-01-12 05:00 | No Data | No Data | No Data | No Data | 20.856 | 32.031 | No Data | No Data | No Data | No Data | No Data | No Data | No Data | No Data | -0.4 | -46.0017 | 36.855 | 38.0735 | 66.6 | 70.8263
2019-01-12 05:30 | No Data | No Data | No Data | No Data | 20.856 | 32.031 | No Data | No Data | No Data | No Data | No Data | No Data | No Data | No Data | 1.2 | 46.0017 | 36.4 | 37.5203 | 67.5 | 71.8088
2019-01-12 06:00 | No Data | No Data | No Data | No Data | 20.4044 | 31.7387 | No Data | No Data | No Data | No Data | No Data | No Data | No Data | No Data | 1.2 | 45.2018 | 37.31 | 38.4037 | 69.7 | 73.9138
2019-01-12 06:30 | No Data | No Data | No Data | No Data | 24.506 | 34.5533 | No Data | No Data | No Data | No Data | No Data | No Data | No Data | No Data | 9.2 | 45.7349 | 32.76 | 33.6608 | 65.1 | 69.1104
2019-01-12 07:00 | No Data | No Data | No Data | No Data | 28.2902 | 34.6186 | No Data | No Data | No Data | No Data | No Data | No Data | No Data | No Data | 8.8 | 44.8714 | 28.665 | 29.2689 | 54.5 | 59.3903
2019-01-12 07:30 | No Data | No Data | No Data | No Data | 37.7752 | 43.5636 | No Data | No Data | No Data | No Data | No Data | No Data | No Data | No Data | -17.6 | -39.713 | 31.395 | 31.8662 | 43.7 | 49.5707
2019-01-12 08:00 | No Data | No Data | No Data | No Data | 37.6287 | 43.51 | No Data | No Data | No Data | No Data | No Data | No Data | No Data | No Data | -22.8 | -43.6312 | 11.375 | 11.8125 | 5.2 | 12.0768
2019-01-12 08:30 | No Data | No Data | No Data | No Data | 33.7346 | 42.4029 | No Data | No Data | No Data | No Data | No Data | No Data | No Data | No Data | -25.2 | -44.6013 | -4.095 | -4.1202 | -20.5 | -21.6622
2019-01-12 09:00 | No Data | No Data | No Data | No Data | 27.7287 | 37.8003 | No Data | No Data | No Data | No Data | No Data | No Data | No Data | No Data | -30.8 | -45.8764 | -10.465 | -10.8152 | -29.7 | -31.0923
2019-01-12 09:30 | No Data | No Data | No Data | No Data | 26.0929 | 36.6172 | No Data | No Data | No Data | No Data | No Data | No Data | No Data | No Data | -22.4 | -42.7401 | -16.835 | -18.1658 | -37.6 | -37.7625
2019-01-12 10:00 | No Data | No Data | No Data | No Data | 30.341 | 39.7562 | No Data | No Data | No Data | No Data | No Data | No Data | No Data | No Data | -10.4 | -39.3975 | -25.935 | -26.818 | -48.8 | -48.8452
2019-01-12 10:30 | No Data | No Data | No Data | No Data | 30.2922 | 39.719 | No Data | No Data | No Data | No Data | No Data | No Data | No Data | No Data | -14.8 | -41.1534 | -25.025 | -26.1931 | -48.9 | -48.9065
2019-01-12 11:00 | No Data | No Data | No Data | No Data | 28.1926 | 38.1419 | No Data | No Data | No Data | No Data | No Data | No Data | No Data | No Data | -4.8 | -41.4787 | -35.49 | -37.132 | -30.7 | -31.533
2019-01-12 11:30 | No Data | No Data | No Data | No Data | 24.3961 | 36.8324 | No Data | No Data | No Data | No Data | No Data | No Data | No Data | No Data | -2.8 | -40.0979 | -33.215 | -35.2588 | -28.5 | -28.7793
2019-01-12 12:00 | No Data | No Data | No Data | No Data | 20.7584 | 33.1142 | No Data | No Data | No Data | No Data | No Data | No Data | No Data | No Data | -6 | -41.6346 | -31.85 | -34.3035 | -19.8 | -24.424
2019-01-12 12:30 | No Data | No Data | No Data | No Data | 14.3984 | 29.5458 | No Data | No Data | No Data | No Data | No Data | No Data | No Data | No Data | -10.4 | -34.4093 | -24.57 | -24.6751 | -42.7 | -43.996
2019-01-12 13:00 | No Data | No Data | No Data | No Data | 8.4535 | 25.0593 | No Data | No Data | No Data | No Data | No Data | No Data | No Data | No Data | -8.4 | -32.311 | -36.855 | -37.1348 | -51.6 | -52.3118
2019-01-12 13:30 | No Data | No Data | No Data | No Data | 3.7415 | 23.9335 | No Data | No Data | No Data | No Data | No Data | No Data | No Data | No Data | -9.6 | -32.2614 | -34.58 | -34.7264 | -47.4 | -48.7751
2019-01-12 14:00 | No Data | No Data | No Data | No Data | -4.7181 | -19.3052 | No Data | No Data | No Data | No Data | No Data | No Data | No Data | No Data | 1.6 | 34.8368 | -35.49 | -35.5948 | -40.1 | -43.0639
2019-01-12 14:30 | No Data | No Data | No Data | No Data | -11.1879 | -18.7394 | No Data | No Data | No Data | No Data | No Data | No Data | No Data | No Data | -1.6 | -31.6405 | -43.225 | -43.4185 | -37.8 | -43.6358
2019-01-12 15:00 | No Data | No Data | No Data | No Data | -12.8725 | -16.6842 | No Data | No Data | No Data | No Data | No Data | No Data | No Data | No Data | 0.8 | 31.6101 | -41.86 | -42.1581 | -49.2 | -54.2683
2019-01-12 15:30 | No Data | No Data | No Data | No Data | -17.023 | -18.2262 | No Data | No Data | No Data | No Data | No Data | No Data | No Data | No Data | 2.4 | 32.8877 | -46.865 | -47.2368 | -48.1 | -50.013
2019-01-12 16:00 | No Data | No Data | No Data | No Data | -22.4063 | -23.0088 | No Data | No Data | No Data | No Data | No Data | No Data | No Data | No Data | 6.4 | 31.9324 | -53.69 | -53.7844 | -56.4 | -58.2591
2019-01-12 16:30 | No Data | No Data | No Data | No Data | -22.3087 | -24.596 | No Data | No Data | No Data | No Data | No Data | No Data | No Data | No Data | 13.2 | 33.5094 | -60.06 | -60.3077 | -56.8 | -58.6714
2019-01-12 17:00 | No Data | No Data | No Data | No Data | -22.3575 | -23.2032 | No Data | No Data | No Data | No Data | No Data | No Data | No Data | No Data | 22.8 | 41.939 | -65.52 | -65.8289 | -58.1 | -60.21
2019-01-12 17:30 | No Data | No Data | No Data | No Data | -15.1797 | -16.9974 | No Data | No Data | No Data | No Data | No Data | No Data | No Data | No Data | 13.6 | 35.8776 | -55.51 | -55.5566 | -48.6 | -53.7676
2019-01-12 18:00 | No Data | No Data | No Data | No Data | -13.8491 | -16.7617 | No Data | No Data | No Data | No Data | No Data | No Data | No Data | No Data | 14.4 | 36.5557 | -58.695 | -58.7814 | -46.8 | -50.6234
2019-01-12 18:30 | No Data | No Data | No Data | No Data | -12.8725 | -18.5354 | No Data | No Data | No Data | No Data | No Data | No Data | No Data | No Data | 13.6 | 36.248 | -47.32 | -47.32 | -32.3 | -37.6269
2019-01-12 19:00 | No Data | No Data | No Data | No Data | -10.8217 | -18.8915 | No Data | No Data | No Data | No Data | No Data | No Data | No Data | No Data | 11.2 | 36.9389 | -32.305 | -32.5635 | -5.2 | -24.7524
2019-01-12 19:30 | No Data | No Data | No Data | No Data | -7.8553 | -17.3634 | No Data | No Data | No Data | No Data | No Data | No Data | No Data | No Data | 10 | 34.6733 | -8.19 | -12.2428 | 34.8 | 44.4162
2019-01-12 20:00 | No Data | No Data | No Data | No Data | -9.1859 | -22.4324 | No Data | No Data | No Data | No Data | No Data | No Data | No Data | No Data | 8.8 | 27.4489 | 25.935 | 29.5225 | 52.1 | 59.9214
2019-01-12 20:30 | No Data | No Data | No Data | No Data | -7.0863 | -21.5537 | No Data | No Data | No Data | No Data | No Data | No Data | No Data | No Data | 4.8 | 31.9049 | 41.405 | 44.6967 | 73 | 76.9699
2019-01-12 21:00 | No Data | No Data | No Data | No Data | -7.2816 | -25.3778 | No Data | No Data | No Data | No Data | No Data | No Data | No Data | No Data | 18.8 | 41.6807 | 30.03 | 34.427 | 84.4 | 87.4778
2019-01-12 21:30 | No Data | No Data | No Data | No Data | -7.4891 | -17.0252 | No Data | No Data | No Data | No Data | No Data | No Data | No Data | No Data | 30.4 | 50.5601 | 16.835 | 21.3898 | 66.7 | 69.8679
2019-01-12 22:00 | No Data | No Data | No Data | No Data | -9.0761 | -16.0511 | No Data | No Data | No Data | No Data | No Data | No Data | No Data | No Data | 26.8 | 49.8221 | 18.2 | 22.75 | 66.7 | 68.907
2019-01-12 22:30 | No Data | No Data | No Data | No Data | -2.0569 | -15.2216 | No Data | No Data | No Data | No Data | No Data | No Data | No Data | No Data | 22.8 | 45.3484 | 22.295 | 25.907 | 71.5 | 75.9111
2019-01-12 23:00 | No Data | No Data | No Data | No Data | -4.1077 | -14.048 | No Data | No Data | No Data | No Data | No Data | No Data | No Data | No Data | 21.2 | 45.6246 | 22.75 | 26.7678 | 65.5 | 69.8971
2019-01-12 23:30 | No Data | No Data | No Data | No Data | -1.8006 | -14.0141 | No Data | No Data | No Data | No Data | No Data | No Data | No Data | No Data | 20.4 | 44.9017 | 21.84 | 26.2484 | 67.9 | 71.2529
2019-01-13 | No Data | No Data | No Data | No Data | -2.1546 | -8.334 | No Data | No Data | No Data | No Data | No Data | No Data | No Data | No Data | 24.4 | 46.8547 | 20.02 | 24.4898 | 66.6 | 70.3946
2019-01-13 00:30 | No Data | No Data | No Data | No Data | 10.5531 | 17.045 | No Data | No Data | No Data | No Data | No Data | No Data | No Data | No Data | 30.4 | 50.8802 | 14.56 | 19.989 | 67.5 | 71.7747
2019-01-13 01:00 | No Data | No Data | No Data | No Data | 3.3265 | 13.7924 | No Data | No Data | No Data | No Data | No Data | No Data | No Data | No Data | 24.4 | 47.1966 | 17.29 | 23.2005 | 61.5 | 63.2324
2019-01-13 01:30 | No Data | No Data | No Data | No Data | 3.3265 | 18.1603 | No Data | No Data | No Data | No Data | No Data | No Data | No Data | No Data | 26.4 | 48.261 | 15.015 | 21.5586 | 53 | 54.9477
2019-01-13 02:00 | No Data | No Data | No Data | No Data | -7.4891 | -14.5458 | No Data | No Data | No Data | No Data | No Data | No Data | No Data | No Data | 38 | 58.7456 | 3.64 | 11.08 | 37.5 | 40.2419
2019-01-13 02:30 | No Data | No Data | No Data | No Data | -8.2094 | -14.9294 | No Data | No Data | No Data | No Data | No Data | No Data | No Data | No Data | 39.2 | 59.8304 | 0.455 | 10.5045 | 35.5 | 38.5389
2019-01-13 03:00 | No Data | No Data | No Data | No Data | -12.4086 | -18.9799 | No Data | No Data | No Data | No Data | No Data | No Data | No Data | No Data | 40 | 60.959 | 1.365 | 10.92 | 30.9 | 33.989
2019-01-13 03:30 | No Data | No Data | No Data | No Data | -12.3598 | -17.6965 | No Data | No Data | No Data | No Data | No Data | No Data | No Data | No Data | 36.8 | 59.5355 | 0 | 11.375 | 30.5 | 35.8286
2019-01-13 04:00 | No Data | No Data | No Data | No Data | -11.2856 | -17.0093 | No Data | No Data | No Data | No Data | No Data | No Data | No Data | No Data | 36.8 | 58.9087 | 0 | 12.285 | 29.9 | 37.36
2019-01-13 04:30 | No Data | No Data | No Data | No Data | -12.9213 | -18.136 | No Data | No Data | No Data | No Data | No Data | No Data | No Data | No Data | 35.2 | 57.6056 | 0.91 | 12.3187 | 30.4 | 38.3021
2019-01-13 05:00 | No Data | No Data | No Data | No Data | -18.3047 | -19.4993 | No Data | No Data | No Data | No Data | No Data | No Data | No Data | No Data | 35.2 | 57.2894 | 0.91 | 12.3187 | 30.7 | 38.5406
2019-01-13 05:30 | No Data | No Data | No Data | No Data | -20.4166 | -20.888 | No Data | No Data | No Data | No Data | No Data | No Data | No Data | No Data | 34 | 56.8802 | 1.365 | 13.2654 | 30.8 | 37.6767
2019-01-13 06:00 | No Data | No Data | No Data | No Data | -19.4888 | -19.9822 | No Data | No Data | No Data | No Data | No Data | No Data | No Data | No Data | 34.4 | 57.1202 | 1.82 | 12.8693 | 31.5 | 37.5288
2019-01-13 06:30 | No Data | No Data | No Data | No Data | -16.0586 | -16.6539 | No Data | No Data | No Data | No Data | No Data | No Data | No Data | No Data | 35.2 | 57.6056 | 1.365 | 12.8129 | 31.3 | 37.86
2019-01-13 07:00 | No Data | No Data | No Data | No Data | -15.7412 | -16.322 | No Data | No Data | No Data | No Data | No Data | No Data | No Data | No Data | 33.2 | 54.8015 | -0.91 | -12.3187 | 23.6 | 31.326
2019-01-13 07:30 | No Data | No Data | No Data | No Data | -10.5165 | -12.2932 | No Data | No Data | No Data | No Data | No Data | No Data | No Data | No Data | 20.8 | 42.9698 | -14.105 | -15.8729 | -4.8 | -11.273
2019-01-13 08:00 | No Data | No Data | No Data | No Data | 0.0061036 | 14.7768 | No Data | No Data | No Data | No Data | No Data | No Data | No Data | No Data | 13.6 | 40.7372 | -34.58 | -34.7711 | -42.2 | -42.2001
2019-01-13 08:30 | No Data | No Data | No Data | No Data | -10.8705 | -16.97 | No Data | No Data | No Data | No Data | No Data | No Data | No Data | No Data | 9.6 | 36.8717 | -49.595 | -49.6138 | -70.6 | -70.6
2019-01-13 09:00 | No Data | No Data | No Data | No Data | -17.2305 | -21.6328 | No Data | No Data | No Data | No Data | No Data | No Data | No Data | No Data | 7.2 | 33.1059 | -58.695 | -58.908 | -81.9 | -81.901
2019-01-13 09:30 | No Data | No Data | No Data | No Data | -13.8491 | -19.8812 | No Data | No Data | No Data | No Data | No Data | No Data | No Data | No Data | 0.4 | 32.8877 | -55.055 | -55.2427 | -80.4 | -80.4945
2019-01-13 10:00 | No Data | No Data | No Data | No Data | -16.4614 | -22.9543 | No Data | No Data | No Data | No Data | No Data | No Data | No Data | No Data | 24.4 | 42.8299 | -77.35 | -77.9379 | -103.2 | -103.2303
2019-01-13 10:30 | No Data | No Data | No Data | No Data | -17.792 | -23.9265 | No Data | No Data | No Data | No Data | No Data | No Data | No Data | No Data | 26.4 | 44 | -80.99 | -81.6062 | -105.6 | -105.6008
2019-01-13 11:00 | No Data | No Data | No Data | No Data | -13.3364 | -20.8274 | No Data | No Data | No Data | No Data | No Data | No Data | No Data | No Data | 27.2 | 45.1203 | -78.715 | -79.599 | -106.8 | -106.8206
2019-01-13 11:30 | No Data | No Data | No Data | No Data | -15.436 | -22.2304 | No Data | No Data | No Data | No Data | No Data | No Data | No Data | No Data | 35.2 | 50.636 | -85.995 | -87.2189 | -88.5 | -88.6468
2019-01-13 12:00 | No Data | No Data | No Data | No Data | -14.313 | -21.4659 | No Data | No Data | No Data | No Data | No Data | No Data | No Data | No Data | 38 | 52.345 | -85.54 | -86.8478 | -88.7 | -88.7814
2019-01-13 12:30 | No Data | No Data | No Data | No Data | -14.7158 | -21.5932 | No Data | No Data | No Data | No Data | No Data | No Data | No Data | No Data | 14.4 | 37.2924 | -63.245 | -63.8963 | -66.8 | -67.1452
2019-01-13 13:00 | No Data | No Data | No Data | No Data | -11.5908 | -19.3912 | No Data | No Data | No Data | No Data | No Data | No Data | No Data | No Data | -12.8 | -31.5163 | -36.855 | -36.8803 | -63.6 | -64.2336
2019-01-13 13:30 | No Data | No Data | No Data | No Data | -15.7412 | -22.2269 | No Data | No Data | No Data | No Data | No Data | No Data | No Data | No Data | -16.8 | -32.997 | -30.485 | -30.485 | -57.5 | -58.2795
2019-01-13 14:00 | No Data | No Data | No Data | No Data | -14.1054 | -21.1819 | No Data | No Data | No Data | No Data | No Data | No Data | No Data | No Data | -24.8 | -36.2215 | -21.385 | -21.4623 | -47 | -48.4586
2019-01-13 14:30 | No Data | No Data | No Data | No Data | -14.6181 | -21.482 | No Data | No Data | No Data | No Data | No Data | No Data | No Data | No Data | -28.8 | -38.8 | -20.93 | -21.0533 | -42.2 | -45.4955
2019-01-13 15:00 | No Data | No Data | No Data | No Data | -19.794 | -24.6358 | No Data | No Data | No Data | No Data | No Data | No Data | No Data | No Data | -27.2 | -38.1848 | -22.75 | -22.9719 | -42.3 | -44.4632
2019-01-13 15:30 | No Data | No Data | No Data | No Data | -17.9507 | -23.0884 | No Data | No Data | No Data | No Data | No Data | No Data | No Data | No Data | -24.4 | -35.6561 | -24.57 | -24.7756 | -40.5 | -45.8062
2019-01-13 16:00 | No Data | No Data | No Data | No Data | -15.6435 | -16.9263 | No Data | No Data | No Data | No Data | No Data | No Data | No Data | No Data | -18.8 | -33.0648 | -30.485 | -30.5155 | -41.4 | -44.9079
2019-01-13 16:30 | No Data | No Data | No Data | No Data | -14.0566 | -15.5385 | No Data | No Data | No Data | No Data | No Data | No Data | No Data | No Data | -14.4 | -34 | -35.035 | -35.035 | -42.1 | -48.8615
2019-01-13 17:00 | No Data | No Data | No Data | No Data | -16.8277 | -17.1076 | No Data | No Data | No Data | No Data | No Data | No Data | No Data | No Data | -8 | -32.2093 | -40.495 | -40.5589 | -45.1 | -50.1798
2019-01-13 17:30 | No Data | No Data | No Data | No Data | -10.9316 | -20.0666 | No Data | No Data | No Data | No Data | No Data | No Data | No Data | No Data | -14.4 | -33.6381 | -34.125 | -34.1523 | -35.9 | -39.5521
2019-01-13 18:00 | No Data | No Data | No Data | No Data | -5.6458 | -19.5526 | No Data | No Data | No Data | No Data | No Data | No Data | No Data | No Data | -12.8 | -34.094 | -34.125 | -34.125 | -32.3 | -37.3728
2019-01-13 18:30 | No Data | No Data | No Data | No Data | -4.4617 | -20.8984 | No Data | No Data | No Data | No Data | No Data | No Data | No Data | No Data | -11.6 | -34.7908 | -26.845 | -26.9066 | -20.8 | -30.131
2019-01-13 19:00 | No Data | No Data | No Data | No Data | -2.7283 | -22.3174 | No Data | No Data | No Data | No Data | No Data | No Data | No Data | No Data | -5.6 | -35.6427 | -15.47 | -16.2595 | -2 | -29.3981
2019-01-13 19:30 | No Data | No Data | No Data | No Data | 2.3011 | 24.4679 | No Data | No Data | No Data | No Data | No Data | No Data | No Data | No Data | -1.6 | -33.6856 | 0.455 | 8.2026 | 29.5 | 47.3989
2019-01-13 20:00 | No Data | No Data | No Data | No Data | 5.2186 | 24.9122 | No Data | No Data | No Data | No Data | No Data | No Data | No Data | No Data | 6.8 | 30.761 | 22.75 | 25.4353 | 70.1 | 80.4137
2019-01-13 20:30 | No Data | No Data | No Data | No Data | 5.0233 | 24.872 | No Data | No Data | No Data | No Data | No Data | No Data | No Data | No Data | 9.2 | 36.3824 | 35.49 | 38.7151 | 91.2 | 99.4662
2019-01-13 21:00 | No Data | No Data | No Data | No Data | 9.4789 | 30.0908 | No Data | No Data | No Data | No Data | No Data | No Data | No Data | No Data | 10.8 | 39.8899 | 36.4 | 39.7312 | 87.7 | 94.7255
2019-01-13 21:30 | No Data | No Data | No Data | No Data | 9.4789 | 30.7287 | No Data | No Data | No Data | No Data | No Data | No Data | No Data | No Data | 18 | 45.6946 | 26.39 | 29.923 | 77 | 82.2097
2019-01-13 22:00 | No Data | No Data | No Data | No Data | 3.7903 | 32.1764 | No Data | No Data | No Data | No Data | No Data | No Data | No Data | No Data | 21.6 | 49.0159 | 21.385 | 24.8923 | 67.5 | 72.1915
2019-01-13 22:30 | No Data | No Data | No Data | No Data | 13.373 | 27.3406 | No Data | No Data | No Data | No Data | No Data | No Data | No Data | No Data | 25.6 | 51.9461 | 18.655 | 21.8495 | 64.8 | 68.1178
2019-01-13 23:00 | No Data | No Data | No Data | No Data | 11.1147 | 24.4663 | No Data | No Data | No Data | No Data | No Data | No Data | No Data | No Data | 19.6 | 45.9861 | 22.295 | 27.3984 | 65.1 | 70.287
2019-01-13 23:30 | No Data | No Data | No Data | No Data | 17.2671 | 27.8068 | No Data | No Data | No Data | No Data | No Data | No Data | No Data | No Data | 15.6 | 45.1788 | 25.025 | 29.9091 | 70.9 | 76.119
2019-01-14 | No Data | No Data | No Data | No Data | 31.8303 | 39.7139 | No Data | No Data | No Data | No Data | No Data | No Data | No Data | No Data | 16.8 | 44.1235 | 25.025 | 29.6624 | 71.8 | 77.6621
2019-01-14 00:30 | No Data | No Data | No Data | No Data | 45.771 | 50.6956 | No Data | No Data | No Data | No Data | No Data | No Data | No Data | No Data | 37.6 | 56.0742 | 6.825 | 15.2612 | 60.1 | 69.3981
2019-01-14 01:00 | No Data | No Data | No Data | No Data | 44.3427 | 50.4702 | No Data | No Data | No Data | No Data | No Data | No Data | No Data | No Data | 21.6 | 46.5188 | 20.93 | 26.2996 | 65.5 | 69.9321
2019-01-14 01:30 | No Data | No Data | No Data | No Data | 39.118 | 46.86 | No Data | No Data | No Data | No Data | No Data | No Data | No Data | No Data | 15.6 | 43.6807 | 24.57 | 29.2795 | 65.8 | 69.573
2019-01-14 02:00 | No Data | No Data | No Data | No Data | 43.6225 | 51.7551 | No Data | No Data | No Data | No Data | No Data | No Data | No Data | No Data | 10.8 | 41.0463 | 28.665 | 32.7916 | 66.7 | 71.5883
2019-01-14 02:30 | No Data | No Data | No Data | No Data | 47.6753 | 55.2141 | No Data | No Data | No Data | No Data | No Data | No Data | No Data | No Data | 9.6 | 41.5249 | 29.575 | 34.0308 | 66.8 | 71.9384
2019-01-14 03:00 | No Data | No Data | No Data | No Data | 42.5483 | 51.0747 | No Data | No Data | No Data | No Data | No Data | No Data | No Data | No Data | 2.8 | 41.295 | 33.67 | 37.6442 | 69 | 72.9893
2019-01-14 03:30 | No Data | No Data | No Data | No Data | 44.7456 | 52.9191 | No Data | No Data | No Data | No Data | No Data | No Data | No Data | No Data | -0.8 | -41.6077 | 35.49 | 39.4776 | 69.3 | 72.2402
2019-01-14 04:00 | No Data | No Data | No Data | No Data | 46.6011 | 54.497 | No Data | No Data | No Data | No Data | No Data | No Data | No Data | No Data | -0.4 | -40.802 | 35.945 | 40.0865 | 69.7 | 74.0817
2019-01-14 04:30 | No Data | No Data | No Data | No Data | 46.6011 | 55.4221 | No Data | No Data | No Data | No Data | No Data | No Data | No Data | No Data | 4 | 41.7919 | 32.305 | 36.6409 | 64.6 | 69.0545
2019-01-14 05:00 | No Data | No Data | No Data | No Data | 46.6011 | 55.4221 | No Data | No Data | No Data | No Data | No Data | No Data | No Data | No Data | 6 | 42.8224 | 30.485 | 35.0468 | 61.4 | 66.5616
2019-01-14 05:30 | No Data | No Data | No Data | No Data | 48.2856 | 55.9999 | No Data | No Data | No Data | No Data | No Data | No Data | No Data | No Data | 10 | 43.9527 | 26.845 | 31.9311 | 60.6 | 65.1061
2019-01-14 06:00 | No Data | No Data | No Data | No Data | 53.4127 | 60.4764 | No Data | No Data | No Data | No Data | No Data | No Data | No Data | No Data | 10.4 | 43.6568 | 23.66 | 29.3043 | 60.3 | 66.7816
2019-01-14 06:30 | No Data | No Data | No Data | No Data | 56.9528 | 62.7989 | No Data | No Data | No Data | No Data | No Data | No Data | No Data | No Data | 24.4 | 49.6145 | 13.195 | 20.6812 | 51.7 | 58.5589
2019-01-14 07:00 | No Data | No Data | No Data | No Data | 60.2365 | 65.7915 | No Data | No Data | No Data | No Data | No Data | No Data | No Data | No Data | 23.2 | 46.9348 | 10.465 | 18.6772 | 47.8 | 55.8574
2019-01-14 07:30 | No Data | No Data | No Data | No Data | 63.6179 | 67.6411 | No Data | No Data | No Data | No Data | No Data | No Data | No Data | No Data | 6.8 | 34.6733 | 6.825 | 14.453 | 30.3 | 41.2564
2019-01-14 08:00 | No Data | No Data | No Data | No Data | 60.1267 | 63.7987 | No Data | No Data | No Data | No Data | No Data | No Data | No Data | No Data | 0.4 | 35.6 | -15.925 | -18.5716 | -8.3 | -26.2469
2019-01-14 08:30 | No Data | No Data | No Data | No Data | 52.6436 | 57.7276 | No Data | No Data | No Data | No Data | No Data | No Data | No Data | No Data | -18.8 | -36.7696 | -14.105 | -16.3103 | -22 | -33.1518
2019-01-14 09:00 | No Data | No Data | No Data | No Data | 52.8023 | 57.2223 | No Data | No Data | No Data | No Data | No Data | No Data | No Data | No Data | -20.4 | -36.9432 | -28.21 | -28.243 | -37.6 | -44.446
2019-01-14 09:30 | No Data | No Data | No Data | No Data | 49.4697 | 54.9599 | No Data | No Data | No Data | No Data | No Data | No Data | No Data | No Data | -21.6 | -37.9473 | -30.94 | -30.94 | -41.9 | -47.559
2019-01-14 10:00 | No Data | No Data | No Data | No Data | 47.7729 | 53.4377 | No Data | No Data | No Data | No Data | No Data | No Data | No Data | No Data | -18.4 | -35.8776 | -31.85 | -31.863 | -42.7 | -47.8976
2019-01-14 10:30 | No Data | No Data | No Data | No Data | 44.2451 | 51.1625 | No Data | No Data | No Data | No Data | No Data | No Data | No Data | No Data | -12 | -34.176 | -38.22 | -38.2877 | -48.5 | -54.8884
2019-01-14 11:00 | No Data | No Data | No Data | No Data | 52.4971 | 58.446 | No Data | No Data | No Data | No Data | No Data | No Data | No Data | No Data | -17.2 | -33.8892 | -31.395 | -31.3983 | -39.5 | -50.9617
2019-01-14 11:30 | No Data | No Data | No Data | No Data | 57.1603 | 65.0138 | No Data | No Data | No Data | No Data | No Data | No Data | No Data | No Data | -17.2 | -34.5809 | -30.94 | -30.9701 | -36.8 | -43.9892
2019-01-14 12:00 | No Data | No Data | No Data | No Data | 53.7789 | 62.0618 | No Data | No Data | No Data | No Data | No Data | No Data | No Data | No Data | -10.8 | -33.0164 | -34.125 | -34.2007 | -40.1 | -48.0101
2019-01-14 12:30 | No Data | No Data | No Data | No Data | 51.9234 | 59.5079 | No Data | No Data | No Data | No Data | No Data | No Data | No Data | No Data | -9.6 | -34.176 | -38.22 | -38.4388 | -42.7 | -50.6274
2019-01-14 13:00 | No Data | No Data | No Data | No Data | 51.7769 | 59.3086 | No Data | No Data | No Data | No Data | No Data | No Data | No Data | No Data | -7.6 | -34.0588 | -40.495 | -41.1442 | -43.8 | -55.22
2019-01-14 13:30 | No Data | No Data | No Data | No Data | 49.6773 | 57.4847 | No Data | No Data | No Data | No Data | No Data | No Data | No Data | No Data | -3.6 | -36.5776 | -40.04 | -40.9626 | -45 | -48.2469
2019-01-14 14:00 | No Data | No Data | No Data | No Data | 54.7433 | 61.0757 | No Data | No Data | No Data | No Data | No Data | No Data | No Data | No Data | -10.4 | -35.1727 | -35.49 | -35.9795 | -36.7 | -39.685
2019-01-14 14:30 | No Data | No Data | No Data | No Data | 54.5968 | 61.4742 | No Data | No Data | No Data | No Data | No Data | No Data | No Data | No Data | -15.2 | -33.9882 | -30.03 | -30.1984 | -33.5 | -44.4397
2019-01-14 15:00 | No Data | No Data | No Data | No Data | 57.5143 | 63.1615 | No Data | No Data | No Data | No Data | No Data | No Data | No Data | No Data | -8.4 | -33.8585 | -37.31 | -37.5341 | -39.8 | -46.9473
2019-01-14 15:30 | No Data | No Data | No Data | No Data | 55.5734 | 61.3993 | No Data | No Data | No Data | No Data | No Data | No Data | No Data | No Data | -11.2 | -34.6595 | -35.035 | -35.1795 | -36 | -46.7975
2019-01-14 16:00 | No Data | No Data | No Data | No Data | 50.3853 | 54.8348 | No Data | No Data | No Data | No Data | No Data | No Data | No Data | No Data | -2.8 | -36.5075 | -45.5 | -46.009 | -42.6 | -54.881
2019-01-14 16:30 | No Data | No Data | No Data | No Data | 48.4443 | 51.0984 | No Data | No Data | No Data | No Data | No Data | No Data | No Data | No Data | -3.6 | -38.5684 | -47.32 | -48.1032 | -40.3 | -47.9051
2019-01-14 17:00 | No Data | No Data | No Data | No Data | 55.4635 | 57.8409 | No Data | No Data | No Data | No Data | No Data | No Data | No Data | No Data | -5.6 | -38.4104 | -43.225 | -43.9116 | -37.5 | -46.0922
2019-01-14 17:30 | No Data | No Data | No Data | No Data | 56.3424 | 58.6842 | No Data | No Data | No Data | No Data | No Data | No Data | No Data | No Data | -9.6 | -39.1939 | -41.86 | -42.4127 | -34.6 | -45.5337
2019-01-14 18:00 | No Data | No Data | No Data | No Data | 50.8003 | 53.3858 | No Data | No Data | No Data | No Data | No Data | No Data | No Data | No Data | -6 | -39.2612 | -42.315 | -42.7264 | -35.1 | -41.9644
2019-01-14 18:30 | No Data | No Data | No Data | No Data | 50.5928 | 53.8733 | No Data | No Data | No Data | No Data | No Data | No Data | No Data | No Data | -1.6 | -37.634 | -34.58 | -34.7264 | -24.6 | -38.7964
2019-01-14 19:00 | No Data | No Data | No Data | No Data | 56.5988 | 60.0821 | No Data | No Data | No Data | No Data | No Data | No Data | No Data | No Data | 0.4 | 38.8186 | -19.11 | -19.1154 | -1.9 | -30.4657
2019-01-14 19:30 | No Data | No Data | No Data | No Data | 51.2642 | 55.0859 | No Data | No Data | No Data | No Data | No Data | No Data | No Data | No Data | 0.8 | 38.0084 | 0.91 | 3.3124 | 40.2 | 56.2186
2019-01-14 20:00 | No Data | No Data | No Data | No Data | 54.902 | 59.8185 | No Data | No Data | No Data | No Data | No Data | No Data | No Data | No Data | -1.2 | -29.6243 | 35.035 | 36.1975 | 90.7 | 100.1636
2019-01-14 20:30 | No Data | No Data | No Data | No Data | 56.6964 | 62.9433 | No Data | No Data | No Data | No Data | No Data | No Data | No Data | No Data | 32 | 51.8521 | 13.65 | 16.6619 | 75.3 | 84.1656
2019-01-14 21:00 | No Data | No Data | No Data | No Data | 54.8531 | 62.9171 | No Data | No Data | No Data | No Data | No Data | No Data | No Data | No Data | 32 | 53.4401 | 15.47 | 18.4261 | 74.1 | 81.8224
2019-01-14 21:30 | No Data | No Data | No Data | No Data | 50.6416 | 59.2813 | No Data | No Data | No Data | No Data | No Data | No Data | No Data | No Data | 34.4 | 56.1669 | 14.105 | 16.5435 | 68.2 | 75.591
2019-01-14 22:00 | No Data | No Data | No Data | No Data | 52.3873 | 61.7925 | No Data | No Data | No Data | No Data | No Data | No Data | No Data | No Data | 14.4 | 41.386 | 31.85 | 35.0202 | 82.1 | 84.7185
2019-01-14 22:30 | No Data | No Data | No Data | No Data | 64.8997 | 73.4557 | No Data | No Data | No Data | No Data | No Data | No Data | No Data | No Data | -0.8 | -34.8368 | 49.14 | 51.7981 | 98.9 | 101.2313
2019-01-14 23:00 | No Data | No Data | No Data | No Data | 58.9548 | 64.4957 | No Data | No Data | No Data | No Data | No Data | No Data | No Data | No Data | 4.4 | 37.0621 | 42.77 | 45.1804 | 89.1 | 90.2721
2019-01-14 23:30 | No Data | No Data | No Data | No Data | 64.4358 | 69.5414 | No Data | No Data | No Data | No Data | No Data | No Data | No Data | No Data | -8.8 | -33.96 | 57.785 | 60.0617 | 105.2 | 106.797
2019-01-15 | No Data | No Data | No Data | No Data | 69.514 | 74.2713 | No Data | No Data | No Data | No Data | No Data | No Data | No Data | No Data | 3.6 | 36.5776 | 44.59 | 47.3484 | 94.2 | 95.5998
2019-01-15 00:30 | No Data | No Data | No Data | No Data | 83.4058 | 85.4594 | No Data | No Data | No Data | No Data | No Data | No Data | No Data | No Data | 13.6 | 39.984 | 32.305 | 35.8181 | 89.8 | 92.6739
2019-01-15 01:00 | No Data | No Data | No Data | No Data | 75.1049 | 77.789 | No Data | No Data | No Data | No Data | No Data | No Data | No Data | No Data | 14 | 43.1351 | 32.305 | 34.8959 | 78.4 | 79.1133
2019-01-15 01:30 | No Data | No Data | No Data | No Data | 68.3909 | 73.5353 | No Data | No Data | No Data | No Data | No Data | No Data | No Data | No Data | 8 | 39.2245 | 36.855 | 39.3016 | 78.2 | 79.8604
2019-01-15 02:00 | No Data | No Data | No Data | No Data | 63.3616 | 69.5657 | No Data | No Data | No Data | No Data | No Data | No Data | No Data | No Data | 14.4 | 44.4 | 27.3 | 30.7285 | 66.4 | 68.1399
2019-01-15 02:30 | No Data | No Data | No Data | No Data | 65.0584 | 71.1146 | No Data | No Data | No Data | No Data | No Data | No Data | No Data | No Data | 4.4 | 40.6389 | 37.31 | 40.218 | 74.8 | 75.725
2019-01-15 03:00 | No Data | No Data | No Data | No Data | 61.6159 | 68.8002 | No Data | No Data | No Data | No Data | No Data | No Data | No Data | No Data | 8.4 | 44.0091 | 30.03 | 33.3736 | 66.4 | 66.7473
2019-01-15 03:30 | No Data | No Data | No Data | No Data | 58.1369 | 65.7027 | No Data | No Data | No Data | No Data | No Data | No Data | No Data | No Data | 10 | 46.6836 | 25.935 | 29.5225 | 61.8 | 62.0443
2019-01-15 04:00 | No Data | No Data | No Data | No Data | 58.1369 | 66.7607 | No Data | No Data | No Data | No Data | No Data | No Data | No Data | No Data | 7.2 | 45.3749 | 29.12 | 32.3562 | 63.1 | 63.4871
2019-01-15 04:30 | No Data | No Data | No Data | No Data | 58.2345 | 66.8457 | No Data | No Data | No Data | No Data | No Data | No Data | No Data | No Data | 10.4 | 45.9913 | 27.3 | 30.7285 | 62.3 | 62.7033
2019-01-15 05:00 | No Data | No Data | No Data | No Data | 54.9508 | 64.0053 | No Data | No Data | No Data | No Data | No Data | No Data | No Data | No Data | 15.6 | 47.4384 | 23.66 | 26.872 | 58.8 | 59.1919
2019-01-15 05:30 | No Data | No Data | No Data | No Data | 53.2662 | 61.6426 | No Data | No Data | No Data | No Data | No Data | No Data | No Data | No Data | 16.8 | 46.3517 | 20.02 | 25.5814 | 54.8 | 61.5845
2019-01-15 06:00 | No Data | No Data | No Data | No Data | 58.5397 | 65.4099 | No Data | No Data | No Data | No Data | No Data | No Data | No Data | No Data | 17.6 | 44.0672 | 21.84 | 27.0295 | 60.4 | 65.7583
2019-01-15 06:30 | No Data | No Data | No Data | No Data | 61.9821 | 65.6704 | No Data | No Data | No Data | No Data | No Data | No Data | No Data | No Data | 25.2 | 45.5965 | 20.02 | 24.4898 | 62.3 | 69.1035
2019-01-15 07:00 | No Data | No Data | No Data | No Data | 65.7176 | 69.207 | No Data | No Data | No Data | No Data | No Data | No Data | No Data | No Data | 18.4 | 39.365 | 24.115 | 27.9371 | 61.8 | 70.6805
2019-01-15 07:30 | No Data | No Data | No Data | No Data | 63.8743 | 66.6195 | No Data | No Data | No Data | No Data | No Data | No Data | No Data | No Data | 9.6 | 30.3579 | 21.84 | 24.2178 | 56.5 | 69.8087
2019-01-15 08:00 | No Data | No Data | No Data | No Data | 54.8531 | 57.4957 | No Data | No Data | No Data | No Data | No Data | No Data | No Data | No Data | -1.6 | -33.6381 | -1.365 | -7.8545 | 25.6 | 43.7677
2019-01-15 08:30 | No Data | No Data | No Data | No Data | 51.313 | 54.7094 | No Data | No Data | No Data | No Data | No Data | No Data | No Data | No Data | -22.8 | -36.7325 | 9.555 | 13.5128 | 11.3 | 36.4936
2019-01-15 09:00 | No Data | No Data | No Data | No Data | 53.0098 | 56.304 | No Data | No Data | No Data | No Data | No Data | No Data | No Data | No Data | -3.6 | -33.043 | -15.925 | -16.5623 | 2.9 | 38.4096
2019-01-15 09:30 | No Data | No Data | No Data | No Data | 53.4127 | 56.6834 | No Data | No Data | No Data | No Data | No Data | No Data | No Data | No Data | -9.6 | -33.0261 | -22.75 | -22.75 | -3.9 | -37.4039
2019-01-15 10:00 | No Data | No Data | No Data | No Data | 51.7769 | 55.7695 | No Data | No Data | No Data | No Data | No Data | No Data | No Data | No Data | -3.2 | -33.752 | -30.94 | -30.9534 | -0.1 | -32.7002
2019-01-15 10:30 | No Data | No Data | No Data | No Data | 45.6733 | 49.3008 | No Data | No Data | No Data | No Data | No Data | No Data | No Data | No Data | -19.2 | -36.2944 | -17.29 | -17.29 | -25.2 | -39.5214
2019-01-15 11:00 | No Data | No Data | No Data | No Data | 36.347 | 40.812 | No Data | No Data | No Data | No Data | No Data | No Data | No Data | No Data | -24.4 | -35.9489 | -25.025 | -25.025 | -26.1 | -41.4494
2019-01-15 11:30 | No Data | No Data | No Data | No Data | 35.6268 | 39.401 | No Data | No Data | No Data | No Data | No Data | No Data | No Data | No Data | -18.4 | -34.5138 | -26.39 | -26.6399 | -32.2 | -41.4494
2019-01-15 12:00 | No Data | No Data | No Data | No Data | 39.4232 | 43.5741 | No Data | No Data | No Data | No Data | No Data | No Data | No Data | No Data | 0.4 | 37.6021 | -27.3 | -27.3152 | -33.8 | -41.2238
2019-01-15 12:30 | No Data | No Data | No Data | No Data | 35.0652 | 39.6747 | No Data | No Data | No Data | No Data | No Data | No Data | No Data | No Data | -2.8 | -32.9193 | -33.215 | -33.3674 | -35.8 | -44.0696
2019-01-15 13:00 | No Data | No Data | No Data | No Data | 43.061 | 46.8909 | No Data | No Data | No Data | No Data | No Data | No Data | No Data | No Data | 20.4 | 42.0761 | -62.335 | -63.4476 | -36.6 | -46.1429
2019-01-15 13:30 | No Data | No Data | No Data | No Data | 46.7964 | 49.73 | No Data | No Data | No Data | No Data | No Data | No Data | No Data | No Data | 3.2 | 36.1419 | -47.32 | -48.1032 | -49.2 | -56.2181
2019-01-15 14:00 | No Data | No Data | No Data | No Data | 32.6482 | 35.2855 | No Data | No Data | No Data | No Data | No Data | No Data | No Data | No Data | 12 | 40.6133 | -43.225 | -43.7605 | -31.5 | -45.9837
2019-01-15 14:30 | No Data | No Data | No Data | No Data | 41.474 | 44.1145 | No Data | No Data | No Data | No Data | No Data | No Data | No Data | No Data | 21.6 | 47.5849 | -29.12 | -29.1768 | -9.8 | -37.9859
2019-01-15 15:00 | No Data | No Data | No Data | No Data | 32.8069 | 34.0555 | No Data | No Data | No Data | No Data | No Data | No Data | No Data | No Data | 27.2 | 52.4107 | -30.03 | -30.1984 | 2.9 | 31.5981
2019-01-15 15:30 | No Data | No Data | No Data | No Data | 31.2688 | 32.0483 | No Data | No Data | No Data | No Data | No Data | No Data | No Data | No Data | 34.4 | 59.3795 | -50.505 | -51.2395 | -20.8 | -29.7846
2019-01-15 16:00 | No Data | No Data | No Data | No Data | 33.7346 | 33.7678 | No Data | No Data | No Data | No Data | No Data | No Data | No Data | No Data | 39.6 | 61.9187 | -67.795 | -68.8194 | -56.4 | -57.406
2019-01-15 16:30 | No Data | No Data | No Data | No Data | 57.1603 | 57.1825 | No Data | No Data | No Data | No Data | No Data | No Data | No Data | No Data | 9.6 | 43.8634 | -38.22 | -38.3525 | -27.1 | -37.7637
2019-01-15 17:00 | No Data | No Data | No Data | No Data | 65.8274 | 65.8467 | No Data | No Data | No Data | No Data | No Data | No Data | No Data | No Data | 6.4 | 44.463 | -11.375 | -11.8125 | 11.5 | 35.1353
2019-01-15 17:30 | No Data | No Data | No Data | No Data | 73.2616 | 73.2745 | No Data | No Data | No Data | No Data | No Data | No Data | No Data | No Data | 7.6 | 41.5018 | 10.01 | 10.8152 | 69.4 | 79.2841
2019-01-15 18:00 | No Data | No Data | No Data | No Data | 87.9225 | 87.9465 | No Data | No Data | No Data | No Data | No Data | No Data | No Data | No Data | -5.6 | -36.433 | 28.665 | 29.9402 | 82.9 | 97.1224
2019-01-15 18:30 | No Data | No Data | No Data | No Data | 84.2237 | 84.2488 | No Data | No Data | No Data | No Data | No Data | No Data | No Data | No Data | -10.8 | -36.0555 | 33.215 | 34.1038 | 67.8 | 82.6688
2019-01-15 19:00 | No Data | No Data | No Data | No Data | 89.3507 | 89.427 | No Data | No Data | No Data | No Data | No Data | No Data | No Data | No Data | -32.4 | -43.3497 | 46.41 | 47.5752 | 73.4 | 87.9762
2019-01-15 19:30 | No Data | No Data | No Data | No Data | 94.6365 | 94.7926 | No Data | No Data | No Data | No Data | No Data | No Data | No Data | No Data | -25.2 | -39.7955 | 69.16 | 70.4075 | 125.4 | 136.5722
2019-01-15 20:00 | No Data | No Data | No Data | No Data | 92.8908 | 93.1607 | No Data | No Data | No Data | No Data | No Data | No Data | No Data | No Data | -33.2 | -43.9509 | 80.535 | 81.7609 | 140.7 | 150.1408
2019-01-15 20:30 | No Data | No Data | No Data | No Data | 89.4118 | 89.8457 | No Data | No Data | No Data | No Data | No Data | No Data | No Data | No Data | -27.6 | -40.7647 | 75.53 | 76.9206 | 142.1 | 148.315
2019-01-15 21:00 | No Data | No Data | No Data | No Data | 80.1831 | 80.9381 | No Data | No Data | No Data | No Data | No Data | No Data | No Data | No Data | -20.8 | -37.8312 | 68.705 | 70.8472 | 134.4 | 142.0217
2019-01-15 21:30 | No Data | No Data | No Data | No Data | 60.383 | 62.1648 | No Data | No Data | No Data | No Data | No Data | No Data | No Data | No Data | -31.6 | -44.6891 | 80.08 | 81.8305 | 142.4 | 147.644
2019-01-15 22:00 | No Data | No Data | No Data | No Data | 61.8235 | 64.1113 | No Data | No Data | No Data | No Data | No Data | No Data | No Data | No Data | -34.4 | -44.6085 | 82.355 | 84.6471 | 140.5 | 142.4683
2019-01-15 22:30 | No Data | No Data | No Data | No Data | 63.6179 | 65.9646 | No Data | No Data | No Data | No Data | No Data | No Data | No Data | No Data | -26.4 | -41.1767 | 75.53 | 77.4837 | 134 | 135.0366
2019-01-15 23:00 | No Data | No Data | No Data | No Data | 54.3404 | 57.6598 | No Data | No Data | No Data | No Data | No Data | No Data | No Data | No Data | -20.8 | -41.2311 | 68.705 | 70.6306 | 121.2 | 121.4078
2019-01-15 23:30 | No Data | No Data | No Data | No Data | 52.8511 | 56.2752 | No Data | No Data | No Data | No Data | No Data | No Data | No Data | No Data | -15.6 | -35.6 | 61.425 | 64.329 | 116 | 120.7404
2019-01-16 | No Data | No Data | No Data | No Data | 58.2834 | 60.8501 | No Data | No Data | No Data | No Data | No Data | No Data | No Data | No Data | -9.6 | -37.258 | 53.235 | 55.9724 | 108.2 | 111.3741
2019-01-16 00:30 | No Data | No Data | No Data | No Data | 49.0547 | 50.0138 | No Data | No Data | No Data | No Data | No Data | No Data | No Data | No Data | 1.6 | 36.4352 | 45.5 | 48.6744 | 106.8 | 112.8004
2019-01-16 01:00 | No Data | No Data | No Data | No Data | 52.6436 | 55.6516 | No Data | No Data | No Data | No Data | No Data | No Data | No Data | No Data | -4.4 | -38.6513 | 50.505 | 52.9562 | 102.1 | 104.2981
2019-01-16 01:30 | No Data | No Data | No Data | No Data | 49.1646 | 52.9632 | No Data | No Data | No Data | No Data | No Data | No Data | No Data | No Data | -6 | -41.5788 | 48.685 | 50.9478 | 95.4 | 96.9559
2019-01-16 02:00 | No Data | No Data | No Data | No Data | 54.1329 | 58.7658 | No Data | No Data | No Data | No Data | No Data | No Data | No Data | No Data | -1.6 | -41.6173 | 40.95 | 44.2755 | 85.6 | 89.2041
2019-01-16 02:30 | No Data | No Data | No Data | No Data | 62.6902 | 67.332 | No Data | No Data | No Data | No Data | No Data | No Data | No Data | No Data | 3.2 | 43.7173 | 35.945 | 39.3147 | 79.6 | 82.5843
2019-01-16 03:00 | No Data | No Data | No Data | No Data | 57.7707 | 64.2186 | No Data | No Data | No Data | No Data | No Data | No Data | No Data | No Data | -4 | -40.9956 | 41.86 | 45.6454 | 83.5 | 88.896
2019-01-16 03:30 | No Data | No Data | No Data | No Data | 56.025 | 62.6529 | No Data | No Data | No Data | No Data | No Data | No Data | No Data | No Data | -1.6 | -39.2082 | 37.31 | 42.5589 | 79.8 | 84.4055
2019-01-16 04:00 | No Data | No Data | No Data | No Data | 57.7218 | 64.1747 | No Data | No Data | No Data | No Data | No Data | No Data | No Data | No Data | -4.8 | -37.9051 | 40.95 | 45.7835 | 80.5 | 85.2306
2019-01-16 04:30 | No Data | No Data | No Data | No Data | 59.4186 | 65.7051 | No Data | No Data | No Data | No Data | No Data | No Data | No Data | No Data | -8.8 | -36.6715 | 45.955 | 50.4968 | 85.7 | 90.5058
2019-01-16 05:00 | No Data | No Data | No Data | No Data | 59.4186 | 65.7051 | No Data | No Data | No Data | No Data | No Data | No Data | No Data | No Data | -2.4 | -36.8543 | 40.95 | 45.7835 | 79 | 84.1202
2019-01-16 05:30 | No Data | No Data | No Data | No Data | 59.4186 | 66.5183 | No Data | No Data | No Data | No Data | No Data | No Data | No Data | No Data | 10 | 39.6807 | 29.12 | 34.8305 | 67 | 73.9506
2019-01-16 06:00 | No Data | No Data | No Data | No Data | 61.2619 | 66.6112 | No Data | No Data | No Data | No Data | No Data | No Data | No Data | No Data | 17.6 | 42.9698 | 22.75 | 28.8522 | 62.4 | 71.0139
2019-01-16 06:30 | No Data | No Data | No Data | No Data | 66.3401 | 70.0571 | No Data | No Data | No Data | No Data | No Data | No Data | No Data | No Data | 28.4 | 49.0567 | 13.65 | 21.322 | 56.3 | 64.8578
2019-01-16 07:00 | No Data | No Data | No Data | No Data | 67.9759 | 71.0927 | No Data | No Data | No Data | No Data | No Data | No Data | No Data | No Data | 29.6 | 48.7295 | 10.465 | 16.4871 | 51.2 | 62.9365
2019-01-16 07:30 | No Data | No Data | No Data | No Data | 71.4061 | 73.3482 | No Data | No Data | No Data | No Data | No Data | No Data | No Data | No Data | 22.4 | 39.061 | 1.365 | 10.5536 | 29.9 | 49.4608
2019-01-16 08:00 | No Data | No Data | No Data | No Data | 69.6117 | 71.6024 | No Data | No Data | No Data | No Data | No Data | No Data | No Data | No Data | 4 | 33.4401 | -8.645 | -12.5517 | 4.4 | 33.7877
2019-01-16 08:30 | No Data | No Data | No Data | No Data | 62.3362 | 64.5517 | No Data | No Data | No Data | No Data | No Data | No Data | No Data | No Data | 3.2 | 34.1503 | -28.665 | -28.956 | -0.4 | -32.3025
2019-01-16 09:00 | No Data | No Data | No Data | No Data | 60.444 | 63.3236 | No Data | No Data | No Data | No Data | No Data | No Data | No Data | No Data | 0.4 | 32.0025 | -37.765 | -37.765 | -15.9 | -36.7208
2019-01-16 09:30 | No Data | No Data | No Data | No Data | 62.0798 | 64.901 | No Data | No Data | No Data | No Data | No Data | No Data | No Data | No Data | -14.4 | -34 | -24.115 | -24.1193 | -26.8 | -29.3232
2019-01-16 10:00 | No Data | No Data | No Data | No Data | 60.2853 | 63.1867 | No Data | No Data | No Data | No Data | No Data | No Data | No Data | No Data | -20.8 | -35.2023 | -22.75 | -22.7545 | -26.1 | -31.5919
2019-01-16 10:30 | No Data | No Data | No Data | No Data | 60.2853 | 63.932 | No Data | No Data | No Data | No Data | No Data | No Data | No Data | No Data | -13.6 | -34.0353 | -32.305 | -32.3178 | -33.6 | -39.2501
2019-01-16 11:00 | No Data | No Data | No Data | No Data | 60.7492 | 64.5574 | No Data | No Data | No Data | No Data | No Data | No Data | No Data | No Data | -4.8 | -31.1718 | -37.31 | -37.335 | -37.8 | -44.6686
2019-01-16 11:30 | No Data | No Data | No Data | No Data | 62.2873 | 65.4349 | No Data | No Data | No Data | No Data | No Data | No Data | No Data | No Data | -9.2 | -34.0658 | -28.21 | -28.2686 | -28.7 | -42.0991
2019-01-16 12:00 | No Data | No Data | No Data | No Data | 58.4421 | 61.7858 | No Data | No Data | No Data | No Data | No Data | No Data | No Data | No Data | 0.4 | 38.0021 | -36.4 | -36.4114 | -34 | -51.1394
2019-01-16 12:30 | No Data | No Data | No Data | No Data | 63.8743 | 66.1597 | No Data | No Data | No Data | No Data | No Data | No Data | No Data | No Data | -8.8 | -33.96 | -45.045 | -45.2742 | -38.8 | -51.8536
2019-01-16 13:00 | No Data | No Data | No Data | No Data | 34.6014 | 35.2294 | No Data | No Data | No Data | No Data | No Data | No Data | No Data | No Data | -8.8 | -34.3465 | -42.315 | -42.6658 | -34.8 | -42.966
2019-01-16 13:30 | No Data | No Data | No Data | No Data | 19.6353 | 20.8542 | No Data | No Data | No Data | No Data | No Data | No Data | No Data | No Data | -8.8 | -35.1204 | -37.765 | -38.0381 | -36.3 | -43.9628
2019-01-16 14:00 | No Data | No Data | No Data | No Data | 22.1988 | 24.2055 | No Data | No Data | No Data | No Data | No Data | No Data | No Data | No Data | -13.2 | -37.9684 | -34.58 | -34.8781 | -20.2 | -37.4204
2019-01-16 14:30 | No Data | No Data | No Data | No Data | 29.8894 | 33.8783 | No Data | No Data | No Data | No Data | No Data | No Data | No Data | No Data | 2 | 38.0021 | -30.03 | -30.2498 | -24.9 | -40.7836
2019-01-16 15:00 | No Data | No Data | No Data | No Data | 50.2388 | 52.4961 | No Data | No Data | No Data | No Data | No Data | No Data | No Data | No Data | 8.8 | 40.9566 | -11.375 | -11.6003 | 13 | 42.3449
2019-01-16 15:30 | No Data | No Data | No Data | No Data | 50.898 | 53.6538 | No Data | No Data | No Data | No Data | No Data | No Data | No Data | No Data | 26.8 | 51.1781 | -44.59 | -44.7383 | -8.4 | -34.0523
2019-01-16 16:00 | No Data | No Data | No Data | No Data | 45.9785 | 48.2947 | No Data | No Data | No Data | No Data | No Data | No Data | No Data | No Data | 48.4 | 67.8846 | -77.805 | -79.2406 | -30.5 | -37.2587
2019-01-16 16:30 | No Data | No Data | No Data | No Data | 47.5654 | 49.9437 | No Data | No Data | No Data | No Data | No Data | No Data | No Data | No Data | 22.8 | 48.1415 | -73.255 | -74.6006 | -19.8 | -32.6809
2019-01-16 17:00 | No Data | No Data | No Data | No Data | 42.4994 | 45.1454 | No Data | No Data | No Data | No Data | No Data | No Data | No Data | No Data | 12.4 | 46.4844 | -55.51 | -56.1791 | -33.1 | -40.1927
2019-01-16 17:30 | No Data | No Data | No Data | No Data | 39.9359 | 43.3554 | No Data | No Data | No Data | No Data | No Data | No Data | No Data | No Data | 37.2 | 60.0973 | -25.935 | -25.939 | 26.3 | 46.1313
2019-01-16 18:00 | No Data | No Data | No Data | No Data | 36.4446 | 39.9298 | No Data | No Data | No Data | No Data | No Data | No Data | No Data | No Data | 12 | 42.5281 | 10.465 | 11.4113 | 64.7 | 78.7534
2019-01-16 18:30 | No Data | No Data | No Data | No Data | 40.5463 | 43.6828 | No Data | No Data | No Data | No Data | No Data | No Data | No Data | No Data | 4.8 | 41.4787 | 18.655 | 20.195 | 88.5 | 98.2192
2019-01-16 19:00 | No Data | No Data | No Data | No Data | 39.8871 | 44.4635 | No Data | No Data | No Data | No Data | No Data | No Data | No Data | No Data | -36 | -44.4072 | 61.425 | 62.8263 | 126.3 | 135.0427
2019-01-16 19:30 | No Data | No Data | No Data | No Data | 37.6776 | 43.2973 | No Data | No Data | No Data | No Data | No Data | No Data | No Data | No Data | -3.2 | -36.1419 | 22.75 | 24.3372 | 90 | 96.933
2019-01-16 20:00 | No Data | No Data | No Data | No Data | 43.061 | 47.5673 | No Data | No Data | No Data | No Data | No Data | No Data | No Data | No Data | -22 | -40.8333 | 61.425 | 63.127 | 129.3 | 135.4348
2019-01-16 20:30 | No Data | No Data | No Data | No Data | 45.9785 | 50.2238 | No Data | No Data | No Data | No Data | No Data | No Data | No Data | No Data | -45.6 | -53.5104 | 90.545 | 91.7815 | 157.9 | 163.061
2019-01-16 21:00 | No Data | No Data | No Data | No Data | 42.4994 | 48.0955 | No Data | No Data | No Data | No Data | No Data | No Data | No Data | No Data | -31.6 | -46.4172 | 77.35 | 78.8818 | 141.3 | 146.2171
2019-01-16 21:30 | No Data | No Data | No Data | No Data | 46.54 | 53.7908 | No Data | No Data | No Data | No Data | No Data | No Data | No Data | No Data | -11.2 | -39.2326 | 56.42 | 59.0098 | 114.7 | 117.632
2019-01-16 22:00 | No Data | No Data | No Data | No Data | 51.8257 | 58.4242 | No Data | No Data | No Data | No Data | No Data | No Data | No Data | No Data | -26.8 | -40.5265 | 71.89 | 74.3866 | 127.9 | 132.0886
2019-01-16 22:30 | No Data | No Data | No Data | No Data | 62.2873 | 67.8763 | No Data | No Data | No Data | No Data | No Data | No Data | No Data | No Data | -32 | -41.2311 | 83.72 | 85.7732 | 139.1 | 142.6442
2019-01-16 23:00 | No Data | No Data | No Data | No Data | 65.8274 | 71.1388 | No Data | No Data | No Data | No Data | No Data | No Data | No Data | No Data | -16 | -37.215 | 61.88 | 63.8963 | 112.4 | 113.9286
2019-01-16 23:30 | No Data | No Data | No Data | No Data | 68.1834 | 72.4206 | No Data | No Data | No Data | No Data | No Data | No Data | No Data | No Data | -3.6 | -33.7923 | 51.87 | 54.6758 | 104.2 | 108.3414
2019-01-17 | No Data | No Data | No Data | No Data | 71.8212 | 75.3303 | No Data | No Data | No Data | No Data | No Data | No Data | No Data | No Data | -7.2 | -35.537 | 52.78 | 55.3999 | 107.7 | 111.8002
2019-01-17 00:30 | No Data | No Data | No Data | No Data | 82.3316 | 84.3102 | No Data | No Data | No Data | No Data | No Data | No Data | No Data | No Data | 5.2 | 37.1656 | 40.95 | 44.1045 | 101.4 | 107.9739
2019-01-17 01:00 | No Data | No Data | No Data | No Data | 71.4061 | 74.2676 | No Data | No Data | No Data | No Data | No Data | No Data | No Data | No Data | 7.6 | 38.7525 | 36.4 | 39.7312 | 87.7 | 95.3418
2019-01-17 01:30 | No Data | No Data | No Data | No Data | 63.6179 | 68.2495 | No Data | No Data | No Data | No Data | No Data | No Data | No Data | No Data | 2 | 38.8515 | 39.585 | 42.6682 | 86.1 | 91.9242
2019-01-17 02:00 | No Data | No Data | No Data | No Data | 54.9508 | 60.968 | No Data | No Data | No Data | No Data | No Data | No Data | No Data | No Data | -4.4 | -37.0621 | 46.865 | 49.9527 | 89.9 | 97.3692
2019-01-17 02:30 | No Data | No Data | No Data | No Data | 40.5463 | 48.3891 | No Data | No Data | No Data | No Data | No Data | No Data | No Data | No Data | -11.2 | -39.6162 | 49.14 | 52.4021 | 92.7 | 99.4088
2019-01-17 03:00 | No Data | No Data | No Data | No Data | 26.0441 | 35.9034 | No Data | No Data | No Data | No Data | No Data | No Data | No Data | No Data | -14 | -40.8725 | 50.96 | 54.1125 | 92.2 | 98.0974
2019-01-17 03:30 | No Data | No Data | No Data | No Data | 25.1164 | 34.777 | No Data | No Data | No Data | No Data | No Data | No Data | No Data | No Data | -0.8 | -40.4079 | 38.675 | 42.3639 | 77.8 | 84.825
2019-01-17 04:00 | No Data | No Data | No Data | No Data | 32.1355 | 41.3026 | No Data | No Data | No Data | No Data | No Data | No Data | No Data | No Data | 1.6 | 41.2311 | 35.035 | 39.0691 | 74.2 | 81.6189
2019-01-17 04:30 | No Data | No Data | No Data | No Data | 34.1375 | 42.8787 | No Data | No Data | No Data | No Data | No Data | No Data | No Data | No Data | 4.8 | 41.0814 | 35.035 | 39.0691 | 73.9 | 81.43
2019-01-17 05:00 | No Data | No Data | No Data | No Data | 37.8851 | 45.9184 | No Data | No Data | No Data | No Data | No Data | No Data | No Data | No Data | 3.2 | 40.5975 | 36.4 | 39.9157 | 75 | 81.6596
2019-01-17 05:30 | No Data | No Data | No Data | No Data | 34.345 | 42.0502 | No Data | No Data | No Data | No Data | No Data | No Data | No Data | No Data | 6.8 | 41.6941 | 30.94 | 35.2236 | 70.7 | 80.0765
2019-01-17 06:00 | No Data | No Data | No Data | No Data | 27.2648 | 29.981 | No Data | No Data | No Data | No Data | No Data | No Data | No Data | No Data | 18 | 46.0626 | 19.11 | 24.8756 | 61.6 | 73.0688
2019-01-17 06:30 | No Data | No Data | No Data | No Data | 37.4212 | 40.0086 | No Data | No Data | No Data | No Data | No Data | No Data | No Data | No Data | 34.8 | 56.4128 | 4.095 | 13.8158 | 52.8 | 65.0526
2019-01-17 07:00 | No Data | No Data | No Data | No Data | 49.2622 | 50.8159 | No Data | No Data | No Data | No Data | No Data | No Data | No Data | No Data | 31.2 | 51.6806 | 12.285 | 18.7049 | 60.7 | 76.2819
2019-01-17 07:30 | No Data | No Data | No Data | No Data | 65.3147 | 66.6212 | No Data | No Data | No Data | No Data | No Data | No Data | No Data | No Data | 28 | 48.4991 | 11.83 | 17.0549 | 60.6 | 80.7047
2019-01-17 08:00 | No Data | No Data | No Data | No Data | 70.8446 | 71.683 | No Data | No Data | No Data | No Data | No Data | No Data | No Data | No Data | 22 | 44.2556 | 14.56 | 19.6495 | 48.6 | 68.3781
2019-01-17 08:30 | No Data | No Data | No Data | No Data | 56.2814 | 58.3598 | No Data | No Data | No Data | No Data | No Data | No Data | No Data | No Data | 14 | 38.6264 | -21.385 | -21.6209 | 11.7 | 37.1404
2019-01-17 09:00 | No Data | No Data | No Data | No Data | 50.6416 | 52.9419 | No Data | No Data | No Data | No Data | No Data | No Data | No Data | No Data | -14.8 | -33.0938 | -24.115 | -24.1193 | -0.1 | -31.7404
2019-01-17 09:30 | No Data | No Data | No Data | No Data | 47.2602 | 49.2339 | No Data | No Data | No Data | No Data | No Data | No Data | No Data | No Data | 2.4 | 33.2024 | -8.645 | -9.9893 | -9 | -33.1453
2019-01-17 10:00 | No Data | No Data | No Data | No Data | 38.3978 | 40.2456 | No Data | No Data | No Data | No Data | No Data | No Data | No Data | No Data | 19.2 | 42.9325 | -26.39 | -26.4879 | 10 | 36.5929
2019-01-17 10:30 | No Data | No Data | No Data | No Data | 36.4446 | 37.0791 | No Data | No Data | No Data | No Data | No Data | No Data | No Data | No Data | 19.6 | 41.6941 | -34.58 | -34.6548 | 2.8 | 34.1151
2019-01-17 11:00 | No Data | No Data | No Data | No Data | 43.9887 | 44.7776 | No Data | No Data | No Data | No Data | No Data | No Data | No Data | No Data | -2 | -31.6632 | 6.37 | 10.3756 | 10.9 | 39.052
2019-01-17 11:30 | No Data | No Data | No Data | No Data | 26.4469 | 26.4469 | No Data | No Data | No Data | No Data | No Data | No Data | No Data | No Data | -21.2 | -36.7347 | -10.01 | -10.5045 | -13.3 | -36.4157
2019-01-17 12:00 | No Data | No Data | No Data | No Data | 14.1909 | 14.6126 | No Data | No Data | No Data | No Data | No Data | No Data | No Data | No Data | -18.8 | -34.7287 | -20.93 | -20.9498 | -15.8 | -38.9487
2019-01-17 12:30 | No Data | No Data | No Data | No Data | 0.0061036 | 3.3753 | No Data | No Data | No Data | No Data | No Data | No Data | No Data | No Data | -2.4 | -36.479 | -17.29 | -17.3438 | -6.3 | -30.3608
2019-01-17 13:00 | No Data | No Data | No Data | No Data | -4.9744 | -8.8085 | No Data | No Data | No Data | No Data | No Data | No Data | No Data | No Data | -9.2 | -34.4511 | -0.91 | -2.4503 | 4.8 | 35.1295
2019-01-17 13:30 | No Data | No Data | No Data | No Data | 10.0893 | 14.7241 | No Data | No Data | No Data | No Data | No Data | No Data | No Data | No Data | -16.8 | -39.365 | 0.91 | 2.4503 | 19.3 | 39.7936
2019-01-17 14:00 | No Data | No Data | No Data | No Data | 25.275 | 27.3944 | No Data | No Data | No Data | No Data | No Data | No Data | No Data | No Data | -4.8 | -37.9051 | -10.01 | -10.1741 | 11 | 39.9445
2019-01-17 14:30 | No Data | No Data | No Data | No Data | 42.6459 | 44.5605 | No Data | No Data | No Data | No Data | No Data | No Data | No Data | No Data | -8.8 | -35.8954 | -8.19 | -8.9625 | 15.5 | 45.8024
2019-01-17 15:00 | No Data | No Data | No Data | No Data | 33.576 | 35.3107 | No Data | No Data | No Data | No Data | No Data | No Data | No Data | No Data | -12.4 | -37.3202 | -5.46 | -5.7553 | 16.6 | 46.7467
2019-01-17 15:30 | No Data | No Data | No Data | No Data | 26.8132 | 27.0083 | No Data | No Data | No Data | No Data | No Data | No Data | No Data | No Data | 1.2 | 36.4198 | -17.29 | -17.439 | 6.7 | 34.9482
2019-01-17 16:00 | No Data | No Data | No Data | No Data | 25.7267 | 26.0116 | No Data | No Data | No Data | No Data | No Data | No Data | No Data | No Data | 23.2 | 46.5876 | -41.405 | -41.4675 | -1.9 | -36.0501
2019-01-17 16:30 | No Data | No Data | No Data | No Data | 9.1737 | 12.6498 | No Data | No Data | No Data | No Data | No Data | No Data | No Data | No Data | 0 | 33.2 | -46.41 | -46.6791 | -23.2 | -39.7685
2019-01-17 17:00 | No Data | No Data | No Data | No Data | 9.2226 | 9.825 | No Data | No Data | No Data | No Data | No Data | No Data | No Data | No Data | 3.2 | 35.3452 | -46.41 | -46.7301 | -40.6 | -48.8692
2019-01-17 17:30 | No Data | No Data | No Data | No Data | 15.2773 | 15.319 | No Data | No Data | No Data | No Data | No Data | No Data | No Data | No Data | -18.4 | -35.1932 | -23.205 | -23.2095 | -19.6 | -32.9607
2019-01-17 18:00 | No Data | No Data | No Data | No Data | 20.856 | 23.4965 | No Data | No Data | No Data | No Data | No Data | No Data | No Data | No Data | -16.8 | -35.0839 | -25.025 | -25.025 | -1.2 | -28.8043
2019-01-17 18:30 | No Data | No Data | No Data | No Data | 40.1923 | 44.8236 | No Data | No Data | No Data | No Data | No Data | No Data | No Data | No Data | 11.2 | 38.0841 | -9.555 | -11.4837 | 39.3 | 60.6542
2019-01-17 19:00 | No Data | No Data | No Data | No Data | 50.3365 | 54.9551 | No Data | No Data | No Data | No Data | No Data | No Data | No Data | No Data | 9.6 | 31.4986 | 18.2 | 20.3482 | 43.4 | 62.2312
2019-01-17 19:30 | No Data | No Data | No Data | No Data | 65.1072 | 69.6236 | No Data | No Data | No Data | No Data | No Data | No Data | No Data | No Data | -0.8 | -33.2096 | 40.95 | 43.7747 | 76.6 | 90.2906
2019-01-17 20:00 | No Data | No Data | No Data | No Data | 63.3616 | 68.7824 | No Data | No Data | No Data | No Data | No Data | No Data | No Data | No Data | -6.8 | -31.1512 | 51.87 | 53.9995 | 89.8 | 100.579
2019-01-17 20:30 | No Data | No Data | No Data | No Data | 70.5882 | 75.4919 | No Data | No Data | No Data | No Data | No Data | No Data | No Data | No Data | 4.8 | 33.1494 | 44.59 | 46.9069 | 106.4 | 114.9487
2019-01-17 21:00 | No Data | No Data | No Data | No Data | 77.7172 | 82.1967 | No Data | No Data | No Data | No Data | No Data | No Data | No Data | No Data | 9.2 | 37.157 | 39.13 | 42.2464 | 99.9 | 108.4086
2019-01-17 21:30 | No Data | No Data | No Data | No Data | 70.6981 | 75.5946 | No Data | No Data | No Data | No Data | No Data | No Data | No Data | No Data | -1.6 | -36.0355 | 49.595 | 51.9518 | 107.8 | 113.1556
2019-01-17 22:00 | No Data | No Data | No Data | No Data | 56.5377 | 66.0761 | No Data | No Data | No Data | No Data | No Data | No Data | No Data | No Data | 1.2 | 38.0757 | 45.5 | 47.6361 | 100.5 | 105.9363
2019-01-17 22:30 | No Data | No Data | No Data | No Data | 54.5968 | 62.7177 | No Data | No Data | No Data | No Data | No Data | No Data | No Data | No Data | 7.2 | 35.9288 | 43.68 | 46.6503 | 98.6 | 100.452
2019-01-17 23:00 | No Data | No Data | No Data | No Data | 56.4889 | 63.9835 | No Data | No Data | No Data | No Data | No Data | No Data | No Data | No Data | -12.8 | -35.2091 | 56.875 | 59.9996 | 110.3 | 113.0367
2019-01-17 23:30 | No Data | No Data | No Data | No Data | 69.0013 | 75.9942 | No Data | No Data | No Data | No Data | No Data | No Data | No Data | No Data | -16.8 | -34.0353 | 64.155 | 67.4828 | 117.6 | 122.5559
2019-01-18 | No Data | No Data | No Data | No Data | 69.514 | 76.6133 | No Data | No Data | No Data | No Data | No Data | No Data | No Data | No Data | -14.4 | -34 | 61.425 | 64.893 | 116.5 | 121.1383
2019-01-18 00:30 | No Data | No Data | No Data | No Data | 65.156 | 71.0619 | No Data | No Data | No Data | No Data | No Data | No Data | No Data | No Data | 10.8 | 35.6741 | 37.765 | 41.9218 | 100.2 | 106.6068
2019-01-18 01:00 | No Data | No Data | No Data | No Data | 34.1375 | 40.834 | No Data | No Data | No Data | No Data | No Data | No Data | No Data | No Data | -4 | -34.2345 | 51.415 | 54.8516 | 102.5 | 105.8702
2019-01-18 01:30 | No Data | No Data | No Data | No Data | 31.0124 | 38.686 | No Data | No Data | No Data | No Data | No Data | No Data | No Data | No Data | 6.8 | 39.3914 | 37.765 | 41.5348 | 84.3 | 88.7032
2019-01-18 02:00 | No Data | No Data | No Data | No Data | 29.3767 | 37.3875 | No Data | No Data | No Data | No Data | No Data | No Data | No Data | No Data | 13.2 | 42.1217 | 30.03 | 34.881 | 72.9 | 79.4145
2019-01-18 02:30 | No Data | No Data | No Data | No Data | 39.472 | 45.748 | No Data | No Data | No Data | No Data | No Data | No Data | No Data | No Data | 13.2 | 44.7893 | 27.3 | 32.5603 | 68.9 | 75.9685
2019-01-18 03:00 | No Data | No Data | No Data | No Data | 37.9339 | 45.475 | No Data | No Data | No Data | No Data | No Data | No Data | No Data | No Data | 8.4 | 43.2241 | 28.21 | 34.0734 | 69.3 | 75.6345
2019-01-18 03:30 | No Data | No Data | No Data | No Data | 41.7792 | 48.7288 | No Data | No Data | No Data | No Data | No Data | No Data | No Data | No Data | 2.4 | 42.4075 | 33.67 | 39.1723 | 73.1 | 78.9031
2019-01-18 04:00 | No Data | No Data | No Data | No Data | 43.476 | 51.1629 | No Data | No Data | No Data | No Data | No Data | No Data | No Data | No Data | 2 | 43.7173 | 32.305 | 37.7677 | 71.5 | 77.5774
2019-01-18 04:30 | No Data | No Data | No Data | No Data | 36.0418 | 45.0166 | No Data | No Data | No Data | No Data | No Data | No Data | No Data | No Data | 5.2 | 42.3207 | 29.575 | 35.2118 | 70.7 | 76.5928
2019-01-18 05:00 | No Data | No Data | No Data | No Data | 39.6307 | 47.0111 | No Data | No Data | No Data | No Data | No Data | No Data | No Data | No Data | 4.8 | 42.6708 | 30.03 | 35.5948 | 69 | 76.0172
2019-01-18 05:30 | No Data | No Data | No Data | No Data | 41.3153 | 48.4397 | No Data | No Data | No Data | No Data | No Data | No Data | No Data | No Data | 8 | 43.5412 | 27.3 | 33.3239 | 68.5 | 76.8329
2019-01-18 06:00 | No Data | No Data | No Data | No Data | 41.5717 | 45.8925 | No Data | No Data | No Data | No Data | No Data | No Data | No Data | No Data | 12.4 | 44.176 | 24.115 | 30.7689 | 66.3 | 76.0232
2019-01-18 06:30 | No Data | No Data | No Data | No Data | 55.671 | 58.9676 | No Data | No Data | No Data | No Data | No Data | No Data | No Data | No Data | 9.2 | 39.97 | 31.395 | 36.5192 | 79.3 | 88.4155
2019-01-18 07:00 | No Data | No Data | No Data | No Data | 64.1306 | 65.833 | No Data | No Data | No Data | No Data | No Data | No Data | No Data | No Data | 18.4 | 44.7571 | 23.66 | 29.575 | 72.6 | 80.8147
2019-01-18 07:30 | No Data | No Data | No Data | No Data | 65.4124 | 66.7386 | No Data | No Data | No Data | No Data | No Data | No Data | No Data | No Data | 14.8 | 41.1534 | 22.295 | 27.3984 | 73.1 | 83.2804
2019-01-18 08:00 | No Data | No Data | No Data | No Data | 74.5434 | 75.7901 | No Data | No Data | No Data | No Data | No Data | No Data | No Data | No Data | -4.8 | -35.5258 | 39.13 | 43.1555 | 88.1 | 100.9071
2019-01-18 08:30 | No Data | No Data | No Data | No Data | 70.4417 | 71.7808 | No Data | No Data | No Data | No Data | No Data | No Data | No Data | No Data | -30.8 | -38.0841 | 63.7 | 65.4457 | 103.2 | 112.0711
2019-01-18 09:00 | No Data | No Data | No Data | No Data | 70.7958 | 71.7383 | No Data | No Data | No Data | No Data | No Data | No Data | No Data | No Data | -43.6 | -48.6572 | 65.065 | 66.9855 | 105 | 111.8014
2019-01-18 09:30 | No Data | No Data | No Data | No Data | 53.0587 | 54.6853 | No Data | No Data | No Data | No Data | No Data | No Data | No Data | No Data | -13.2 | -36.4725 | 26.845 | 28.4948 | 50.5 | 57.1707
2019-01-18 10:00 | No Data | No Data | No Data | No Data | 62.8489 | 64.2281 | No Data | No Data | No Data | No Data | No Data | No Data | No Data | No Data | -32 | -44.4144 | 9.1 | 11.6537 | 30 | 39.962
2019-01-18 10:30 | No Data | No Data | No Data | No Data | 69.514 | 70.791 | No Data | No Data | No Data | No Data | No Data | No Data | No Data | No Data | -43.6 | -50.1597 | 4.55 | 7.1073 | 10.9 | 27.7319
2019-01-18 11:00 | No Data | No Data | No Data | No Data | 68.9525 | 70.6036 | No Data | No Data | No Data | No Data | No Data | No Data | No Data | No Data | -40.4 | -48.7754 | -1.365 | -3.0522 | 26.9 | 37.4809
2019-01-18 11:30 | No Data | No Data | No Data | No Data | 68.9036 | 70.5559 | No Data | No Data | No Data | No Data | No Data | No Data | No Data | No Data | -17.6 | -35.1272 | -26.39 | -26.4057 | -5.5 | -22.6771
2019-01-18 12:00 | No Data | No Data | No Data | No Data | 62.5925 | 64.8278 | No Data | No Data | No Data | No Data | No Data | No Data | No Data | No Data | -25.2 | -38.2685 | -24.57 | -24.57 | -23.4 | -30.7825
2019-01-18 12:30 | No Data | No Data | No Data | No Data | 62.8977 | 65.1225 | No Data | No Data | No Data | No Data | No Data | No Data | No Data | No Data | -32.8 | -42.3566 | -14.105 | -14.2873 | -17.4 | -28.0492
2019-01-18 13:00 | No Data | No Data | No Data | No Data | 54.5968 | 57.8852 | No Data | No Data | No Data | No Data | No Data | No Data | No Data | No Data | -42.8 | -50.2824 | -5.005 | -6.1887 | -8.6 | -25.4943
2019-01-18 13:30 | No Data | No Data | No Data | No Data | 50.5928 | 54.125 | No Data | No Data | No Data | No Data | No Data | No Data | No Data | No Data | -54.4 | -60.2462 | 8.645 | 10.2249 | 3.3 | 26.9032
2019-01-18 14:00 | No Data | No Data | No Data | No Data | 54.1329 | 58.1845 | No Data | No Data | No Data | No Data | No Data | No Data | No Data | No Data | -37.2 | -45.3855 | -3.64 | -5.4789 | -13.4 | -26.2739
2019-01-18 14:30 | No Data | No Data | No Data | No Data | 53.9742 | 58.0368 | No Data | No Data | No Data | No Data | No Data | No Data | No Data | No Data | -4 | -33.043 | 10.01 | 14.4816 | 28.3 | 45.7132
2019-01-18 15:00 | No Data | No Data | No Data | No Data | 48.2856 | 52.1483 | No Data | No Data | No Data | No Data | No Data | No Data | No Data | No Data | -28.4 | -39.3243 | 35.035 | 37.4374 | 69 | 85.8021
2019-01-18 15:30 | No Data | No Data | No Data | No Data | 30.2922 | 32.1672 | No Data | No Data | No Data | No Data | No Data | No Data | No Data | No Data | -22.4 | -38.734 | 5.46 | 8.7403 | 53.5 | 65.8545
2019-01-18 16:00 | No Data | No Data | No Data | No Data | 23.1632 | 26.3528 | No Data | No Data | No Data | No Data | No Data | No Data | No Data | No Data | -32.4 | -43.8853 | -10.465 | -11.08 | 15.3 | 38.5649
2019-01-18 16:30 | No Data | No Data | No Data | No Data | 15.1675 | 18.6039 | No Data | No Data | No Data | No Data | No Data | No Data | No Data | No Data | -44.8 | -51.2062 | 0.455 | 5.4789 | 26.3 | 49.6397
2019-01-18 17:00 | No Data | No Data | No Data | No Data | 17.6333 | 18.8704 | No Data | No Data | No Data | No Data | No Data | No Data | No Data | No Data | -19.2 | -38.0063 | 10.01 | 13.2263 | 45.5 | 63.7835
2019-01-18 17:30 | No Data | No Data | No Data | No Data | 22.089 | 23.9229 | No Data | No Data | No Data | No Data | No Data | No Data | No Data | No Data | 0.8 | 33.6095 | 17.745 | 20.601 | 58.9 | 76.8737
2019-01-18 18:00 | No Data | No Data | No Data | No Data | 2.2522 | 6.0785 | No Data | No Data | No Data | No Data | No Data | No Data | No Data | No Data | 32 | 51.5379 | -21.84 | -22.2206 | 18.5 | 41.4567
2019-01-18 18:30 | No Data | No Data | No Data | No Data | 8.5023 | 14.5427 | No Data | No Data | No Data | No Data | No Data | No Data | No Data | No Data | 53.6 | 68.0952 | -25.935 | -25.9988 | 15 | 41.5053
2019-01-18 19:00 | No Data | No Data | No Data | No Data | -7.7943 | -11.4357 | No Data | No Data | No Data | No Data | No Data | No Data | No Data | No Data | 25.6 | 50.9054 | 9.555 | 14.5101 | 57.7 | 73.9171
2019-01-18 19:30 | No Data | No Data | No Data | No Data | -16.3638 | -16.3638 | No Data | No Data | No Data | No Data | No Data | No Data | No Data | No Data | 21.6 | 46.8734 | 18.655 | 22.0898 | 69.3 | 81.3465
2019-01-18 20:00 | No Data | No Data | No Data | No Data | -7.953 | -10.5793 | No Data | No Data | No Data | No Data | No Data | No Data | No Data | No Data | 4.8 | 38.6988 | 37.31 | 40.218 | 86.9 | 98.8911
2019-01-18 20:30 | No Data | No Data | No Data | No Data | -3.0823 | -12.7383 | No Data | No Data | No Data | No Data | No Data | No Data | No Data | No Data | 1.2 | 36.8196 | 41.86 | 44.1725 | 91.9 | 102.6358
2019-01-18 21:00 | No Data | No Data | No Data | No Data | -21.6373 | -22.7342 | No Data | No Data | No Data | No Data | No Data | No Data | No Data | No Data | 8.4 | 41.6557 | 35.945 | 38.6134 | 85.7 | 94.3649
2019-01-18 21:30 | No Data | No Data | No Data | No Data | -12.2621 | -15.0195 | No Data | No Data | No Data | No Data | No Data | No Data | No Data | No Data | 12 | 43.6807 | 32.305 | 35.0704 | 78.9 | 89.5237
2019-01-18 22:00 | No Data | No Data | No Data | No Data | -0.93385 | -16.0857 | No Data | No Data | No Data | No Data | No Data | No Data | No Data | No Data | 14 | 42.757 | 26.845 | 31.4477 | 70.2 | 73.8098
2019-01-18 22:30 | No Data | No Data | No Data | No Data | 13.8369 | 22.5392 | No Data | No Data | No Data | No Data | No Data | No Data | No Data | No Data | 18.8 | 45.6508 | 27.3 | 30.7285 | 71.7 | 75.1475
2019-01-18 23:00 | No Data | No Data | No Data | No Data | 2.3987 | 18.2071 | No Data | No Data | No Data | No Data | No Data | No Data | No Data | No Data | 23.6 | 49.226 | 20.02 | 25.025 | 59.5 | 62.9651
2019-01-18 23:30 | No Data | No Data | No Data | No Data | 7.7821 | 17.9768 | No Data | No Data | No Data | No Data | No Data | No Data | No Data | No Data | 22 | 47.7678 | 20.93 | 25.7588 | 63.6 | 68.2226
2019-01-19 | No Data | No Data | No Data | No Data | 19.4278 | 27.6656 | No Data | No Data | No Data | No Data | No Data | No Data | No Data | No Data | 28 | 51.8166 | 15.925 | 21.5586 | 60.3 | 66.2747
2019-01-19 00:30 | No Data | No Data | No Data | No Data | 39.3133 | 43.9714 | No Data | No Data | No Data | No Data | No Data | No Data | No Data | No Data | 37.6 | 57.5736 | 7.735 | 15.295 | 59.1 | 65.1161
2019-01-19 01:00 | No Data | No Data | No Data | No Data | 37.6287 | 42.472 | No Data | No Data | No Data | No Data | No Data | No Data | No Data | No Data | 29.2 | 53.1413 | 12.74 | 18.3416 | 56.4 | 58.764
2019-01-19 01:30 | No Data | No Data | No Data | No Data | 41.1688 | 47.7057 | No Data | No Data | No Data | No Data | No Data | No Data | No Data | No Data | 21.6 | 50.4571 | 17.745 | 22.668 | 54.7 | 57.6168
2019-01-19 02:00 | No Data | No Data | No Data | No Data | 39.3744 | 47.0408 | No Data | No Data | No Data | No Data | No Data | No Data | No Data | No Data | 26 | 52.8394 | 11.375 | 18.1202 | 48 | 50.8882
2019-01-19 02:30 | No Data | No Data | No Data | No Data | 39.3133 | 46.9897 | No Data | No Data | No Data | No Data | No Data | No Data | No Data | No Data | 18 | 48.6522 | 17.745 | 23.5416 | 53.5 | 56.7403
2019-01-19 03:00 | No Data | No Data | No Data | No Data | 41.7304 | 49.0297 | No Data | No Data | No Data | No Data | No Data | No Data | No Data | No Data | 14 | 46.1736 | 21.84 | 27.3 | 54.8 | 58.6859
2019-01-19 03:30 | No Data | No Data | No Data | No Data | 42.1942 | 49.4252 | No Data | No Data | No Data | No Data | No Data | No Data | No Data | No Data | 16 | 47.9483 | 17.745 | 24.1493 | 50 | 53.8516
2019-01-19 04:00 | No Data | No Data | No Data | No Data | 42.1942 | 50.7258 | No Data | No Data | No Data | No Data | No Data | No Data | No Data | No Data | 16.8 | 48.2212 | 18.655 | 24.8257 | 48.5 | 51.6289
2019-01-19 04:30 | No Data | No Data | No Data | No Data | 43.9887 | 53.1894 | No Data | No Data | No Data | No Data | No Data | No Data | No Data | No Data | 17.6 | 48.1331 | 19.11 | 24.8756 | 49 | 52.6639
2019-01-19 05:00 | No Data | No Data | No Data | No Data | 42.3407 | 51.8348 | No Data | No Data | No Data | No Data | No Data | No Data | No Data | No Data | 16.4 | 47.332 | 19.11 | 24.8756 | 49.4 | 52.3417
2019-01-19 05:30 | No Data | No Data | No Data | No Data | 40.5463 | 50.3796 | No Data | No Data | No Data | No Data | No Data | No Data | No Data | No Data | -21.2 | -41.0911 | 57.785 | 61.4587 | 90.2 | 94.6862
2019-01-19 06:00 | No Data | No Data | No Data | No Data | 40.5463 | 50.3796 | No Data | No Data | No Data | No Data | No Data | No Data | No Data | No Data | -11.6 | -40.4969 | 46.865 | 50.785 | 79.3 | 83.2078
2019-01-19 06:30 | No Data | No Data | No Data | No Data | 40.5463 | 49.128 | No Data | No Data | No Data | No Data | No Data | No Data | No Data | No Data | -10.8 | -37.9684 | 51.415 | 54.8516 | 84.1 | 87.596
2019-01-19 07:00 | No Data | No Data | No Data | No Data | 43.8788 | 51.0322 | No Data | No Data | No Data | No Data | No Data | No Data | No Data | No Data | -6.8 | -37.8164 | 42.77 | 46.1326 | 74.3 | 78.2039
2019-01-19 07:30 | No Data | No Data | No Data | No Data | 47.3701 | 54.0635 | No Data | No Data | No Data | No Data | No Data | No Data | No Data | No Data | -23.2 | -38.5601 | 28.665 | 32.3594 | 61.9 | 65.9655
2019-01-19 08:00 | No Data | No Data | No Data | No Data | 47.7241 | 54.3739 | No Data | No Data | No Data | No Data | No Data | No Data | No Data | No Data | -24.4 | -40.2413 | 14.105 | 18.4092 | 41.5 | 45.7683
2019-01-19 08:30 | No Data | No Data | No Data | No Data | 46.0883 | 52.944 | No Data | No Data | No Data | No Data | No Data | No Data | No Data | No Data | -22 | -38.504 | 14.105 | 18.1202 | 30.9 | 35.4622
2019-01-19 09:00 | No Data | No Data | No Data | No Data | 39.118 | 48.3762 | No Data | No Data | No Data | No Data | No Data | No Data | No Data | No Data | -6 | -35.3135 | 11.83 | 15.2068 | 27.7 | 32.4484
2019-01-19 09:30 | No Data | No Data | No Data | No Data | 35.3216 | 45.3613 | No Data | No Data | No Data | No Data | No Data | No Data | No Data | No Data | -2.4 | -43.6073 | 10.465 | 16.8411 | 23 | 29.7059
2019-01-19 10:00 | No Data | No Data | No Data | No Data | 37.0672 | 46.7334 | No Data | No Data | No Data | No Data | No Data | No Data | No Data | No Data | 21.2 | 53.206 | -12.74 | -14.6733 | -0.5 | -14.3087
2019-01-19 10:30 | No Data | No Data | No Data | No Data | 31.5251 | 41.2595 | No Data | No Data | No Data | No Data | No Data | No Data | No Data | No Data | 47.2 | 70.5238 | -35.49 | -35.5948 | -27.3 | -27.7188
2019-01-19 11:00 | No Data | No Data | No Data | No Data | 31.5251 | 41.2595 | No Data | No Data | No Data | No Data | No Data | No Data | No Data | No Data | 10.4 | 48.7229 | -2.275 | -9.3801 | 7.6 | 12.088
2019-01-19 11:30 | No Data | No Data | No Data | No Data | 26.9108 | 37.851 | No Data | No Data | No Data | No Data | No Data | No Data | No Data | No Data | 6.4 | 45.2548 | 4.095 | 11.2377 | 12.6 | 17.5385
2019-01-19 12:00 | No Data | No Data | No Data | No Data | 25.8366 | 37.095 | No Data | No Data | No Data | No Data | No Data | No Data | No Data | No Data | -15.2 | -43.1648 | 23.66 | 27.5454 | 34 | 38.1483
2019-01-19 12:30 | No Data | No Data | No Data | No Data | 23.9933 | 35.8356 | No Data | No Data | No Data | No Data | No Data | No Data | No Data | No Data | -20.8 | -45.4401 | 25.48 | 29.3466 | 34.8 | 38.9524
2019-01-19 13:00 | No Data | No Data | No Data | No Data | 20.502 | 33.5982 | No Data | No Data | No Data | No Data | No Data | No Data | No Data | No Data | -19.2 | -44.7303 | 26.845 | 30.5393 | 33.9 | 38.3824
2019-01-19 13:30 | No Data | No Data | No Data | No Data | 16.5591 | 31.3482 | No Data | No Data | No Data | No Data | No Data | No Data | No Data | No Data | -25.6 | -45.8188 | 34.125 | 38.2552 | 42.1 | 45.8656
2019-01-19 14:00 | No Data | No Data | No Data | No Data | 12.3964 | 27.191 | No Data | No Data | No Data | No Data | No Data | No Data | No Data | No Data | -40 | -52.4976 | 45.955 | 49.1 | 59.2 | 62.7477
2019-01-19 14:30 | No Data | No Data | No Data | No Data | 8.8685 | 24.1544 | No Data | No Data | No Data | No Data | No Data | No Data | No Data | No Data | -37.6 | -51.5053 | 46.41 | 49.5261 | 57.1 | 61.5209
2019-01-19 15:00 | No Data | No Data | No Data | No Data | 9.7353 | 24.7213 | No Data | No Data | No Data | No Data | No Data | No Data | No Data | No Data | -40.8 | -51.8521 | 49.595 | 52.9875 | 62.3 | 68.6768
2019-01-19 15:30 | No Data | No Data | No Data | No Data | 12.6528 | 25.9129 | No Data | No Data | No Data | No Data | No Data | No Data | No Data | No Data | -2 | -42.8467 | 9.1 | 16.4053 | 23.2 | 32.1104
2019-01-19 16:00 | No Data | No Data | No Data | No Data | 9.0639 | 24.2721 | No Data | No Data | No Data | No Data | No Data | No Data | No Data | No Data | -14.8 | -41.1534 | 25.48 | 31.0502 | -5 | -17.0496
2019-01-19 16:30 | No Data | No Data | No Data | No Data | 10.7118 | 21.1665 | No Data | No Data | No Data | No Data | No Data | No Data | No Data | No Data | -15.2 | -43.5394 | 20.02 | 26.4527 | -3.2 | -18.2822
2019-01-19 17:00 | No Data | No Data | No Data | No Data | 16.4981 | 25.8901 | No Data | No Data | No Data | No Data | No Data | No Data | No Data | No Data | -29.2 | -41.8645 | 15.47 | 21.8779 | -5.9 | -21.7168
2019-01-19 17:30 | No Data | No Data | No Data | No Data | 13.2265 | 24.9748 | No Data | No Data | No Data | No Data | No Data | No Data | No Data | No Data | -28.8 | -41.876 | 19.11 | 24.5868 | -1.2 | -18.8383
2019-01-19 18:00 | No Data | No Data | No Data | No Data | 17.377 | 25.9926 | No Data | No Data | No Data | No Data | No Data | No Data | No Data | No Data | -21.6 | -37.2924 | 10.465 | 17.5632 | -3.3 | -22.8397
2019-01-19 18:30 | No Data | No Data | No Data | No Data | 14.3496 | 24.0741 | No Data | No Data | No Data | No Data | No Data | No Data | No Data | No Data | -26 | -40.3068 | 13.65 | 19.9579 | 1.5 | 24.6457
2019-01-19 19:00 | No Data | No Data | No Data | No Data | 11.8837 | 22.6909 | No Data | No Data | No Data | No Data | No Data | No Data | No Data | No Data | -24.4 | -38.981 | 20.02 | 25.025 | 20.5 | 33.6809
2019-01-19 19:30 | No Data | No Data | No Data | No Data | 9.9428 | 21.2396 | No Data | No Data | No Data | No Data | No Data | No Data | No Data | No Data | -12.4 | -33.5738 | 28.665 | 32.3594 | 41.1 | 50.8843
2019-01-19 20:00 | No Data | No Data | No Data | No Data | 13.8369 | 23.3178 | No Data | No Data | No Data | No Data | No Data | No Data | No Data | No Data | -4.4 | -32.7536 | 35.49 | 38.5356 | 69.1 | 76.6187
2019-01-19 20:30 | No Data | No Data | No Data | No Data | 12.6528 | 24.2376 | No Data | No Data | No Data | No Data | No Data | No Data | No Data | No Data | 7.6 | 38.7525 | 34.125 | 37.4678 | 76.1 | 84.3616
2019-01-19 21:00 | No Data | No Data | No Data | No Data | 10.1503 | 23.0304 | No Data | No Data | No Data | No Data | No Data | No Data | No Data | No Data | 21.2 | 48.1215 | 22.75 | 26.7678 | 61 | 67.7588
2019-01-19 21:30 | No Data | No Data | No Data | No Data | 12.0424 | 23.9247 | No Data | No Data | No Data | No Data | No Data | No Data | No Data | No Data | 33.2 | 60.3523 | 9.1 | 12.5517 | 47.6 | 53.8124
2019-01-19 22:00 | No Data | No Data | No Data | No Data | 12.1401 | 25.5805 | No Data | No Data | No Data | No Data | No Data | No Data | No Data | No Data | 31.6 | 58.1378 | 10.465 | 13.2888 | 46.2 | 52.3412
2019-01-19 22:30 | No Data | No Data | No Data | No Data | 25.1164 | 33.7315 | No Data | No Data | No Data | No Data | No Data | No Data | No Data | No Data | 22.4 | 49.3737 | 20.475 | 24.8632 | 59.2 | 62.3917
2019-01-19 23:00 | No Data | No Data | No Data | No Data | 25.1164 | 33.7315 | No Data | No Data | No Data | No Data | No Data | No Data | No Data | No Data | 21.6 | 50.4571 | 20.02 | 25.3006 | 56.1 | 59.8667
2019-01-19 23:30 | No Data | No Data | No Data | No Data | 30.6584 | 38.0384 | No Data | No Data | No Data | No Data | No Data | No Data | No Data | No Data | 20 | 48.6966 | 19.565 | 24.6625 | 58.7 | 62.8645
2019-01-20 | No Data | No Data | No Data | No Data | 34.1375 | 40.8943 | No Data | No Data | No Data | No Data | No Data | No Data | No Data | No Data | 13.2 | 44.7893 | 26.845 | 31.2131 | 69.4 | 73.9365
2019-01-20 00:30 | No Data | No Data | No Data | No Data | 47.4189 | 51.5457 | No Data | No Data | No Data | No Data | No Data | No Data | No Data | No Data | 18.4 | 46.9553 | 23.66 | 28.5202 | 73.4 | 78.9949
2019-01-20 01:00 | No Data | No Data | No Data | No Data | 40.5951 | 46.1749 | No Data | No Data | No Data | No Data | No Data | No Data | No Data | No Data | 12 | 44.4504 | 27.3 | 31.6053 | 68.1 | 72.2721
2019-01-20 01:30 | No Data | No Data | No Data | No Data | 35.5291 | 43.6375 | No Data | No Data | No Data | No Data | No Data | No Data | No Data | No Data | 11.6 | 43.5725 | 25.935 | 30.434 | 61.2 | 65.1705
2019-01-20 02:00 | No Data | No Data | No Data | No Data | 30.2434 | 39.4535 | No Data | No Data | No Data | No Data | No Data | No Data | No Data | No Data | 11.2 | 45.7908 | 25.48 | 29.8086 | 56.1 | 59.1981
2019-01-20 02:30 | No Data | No Data | No Data | No Data | 30.1457 | 40.9013 | No Data | No Data | No Data | No Data | No Data | No Data | No Data | No Data | 10.4 | 45.9913 | 25.48 | 29.3466 | 59.2 | 61.565
2019-01-20 03:00 | No Data | No Data | No Data | No Data | 28.0339 | 40.6507 | No Data | No Data | No Data | No Data | No Data | No Data | No Data | No Data | 9.6 | 46.5996 | 25.025 | 29.6624 | 55.9 | 59.0086
2019-01-20 03:30 | No Data | No Data | No Data | No Data | 26.2394 | 39.4346 | No Data | No Data | No Data | No Data | No Data | No Data | No Data | No Data | 6 | 45.2 | 27.3 | 31.837 | 56 | 59.1034
2019-01-20 04:00 | No Data | No Data | No Data | No Data | 28.7053 | 41.038 | No Data | No Data | No Data | No Data | No Data | No Data | No Data | No Data | 11.6 | 53.2781 | 21.385 | 23.4226 | 50.2 | 53.64
2019-01-20 04:30 | No Data | No Data | No Data | No Data | 28.7053 | 41.038 | No Data | No Data | No Data | No Data | No Data | No Data | No Data | No Data | 16 | 54.7883 | 17.745 | 19.5438 | 45.3 | 48.2114
2019-01-20 05:00 | No Data | No Data | No Data | No Data | 30.341 | 42.1984 | No Data | No Data | No Data | No Data | No Data | No Data | No Data | No Data | 19.2 | 56.5586 | 14.105 | 16.3103 | 41 | 44.5394
2019-01-20 05:30 | No Data | No Data | No Data | No Data | 34.5037 | 45.2839 | No Data | No Data | No Data | No Data | No Data | No Data | No Data | No Data | 18 | 55.4054 | 15.47 | 17.7217 | 44.1 | 47.862
2019-01-20 06:00 | No Data | No Data | No Data | No Data | 37.8851 | 47.9104 | No Data | No Data | No Data | No Data | No Data | No Data | No Data | No Data | 22.8 | 58.2477 | 10.465 | 13.2888 | 38.6 | 41.1291
2019-01-20 06:30 | No Data | No Data | No Data | No Data | 43.2685 | 51.2859 | No Data | No Data | No Data | No Data | No Data | No Data | No Data | No Data | 24.8 | 56.1726 | 14.56 | 16.2786 | 44.9 | 47.5988
2019-01-20 07:00 | No Data | No Data | No Data | No Data | 44.8066 | 51.6732 | No Data | No Data | No Data | No Data | No Data | No Data | No Data | No Data | 21.6 | 53.3667 | 15.015 | 16.4934 | 43.4 | 45.334
2019-01-20 07:30 | No Data | No Data | No Data | No Data | 48.1392 | 54.5882 | No Data | No Data | No Data | No Data | No Data | No Data | No Data | No Data | 13.6 | 48.736 | 21.84 | 23.4888 | 49.3 | 51.3881
2019-01-20 08:00 | No Data | No Data | No Data | No Data | 48.1392 | 54.5882 | No Data | No Data | No Data | No Data | No Data | No Data | No Data | No Data | 15.6 | 51.614 | 12.285 | 14.28 | 33.4 | 35.0417
2019-01-20 08:30 | No Data | No Data | No Data | No Data | 39.9847 | 47.5528 | No Data | No Data | No Data | No Data | No Data | No Data | No Data | No Data | -4.4 | -40.6389 | 8.19 | 8.9625 | 3.6 | 7.256
2019-01-20 09:00 | No Data | No Data | No Data | No Data | 39.826 | 48.3338 | No Data | No Data | No Data | No Data | No Data | No Data | No Data | No Data | -8 | -41.9695 | 1.82 | 2.0348 | -4.7 | -5.86
2019-01-20 09:30 | No Data | No Data | No Data | No Data | 36.3958 | 45.5489 | No Data | No Data | No Data | No Data | No Data | No Data | No Data | No Data | -14.4 | -41.7612 | 6.825 | 7.3507 | -22.1 | -22.2576
2019-01-20 10:00 | No Data | No Data | No Data | No Data | 34.8089 | 45.3208 | No Data | No Data | No Data | No Data | No Data | No Data | No Data | No Data | -3.2 | -40.5265 | -3.185 | -3.4652 | -35 | -35.0091
2019-01-20 10:30 | No Data | No Data | No Data | No Data | 33.1609 | 44.0677 | No Data | No Data | No Data | No Data | No Data | No Data | No Data | No Data | -1.6 | -42.4302 | -5.005 | -5.0256 | -35.8 | -35.8068
2019-01-20 11:00 | No Data | No Data | No Data | No Data | 27.8386 | 40.2157 | No Data | No Data | No Data | No Data | No Data | No Data | No Data | No Data | 23.2 | 52.5935 | -29.575 | -29.9955 | -60.4 | -60.5013
2019-01-20 11:30 | No Data | No Data | No Data | No Data | 27.985 | 40.3172 | No Data | No Data | No Data | No Data | No Data | No Data | No Data | No Data | 17.6 | 48.8786 | -22.295 | -22.7545 | -55.5 | -55.7248
2019-01-20 12:00 | No Data | No Data | No Data | No Data | 24.1398 | 37.7497 | No Data | No Data | No Data | No Data | No Data | No Data | No Data | No Data | 20.4 | 49.226 | -24.57 | -25.1694 | -58.9 | -59.1656
2019-01-20 12:30 | No Data | No Data | No Data | No Data | 23.7858 | 37.5244 | No Data | No Data | No Data | No Data | No Data | No Data | No Data | No Data | 15.6 | 47.8163 | -21.84 | -22.4062 | -52.6 | -52.6547
2019-01-20 13:00 | No Data | No Data | No Data | No Data | 23.8346 | 37.5553 | No Data | No Data | No Data | No Data | No Data | No Data | No Data | No Data | 8.8 | 44.8714 | -13.65 | -14.0167 | -45.8 | -45.8
2019-01-20 13:30 | No Data | No Data | No Data | No Data | 22.1378 | 36.502 | No Data | No Data | No Data | No Data | No Data | No Data | No Data | No Data | 6.8 | 43.007 | -11.375 | -11.5197 | -39.8 | -39.981
2019-01-20 14:00 | No Data | No Data | No Data | No Data | 20.2457 | 35.3865 | No Data | No Data | No Data | No Data | No Data | No Data | No Data | No Data | 2 | 42.0932 | -5.005 | -5.0256 | -34 | -34.8391
2019-01-20 14:30 | No Data | No Data | No Data | No Data | 16.4981 | 33.3841 | No Data | No Data | No Data | No Data | No Data | No Data | No Data | No Data | 2.8 | 42.4924 | -8.19 | -8.2026 | -33.5 | -35.2287
2019-01-20 15:00 | No Data | No Data | No Data | No Data | 18.3536 | 34.339 | No Data | No Data | No Data | No Data | No Data | No Data | No Data | No Data | -10.8 | -41.4324 | 3.64 | 4.2925 | -18.6 | -25.8836
2019-01-20 15:30 | No Data | No Data | No Data | No Data | 13.7881 | 28.802 | No Data | No Data | No Data | No Data | No Data | No Data | No Data | No Data | -10.4 | -40.9429 | 3.185 | 4.5043 | -15.8 | -27.4935
2019-01-20 16:00 | No Data | No Data | No Data | No Data | 13.8857 | 25.4533 | No Data | No Data | No Data | No Data | No Data | No Data | No Data | No Data | -6.4 | -38.5352 | 0 | 3.185 | -14.3 | -25.9881
2019-01-20 16:30 | No Data | No Data | No Data | No Data | 16.1929 | 25.4134 | No Data | No Data | No Data | No Data | No Data | No Data | No Data | No Data | -2.4 | -42.8019 | -3.185 | -3.2173 | -15.4 | -30.2185
2019-01-20 17:00 | No Data | No Data | No Data | No Data | 18.0362 | 26.6258 | No Data | No Data | No Data | No Data | No Data | No Data | No Data | No Data | 0.8 | 44.4072 | -5.46 | -5.4789 | -16.5 | -32.5862
2019-01-20 17:30 | No Data | No Data | No Data | No Data | 13.0678 | 22.1641 | No Data | No Data | No Data | No Data | No Data | No Data | No Data | No Data | -1.6 | -44.4288 | -3.64 | -3.752 | -10.3 | -24.8365
2019-01-20 18:00 | No Data | No Data | No Data | No Data | 13.5317 | 22.4407 | No Data | No Data | No Data | No Data | No Data | No Data | No Data | No Data | 9.6 | 46.9911 | -14.105 | -14.2873 | -16.9 | -26.6453
2019-01-20 18:30 | No Data | No Data | No Data | No Data | 16.7056 | 24.4858 | No Data | No Data | No Data | No Data | No Data | No Data | No Data | No Data | 8.8 | 46.8342 | -15.925 | -15.9834 | -13.4 | -28.6295
2019-01-20 19:00 | No Data | No Data | No Data | No Data | 15.4726 | 23.6618 | No Data | No Data | No Data | No Data | No Data | No Data | No Data | No Data | 1.6 | 43.3184 | -5.46 | -5.46 | 4 | 26.3059
2019-01-20 19:30 | No Data | No Data | No Data | No Data | 17.4258 | 26.4542 | No Data | No Data | No Data | No Data | No Data | No Data | No Data | No Data | -12 | -44.4504 | 3.185 | 4.1949 | 31.9 | 42.4454
2019-01-20 20:00 | No Data | No Data | No Data | No Data | 19.0127 | 27.7469 | No Data | No Data | No Data | No Data | No Data | No Data | No Data | No Data | 8 | 41.1845 | 16.38 | 17.0002 | 61.9 | 71.3076
2019-01-20 20:30 | No Data | No Data | No Data | No Data | 19.1226 | 29.069 | No Data | No Data | No Data | No Data | No Data | No Data | No Data | No Data | 8.8 | 44.8714 | 34.58 | 35.6442 | 84.5 | 90.8615
2019-01-20 21:00 | No Data | No Data | No Data | No Data | 20.9659 | 30.3134 | No Data | No Data | No Data | No Data | No Data | No Data | No Data | No Data | -0.8 | -44.8071 | 42.77 | 44.142 | 91.8 | 99.3541
2019-01-20 21:30 | No Data | No Data | No Data | No Data | 22.8092 | 33.3001 | No Data | No Data | No Data | No Data | No Data | No Data | No Data | No Data | 9.2 | 48.0883 | 34.58 | 35.8758 | 80.6 | 86.8684
2019-01-20 22:00 | No Data | No Data | No Data | No Data | 25.214 | 34.8813 | No Data | No Data | No Data | No Data | No Data | No Data | No Data | No Data | 5.2 | 49.474 | 34.58 | 35.7573 | 77.8 | 82.7191
2019-01-20 22:30 | No Data | No Data | No Data | No Data | 33.4173 | 41.2029 | No Data | No Data | No Data | No Data | No Data | No Data | No Data | No Data | 1.2 | 47.6823 | 39.13 | 40.2797 | 84.5 | 88.7393
2019-01-20 23:00 | No Data | No Data | No Data | No Data | 33.2219 | 42.0934 | No Data | No Data | No Data | No Data | No Data | No Data | No Data | No Data | -1.6 | -47.6269 | 42.315 | 43.4829 | 84.4 | 88.6747
2019-01-20 23:30 | No Data | No Data | No Data | No Data | 40.1923 | 47.7868 | No Data | No Data | No Data | No Data | No Data | No Data | No Data | No Data | 3.6 | 48.0416 | 38.22 | 39.3963 | 82.9 | 87.0936
2019-01-21 | No Data | No Data | No Data | No Data | 47.8828 | 54.4144 | No Data | No Data | No Data | No Data | No Data | No Data | No Data | No Data | 9.6 | 50.5205 | 32.305 | 33.327 | 78 | 82.8397
2019-01-21 00:30 | No Data | No Data | No Data | No Data | 61.9211 | 66.28 | No Data | No Data | No Data | No Data | No Data | No Data | No Data | No Data | 19.2 | 53.9333 | 22.75 | 23.8864 | 77.3 | 84.3666
2019-01-21 01:00 | No Data | No Data | No Data | No Data | 54.902 | 59.7749 | No Data | No Data | No Data | No Data | No Data | No Data | No Data | No Data | 9.2 | 52.02 | 30.485 | 31.451 | 75.6 | 80.1764
2019-01-21 01:30 | No Data | No Data | No Data | No Data | 46.4912 | 52.9466 | No Data | No Data | No Data | No Data | No Data | No Data | No Data | No Data | 10.8 | 52.7181 | 27.3 | 28.0333 | 67.1 | 70.2499
2019-01-21 02:00 | No Data | No Data | No Data | No Data | 42.9023 | 51.9135 | No Data | No Data | No Data | No Data | No Data | No Data | No Data | No Data | 8.8 | 49.1935 | 30.03 | 31.8012 | 65 | 69.6061
2019-01-21 02:30 | No Data | No Data | No Data | No Data | 44.5502 | 53.2835 | No Data | No Data | No Data | No Data | No Data | No Data | No Data | No Data | 6.8 | 50.4603 | 29.12 | 31.1002 | 64.4 | 68.4514
2019-01-21 03:00 | No Data | No Data | No Data | No Data | 42.9023 | 51.9135 | No Data | No Data | No Data | No Data | No Data | No Data | No Data | No Data | 11.6 | 52.4976 | 23.205 | 25.4556 | 55.5 | 58.8926
2019-01-21 03:30 | No Data | No Data | No Data | No Data | 41.059 | 51.4329 | No Data | No Data | No Data | No Data | No Data | No Data | No Data | No Data | 7.2 | 51.3077 | 24.57 | 26.7058 | 54.8 | 58.1997
2019-01-21 04:00 | No Data | No Data | No Data | No Data | 41.059 | 52.4343 | No Data | No Data | No Data | No Data | No Data | No Data | No Data | No Data | 8.4 | 51.4261 | 23.66 | 26.0584 | 54.1 | 57.7482
2019-01-21 04:30 | No Data | No Data | No Data | No Data | 41.059 | 52.4343 | No Data | No Data | No Data | No Data | No Data | No Data | No Data | No Data | 9.2 | 50.446 | 25.48 | 27.5454 | 55.2 | 58.3784
2019-01-21 05:00 | No Data | No Data | No Data | No Data | 42.707 | 52.6648 | No Data | No Data | No Data | No Data | No Data | No Data | No Data | No Data | 12.8 | 52.3878 | 19.565 | 21.7735 | 51.8 | 55.0045
2019-01-21 05:30 | No Data | No Data | No Data | No Data | 42.707 | 52.6648 | No Data | No Data | No Data | No Data | No Data | No Data | No Data | No Data | 11.6 | 50.9384 | 22.75 | 24.8548 | 54.7 | 59.495
2019-01-21 06:00 | No Data | No Data | No Data | No Data | 46.7475 | 55.1079 | No Data | No Data | No Data | No Data | No Data | No Data | No Data | No Data | 19.6 | 54.8234 | 15.015 | 17.7974 | 51.2 | 58.3561
2019-01-21 06:30 | No Data | No Data | No Data | No Data | 53.4127 | 59.0493 | No Data | No Data | No Data | No Data | No Data | No Data | No Data | No Data | 23.6 | 54.207 | 15.925 | 18.3416 | 53 | 59.9416
2019-01-21 07:00 | No Data | No Data | No Data | No Data | 58.4421 | 62.9872 | No Data | No Data | No Data | No Data | No Data | No Data | No Data | No Data | 20 | 48.6966 | 17.745 | 19.7388 | 55.9 | 63.8236
2019-01-21 07:30 | No Data | No Data | No Data | No Data | 62.031 | 64.8972 | No Data | No Data | No Data | No Data | No Data | No Data | No Data | No Data | 6 | 38.8659 | 11.375 | 12.821 | 34.7 | 47.3385
2019-01-21 08:00 | No Data | No Data | No Data | No Data | 58.7472 | 61.7661 | No Data | No Data | No Data | No Data | No Data | No Data | No Data | No Data | -7.6 | -40.7156 | 0 | 3.64 | 4 | 26.4047
2019-01-21 08:30 | No Data | No Data | No Data | No Data | 51.8746 | 56.0109 | No Data | No Data | No Data | No Data | No Data | No Data | No Data | No Data | -10.4 | -40.9429 | 0 | 3.64 | -10.4 | -25.1509
2019-01-21 09:00 | No Data | No Data | No Data | No Data | 55.317 | 59.8211 | No Data | No Data | No Data | No Data | No Data | No Data | No Data | No Data | -17.2 | -44.6462 | 7.735 | 8.7521 | -7.1 | -23.9754
2019-01-21 09:30 | No Data | No Data | No Data | No Data | 52.9488 | 57.6382 | No Data | No Data | No Data | No Data | No Data | No Data | No Data | No Data | -10.4 | -44.7321 | 0 | 0 | -18.6 | -26.5174
2019-01-21 10:00 | No Data | No Data | No Data | No Data | 51.7769 | 56.5636 | No Data | No Data | No Data | No Data | No Data | No Data | No Data | No Data | -18.4 | -44.0291 | 11.83 | 12.2513 | -10.3 | -27.2237
2019-01-21 10:30 | No Data | No Data | No Data | No Data | 49.3599 | 54.3598 | No Data | No Data | No Data | No Data | No Data | No Data | No Data | No Data | -8 | -41.9695 | 1.365 | 1.9304 | -19.2 | -29.8839
2019-01-21 11:00 | No Data | No Data | No Data | No Data | 47.3701 | 52.5596 | No Data | No Data | No Data | No Data | No Data | No Data | No Data | No Data | -15.2 | -42.7907 | 8.645 | 8.8345 | -10.7 | -28.3383
2019-01-21 11:30 | No Data | No Data | No Data | No Data | 49.0547 | 54.0828 | No Data | No Data | No Data | No Data | No Data | No Data | No Data | No Data | -20 | -42.2355 | 14.56 | 15.1249 | -2.1 | -30.4724
2019-01-21 12:00 | No Data | No Data | No Data | No Data | 50.959 | 55.8159 | No Data | No Data | No Data | No Data | No Data | No Data | No Data | No Data | -18 | -40.9663 | 12.285 | 12.8129 | -0.7 | -35.517
2019-01-21 12:30 | No Data | No Data | No Data | No Data | 50.959 | 55.8159 | No Data | No Data | No Data | No Data | No Data | No Data | No Data | No Data | -21.6 | -43.0163 | 16.38 | 16.7796 | 0.4 | 34.8023
2019-01-21 13:00 | No Data | No Data | No Data | No Data | 50.959 | 55.8159 | No Data | No Data | No Data | No Data | No Data | No Data | No Data | No Data | -22.8 | -42.9511 | 16.835 | 17.224 | 6.3 | 40.7895
2019-01-21 13:30 | No Data | No Data | No Data | No Data | 51.4717 | 55.601 | No Data | No Data | No Data | No Data | No Data | No Data | No Data | No Data | -31.6 | -49.4223 | 25.935 | 26.1298 | 13 | 35.5614
2019-01-21 14:00 | No Data | No Data | No Data | No Data | 53.2052 | 57.2094 | No Data | No Data | No Data | No Data | No Data | No Data | No Data | No Data | -30.8 | -48.2958 | 25.935 | 26.1892 | 16.9 | 43.1474
2019-01-21 14:30 | No Data | No Data | No Data | No Data | 54.8531 | 58.7452 | No Data | No Data | No Data | No Data | No Data | No Data | No Data | No Data | -23.6 | -45.4137 | 21.385 | 21.6926 | 25.1 | 49.5308
2019-01-21 15:00 | No Data | No Data | No Data | No Data | 52.5948 | 56.6422 | No Data | No Data | No Data | No Data | No Data | No Data | No Data | No Data | -24.8 | -46.0487 | 18.655 | 18.7436 | 15.8 | 49.8691
2019-01-21 15:30 | No Data | No Data | No Data | No Data | 55.256 | 58.5597 | No Data | No Data | No Data | No Data | No Data | No Data | No Data | No Data | -16 | -41.9695 | 14.56 | 14.7367 | 16.3 | 55.4499
2019-01-21 16:00 | No Data | No Data | No Data | No Data | 59.7238 | 64.3449 | No Data | No Data | No Data | No Data | No Data | No Data | No Data | No Data | -11.6 | -42.417 | 14.56 | 14.56 | 36.3 | 58.9122
2019-01-21 16:30 | No Data | No Data | No Data | No Data | 58.4421 | 63.157 | No Data | No Data | No Data | No Data | No Data | No Data | No Data | No Data | -12 | -40.6133 | 10.465 | 10.5536 | 15 | 47.1497
2019-01-21 17:00 | No Data | No Data | No Data | No Data | 47.2602 | 53.8439 | No Data | No Data | No Data | No Data | No Data | No Data | No Data | No Data | -23.6 | -43.3811 | 31.85 | 32.0573 | 47.3 | 66.6805
2019-01-21 17:30 | No Data | No Data | No Data | No Data | 27.3259 | 31.4083 | No Data | No Data | No Data | No Data | No Data | No Data | No Data | No Data | -16.4 | -43.9727 | 17.29 | 17.3855 | 30.9 | 48.2827
2019-01-21 18:00 | No Data | No Data | No Data | No Data | 33.6736 | 36.8969 | No Data | No Data | No Data | No Data | No Data | No Data | No Data | No Data | -31.2 | -46.1459 | 39.13 | 39.5091 | 79.8 | 92.1588
2019-01-21 18:30 | No Data | No Data | No Data | No Data | 36.9574 | 40.6081 | No Data | No Data | No Data | No Data | No Data | No Data | No Data | No Data | -10.4 | -43.6568 | 10.01 | 10.01 | 50.2 | 60.7427
2019-01-21 19:00 | No Data | No Data | No Data | No Data | 36.6033 | 38.5525 | No Data | No Data | No Data | No Data | No Data | No Data | No Data | No Data | -23.6 | -43.3811 | 23.66 | 24.0935 | 70.3 | 84.0672
2019-01-21 19:30 | No Data | No Data | No Data | No Data | 29.7307 | 32.1 | No Data | No Data | No Data | No Data | No Data | No Data | No Data | No Data | -4.4 | -39.8437 | 18.655 | 18.8537 | 73.3 | 84.3809
2019-01-21 20:00 | No Data | No Data | No Data | No Data | 30.341 | 34.1813 | No Data | No Data | No Data | No Data | No Data | No Data | No Data | No Data | 11.6 | 43.187 | 12.74 | 12.8693 | 65.4 | 75.1902
2019-01-21 20:30 | No Data | No Data | No Data | No Data | 33.8323 | 38.8386 | No Data | No Data | No Data | No Data | No Data | No Data | No Data | No Data | 26.8 | 55.6748 | 17.29 | 17.669 | 75.2 | 84.0315
2019-01-21 21:00 | No Data | No Data | No Data | No Data | 30.6584 | 36.1075 | No Data | No Data | No Data | No Data | No Data | No Data | No Data | No Data | 9.2 | 49.2666 | 35.49 | 36.1403 | 90.3 | 97.0642
2019-01-21 21:30 | No Data | No Data | No Data | No Data | 37.3236 | 43.5641 | No Data | No Data | No Data | No Data | No Data | No Data | No Data | No Data | -13.2 | -47.8565 | 57.33 | 57.8495 | 110.5 | 115.5538
2019-01-21 22:00 | No Data | No Data | No Data | No Data | 42.9023 | 50.0059 | No Data | No Data | No Data | No Data | No Data | No Data | No Data | No Data | -16 | -49.4595 | 56.875 | 57.5283 | 105.4 | 109.4775
2019-01-21 22:30 | No Data | No Data | No Data | No Data | 51.7281 | 57.7562 | No Data | No Data | No Data | No Data | No Data | No Data | No Data | No Data | -14.8 | -44.5313 | 60.06 | 60.4996 | 110 | 111.2907
2019-01-21 23:00 | No Data | No Data | No Data | No Data | 42.1942 | 50.303 | No Data | No Data | No Data | No Data | No Data | No Data | No Data | No Data | -19.6 | -47.4384 | 61.425 | 62.5538 | 107.2 | 108.1233
2019-01-21 23:30 | No Data | No Data | No Data | No Data | 45.771 | 53.3388 | No Data | No Data | No Data | No Data | No Data | No Data | No Data | No Data | -20.4 | -47.4131 | 60.97 | 62.1071 | 109.2 | 110.2946
2019-01-22 | No Data | No Data | No Data | No Data | 56.1837 | 61.7989 | No Data | No Data | No Data | No Data | No Data | No Data | No Data | No Data | -17.6 | -49.252 | 56.42 | 57.742 | 106.2 | 106.8535
2019-01-22 00:30 | No Data | No Data | No Data | No Data | 70.4906 | 73.8887 | No Data | No Data | No Data | No Data | No Data | No Data | No Data | No Data | -7.2 | -46.5601 | 46.865 | 48.3351 | 106 | 107.6195
2019-01-22 01:00 | No Data | No Data | No Data | No Data | 60.2853 | 65.4309 | No Data | No Data | No Data | No Data | No Data | No Data | No Data | No Data | -24.8 | -49.1203 | 63.7 | 64.8738 | 113.2 | 113.6586
2019-01-22 01:30 | No Data | No Data | No Data | No Data | 56.5377 | 62.6892 | No Data | No Data | No Data | No Data | No Data | No Data | No Data | No Data | -28.4 | -52.3695 | 64.155 | 65.2366 | 108.5 | 108.7256
2019-01-22 02:00 | No Data | No Data | No Data | No Data | 49.6773 | 57.3805 | No Data | No Data | No Data | No Data | No Data | No Data | No Data | No Data | -29.6 | -50.7307 | 64.61 | 66.2302 | 104.2 | 107.0187
2019-01-22 02:30 | No Data | No Data | No Data | No Data | 47.9316 | 55.0233 | No Data | No Data | No Data | No Data | No Data | No Data | No Data | No Data | -32 | -53.1202 | 64.155 | 65.8886 | 104.2 | 106.8835
2019-01-22 03:00 | No Data | No Data | No Data | No Data | 47.9316 | 55.0233 | No Data | No Data | No Data | No Data | No Data | No Data | No Data | No Data | -32.8 | -52.3496 | 65.52 | 67.5365 | 102.7 | 106.8529
2019-01-22 03:30 | No Data | No Data | No Data | No Data | 47.9316 | 56.9837 | No Data | No Data | No Data | No Data | No Data | No Data | No Data | No Data | -20.4 | -49.5903 | 51.415 | 53.4368 | 88.4 | 91.9217
2019-01-22 04:00 | No Data | No Data | No Data | No Data | 49.6773 | 59.6269 | No Data | No Data | No Data | No Data | No Data | No Data | No Data | No Data | -16.4 | -49.213 | 48.23 | 50.2502 | 83.3 | 87.6284
2019-01-22 04:30 | No Data | No Data | No Data | No Data | 45.9785 | 56.5823 | No Data | No Data | No Data | No Data | No Data | No Data | No Data | No Data | -46.8 | -60.0333 | 80.99 | 82.4542 | 118.3 | 122.3197
2019-01-22 05:00 | No Data | No Data | No Data | No Data | 51.2154 | 60.9143 | No Data | No Data | No Data | No Data | No Data | No Data | No Data | No Data | -39.6 | -55.7207 | 73.71 | 75.2238 | 108.9 | 112.9833
2019-01-22 05:30 | No Data | No Data | No Data | No Data | 54.4869 | 62.8034 | No Data | No Data | No Data | No Data | No Data | No Data | No Data | No Data | -32 | -52.8015 | 66.885 | 68.4514 | 102.2 | 106.428
2019-01-22 06:00 | No Data | No Data | No Data | No Data | 56.2325 | 63.4945 | No Data | No Data | No Data | No Data | No Data | No Data | No Data | No Data | -36.4 | -54.1125 | 70.525 | 72.1057 | 110.9 | 116.5352
2019-01-22 06:30 | No Data | No Data | No Data | No Data | 61.8723 | 66.2737 | No Data | No Data | No Data | No Data | No Data | No Data | No Data | No Data | -37.6 | -52.6118 | 76.895 | 78.3472 | 120 | 125.6931
2019-01-22 07:00 | No Data | No Data | No Data | No Data | 67.1092 | 71.1875 | No Data | No Data | No Data | No Data | No Data | No Data | No Data | No Data | -30.4 | -48.0416 | 73.255 | 73.9357 | 116.7 | 124.9322
2019-01-22 07:30 | No Data | No Data | No Data | No Data | 68.9036 | 72.3614 | No Data | No Data | No Data | No Data | No Data | No Data | No Data | No Data | -19.2 | -48.7409 | 44.135 | 44.9737 | 86 | 95.3164
2019-01-22 08:00 | No Data | No Data | No Data | No Data | 67.1092 | 70.1603 | No Data | No Data | No Data | No Data | No Data | No Data | No Data | No Data | -7.2 | -51.3077 | 17.29 | 17.8787 | 53.2 | 65.7282
2019-01-22 08:30 | No Data | No Data | No Data | No Data | 63.2029 | 67.5693 | No Data | No Data | No Data | No Data | No Data | No Data | No Data | No Data | -7.6 | -51.761 | 18.2 | 18.8756 | 48 | 64.244
2019-01-22 09:00 | No Data | No Data | No Data | No Data | 64.8997 | 69.159 | No Data | No Data | No Data | No Data | No Data | No Data | No Data | No Data | -12.8 | -48.9048 | 22.295 | 23.3163 | 52.4 | 72.1521
2019-01-22 09:30 | No Data | No Data | No Data | No Data | 63.2639 | 67.6264 | No Data | No Data | No Data | No Data | No Data | No Data | No Data | No Data | -10.8 | -49.9808 | 21.385 | 22.071 | 48.8 | 67.4069
2019-01-22 10:00 | No Data | No Data | No Data | No Data | 61.5183 | 65.9962 | No Data | No Data | No Data | No Data | No Data | No Data | No Data | No Data | -0.4 | -49.6016 | 14.105 | 14.8207 | 42.6 | 62.2569
2019-01-22 10:30 | No Data | No Data | No Data | No Data | 59.8703 | 69.8566 | No Data | No Data | No Data | No Data | No Data | No Data | No Data | No Data | -4.4 | -51.3887 | 15.015 | 15.2612 | 45.8 | 60.6113
2019-01-22 11:00 | No Data | No Data | No Data | No Data | 57.8805 | 68.159 | No Data | No Data | No Data | No Data | No Data | No Data | No Data | No Data | -2.8 | -50.4063 | 17.29 | 17.439 | 49.8 | 66.3871
2019-01-22 11:30 | No Data | No Data | No Data | No Data | 64.9485 | 73.3338 | No Data | No Data | No Data | No Data | No Data | No Data | No Data | No Data | -55.6 | -65.3813 | 72.345 | 73.1645 | 63.9 | 77.9254
2019-01-22 12:00 | No Data | No Data | No Data | No Data | 61.5183 | 70.3139 | No Data | No Data | No Data | No Data | No Data | No Data | No Data | No Data | -46.4 | -52.9936 | 65.52 | 68.6447 | 59.6 | 83.7936
2019-01-22 12:30 | No Data | No Data | No Data | No Data | 57.8805 | 67.1543 | No Data | No Data | No Data | No Data | No Data | No Data | No Data | No Data | -66.4 | -70.0765 | 86.45 | 88.8416 | 80.1 | 97.335
2019-01-22 13:00 | No Data | No Data | No Data | No Data | 54.8531 | 63.4809 | No Data | No Data | No Data | No Data | No Data | No Data | No Data | No Data | -57.2 | -60.7289 | 60.06 | 61.7997 | 55.5 | 73.9032
2019-01-22 13:30 | No Data | No Data | No Data | No Data | 49.9825 | 59.3229 | No Data | No Data | No Data | No Data | No Data | No Data | No Data | No Data | -23.2 | -39.6081 | 25.935 | 27.1974 | 20 | 34.328
2019-01-22 14:00 | No Data | No Data | No Data | No Data | 52.1798 | 61.1856 | No Data | No Data | No Data | No Data | No Data | No Data | No Data | No Data | -18.4 | -36.5667 | 20.93 | 22.1599 | 16.5 | 34.8531
2019-01-22 14:30 | No Data | No Data | No Data | No Data | 53.9254 | 61.7319 | No Data | No Data | No Data | No Data | No Data | No Data | No Data | No Data | -5.6 | -36.0378 | 7.28 | 8.8345 | 5.6 | 29.045
2019-01-22 15:00 | No Data | No Data | No Data | No Data | 55.1095 | 63.5743 | No Data | No Data | No Data | No Data | No Data | No Data | No Data | No Data | -5.6 | -35.6427 | 6.37 | 8.3898 | 5.2 | 30.743
2019-01-22 15:30 | No Data | No Data | No Data | No Data | 54.6944 | 62.4049 | No Data | No Data | No Data | No Data | No Data | No Data | No Data | No Data | -0.4 | -36.0022 | 1.82 | 4.0696 | 4.3 | 32.7391
2019-01-22 16:00 | No Data | No Data | No Data | No Data | 48.1392 | 55.8985 | No Data | No Data | No Data | No Data | No Data | No Data | No Data | No Data | 5.2 | 34.7908 | -2.73 | -3.8608 | 4.2 | 35.8469
2019-01-22 16:30 | No Data | No Data | No Data | No Data | 46.8574 | 53.9624 | No Data | No Data | No Data | No Data | No Data | No Data | No Data | No Data | 16.8 | 40.8176 | -15.015 | -15.4499 | -6 | -35.149
2019-01-22 17:00 | No Data | No Data | No Data | No Data | 36.2982 | 40.1384 | No Data | No Data | No Data | No Data | No Data | No Data | No Data | No Data | 16.8 | 41.1825 | -15.015 | -15.4499 | -2 | -34.8574
2019-01-22 17:30 | No Data | No Data | No Data | No Data | 35.6268 | 38.745 | No Data | No Data | No Data | No Data | No Data | No Data | No Data | No Data | 32 | 52.4839 | -33.215 | -33.215 | -19.3 | -37.3696
2019-01-22 18:00 | No Data | No Data | No Data | No Data | 59.3576 | 62.2395 | No Data | No Data | No Data | No Data | No Data | No Data | No Data | No Data | 20 | 42.2355 | -20.02 | -20.6361 | 33.6 | 58.7554
2019-01-22 18:30 | No Data | No Data | No Data | No Data | 38.6542 | 42.9485 | No Data | No Data | No Data | No Data | No Data | No Data | No Data | No Data | -26.8 | -41.13 | 27.755 | 29.6624 | 45.7 | 60.144
2019-01-22 19:00 | No Data | No Data | No Data | No Data | 35.4192 | 39.2344 | No Data | No Data | No Data | No Data | No Data | No Data | No Data | No Data | -22.8 | -39.946 | 21.385 | 23.2407 | 51.6 | 62.0155
2019-01-22 19:30 | No Data | No Data | No Data | No Data | 39.7284 | 45.9448 | No Data | No Data | No Data | No Data | No Data | No Data | No Data | No Data | -8.8 | -37.8375 | 9.555 | 13.5128 | 63.4 | 77.8047
2019-01-22 20:00 | No Data | No Data | No Data | No Data | 47.1626 | 53.3192 | No Data | No Data | No Data | No Data | No Data | No Data | No Data | No Data | -23.2 | -37.2945 | 52.78 | 54.4044 | 115.1 | 127.2655
2019-01-22 20:30 | No Data | No Data | No Data | No Data | 48.7984 | 56.3142 | No Data | No Data | No Data | No Data | No Data | No Data | No Data | No Data | -32.8 | -44.4504 | 74.165 | 76.5875 | 142.4 | 151.5974
2019-01-22 21:00 | No Data | No Data | No Data | No Data | 50.5928 | 61.2109 | No Data | No Data | No Data | No Data | No Data | No Data | No Data | No Data | 5.6 | 37.2236 | 37.31 | 43.4638 | 99.8 | 105.6569
2019-01-22 21:30 | No Data | No Data | No Data | No Data | 53.9742 | 64.034 | No Data | No Data | No Data | No Data | No Data | No Data | No Data | No Data | 2.8 | 37.3052 | 38.675 | 44.4156 | 99.9 | 103.6159
2019-01-22 22:00 | No Data | No Data | No Data | No Data | 52.0821 | 63.8693 | No Data | No Data | No Data | No Data | No Data | No Data | No Data | No Data | 3.2 | 40.4712 | 35.945 | 41.8254 | 90.6 | 92.5708
2019-01-22 22:30 | No Data | No Data | No Data | No Data | 60.6394 | 71.0203 | No Data | No Data | No Data | No Data | No Data | No Data | No Data | No Data | -24.8 | -37.4037 | 68.705 | 73.1206 | 126.2 | 130.1938
2019-01-22 23:00 | No Data | No Data | No Data | No Data | 54.6456 | 62.1167 | No Data | No Data | No Data | No Data | No Data | No Data | No Data | No Data | -22 | -37.5255 | 64.61 | 68.6507 | 118 | 120.0701
2019-01-22 23:30 | No Data | No Data | No Data | No Data | 60.1267 | 66.2381 | No Data | No Data | No Data | No Data | No Data | No Data | No Data | No Data | -24.4 | -38.6699 | 65.975 | 70.2441 | 121 | 124.1974
2019-01-23 | No Data | No Data | No Data | No Data | 61.8723 | 67.154 | No Data | No Data | No Data | No Data | No Data | No Data | No Data | No Data | -13.6 | -35.1386 | 54.145 | 59.0887 | 110.7 | 115.2323
2019-01-23 00:30 | No Data | No Data | No Data | No Data | 72.8466 | 75.3023 | No Data | No Data | No Data | No Data | No Data | No Data | No Data | No Data | 1.2 | 30.4 | 41.405 | 48.38 | 105 | 118.8123
2019-01-23 01:00 | No Data | No Data | No Data | No Data | 58.9548 | 62.5066 | No Data | No Data | No Data | No Data | No Data | No Data | No Data | No Data | -1.2 | -35.2204 | 43.225 | 48.2257 | 96.3 | 106.7154
2019-01-23 01:30 | No Data | No Data | No Data | No Data | 53.4127 | 58.9404 | No Data | No Data | No Data | No Data | No Data | No Data | No Data | No Data | -2.4 | -39.2734 | 40.495 | 44.7776 | 88 | 94.4121
2019-01-23 02:00 | No Data | No Data | No Data | No Data | 42.9633 | 50.5921 | No Data | No Data | No Data | No Data | No Data | No Data | No Data | No Data | -1.2 | -37.6191 | 37.31 | 42.3419 | 83.3 | 88.2366
2019-01-23 02:30 | No Data | No Data | No Data | No Data | 34.3938 | 42.2667 | No Data | No Data | No Data | No Data | No Data | No Data | No Data | No Data | 0.8 | 40.008 | 33.215 | 39.2594 | 77.2 | 83.6847
2019-01-23 03:00 | No Data | No Data | No Data | No Data | 32.8069 | 40.7383 | No Data | No Data | No Data | No Data | No Data | No Data | No Data | No Data | 4.4 | 41.0366 | 29.12 | 35.8614 | 70.9 | 76.0464
2019-01-23 03:30 | No Data | No Data | No Data | No Data | 27.7775 | 36.8091 | No Data | No Data | No Data | No Data | No Data | No Data | No Data | No Data | 6.4 | 45.5965 | 21.385 | 28.6794 | 62.7 | 67.0651
2019-01-23 04:00 | No Data | No Data | No Data | No Data | 21.735 | 32.4919 | No Data | No Data | No Data | No Data | No Data | No Data | No Data | No Data | 5.6 | 44.3062 | 23.205 | 30.061 | 61.8 | 66.2245
2019-01-23 04:30 | No Data | No Data | No Data | No Data | 23.4195 | 33.6421 | No Data | No Data | No Data | No Data | No Data | No Data | No Data | No Data | 14 | 46.5549 | 18.2 | 25.419 | 57.1 | 61.9388
2019-01-23 05:00 | No Data | No Data | No Data | No Data | 16.3516 | 29.1666 | No Data | No Data | No Data | No Data | No Data | No Data | No Data | No Data | 20.8 | 50.4841 | 10.01 | 19.1965 | 50.9 | 56.36
2019-01-23 05:30 | No Data | No Data | No Data | No Data | 27.3747 | 34.4217 | No Data | No Data | No Data | No Data | No Data | No Data | No Data | No Data | 16 | 46.8188 | 15.47 | 23.8864 | 55.9 | 62.2101
2019-01-23 06:00 | No Data | No Data | No Data | No Data | 27.0695 | 34.1795 | No Data | No Data | No Data | No Data | No Data | No Data | No Data | No Data | 9.2 | 41.0444 | 24.115 | 31.9311 | 66 | 74.7061
2019-01-23 06:30 | No Data | No Data | No Data | No Data | 39.4232 | 43.088 | No Data | No Data | No Data | No Data | No Data | No Data | No Data | No Data | 22 | 47.0591 | 15.015 | 25.025 | 58.9 | 70.0943
2019-01-23 07:00 | No Data | No Data | No Data | No Data | 39.2645 | 42.2661 | No Data | No Data | No Data | No Data | No Data | No Data | No Data | No Data | 31.2 | 50.7291 | 6.37 | 17.575 | 50.5 | 63.3205
2019-01-23 07:30 | No Data | No Data | No Data | No Data | 42.4994 | 44.5721 | No Data | No Data | No Data | No Data | No Data | No Data | No Data | No Data | 20.8 | 46.5102 | 5.005 | 17.5632 | 37 | 49.379
2019-01-23 08:00 | No Data | No Data | No Data | No Data | 40.4486 | 41.8181 | No Data | No Data | No Data | No Data | No Data | No Data | No Data | No Data | 15.2 | 45.4189 | -9.555 | -17.4153 | 5.6 | 29.4376
2019-01-23 08:30 | No Data | No Data | No Data | No Data | 31.6838 | 33.9916 | No Data | No Data | No Data | No Data | No Data | No Data | No Data | No Data | 8.8 | 35.8954 | -16.835 | -18.9249 | -15.1 | -25.8652
2019-01-23 09:00 | No Data | No Data | No Data | No Data | 28.1437 | 30.7186 | No Data | No Data | No Data | No Data | No Data | No Data | No Data | No Data | 14.4 | 39.8899 | -22.75 | -23.8864 | -25.9 | -33.8534
2019-01-23 09:30 | No Data | No Data | No Data | No Data | 26.1906 | 30.0417 | No Data | No Data | No Data | No Data | No Data | No Data | No Data | No Data | 14.4 | 39.1449 | -19.565 | -20.7212 | -26.9 | -34.8776
2019-01-23 10:00 | No Data | No Data | No Data | No Data | 33.93 | 36.9837 | No Data | No Data | No Data | No Data | No Data | No Data | No Data | No Data | 12.8 | 40.4772 | -21.385 | -21.9629 | -28.3 | -37.4973
2019-01-23 10:30 | No Data | No Data | No Data | No Data | 31.7815 | 35.7692 | No Data | No Data | No Data | No Data | No Data | No Data | No Data | No Data | -4.4 | -34.7333 | 0 | 8.645 | -9.9 | -31.8763
2019-01-23 11:00 | No Data | No Data | No Data | No Data | 35.3216 | 38.9485 | No Data | No Data | No Data | No Data | No Data | No Data | No Data | No Data | -3.6 | -34.9857 | 4.095 | 10.8152 | -3.8 | -33.8142
2019-01-23 11:30 | No Data | No Data | No Data | No Data | 36.6033 | 40.1146 | No Data | No Data | No Data | No Data | No Data | No Data | No Data | No Data | -16.4 | -33.8396 | 18.2 | 21.9582 | 9.1 | 37.0354
2019-01-23 12:00 | No Data | No Data | No Data | No Data | 35.6756 | 39.2699 | No Data | No Data | No Data | No Data | No Data | No Data | No Data | No Data | -21.2 | -37.0621 | 25.48 | 29.1236 | 15.9 | 42.9145
2019-01-23 12:30 | No Data | No Data | No Data | No Data | 37.9339 | 41.3323 | No Data | No Data | No Data | No Data | No Data | No Data | No Data | No Data | -26.8 | -38.1848 | 24.115 | 27.4889 | 14.9 | 44.8475
2019-01-23 13:00 | No Data | No Data | No Data | No Data | 32.6482 | 37.7379 | No Data | No Data | No Data | No Data | No Data | No Data | No Data | No Data | -30 | -40.4949 | 28.665 | 31.3686 | 18.8 | 45.1957
2019-01-23 13:30 | No Data | No Data | No Data | No Data | 36.347 | 40.8844 | No Data | No Data | No Data | No Data | No Data | No Data | No Data | No Data | -38.8 | -46.4844 | 39.13 | 41.0131 | 29.6 | 45.6098
2019-01-23 14:00 | No Data | No Data | No Data | No Data | 34.2473 | 39.0296 | No Data | No Data | No Data | No Data | No Data | No Data | No Data | No Data | -45.6 | -48.0666 | 49.14 | 54.1507 | 39.5 | 56.932
2019-01-23 14:30 | No Data | No Data | No Data | No Data | 36.6033 | 41.1125 | No Data | No Data | No Data | No Data | No Data | No Data | No Data | No Data | -31.6 | -38.9667 | 50.505 | 55.9669 | 45.3 | 63.3607
2019-01-23 15:00 | No Data | No Data | No Data | No Data | 41.4252 | 45.4585 | No Data | No Data | No Data | No Data | No Data | No Data | No Data | No Data | -50 | -52.2594 | 71.435 | 77.3152 | 64.8 | 81.9088
2019-01-23 15:30 | No Data | No Data | No Data | No Data | 43.061 | 45.2482 | No Data | No Data | No Data | No Data | No Data | No Data | No Data | No Data | -28.4 | -32.2118 | 50.505 | 54.3301 | 50.9 | 67.6096
2019-01-23 16:00 | No Data | No Data | No Data | No Data | 41.5229 | 43.2373 | No Data | No Data | No Data | No Data | No Data | No Data | No Data | No Data | -18.8 | -32.4099 | 34.125 | 42.5881 | 30.5 | 54.9431
2019-01-23 16:30 | No Data | No Data | No Data | No Data | 37.5799 | 38.9812 | No Data | No Data | No Data | No Data | No Data | No Data | No Data | No Data | -34 | -38.2852 | 36.4 | 43.4138 | 34.6 | 62.1266
2019-01-23 17:00 | No Data | No Data | No Data | No Data | 34.9065 | 36.4109 | No Data | No Data | No Data | No Data | No Data | No Data | No Data | No Data | -11.6 | -28.1055 | 10.92 | 21.2247 | 12.5 | 42.3851
2019-01-23 17:30 | No Data | No Data | No Data | No Data | 34.345 | 35.8729 | No Data | No Data | No Data | No Data | No Data | No Data | No Data | No Data | -16 | -29.5134 | 14.105 | 23.7517 | 17.7 | 45.3154
2019-01-23 18:00 | No Data | No Data | No Data | No Data | 13.7392 | 23.4673 | No Data | No Data | No Data | No Data | No Data | No Data | No Data | No Data | -15.6 | -28.9607 | 15.47 | 24.9421 | 21.7 | 47.1858
2019-01-23 18:30 | No Data | No Data | No Data | No Data | 14.9599 | 26.185 | No Data | No Data | No Data | No Data | No Data | No Data | No Data | No Data | -18.4 | -29.9252 | 18.2 | 26.39 | 32.3 | 48.9646
2019-01-23 19:00 | No Data | No Data | No Data | No Data | 21.735 | 30.5314 | No Data | No Data | No Data | No Data | No Data | No Data | No Data | No Data | -25.6 | -32 | 30.03 | 37.6744 | 52.1 | 67.1096
2019-01-23 19:30 | No Data | No Data | No Data | No Data | 29.3156 | 37.6593 | No Data | No Data | No Data | No Data | No Data | No Data | No Data | No Data | -42.4 | -44.7786 | 51.415 | 57.7922 | 91.4 | 103.8482
2019-01-23 20:00 | No Data | No Data | No Data | No Data | 33.5271 | 41.9942 | No Data | No Data | No Data | No Data | No Data | No Data | No Data | No Data | -48 | -49.2893 | 85.995 | 91.3916 | 146.3 | 156.7949
2019-01-23 20:30 | No Data | No Data | No Data | No Data | 34.7601 | 45.3146 | No Data | No Data | No Data | No Data | No Data | No Data | No Data | No Data | -28.8 | -32.7536 | 78.715 | 82.5508 | 142.5 | 150.0195
2019-01-23 21:00 | No Data | No Data | No Data | No Data | 34.6014 | 46.645 | No Data | No Data | No Data | No Data | No Data | No Data | No Data | No Data | -20.8 | -28.8555 | 69.16 | 75.5807 | 131.3 | 138.9602
2019-01-23 21:30 | No Data | No Data | No Data | No Data | 24.6525 | 39.8277 | No Data | No Data | No Data | No Data | No Data | No Data | No Data | No Data | -9.2 | -23.8462 | 56.42 | 65.0141 | 116 | 120.0967
2019-01-23 22:00 | No Data | No Data | No Data | No Data | 21.8814 | 39.6176 | No Data | No Data | No Data | No Data | No Data | No Data | No Data | No Data | -10 | -27.8568 | 56.42 | 62.2868 | 110 | 111.463
2019-01-23 22:30 | No Data | No Data | No Data | No Data | 36.4446 | 46.1812 | No Data | No Data | No Data | No Data | No Data | No Data | No Data | No Data | -4 | -24.3311 | 55.055 | 60.6653 | 108.8 | 109.6592
2019-01-23 23:00 | No Data | No Data | No Data | No Data | 26.9596 | 39.1319 | No Data | No Data | No Data | No Data | No Data | No Data | No Data | No Data | 12 | 31.2 | 35.945 | 43.54 | 84.3 | 86.5712
2019-01-23 23:30 | No Data | No Data | No Data | No Data | 34.5037 | 44.9927 | No Data | No Data | No Data | No Data | No Data | No Data | No Data | No Data | 17.2 | 35.2772 | 30.485 | 39.1538 | 82.7 | 84.8995
2019-01-24 | No Data | No Data | No Data | No Data | 39.3133 | 47.7384 | No Data | No Data | No Data | No Data | No Data | No Data | No Data | No Data | 15.2 | 34.7056 | 31.85 | 40.2257 | 84.1 | 85.7421
2019-01-24 00:30 | No Data | No Data | No Data | No Data | 52.0821 | 57.8697 | No Data | No Data | No Data | No Data | No Data | No Data | No Data | No Data | 20.8 | 36.1773 | 26.845 | 36.0858 | 86.9 | 90.2877
2019-01-24 01:00 | No Data | No Data | No Data | No Data | 39.472 | 46.8445 | No Data | No Data | No Data | No Data | No Data | No Data | No Data | No Data | 21.6 | 38.94 | 24.57 | 33.8203 | 73.8 | 75.3289
2019-01-24 01:30 | No Data | No Data | No Data | No Data | 32.1355 | 40.854 | No Data | No Data | No Data | No Data | No Data | No Data | No Data | No Data | 26.4 | 42.7308 | 15.925 | 29.2795 | 60.3 | 66.5259
2019-01-24 02:00 | No Data | No Data | No Data | No Data | 30.2434 | 39.383 | No Data | No Data | No Data | No Data | No Data | No Data | No Data | No Data | 21.2 | 39.0548 | 17.29 | 30.0438 | 59.6 | 65.3894
2019-01-24 02:30 | No Data | No Data | No Data | No Data | 28.0949 | 36.5213 | No Data | No Data | No Data | No Data | No Data | No Data | No Data | No Data | 21.2 | 39.7291 | 16.835 | 29.41 | 59.6 | 64.826
2019-01-24 03:00 | No Data | No Data | No Data | No Data | 16.9619 | 30.2771 | No Data | No Data | No Data | No Data | No Data | No Data | No Data | No Data | 20.4 | 38.9667 | 18.2 | 30.9433 | 57.7 | 65.033
2019-01-24 03:30 | No Data | No Data | No Data | No Data | 21.0147 | 32.7202 | No Data | No Data | No Data | No Data | No Data | No Data | No Data | No Data | 16 | 36.8543 | 19.565 | 32.4871 | 60 | 66.3392
2019-01-24 04:00 | No Data | No Data | No Data | No Data | 18.6587 | 31.2593 | No Data | No Data | No Data | No Data | No Data | No Data | No Data | No Data | 17.2 | 38.8186 | 18.655 | 31.9474 | 56.1 | 62.1297
2019-01-24 04:30 | No Data | No Data | No Data | No Data | 16.5591 | 30.0532 | No Data | No Data | No Data | No Data | No Data | No Data | No Data | No Data | 21.2 | 40.749 | 16.835 | 29.7843 | 52.4 | 58.3191
2019-01-24 05:00 | No Data | No Data | No Data | No Data | 14.1421 | 25.849 | No Data | No Data | No Data | No Data | No Data | No Data | No Data | No Data | 24.8 | 42.8299 | 11.83 | 27.6803 | 50.1 | 57.0552
2019-01-24 05:30 | No Data | No Data | No Data | No Data | 19.5254 | 30.4632 | No Data | No Data | No Data | No Data | No Data | No Data | No Data | No Data | 29.6 | 46.6064 | 8.19 | 25.4678 | 46.6 | 54.2112
2019-01-24 06:00 | No Data | No Data | No Data | No Data | 26.9596 | 35.6873 | No Data | No Data | No Data | No Data | No Data | No Data | No Data | No Data | 26.8 | 42.3566 | 12.285 | 27.8778 | 52.9 | 63.2653
2019-01-24 06:30 | No Data | No Data | No Data | No Data | 28.5466 | 35.8201 | No Data | No Data | No Data | No Data | No Data | No Data | No Data | No Data | 37.6 | 50.1278 | 5.005 | 23.7386 | 49.3 | 60.6931
2019-01-24 07:00 | No Data | No Data | No Data | No Data | 33.8323 | 38.1574 | No Data | No Data | No Data | No Data | No Data | No Data | No Data | No Data | 32 | 43.0516 | 11.83 | 26.8604 | 55.1 | 67.9709
2019-01-24 07:30 | No Data | No Data | No Data | No Data | 26.7033 | 31.0785 | No Data | No Data | No Data | No Data | No Data | No Data | No Data | No Data | 16 | 32.946 | 13.65 | 28.9059 | 44.6 | 58.5932
2019-01-24 08:00 | No Data | No Data | No Data | No Data | 17.0718 | 23.3292 | No Data | No Data | No Data | No Data | No Data | No Data | No Data | No Data | -2.4 | -23.231 | 4.095 | 23.1156 | 18.9 | 41.9936
2019-01-24 08:30 | No Data | No Data | No Data | No Data | 14.8135 | 22.9551 | No Data | No Data | No Data | No Data | No Data | No Data | No Data | No Data | -18.8 | -27.4489 | -14.56 | -24.3882 | -16.1 | -32.9074
2019-01-24 09:00 | No Data | No Data | No Data | No Data | 3.888 | 13.9385 | No Data | No Data | No Data | No Data | No Data | No Data | No Data | No Data | -20.8 | -27.5071 | -31.395 | -33.713 | -13.8 | -32.0258
2019-01-24 09:30 | No Data | No Data | No Data | No Data | 18.8052 | 26.5687 | No Data | No Data | No Data | No Data | No Data | No Data | No Data | No Data | -22 | -27.2029 | -35.035 | -36.5646 | -20.4 | -34.9674
2019-01-24 10:00 | No Data | No Data | No Data | No Data | 14.8623 | 23.9405 | No Data | No Data | No Data | No Data | No Data | No Data | No Data | No Data | -24 | -30.735 | -18.2 | -23.5943 | -30.1 | -38.4969
2019-01-24 10:30 | No Data | No Data | No Data | No Data | 18.0972 | 25.5588 | No Data | No Data | No Data | No Data | No Data | No Data | No Data | No Data | -20.8 | -28.5797 | -20.93 | -25.7588 | -34.4 | -42.1749
2019-01-24 11:00 | No Data | No Data | No Data | No Data | 18.2437 | 25.3471 | No Data | No Data | No Data | No Data | No Data | No Data | No Data | No Data | -27.6 | -34.0846 | -14.105 | -21.2734 | -27.9 | -39.3154
2019-01-24 11:30 | No Data | No Data | No Data | No Data | 23.9933 | 29.7544 | No Data | No Data | No Data | No Data | No Data | No Data | No Data | No Data | -30.4 | -35.9555 | -8.645 | -18.5269 | -22.4 | -36.4067
2019-01-24 12:00 | No Data | No Data | No Data | No Data | 21.0147 | 27.4092 | No Data | No Data | No Data | No Data | No Data | No Data | No Data | No Data | -25.2 | -34.2532 | -14.56 | -20.2718 | -22.2 | -38.048
2019-01-24 12:30 | No Data | No Data | No Data | No Data | 28.9616 | 37.1921 | No Data | No Data | No Data | No Data | No Data | No Data | No Data | No Data | -40 | -45.6508 | 3.64 | 15.8925 | -5.1 | -25.4169
2019-01-24 13:00 | No Data | No Data | No Data | No Data | 36.701 | 44.5069 | No Data | No Data | No Data | No Data | No Data | No Data | No Data | No Data | -42 | -45.5386 | 0 | 14.56 | -4.4 | -24.2033
2019-01-24 13:30 | No Data | No Data | No Data | No Data | 35.1629 | 41.8929 | No Data | No Data | No Data | No Data | No Data | No Data | No Data | No Data | -34.4 | -40.6192 | 0 | 13.65 | -6.4 | -27.4563
2019-01-24 14:00 | No Data | No Data | No Data | No Data | 35.3216 | 41.0256 | No Data | No Data | No Data | No Data | No Data | No Data | No Data | No Data | -26.8 | -34.4209 | -11.83 | -18.4092 | -14.3 | -33.6859
2019-01-24 14:30 | No Data | No Data | No Data | No Data | 21.1734 | 27.2984 | No Data | No Data | No Data | No Data | No Data | No Data | No Data | No Data | -20.8 | -32.9848 | -14.56 | -18.7601 | -17.3 | -26.7479
2019-01-24 15:00 | No Data | No Data | No Data | No Data | 34.4427 | 40.0081 | No Data | No Data | No Data | No Data | No Data | No Data | No Data | No Data | -26.4 | -33.3635 | -26.39 | -27.9149 | -28.4 | -36.7349
2019-01-24 15:30 | No Data | No Data | No Data | No Data | 36.8109 | 41.2256 | No Data | No Data | No Data | No Data | No Data | No Data | No Data | No Data | -24 | -31.7591 | -29.575 | -30.8126 | -27.7 | -40.2484
2019-01-24 16:00 | No Data | No Data | No Data | No Data | 42.707 | 45.3081 | No Data | No Data | No Data | No Data | No Data | No Data | No Data | No Data | -15.6 | -29.6378 | -37.765 | -38.2985 | -32.2 | -39.5707
2019-01-24 16:30 | No Data | No Data | No Data | No Data | 56.8551 | 58.8341 | No Data | No Data | No Data | No Data | No Data | No Data | No Data | No Data | -39.2 | -49.1203 | -29.12 | -31.4312 | -20.6 | -28.5727
2019-01-24 17:00 | No Data | No Data | No Data | No Data | 62.8977 | 64.3062 | No Data | No Data | No Data | No Data | No Data | No Data | No Data | No Data | -20.4 | -38.9667 | -46.865 | -47.6557 | -38 | -45.763
2019-01-24 17:30 | No Data | No Data | No Data | No Data | 65.7176 | 67.0668 | No Data | No Data | No Data | No Data | No Data | No Data | No Data | No Data | -20.4 | -40.3386 | -47.775 | -48.4719 | -35.9 | -43.6331
2019-01-24 18:00 | No Data | No Data | No Data | No Data | 75.1049 | 76.3711 | No Data | No Data | No Data | No Data | No Data | No Data | No Data | No Data | -54.8 | -61.358 | -11.375 | -18.1202 | 0.5 | 35.8035
2019-01-24 18:30 | No Data | No Data | No Data | No Data | 76.7407 | 77.9803 | No Data | No Data | No Data | No Data | No Data | No Data | No Data | No Data | -49.2 | -56.6095 | -13.65 | -20.2922 | -1.3 | -31.6267
2019-01-24 19:00 | No Data | No Data | No Data | No Data | 79.353 | 80.5525 | No Data | No Data | No Data | No Data | No Data | No Data | No Data | No Data | -42.4 | -51.94 | -6.37 | -19.7126 | 9.5 | 42.1171
2019-01-24 19:30 | No Data | No Data | No Data | No Data | 79.8169 | 80.8815 | No Data | No Data | No Data | No Data | No Data | No Data | No Data | No Data | -28.4 | -43.3866 | 6.37 | 23.625 | 32.2 | 49.4276
2019-01-24 20:00 | No Data | No Data | No Data | No Data | 81.3062 | 82.6843 | No Data | No Data | No Data | No Data | No Data | No Data | No Data | No Data | -32.4 | -42.8224 | 35.945 | 45.4135 | 76.8 | 92.136
2019-01-24 20:30 | No Data | No Data | No Data | No Data | 77.8759 | 80.0348 | No Data | No Data | No Data | No Data | No Data | No Data | No Data | No Data | -29.2 | -46.6648 | 43.68 | 53.007 | 112.9 | 124.8491
2019-01-24 21:00 | No Data | No Data | No Data | No Data | 64.6921 | 68.4306 | No Data | No Data | No Data | No Data | No Data | No Data | No Data | No Data | -29.6 | -48.4842 | 47.32 | 56.5373 | 113.9 | 125.5851
2019-01-24 21:30 | No Data | No Data | No Data | No Data | 57.5631 | 62.3681 | No Data | No Data | No Data | No Data | No Data | No Data | No Data | No Data | -30 | -45.6438 | 45.955 | 57.2397 | 107.6 | 111.5971
2019-01-24 22:00 | No Data | No Data | No Data | No Data | 55.671 | 60.6261 | No Data | No Data | No Data | No Data | No Data | No Data | No Data | No Data | -51.6 | -58.7074 | 76.44 | 83.3445 | 140.8 | 144.847
2019-01-24 22:30 | No Data | No Data | No Data | No Data | 45.1606 | 51.1443 | No Data | No Data | No Data | No Data | No Data | No Data | No Data | No Data | -28 | -37.4037 | 70.98 | 76.7212 | 135.3 | 138.1872
2019-01-24 23:00 | No Data | No Data | No Data | No Data | 29.987 | 38.412 | No Data | No Data | No Data | No Data | No Data | No Data | No Data | No Data | -30.4 | -35.9555 | 81.445 | 85.7551 | 139.7 | 141.3145
2019-01-24 23:30 | No Data | No Data | No Data | No Data | 23.6759 | 32.1479 | No Data | No Data | No Data | No Data | No Data | No Data | No Data | No Data | -29.2 | -34.3022 | 83.265 | 87.0763 | 143.6 | 144.774
2019-01-25 | No Data | No Data | No Data | No Data | 21.3687 | 31.6762 | No Data | No Data | No Data | No Data | No Data | No Data | No Data | No Data | -27.2 | -33.2938 | 80.08 | 84.0359 | 141.3 | 142.319
2019-01-25 00:30 | No Data | No Data | No Data | No Data | 21.3687 | 26.8479 | No Data | No Data | No Data | No Data | No Data | No Data | No Data | No Data | -19.6 | -27.7186 | 73.255 | 77.7105 | 141.2 | 143.4136
2019-01-25 01:00 | No Data | No Data | No Data | No Data | 5.0233 | 15.2149 | No Data | No Data | No Data | No Data | No Data | No Data | No Data | No Data | -24.4 | -32.3234 | 77.35 | 81.0219 | 135.7 | 136.3898
2019-01-25 01:30 | No Data | No Data | No Data | No Data | -6.4149 | -14.2514 | No Data | No Data | No Data | No Data | No Data | No Data | No Data | No Data | -24.8 | -33.4186 | 75.075 | 79.2811 | 126.7 | 127.669
2019-01-25 02:00 | No Data | No Data | No Data | No Data | -12.2133 | -17.6385 | No Data | No Data | No Data | No Data | No Data | No Data | No Data | No Data | -25.6 | -34.5485 | 74.165 | 78.2732 | 124.5 | 125.4366
2019-01-25 02:30 | No Data | No Data | No Data | No Data | -13.8979 | -20.2412 | No Data | No Data | No Data | No Data | No Data | No Data | No Data | No Data | 2.4 | 29.2985 | 44.59 | 50.4783 | 95.5 | 97.8248
2019-01-25 03:00 | No Data | No Data | No Data | No Data | -17.2305 | -17.3085 | No Data | No Data | No Data | No Data | No Data | No Data | No Data | No Data | 0.8 | 29.211 | 47.775 | 53.1124 | 94.8 | 98.8203
2019-01-25 03:30 | No Data | No Data | No Data | No Data | -15.9976 | -15.9976 | No Data | No Data | No Data | No Data | No Data | No Data | No Data | No Data | -2 | -29.6675 | 47.775 | 53.5162 | 95.2 | 98.9004
2019-01-25 04:00 | No Data | No Data | No Data | No Data | -21.3321 | -21.3321 | No Data | No Data | No Data | No Data | No Data | No Data | No Data | No Data | 12 | 34.176 | 35.035 | 41.5273 | 80.8 | 84.3176
2019-01-25 04:30 | No Data | No Data | No Data | No Data | -14.667 | -14.8174 | No Data | No Data | No Data | No Data | No Data | No Data | No Data | No Data | 26 | 42.8019 | 19.565 | 27.9927 | 66.4 | 70.1086
2019-01-25 05:00 | No Data | No Data | No Data | No Data | -10.4677 | -14.1957 | No Data | No Data | No Data | No Data | No Data | No Data | No Data | No Data | 32.4 | 45.8345 | 14.56 | 23.947 | 61.5 | 65.8153
2019-01-25 05:30 | No Data | No Data | No Data | No Data | 4.9134 | 16.0596 | No Data | No Data | No Data | No Data | No Data | No Data | No Data | No Data | 24 | 38.4187 | 24.57 | 31.983 | 73.5 | 78.2336
2019-01-25 06:00 | No Data | No Data | No Data | No Data | 16.144 | 25.2694 | No Data | No Data | No Data | No Data | No Data | No Data | No Data | No Data | 37.2 | 49.0697 | 11.375 | 22.2392 | 65.1 | 69.3831
2019-01-25 06:30 | No Data | No Data | No Data | No Data | 26.6056 | 32.9511 | No Data | No Data | No Data | No Data | No Data | No Data | No Data | No Data | 55.6 | 65.5927 | -8.19 | -18.3134 | 49.6 | 55.1014
2019-01-25 07:00 | No Data | No Data | No Data | No Data | 34.345 | 37.0917 | No Data | No Data | No Data | No Data | No Data | No Data | No Data | No Data | 69.6 | 77.286 | -20.02 | -23.7299 | 37.8 | 42.2171
2019-01-25 07:30 | No Data | No Data | No Data | No Data | 45.3193 | 46.6916 | No Data | No Data | No Data | No Data | No Data | No Data | No Data | No Data | 56 | 62.6099 | -21.84 | -24.2178 | 27.3 | 35.8912
2019-01-25 08:00 | No Data | No Data | No Data | No Data | 41.6815 | 45.6523 | No Data | No Data | No Data | No Data | No Data | No Data | No Data | No Data | 39.2 | 50.1007 | -31.85 | -33.2524 | 7.2 | 22.0109
2019-01-25 08:30 | No Data | No Data | No Data | No Data | 39.7772 | 44.9701 | No Data | No Data | No Data | No Data | No Data | No Data | No Data | No Data | 15.2 | 32.565 | -36.4 | -37.2128 | 0 | 11.9
2019-01-25 09:00 | No Data | No Data | No Data | No Data | 34.1375 | 40.9752 | No Data | No Data | No Data | No Data | No Data | No Data | No Data | No Data | 12.8 | 28.6217 | -54.6 | -54.7533 | -19.6 | -26.952
2019-01-25 09:30 | No Data | No Data | No Data | No Data | 31.8303 | 39.0173 | No Data | No Data | No Data | No Data | No Data | No Data | No Data | No Data | 23.6 | 34.8184 | -63.7 | -63.7016 | -31.2 | -37.1529
2019-01-25 10:00 | No Data | No Data | No Data | No Data | 29.1203 | 37.9029 | No Data | No Data | No Data | No Data | No Data | No Data | No Data | No Data | -2 | -22.4891 | -46.865 | -46.9731 | -19.4 | -34.1463
2019-01-25 10:30 | No Data | No Data | No Data | No Data | 8.8685 | 25.4883 | No Data | No Data | No Data | No Data | No Data | No Data | No Data | No Data | 9.2 | 27.5797 | -59.15 | -59.157 | -55.2 | -57.3079
2019-01-25 11:00 | No Data | No Data | No Data | No Data | 8.0995 | 24.6537 | No Data | No Data | No Data | No Data | No Data | No Data | No Data | No Data | -2.8 | -31.7238 | -74.62 | -74.6422 | -72.9 | -73.0514
2019-01-25 11:30 | No Data | No Data | No Data | No Data | 17.1695 | 30.263 | No Data | No Data | No Data | No Data | No Data | No Data | No Data | No Data | 12.4 | 39.5919 | -77.805 | -77.8063 | -79.4 | -79.6116
2019-01-25 12:00 | No Data | No Data | No Data | No Data | 24.2496 | 36.5433 | No Data | No Data | No Data | No Data | No Data | No Data | No Data | No Data | 35.6 | 54.1479 | -97.825 | -97.9529 | -86.1 | -86.6116
2019-01-25 12:30 | No Data | No Data | No Data | No Data | 33.991 | 43.6206 | No Data | No Data | No Data | No Data | No Data | No Data | No Data | No Data | 55.2 | 72.111 | -93.275 | -93.3294 | -69.8 | -70.946
2019-01-25 13:00 | No Data | No Data | No Data | No Data | 41.1078 | 49.3682 | No Data | No Data | No Data | No Data | No Data | No Data | No Data | No Data | 42 | 61.9948 | -81.445 | -81.4463 | -83.9 | -83.901
2019-01-25 13:30 | No Data | No Data | No Data | No Data | 37.1649 | 47.2222 | No Data | No Data | No Data | No Data | No Data | No Data | No Data | No Data | 45.2 | 65.0637 | -78.26 | -78.26 | -77.7 | -77.7006
2019-01-25 14:00 | No Data | No Data | No Data | No Data | 31.6838 | 42.8684 | No Data | No Data | No Data | No Data | No Data | No Data | No Data | No Data | 38 | 55.4631 | -82.81 | -82.9349 | -83.5 | -83.5005
2019-01-25 14:30 | No Data | No Data | No Data | No Data | 28.2902 | 40.4249 | No Data | No Data | No Data | No Data | No Data | No Data | No Data | No Data | 0.8 | 32.0025 | -70.98 | -70.9815 | -72.3 | -72.3011
2019-01-25 15:00 | No Data | No Data | No Data | No Data | 19.0127 | 36.8251 | No Data | No Data | No Data | No Data | No Data | No Data | No Data | No Data | 1.2 | 30.8234 | -38.675 | -39.2726 | -39.9 | -43.6904
2019-01-25 15:30 | No Data | No Data | No Data | No Data | 18.9151 | 34.3464 | No Data | No Data | No Data | No Data | No Data | No Data | No Data | No Data | -12.8 | -28.2645 | -63.7 | -63.7 | -63.2 | -65.073
2019-01-25 16:00 | No Data | No Data | No Data | No Data | 18.9151 | 34.3464 | No Data | No Data | No Data | No Data | No Data | No Data | No Data | No Data | 11.6 | 31.4197 | -84.63 | -84.6899 | -85.2 | -86.3917
2019-01-25 16:30 | No Data | No Data | No Data | No Data | 12.2011 | 27.8462 | No Data | No Data | No Data | No Data | No Data | No Data | No Data | No Data | 18.4 | 33.8396 | -90.545 | -90.6592 | -86.9 | -88.2715
2019-01-25 17:00 | No Data | No Data | No Data | No Data | 3.7903 | 21.3658 | No Data | No Data | No Data | No Data | No Data | No Data | No Data | No Data | 12.4 | 30.6229 | -79.625 | -79.6887 | -76.5 | -77.8067
2019-01-25 17:30 | No Data | No Data | No Data | No Data | 5.7313 | 19.9747 | No Data | No Data | No Data | No Data | No Data | No Data | No Data | No Data | 30 | 40.2274 | -68.25 | -68.2879 | -61.8 | -66.4425
2019-01-25 18:00 | No Data | No Data | No Data | No Data | 4.3519 | 19.5163 | No Data | No Data | No Data | No Data | No Data | No Data | No Data | No Data | 12 | 24.0133 | -56.875 | -57.0222 | -43.1 | -51.6707
2019-01-25 18:30 | No Data | No Data | No Data | No Data | 7.5868 | 24.0494 | No Data | No Data | No Data | No Data | No Data | No Data | No Data | No Data | 16 | 26.242 | -54.145 | -54.2672 | -34.3 | -44.5314
2019-01-25 19:00 | No Data | No Data | No Data | No Data | 5.4749 | 22.2246 | No Data | No Data | No Data | No Data | No Data | No Data | No Data | No Data | 18 | 39.1796 | -14.105 | -22.668 | 20.2 | 43.9208
2019-01-25 19:30 | No Data | No Data | No Data | No Data | 1.0193 | 21.8198 | No Data | No Data | No Data | No Data | No Data | No Data | No Data | No Data | 23.6 | 32.8146 | 1.365 | 14.6238 | 52 | 62.9623
2019-01-25 20:00 | No Data | No Data | No Data | No Data | 17.4746 | 37.0414 | No Data | No Data | No Data | No Data | No Data | No Data | No Data | No Data | 25.6 | 38.5331 | 16.38 | 26.2208 | 85.5 | 93.5641
2019-01-25 20:30 | No Data | No Data | No Data | No Data | 24.9577 | 42.9606 | No Data | No Data | No Data | No Data | No Data | No Data | No Data | No Data | 21.2 | 33.8585 | 32.305 | 38.7419 | 103.3 | 107.4572
2019-01-25 21:00 | No Data | No Data | No Data | No Data | 37.6287 | 47.7079 | No Data | No Data | No Data | No Data | No Data | No Data | No Data | No Data | 27.2 | 39.3243 | 27.3 | 34.6786 | 94.8 | 98.4073
2019-01-25 21:30 | No Data | No Data | No Data | No Data | 39.5209 | 49.214 | No Data | No Data | No Data | No Data | No Data | No Data | No Data | No Data | 34 | 46.4172 | 15.925 | 25.2269 | 80.8 | 83.6373
2019-01-25 22:00 | No Data | No Data | No Data | No Data | 36.347 | 46.7036 | No Data | No Data | No Data | No Data | No Data | No Data | No Data | No Data | 36.4 | 50.0831 | 14.56 | 21.9157 | 73.7 | 74.1771
2019-01-25 22:30 | No Data | No Data | No Data | No Data | 35.1141 | 46.6549 | No Data | No Data | No Data | No Data | No Data | No Data | No Data | No Data | 32 | 44.9729 | 18.655 | 26.3822 | 78 | 80.3523
2019-01-25 23:00 | No Data | No Data | No Data | No Data | 30.8537 | 42.0092 | No Data | No Data | No Data | No Data | No Data | No Data | No Data | No Data | 26 | 41.2311 | 23.205 | 30.6476 | 76.5 | 78.2803
2019-01-25 23:30 | No Data | No Data | No Data | No Data | 37.1649 | 46.8406 | No Data | No Data | No Data | No Data | No Data | No Data | No Data | No Data | 32.8 | 48.7015 | 15.47 | 24.2349 | 69.1 | 70.4064
2019-01-26 | No Data | No Data | No Data | No Data | 47.7241 | 54.5444 | No Data | No Data | No Data | No Data | No Data | No Data | No Data | No Data | 21.2 | 38.3854 | 25.48 | 33.5591 | 81.4 | 84.6966
2019-01-26 00:30 | No Data | No Data | No Data | No Data | 49.3111 | 53.9331 | No Data | No Data | No Data | No Data | No Data | No Data | No Data | No Data | 42.4 | 54.0992 | 6.37 | 20.1437 | 67.5 | 72.5155
2019-01-26 01:00 | No Data | No Data | No Data | No Data | 45.2583 | 51.0826 | No Data | No Data | No Data | No Data | No Data | No Data | No Data | No Data | 20.8 | 37.8312 | 26.845 | 34.3216 | 76.5 | 79.122
2019-01-26 01:30 | No Data | No Data | No Data | No Data | 36.4446 | 43.4665 | No Data | No Data | No Data | No Data | No Data | No Data | No Data | No Data | 20 | 34.7356 | 25.935 | 35.4141 | 70.9 | 80.7265
2019-01-26 02:00 | No Data | No Data | No Data | No Data | 23.3219 | 33.2421 | No Data | No Data | No Data | No Data | No Data | No Data | No Data | No Data | 28.8 | 42.7551 | 15.47 | 27.1365 | 58 | 67.8457
2019-01-26 02:30 | No Data | No Data | No Data | No Data | 30.9148 | 40.1646 | No Data | No Data | No Data | No Data | No Data | No Data | No Data | No Data | 27.6 | 42.2583 | 17.29 | 28.9381 | 58 | 66.0019
2019-01-26 03:00 | No Data | No Data | No Data | No Data | 28.4001 | 38.2628 | No Data | No Data | No Data | No Data | No Data | No Data | No Data | No Data | 16.8 | 33.688 | 27.3 | 36.6833 | 66.7 | 73.0951
2019-01-26 03:30 | No Data | No Data | No Data | No Data | 37.1649 | 46.1367 | No Data | No Data | No Data | No Data | No Data | No Data | No Data | No Data | 27.6 | 41.6557 | 16.38 | 28.7767 | 54.1 | 60.2417
2019-01-26 04:00 | No Data | No Data | No Data | No Data | 39.2645 | 50.1408 | No Data | No Data | No Data | No Data | No Data | No Data | No Data | No Data | 28.8 | 43.6495 | 11.83 | 26.8604 | 49.6 | 55.4993
2019-01-26 04:30 | No Data | No Data | No Data | No Data | 50.544 | 59.6277 | No Data | No Data | No Data | No Data | No Data | No Data | No Data | No Data | 21.2 | 37.0621 | 20.93 | 32.6238 | 57.5 | 62.7396
2019-01-26 05:00 | No Data | No Data | No Data | No Data | 52.3384 | 61.1562 | No Data | No Data | No Data | No Data | No Data | No Data | No Data | No Data | 15.2 | 32.2118 | 27.3 | 37.97 | 63.5 | 69.3589
2019-01-26 05:30 | No Data | No Data | No Data | No Data | 52.2408 | 61.0727 | No Data | No Data | No Data | No Data | No Data | No Data | No Data | No Data | 6 | 26.2937 | 35.945 | 45.2285 | 74.1 | 80.5959
2019-01-26 06:00 | No Data | No Data | No Data | No Data | 53.8766 | 62.4776 | No Data | No Data | No Data | No Data | No Data | No Data | No Data | No Data | 8.4 | 27.3232 | 34.58 | 44.0575 | 72.5 | 79.6571
2019-01-26 06:30 | No Data | No Data | No Data | No Data | 55.671 | 62.9236 | No Data | No Data | No Data | No Data | No Data | No Data | No Data | No Data | 12.8 | 29.6998 | 32.305 | 41.7138 | 72.1 | 77.8261
2019-01-26 07:00 | No Data | No Data | No Data | No Data | 59.0524 | 65.9341 | No Data | No Data | No Data | No Data | No Data | No Data | No Data | No Data | 14 | 29.8824 | 29.12 | 38.9949 | 67.9 | 74.1918
2019-01-26 07:30 | No Data | No Data | No Data | No Data | 60.798 | 66.8076 | No Data | No Data | No Data | No Data | No Data | No Data | No Data | No Data | 5.2 | 26.1228 | 33.215 | 42.4225 | 69.1 | 75.7761
2019-01-26 08:00 | No Data | No Data | No Data | No Data | 56.6964 | 63.0978 | No Data | No Data | No Data | No Data | No Data | No Data | No Data | No Data | 17.2 | 33.8892 | 20.02 | 31.6936 | 32.6 | 40.1288
2019-01-26 08:30 | No Data | No Data | No Data | No Data | 52.2408 | 59.1266 | No Data | No Data | No Data | No Data | No Data | No Data | No Data | No Data | 17.2 | 29.853 | -14.105 | -19.0068 | 1.9 | 11.6559
2019-01-26 09:00 | No Data | No Data | No Data | No Data | 49.7749 | 56.9596 | No Data | No Data | No Data | No Data | No Data | No Data | No Data | No Data | 26.4 | 37.3352 | -45.5 | -41.9637 | -24 | -24.6447
2019-01-26 09:30 | No Data | No Data | No Data | No Data | 49.6162 | 58.5175 | No Data | No Data | No Data | No Data | No Data | No Data | No Data | No Data | -8.4 | -21.6924 | -9.555 | -18.5716 | -21.2 | -23.3555
2019-01-26 10:00 | No Data | No Data | No Data | No Data | 48.3345 | 58.6854 | No Data | No Data | No Data | No Data | No Data | No Data | No Data | No Data | 16.8 | 32.997 | -38.22 | -39.8768 | -39.1 | -39.2001
2019-01-26 10:30 | No Data | No Data | No Data | No Data | 48.2368 | 58.605 | No Data | No Data | No Data | No Data | No Data | No Data | No Data | No Data | -6 | -24.3508 | -16.38 | -21.6161 | -41.7 | -41.9529
2019-01-26 11:00 | No Data | No Data | No Data | No Data | 46.4424 | 57.1371 | No Data | No Data | No Data | No Data | No Data | No Data | No Data | No Data | -1.6 | -24.4524 | -21.385 | -26.1298 | -44.3 | -44.5486
2019-01-26 11:30 | No Data | No Data | No Data | No Data | 46.8574 | 57.475 | No Data | No Data | No Data | No Data | No Data | No Data | No Data | No Data | -8.8 | -23.6947 | -14.56 | -21.2442 | -40.5 | -40.8717
2019-01-26 12:00 | No Data | No Data | No Data | No Data | 47.6753 | 58.1437 | No Data | No Data | No Data | No Data | No Data | No Data | No Data | No Data | 0 | 25.2507 | -26.39 | -29.7112 | -51 | -51.1895
2019-01-26 12:30 | No Data | No Data | No Data | No Data | 45.9297 | 56.7212 | No Data | No Data | No Data | No Data | No Data | No Data | No Data | No Data | 7.6 | 27.088 | -24.115 | -27.2734 | -41.1 | -41.4798
2019-01-26 13:00 | No Data | No Data | No Data | No Data | 43.7324 | 54.957 | No Data | No Data | No Data | No Data | No Data | No Data | No Data | No Data | -2.4 | -25.7123 | -24.115 | -28.1696 | -47.2 | -47.3692
2019-01-26 13:30 | No Data | No Data | No Data | No Data | 41.7304 | 53.3777 | No Data | No Data | No Data | No Data | No Data | No Data | No Data | No Data | -10.4 | -28.3746 | -19.11 | -24.8756 | -41.1 | -41.7787
2019-01-26 14:00 | No Data | No Data | No Data | No Data | 39.9847 | 52.0244 | No Data | No Data | No Data | No Data | No Data | No Data | No Data | No Data | 4.4 | 31.1127 | -34.58 | -36.6974 | -32.2 | -36.7924
2019-01-26 14:30 | No Data | No Data | No Data | No Data | 41.7304 | 53.4082 | No Data | No Data | No Data | No Data | No Data | No Data | No Data | No Data | -5.2 | -28.0856 | -25.48 | -29.8086 | -21.8 | -30.4784
2019-01-26 15:00 | No Data | No Data | No Data | No Data | 34.4427 | 46.8074 | No Data | No Data | No Data | No Data | No Data | No Data | No Data | No Data | 14.4 | 32.1994 | -44.135 | -45.5773 | -61.5 | -63.8063
2019-01-26 15:30 | No Data | No Data | No Data | No Data | 30.5974 | 44.055 | No Data | No Data | No Data | No Data | No Data | No Data | No Data | No Data | 25.2 | 40.7313 | -53.69 | -54.4557 | -69.1 | -70.544
2019-01-26 16:00 | No Data | No Data | No Data | No Data | 35.5779 | 46.4747 | No Data | No Data | No Data | No Data | No Data | No Data | No Data | No Data | 35.6 | 46.2982 | -46.865 | -47.9221 | -46.5 | -51.3565
2019-01-26 16:30 | No Data | No Data | No Data | No Data | 32.9656 | 42.0501 | No Data | No Data | No Data | No Data | No Data | No Data | No Data | No Data | 20.8 | 37.1656 | -49.595 | -50.6871 | -30.3 | -40.986
2019-01-26 17:00 | No Data | No Data | No Data | No Data | 34.2962 | 41.7999 | No Data | No Data | No Data | No Data | No Data | No Data | No Data | No Data | 38 | 50.4603 | -49.595 | -50.8828 | -27.5 | -34.0626
2019-01-26 17:30 | No Data | No Data | No Data | No Data | 31.8791 | 39.8407 | No Data | No Data | No Data | No Data | No Data | No Data | No Data | No Data | 33.2 | 47.2356 | -54.145 | -54.7609 | -26.3 | -35.4031
2019-01-26 18:00 | No Data | No Data | No Data | No Data | 20.502 | 30.2269 | No Data | No Data | No Data | No Data | No Data | No Data | No Data | No Data | 33.2 | 45.8345 | -43.225 | -42.4518 | -8.8 | -28.6833
2019-01-26 18:30 | No Data | No Data | No Data | No Data | 13.1655 | 22.8858 | No Data | No Data | No Data | No Data | No Data | No Data | No Data | No Data | 20.4 | 37.9494 | -15.015 | -22.8635 | 34.6 | 53.5721
2019-01-26 19:00 | No Data | No Data | No Data | No Data | 11.9448 | 19.9258 | No Data | No Data | No Data | No Data | No Data | No Data | No Data | No Data | 35.2 | 47.5714 | -29.12 | -32.3562 | 20.2 | 39.8924
2019-01-26 19:30 | No Data | No Data | No Data | No Data | 13.5317 | 20.7579 | No Data | No Data | No Data | No Data | No Data | No Data | No Data | No Data | 46.8 | 58.3205 | -40.04 | -41.8823 | 4.3 | 27.5378
2019-01-26 20:00 | No Data | No Data | No Data | No Data | 20.4532 | 30.113 | No Data | No Data | No Data | No Data | No Data | No Data | No Data | No Data | 17.2 | 32.5208 | 5.005 | 21.0778 | 52.1 | 62.8765
2019-01-26 20:30 | No Data | No Data | No Data | No Data | -1.7029 | -15.1293 | No Data | No Data | No Data | No Data | No Data | No Data | No Data | No Data | 30.4 | 46.5102 | 5.915 | 23.0663 | 54.3 | 65.7076
2019-01-26 21:00 | No Data | No Data | No Data | No Data | -2.7283 | -18.5673 | No Data | No Data | No Data | No Data | No Data | No Data | No Data | No Data | 20 | 38.7587 | 18.2 | 30.9433 | 63.9 | 73.8892
2019-01-26 21:30 | No Data | No Data | No Data | No Data | -3.949 | -19.084 | No Data | No Data | No Data | No Data | No Data | No Data | No Data | No Data | 12.8 | 36.3296 | 23.66 | 34.771 | 68.6 | 78.5188
2019-01-26 22:00 | No Data | No Data | No Data | No Data | -9.7963 | -21.0849 | No Data | No Data | No Data | No Data | No Data | No Data | No Data | No Data | 20 | 42.5883 | 14.56 | 26.6282 | 59.1 | 67.9342
2019-01-26 22:30 | No Data | No Data | No Data | No Data | 3.7903 | 21.5701 | No Data | No Data | No Data | No Data | No Data | No Data | No Data | No Data | 25.2 | 43.6165 | 13.65 | 26.872 | 58.7 | 65.1658
2019-01-26 23:00 | No Data | No Data | No Data | No Data | 11.017 | 28.9996 | No Data | No Data | No Data | No Data | No Data | No Data | No Data | No Data | 26.8 | 45.2018 | 10.92 | 25.2351 | 52 | 55.7136
2019-01-26 23:30 | No Data | No Data | No Data | No Data | 12.604 | 29.6388 | No Data | No Data | No Data | No Data | No Data | No Data | No Data | No Data | 25.2 | 43.9436 | 12.285 | 25.8551 | 57.9 | 61.7978
2019-01-27 | No Data | No Data | No Data | No Data | 16.7544 | 29.0144 | No Data | No Data | No Data | No Data | No Data | No Data | No Data | No Data | 18.4 | 39.365 | 18.655 | 30.8495 | 64.3 | 68.5633
2019-01-27 00:30 | No Data | No Data | No Data | No Data | 28.6076 | 37.0487 | No Data | No Data | No Data | No Data | No Data | No Data | No Data | No Data | 30 | 45.9461 | 5.005 | 25.5206 | 57.9 | 67.0436
2019-01-27 01:00 | No Data | No Data | No Data | No Data | 18.9639 | 30.2298 | No Data | No Data | No Data | No Data | No Data | No Data | No Data | No Data | 24.8 | 44.0454 | 9.1 | 26.6282 | 53 | 58.2635
2019-01-27 01:30 | No Data | No Data | No Data | No Data | 22.3453 | 34.2422 | No Data | No Data | No Data | No Data | No Data | No Data | No Data | No Data | 18.4 | 40.4297 | 15.47 | 30.1984 | 53.6 | 58.2477
2019-01-27 02:00 | No Data | No Data | No Data | No Data | 23.8834 | 38.0691 | No Data | No Data | No Data | No Data | No Data | No Data | No Data | No Data | 14.8 | 39.6646 | 16.835 | 29.7843 | 51.4 | 54.4606
2019-01-27 02:30 | No Data | No Data | No Data | No Data | 24.7623 | 37.3767 | No Data | No Data | No Data | No Data | No Data | No Data | No Data | No Data | 16 | 40.4949 | 16.835 | 30.1607 | 50.5 | 54.3162
2019-01-27 03:00 | No Data | No Data | No Data | No Data | 28.1926 | 41.1321 | No Data | No Data | No Data | No Data | No Data | No Data | No Data | No Data | 4 | 34.2345 | 28.665 | 39.585 | 61.4 | 64.5136
2019-01-27 03:30 | No Data | No Data | No Data | No Data | 32.1355 | 43.9286 | No Data | No Data | No Data | No Data | No Data | No Data | No Data | No Data | 4.4 | 35.0771 | 27.3 | 37.6552 | 59.2 | 62.1743
2019-01-27 04:00 | No Data | No Data | No Data | No Data | 34.2473 | 46.5893 | No Data | No Data | No Data | No Data | No Data | No Data | No Data | No Data | 4.4 | 41.4343 | 24.57 | 31.983 | 55.9 | 57.956
2019-01-27 04:30 | No Data | No Data | No Data | No Data | 32.6482 | 45.4268 | No Data | No Data | No Data | No Data | No Data | No Data | No Data | No Data | 5.2 | 47.8832 | 26.845 | 29.5225 | 55.7 | 58.1496
2019-01-27 05:00 | No Data | No Data | No Data | No Data | 39.8871 | 50.8789 | No Data | No Data | No Data | No Data | No Data | No Data | No Data | No Data | 0.4 | 48.0017 | 29.12 | 32.1605 | 57.7 | 59.7456
2019-01-27 05:30 | No Data | No Data | No Data | No Data | 41.7304 | 51.4229 | No Data | No Data | No Data | No Data | No Data | No Data | No Data | No Data | 1.2 | 48.4149 | 26.845 | 30.325 | 57.9 | 60.3441
2019-01-27 06:00 | No Data | No Data | No Data | No Data | 41.7792 | 51.4625 | No Data | No Data | No Data | No Data | No Data | No Data | No Data | No Data | 1.6 | 47.6269 | 27.755 | 31.3422 | 59.7 | 62.1561
2019-01-27 06:30 | No Data | No Data | No Data | No Data | 41.828 | 50.5036 | No Data | No Data | No Data | No Data | No Data | No Data | No Data | No Data | 2.8 | 44.8874 | 30.03 | 33.3736 | 63.1 | 65.6171
2019-01-27 07:00 | No Data | No Data | No Data | No Data | 43.83 | 52.1737 | No Data | No Data | No Data | No Data | No Data | No Data | No Data | No Data | 2.4 | 46.462 | 30.94 | 34.3909 | 64.2 | 66.4901
2019-01-27 07:30 | No Data | No Data | No Data | No Data | 42.0844 | 49.7956 | No Data | No Data | No Data | No Data | No Data | No Data | No Data | No Data | -1.2 | -44.8161 | 29.575 | 32.9647 | 61.2 | 63.5982
2019-01-27 08:00 | No Data | No Data | No Data | No Data | 42.4506 | 50.1055 | No Data | No Data | No Data | No Data | No Data | No Data | No Data | No Data | 6 | 45.5456 | 23.66 | 27.0907 | 52 | 54.4354
2019-01-27 08:30 | No Data | No Data | No Data | No Data | 40.6561 | 49.6843 | No Data | No Data | No Data | No Data | No Data | No Data | No Data | No Data | -15.2 | -45.4189 | 36.4 | 39.551 | 56.3 | 58.7246
2019-01-27 09:00 | No Data | No Data | No Data | No Data | 29.987 | 41.4105 | No Data | No Data | No Data | No Data | No Data | No Data | No Data | No Data | -16 | -44.9444 | 36.855 | 39.6268 | 55.3 | 57.6522
2019-01-27 09:30 | No Data | No Data | No Data | No Data | 29.4743 | 41.0407 | No Data | No Data | No Data | No Data | No Data | No Data | No Data | No Data | -18.8 | -38.1534 | 31.85 | 33.8203 | 52.5 | 54.2581
2019-01-27 10:00 | No Data | No Data | No Data | No Data | 21.3199 | 35.6391 | No Data | No Data | No Data | No Data | No Data | No Data | No Data | No Data | -21.6 | -38.6078 | 34.125 | 36.269 | 44.5 | 47.3913
2019-01-27 10:30 | No Data | No Data | No Data | No Data | 8.0385 | 22.7964 | No Data | No Data | No Data | No Data | No Data | No Data | No Data | No Data | -30.4 | -43.2759 | 15.47 | 17.7217 | 21.7 | 25.5039
2019-01-27 11:00 | No Data | No Data | No Data | No Data | 0.0061036 | 21.3321 | No Data | No Data | No Data | No Data | No Data | No Data | No Data | No Data | -36.8 | -47.7326 | 18.2 | 20.3482 | -0.3 | -11.4039
2019-01-27 11:30 | No Data | No Data | No Data | No Data | -5.6947 | -22.032 | No Data | No Data | No Data | No Data | No Data | No Data | No Data | No Data | -26 | -41.855 | 3.64 | 7.735 | -19.3 | -21.0488
2019-01-27 12:00 | No Data | No Data | No Data | No Data | -9.3935 | -19.947 | No Data | No Data | No Data | No Data | No Data | No Data | No Data | No Data | -9.2 | -37.5446 | -4.095 | -6.4668 | -19 | -21.5648
2019-01-27 12:30 | No Data | No Data | No Data | No Data | -13.6904 | -19.439 | No Data | No Data | No Data | No Data | No Data | No Data | No Data | No Data | 1.2 | 37.2193 | -6.825 | -9.9789 | -26.3 | -28.95
2019-01-27 13:00 | No Data | No Data | No Data | No Data | -9.0272 | -14.49 | No Data | No Data | No Data | No Data | No Data | No Data | No Data | No Data | -8.8 | -35.8954 | 0 | 7.3367 | -10.6 | -19.1094
2019-01-27 13:30 | No Data | No Data | No Data | No Data | -9.4911 | -16.0818 | No Data | No Data | No Data | No Data | No Data | No Data | No Data | No Data | -5.6 | -37.6191 | -9.1 | -10.1741 | -5.6 | -18.2789
2019-01-27 14:00 | No Data | No Data | No Data | No Data | -16.7178 | -19.8882 | No Data | No Data | No Data | No Data | No Data | No Data | No Data | No Data | 32 | 54.4059 | -45.955 | -46.0989 | -53.7 | -54.0123
2019-01-27 14:30 | No Data | No Data | No Data | No Data | -20.0504 | -22.5677 | No Data | No Data | No Data | No Data | No Data | No Data | No Data | No Data | 33.6 | 54.4132 | -49.595 | -49.7638 | -56.7 | -56.796
2019-01-27 15:00 | No Data | No Data | No Data | No Data | -22.3575 | -24.4737 | No Data | No Data | No Data | No Data | No Data | No Data | No Data | No Data | 40.4 | 60.0293 | -50.505 | -50.6707 | -53 | -53.0157
2019-01-27 15:30 | No Data | No Data | No Data | No Data | -10.4189 | -14.5544 | No Data | No Data | No Data | No Data | No Data | No Data | No Data | No Data | 36.4 | 56.4907 | -45.045 | -45.0817 | -45.4 | -45.653
2019-01-27 16:00 | No Data | No Data | No Data | No Data | -3.4363 | -12.441 | No Data | No Data | No Data | No Data | No Data | No Data | No Data | No Data | -11.6 | -38.2037 | -6.825 | -9.652 | -5.8 | -17.6785
2019-01-27 16:30 | No Data | No Data | No Data | No Data | -2.2644 | -14.4428 | No Data | No Data | No Data | No Data | No Data | No Data | No Data | No Data | 0.4 | 38.0021 | -9.1 | -11.6537 | 1.7 | 20.5156
2019-01-27 17:00 | No Data | No Data | No Data | No Data | 3.8392 | 12.6047 | No Data | No Data | No Data | No Data | No Data | No Data | No Data | No Data | -2.8 | -36.9064 | 4.55 | 10.9956 | 19.6 | 31.846
2019-01-27 17:30 | No Data | No Data | No Data | No Data | 3.9368 | 14.2452 | No Data | No Data | No Data | No Data | No Data | No Data | No Data | No Data | 2.4 | 35.7435 | 10.92 | 14.8137 | 28.5 | 37.7795
2019-01-27 18:00 | No Data | No Data | No Data | No Data | 12.604 | 20.4142 | No Data | No Data | No Data | No Data | No Data | No Data | No Data | No Data | 10 | 37.7486 | 10.465 | 14.1709 | 31.9 | 38.8645
2019-01-27 18:30 | No Data | No Data | No Data | No Data | 6.1463 | 15.5769 | No Data | No Data | No Data | No Data | No Data | No Data | No Data | No Data | 12.8 | 47.7477 | 6.825 | 14.0535 | 32.8 | 40.0605
2019-01-27 19:00 | No Data | No Data | No Data | No Data | 11.9936 | 20.6147 | No Data | No Data | No Data | No Data | No Data | No Data | No Data | No Data | 6.4 | 45.6508 | 16.38 | 21.6161 | 43.3 | 49.949
2019-01-27 19:30 | No Data | No Data | No Data | No Data | 16.4492 | 27.7174 | No Data | No Data | No Data | No Data | No Data | No Data | No Data | No Data | 12 | 48.314 | 12.285 | 18.3642 | 43.1 | 49.0425
2019-01-27 20:00 | No Data | No Data | No Data | No Data | 18.4024 | 31.8995 | No Data | No Data | No Data | No Data | No Data | No Data | No Data | No Data | -1.2 | -43.2019 | 25.48 | 29.8086 | 57.2 | 62.1868
2019-01-27 20:30 | No Data | No Data | No Data | No Data | 14.3008 | 29.7228 | No Data | No Data | No Data | No Data | No Data | No Data | No Data | No Data | 5.2 | 45.4981 | 23.205 | 27.8889 | 55.5 | 60.0388
2019-01-27 21:00 | No Data | No Data | No Data | No Data | 16.6567 | 30.9665 | No Data | No Data | No Data | No Data | No Data | No Data | No Data | No Data | 10 | 49.0306 | 20.02 | 24.7547 | 51.8 | 56.5155
2019-01-27 21:30 | No Data | No Data | No Data | No Data | 24.1398 | 35.5557 | No Data | No Data | No Data | No Data | No Data | No Data | No Data | No Data | 6 | 49.5645 | 20.475 | 25.3905 | 52 | 56.4624
2019-01-27 22:00 | No Data | No Data | No Data | No Data | 29.3767 | 40.4383 | No Data | No Data | No Data | No Data | No Data | No Data | No Data | No Data | 7.2 | 50.5157 | 17.29 | 22.8997 | 47.2 | 51.5798
2019-01-27 22:30 | No Data | No Data | No Data | No Data | 42.4506 | 50.7378 | No Data | No Data | No Data | No Data | No Data | No Data | No Data | No Data | 20 | 56.0871 | 8.19 | 14.3884 | 41.4 | 44.1715
2019-01-27 23:00 | No Data | No Data | No Data | No Data | 42.3896 | 50.6867 | No Data | No Data | No Data | No Data | No Data | No Data | No Data | No Data | 21.2 | 56.8971 | 5.005 | 12.0123 | 36.7 | 39.1737
2019-01-27 23:30 | No Data | No Data | No Data | No Data | 49.1646 | 57.4865 | No Data | No Data | No Data | No Data | No Data | No Data | No Data | No Data | 24.4 | 57.8024 | 4.55 | 11.83 | 39.9 | 41.7528
2019-01-28 | No Data | No Data | No Data | No Data | 52.546 | 60.4038 | No Data | No Data | No Data | No Data | No Data | No Data | No Data | No Data | 22 | 55.3592 | 7.735 | 14.1343 | 45.7 | 48.3542
2019-01-28 00:30 | No Data | No Data | No Data | No Data | 59.5651 | 65.6875 | No Data | No Data | No Data | No Data | No Data | No Data | No Data | No Data | 25.6 | 57.6014 | 3.185 | 12.6912 | 48.2 | 53.7557
2019-01-28 01:00 | No Data | No Data | No Data | No Data | 51.2154 | 58.055 | No Data | No Data | No Data | No Data | No Data | No Data | No Data | No Data | 17.2 | 53.6328 | 11.83 | 17.3736 | 48.1 | 50.9825
2019-01-28 01:30 | No Data | No Data | No Data | No Data | 43.9887 | 53.6255 | No Data | No Data | No Data | No Data | No Data | No Data | No Data | No Data | 11.6 | 52.1076 | 15.47 | 20.0407 | 47.7 | 50.6053
2019-01-28 02:00 | No Data | No Data | No Data | No Data | 43.9887 | 54.5776 | No Data | No Data | No Data | No Data | No Data | No Data | No Data | No Data | 14.8 | 54.45 | 12.285 | 17.3736 | 41.5 | 43.228
2019-01-28 02:30 | No Data | No Data | No Data | No Data | 49.5674 | 59.1661 | No Data | No Data | No Data | No Data | No Data | No Data | No Data | No Data | 5.2 | 51.0654 | 22.295 | 26.1417 | 51.3 | 52.7077
2019-01-28 03:00 | No Data | No Data | No Data | No Data | 47.1138 | 57.1263 | No Data | No Data | No Data | No Data | No Data | No Data | No Data | No Data | 3.6 | 51.7254 | 20.475 | 24.6079 | 47.8 | 49.2349
2019-01-28 03:30 | No Data | No Data | No Data | No Data | 47.1626 | 57.1665 | No Data | No Data | No Data | No Data | No Data | No Data | No Data | No Data | -1.2 | -50.0144 | 24.57 | 28.3308 | 50.9 | 52.9525
2019-01-28 04:00 | No Data | No Data | No Data | No Data | 47.1626 | 58.1709 | No Data | No Data | No Data | No Data | No Data | No Data | No Data | No Data | -2.8 | -50.9274 | 25.935 | 30.1984 | 52 | 54.3184
2019-01-28 04:30 | No Data | No Data | No Data | No Data | 48.8472 | 59.5448 | No Data | No Data | No Data | No Data | No Data | No Data | No Data | No Data | -4 | -55.7437 | 27.3 | 28.7767 | 51.2 | 53.5531
2019-01-28 05:00 | No Data | No Data | No Data | No Data | 48.8472 | 60.4952 | No Data | No Data | No Data | No Data | No Data | No Data | No Data | No Data | 2.8 | 57.2503 | 20.475 | 21.8873 | 46.1 | 48.636
2019-01-28 05:30 | No Data | No Data | No Data | No Data | 48.8472 | 59.5448 | No Data | No Data | No Data | No Data | No Data | No Data | No Data | No Data | 2.4 | 55.6058 | 20.475 | 22.0522 | 46.9 | 48.9737
2019-01-28 06:00 | No Data | No Data | No Data | No Data | 50.8003 | 61.1573 | No Data | No Data | No Data | No Data | No Data | No Data | No Data | No Data | 4.4 | 57.3132 | 18.655 | 20.0252 | 46.8 | 48.5989
2019-01-28 06:30 | No Data | No Data | No Data | No Data | 50.898 | 60.3114 | No Data | No Data | No Data | No Data | No Data | No Data | No Data | No Data | 8 | 55.7767 | 22.75 | 23.7517 | 49.4 | 51.4841
2019-01-28 07:00 | No Data | No Data | No Data | No Data | 54.3404 | 62.4225 | No Data | No Data | No Data | No Data | No Data | No Data | No Data | No Data | 1.6 | 54.494 | 24.57 | 25.6258 | 53.7 | 55.3709
2019-01-28 07:30 | No Data | No Data | No Data | No Data | 54.3404 | 62.4225 | No Data | No Data | No Data | No Data | No Data | No Data | No Data | No Data | 4.4 | 53.3816 | 20.475 | 21.5825 | 48.9 | 50.7293
2019-01-28 08:00 | No Data | No Data | No Data | No Data | 54.3404 | 63.2685 | No Data | No Data | No Data | No Data | No Data | No Data | No Data | No Data | 1.2 | 52.0138 | 16.38 | 17.575 | 39.3 | 41.3943
2019-01-28 08:30 | No Data | No Data | No Data | No Data | 49.1035 | 58.8318 | No Data | No Data | No Data | No Data | No Data | No Data | No Data | No Data | 3.2 | 45.6158 | 7.735 | 7.7484 | 24 | 25.2982
2019-01-28 09:00 | No Data | No Data | No Data | No Data | 47.6265 | 58.6045 | No Data | No Data | No Data | No Data | No Data | No Data | No Data | No Data | -0.4 | -45.6018 | 0 | 0 | 9.1 | 12.2495
2019-01-28 09:30 | No Data | No Data | No Data | No Data | 44.5502 | 56.1331 | No Data | No Data | No Data | No Data | No Data | No Data | No Data | No Data | -1.6 | -46.0278 | -9.555 | -9.8221 | -7.4 | -8.1025
2019-01-28 10:00 | No Data | No Data | No Data | No Data | 41.1688 | 53.489 | No Data | No Data | No Data | No Data | No Data | No Data | No Data | No Data | 4 | 48.565 | -8.19 | -8.5001 | -11.8 | -12.2528
2019-01-28 10:30 | No Data | No Data | No Data | No Data | 30.8537 | 45.951 | No Data | No Data | No Data | No Data | No Data | No Data | No Data | No Data | 3.6 | 47.7359 | -20.475 | -20.9745 | -24.6 | -24.8477
2019-01-28 11:00 | No Data | No Data | No Data | No Data | 32.7092 | 47.2874 | No Data | No Data | No Data | No Data | No Data | No Data | No Data | No Data | 0.4 | 46.0017 | -17.29 | -17.669 | -21.4 | -23.3735
2019-01-28 11:30 | No Data | No Data | No Data | No Data | 28.7541 | 44.643 | No Data | No Data | No Data | No Data | No Data | No Data | No Data | No Data | 5.2 | 48.6785 | -27.3 | -27.9334 | -35.2 | -35.4993
2019-01-28 12:00 | No Data | No Data | No Data | No Data | 23.2242 | 41.2985 | No Data | No Data | No Data | No Data | No Data | No Data | No Data | No Data | 8 | 49.0567 | -32.305 | -32.842 | -49.2 | -49.3315
2019-01-28 12:30 | No Data | No Data | No Data | No Data | 20.9171 | 38.5687 | No Data | No Data | No Data | No Data | No Data | No Data | No Data | No Data | -6.8 | -45.3131 | -25.48 | -25.7387 | -48.4 | -48.5057
2019-01-28 13:00 | No Data | No Data | No Data | No Data | 20.087 | 38.1249 | No Data | No Data | No Data | No Data | No Data | No Data | No Data | No Data | -5.6 | -44.7518 | -20.02 | -20.2718 | -50.1 | -50.2086
2019-01-28 13:30 | No Data | No Data | No Data | No Data | 18.9151 | 37.5207 | No Data | No Data | No Data | No Data | No Data | No Data | No Data | No Data | 3.6 | 46.5394 | -28.21 | -28.8235 | -53.2 | -53.3502
2019-01-28 14:00 | No Data | No Data | No Data | No Data | 9.6376 | 32.091 | No Data | No Data | No Data | No Data | No Data | No Data | No Data | No Data | 5.6 | 49.5177 | -31.395 | -32.0347 | -54.9 | -54.9329
2019-01-28 14:30 | No Data | No Data | No Data | No Data | 11.3222 | 32.6937 | No Data | No Data | No Data | No Data | No Data | No Data | No Data | No Data | 4 | 46.9706 | -40.04 | -40.6964 | -53.7 | -54.1164
2019-01-28 15:00 | No Data | No Data | No Data | No Data | 16.0464 | 34.6147 | No Data | No Data | No Data | No Data | No Data | No Data | No Data | No Data | 0 | 45.6 | -35.49 | -35.9795 | -65.8 | -66.1302
2019-01-28 15:30 | No Data | No Data | No Data | No Data | 19.2691 | 29.4784 | No Data | No Data | No Data | No Data | No Data | No Data | No Data | No Data | 4 | 48.1664 | -38.22 | -38.9949 | -58 | -58.0249
2019-01-28 16:00 | No Data | No Data | No Data | No Data | 18.8663 | 29.2167 | No Data | No Data | No Data | No Data | No Data | No Data | No Data | No Data | 13.6 | 58.0166 | -50.05 | -50.5132 | -57.1 | -57.2134
2019-01-28 16:30 | No Data | No Data | No Data | No Data | 27.3259 | 35.1756 | No Data | No Data | No Data | No Data | No Data | No Data | No Data | No Data | 0.4 | 48.0416 | -34.125 | -34.4901 | -53 | -53.5141
2019-01-28 17:00 | No Data | No Data | No Data | No Data | 26.0929 | 32.386 | No Data | No Data | No Data | No Data | No Data | No Data | No Data | No Data | 14.4 | 52.8015 | -43.225 | -44.081 | -61.8 | -62.4094
2019-01-28 17:30 | No Data | No Data | No Data | No Data | 24.2496 | 30.9202 | No Data | No Data | No Data | No Data | No Data | No Data | No Data | No Data | 12.4 | 52.2915 | -50.05 | -51.0412 | -58 | -59.6191
2019-01-28 18:00 | No Data | No Data | No Data | No Data | 33.1609 | 38.31 | No Data | No Data | No Data | No Data | No Data | No Data | No Data | No Data | 6 | 49.1675 | -40.04 | -40.7803 | -43.3 | -46.7027
2019-01-28 18:30 | No Data | No Data | No Data | No Data | 37.116 | 41.7805 | No Data | No Data | No Data | No Data | No Data | No Data | No Data | No Data | -0.4 | -46.8154 | -31.395 | -31.9474 | -41.1 | -44.0684
2019-01-28 19:00 | No Data | No Data | No Data | No Data | 24.9088 | 31.4696 | No Data | No Data | No Data | No Data | No Data | No Data | No Data | No Data | -5.6 | -47.531 | -23.205 | -23.5636 | -23.8 | -32.2076
2019-01-28 19:30 | No Data | No Data | No Data | No Data | 18.7564 | 26.3192 | No Data | No Data | No Data | No Data | No Data | No Data | No Data | No Data | -7.6 | -45.0458 | -7.28 | -7.3367 | 12.3 | 29.9429
2019-01-28 20:00 | No Data | No Data | No Data | No Data | 36.1395 | 41.3823 | No Data | No Data | No Data | No Data | No Data | No Data | No Data | No Data | 3.2 | 43.3184 | 14.56 | 14.6733 | 52.1 | 60.8823
2019-01-28 20:30 | No Data | No Data | No Data | No Data | 39.5209 | 47.7308 | No Data | No Data | No Data | No Data | No Data | No Data | No Data | No Data | 1.2 | 48.0416 | 32.305 | 33.327 | 76.9 | 86.9596
2019-01-28 21:00 | No Data | No Data | No Data | No Data | 41.1688 | 49.104 | No Data | No Data | No Data | No Data | No Data | No Data | No Data | No Data | 1.2 | 48.4017 | 32.305 | 33.5622 | 75 | 84.953
2019-01-28 21:30 | No Data | No Data | No Data | No Data | 46.7475 | 54.8127 | No Data | No Data | No Data | No Data | No Data | No Data | No Data | No Data | 7.6 | 52.1567 | 26.39 | 27.3757 | 66.7 | 74.7752
2019-01-28 22:00 | No Data | No Data | No Data | No Data | 45.0019 | 53.3317 | No Data | No Data | No Data | No Data | No Data | No Data | No Data | No Data | 12.4 | 56.1854 | 18.655 | 19.5703 | 56.1 | 62.044
2019-01-28 22:30 | No Data | No Data | No Data | No Data | 49.5674 | 57.2365 | No Data | No Data | No Data | No Data | No Data | No Data | No Data | No Data | 12.4 | 58.1378 | 16.835 | 17.5632 | 57.7 | 64.2665
2019-01-28 23:00 | No Data | No Data | No Data | No Data | 47.7241 | 56.5066 | No Data | No Data | No Data | No Data | No Data | No Data | No Data | No Data | 11.2 | 57.5013 | 17.29 | 18.1316 | 56.3 | 60.9309
2019-01-28 23:30 | No Data | No Data | No Data | No Data | 56.4889 | 64.0812 | No Data | No Data | No Data | No Data | No Data | No Data | No Data | No Data | 5.2 | 55.0462 | 23.66 | 24.5025 | 62.8 | 69.7275
2019-01-29 | No Data | No Data | No Data | No Data | 61.7746 | 68.7859 | No Data | No Data | No Data | No Data | No Data | No Data | No Data | No Data | 1.2 | 54.8015 | 25.935 | 26.9374 | 69.4 | 75.4881
2019-01-29 00:30 | No Data | No Data | No Data | No Data | 76.228 | 79.5116 | No Data | No Data | No Data | No Data | No Data | No Data | No Data | No Data | 0.8 | 52.0062 | 27.3 | 28.6361 | 78.8 | 87.9229
2019-01-29 01:00 | No Data | No Data | No Data | No Data | 70.8934 | 75.4923 | No Data | No Data | No Data | No Data | No Data | No Data | No Data | No Data | -18 | -52.3893 | 47.32 | 48.3672 | 91 | 97.9359
2019-01-29 01:30 | No Data | No Data | No Data | No Data | 62.2873 | 69.679 | No Data | No Data | No Data | No Data | No Data | No Data | No Data | No Data | -13.6 | -53.749 | 38.675 | 39.6294 | 76.1 | 80.6812
2019-01-29 02:00 | No Data | No Data | No Data | No Data | 57.2091 | 65.9787 | No Data | No Data | No Data | No Data | No Data | No Data | No Data | No Data | -14.8 | -55.6058 | 39.13 | 40.0736 | 72.1 | 76.3441
2019-01-29 02:30 | No Data | No Data | No Data | No Data | 60.5417 | 68.8883 | No Data | No Data | No Data | No Data | No Data | No Data | No Data | No Data | -14 | -55.0113 | 39.13 | 40.1742 | 71.8 | 75.705
2019-01-29 03:00 | No Data | No Data | No Data | No Data | 55.317 | 64.3449 | No Data | No Data | No Data | No Data | No Data | No Data | No Data | No Data | -18.8 | -54.9181 | 41.86 | 43.378 | 71.3 | 74.1885
2019-01-29 03:30 | No Data | No Data | No Data | No Data | 53.669 | 63.81 | No Data | No Data | No Data | No Data | No Data | No Data | No Data | No Data | -20.4 | -55.4862 | 41.86 | 43.2609 | 71.9 | 74.5765
2019-01-29 04:00 | No Data | No Data | No Data | No Data | 48.5908 | 60.8715 | No Data | No Data | No Data | No Data | No Data | No Data | No Data | No Data | -21.2 | -56.5261 | 41.86 | 43.378 | 70.6 | 73.5161
2019-01-29 04:30 | No Data | No Data | No Data | No Data | 48.5908 | 60.8715 | No Data | No Data | No Data | No Data | No Data | No Data | No Data | No Data | -16.8 | -54.6465 | 39.585 | 41.0636 | 67.4 | 70.3048
2019-01-29 05:00 | No Data | No Data | No Data | No Data | 48.5908 | 60.8715 | No Data | No Data | No Data | No Data | No Data | No Data | No Data | No Data | -16.8 | -55.0273 | 39.585 | 41.0636 | 69 | 72.2128
2019-01-29 05:30 | No Data | No Data | No Data | No Data | 44.3915 | 56.4795 | No Data | No Data | No Data | No Data | No Data | No Data | No Data | No Data | -17.6 | -55.2768 | 39.13 | 40.7498 | 69.8 | 73.3368
2019-01-29 06:00 | No Data | No Data | No Data | No Data | 51.0567 | 60.6422 | No Data | No Data | No Data | No Data | No Data | No Data | No Data | No Data | -11.6 | -53.9748 | 32.76 | 34.6786 | 65.9 | 70.8069
2019-01-29 06:30 | No Data | No Data | No Data | No Data | 56.3424 | 64.0273 | No Data | No Data | No Data | No Data | No Data | No Data | No Data | No Data | -13.2 | -50.1677 | 40.04 | 41.7511 | 77.3 | 83.3217
2019-01-29 07:00 | No Data | No Data | No Data | No Data | 58.0758 | 63.197 | No Data | No Data | No Data | No Data | No Data | No Data | No Data | No Data | 3.2 | 48.8148 | 27.755 | 29.3537 | 65.5 | 73.0311
2019-01-29 07:30 | No Data | No Data | No Data | No Data | 63.2029 | 67.1431 | No Data | No Data | No Data | No Data | No Data | No Data | No Data | No Data | 1.2 | 47.2153 | 31.85 | 33.386 | 67.7 | 76.6296
2019-01-29 08:00 | No Data | No Data | No Data | No Data | 58.1369 | 62.3979 | No Data | No Data | No Data | No Data | No Data | No Data | No Data | No Data | 12.8 | 52.8742 | 16.835 | 17.6983 | 46.4 | 59.9114
2019-01-29 08:30 | No Data | No Data | No Data | No Data | 51.8257 | 55.9105 | No Data | No Data | No Data | No Data | No Data | No Data | No Data | No Data | -14 | -46.9366 | -16.835 | -16.9331 | 2.8 | 31.6242
2019-01-29 09:00 | No Data | No Data | No Data | No Data | 48.3955 | 54.274 | No Data | No Data | No Data | No Data | No Data | No Data | No Data | No Data | -10.4 | -47.4654 | -23.66 | -23.9384 | -9 | -34.7845
2019-01-29 09:30 | No Data | No Data | No Data | No Data | 45.8808 | 52.0441 | No Data | No Data | No Data | No Data | No Data | No Data | No Data | No Data | -9.6 | -46.5996 | -24.115 | -24.6289 | -29.6 | -41.0903
2019-01-29 10:00 | No Data | No Data | No Data | No Data | 43.476 | 49.937 | No Data | No Data | No Data | No Data | No Data | No Data | No Data | No Data | -4.4 | -46.9383 | -30.485 | -31.1434 | -23.2 | -37.6085
2019-01-29 10:30 | No Data | No Data | No Data | No Data | 39.472 | 46.4928 | No Data | No Data | No Data | No Data | No Data | No Data | No Data | No Data | -13.6 | -46.0539 | -22.75 | -23.2005 | -45.7 | -50.8068
2019-01-29 11:00 | No Data | No Data | No Data | No Data | 33.8811 | 41.8506 | No Data | No Data | No Data | No Data | No Data | No Data | No Data | No Data | -20 | -47.605 | -14.105 | -14.4601 | -37.4 | -44.6556
2019-01-29 11:30 | No Data | No Data | No Data | No Data | 29.3156 | 38.2485 | No Data | No Data | No Data | No Data | No Data | No Data | No Data | No Data | -13.2 | -46.3206 | -20.475 | -21.0778 | -42.5 | -47.0134
2019-01-29 12:00 | No Data | No Data | No Data | No Data | 20.7095 | 32.1314 | No Data | No Data | No Data | No Data | No Data | No Data | No Data | No Data | -1.2 | -46.0156 | -32.305 | -33.1151 | -54.8 | -59.126
2019-01-29 12:30 | No Data | No Data | No Data | No Data | 18.146 | 29.1564 | No Data | No Data | No Data | No Data | No Data | No Data | No Data | No Data | -7.6 | -45.4401 | -24.57 | -25.5003 | -47.2 | -53.5059
2019-01-29 13:00 | No Data | No Data | No Data | No Data | 4.303 | 12.8916 | No Data | No Data | No Data | No Data | No Data | No Data | No Data | No Data | -3.2 | -47.283 | -30.03 | -31.2496 | -48.8 | -51.6435
2019-01-29 13:30 | No Data | No Data | No Data | No Data | 1.3733 | 12.1811 | No Data | No Data | No Data | No Data | No Data | No Data | No Data | No Data | -1.6 | -48.0267 | -31.395 | -32.5635 | -49.6 | -53.7848
2019-01-29 14:00 | No Data | No Data | No Data | No Data | 6.1463 | 16.8077 | No Data | No Data | No Data | No Data | No Data | No Data | No Data | No Data | 15.2 | 52.6422 | -45.5 | -46.7921 | -54.5 | -58.9619
2019-01-29 14:30 | No Data | No Data | No Data | No Data | 11.8837 | 23.0455 | No Data | No Data | No Data | No Data | No Data | No Data | No Data | No Data | 22 | 56.0942 | -51.87 | -53.522 | -56.8 | -65.1939
2019-01-29 15:00 | No Data | No Data | No Data | No Data | 13.0678 | 30.5323 | No Data | No Data | No Data | No Data | No Data | No Data | No Data | No Data | 20.8 | 57.4943 | -52.78 | -54.8742 | -59.9 | -63.0876
2019-01-29 15:30 | No Data | No Data | No Data | No Data | 7.3793 | 26.9284 | No Data | No Data | No Data | No Data | No Data | No Data | No Data | No Data | 46 | 73.0906 | -77.805 | -80.454 | -83.7 | -84.6431
2019-01-29 16:00 | No Data | No Data | No Data | No Data | 7.8431 | 25.4981 | No Data | No Data | No Data | No Data | No Data | No Data | No Data | No Data | 39.6 | 67.2868 | -71.435 | -73.9469 | -78.6 | -80.0373
2019-01-29 16:30 | No Data | No Data | No Data | No Data | 16.144 | 29.0914 | No Data | No Data | No Data | No Data | No Data | No Data | No Data | No Data | 14.8 | 53.2962 | -47.32 | -48.8887 | -52.6 | -59.5883
2019-01-29 17:00 | No Data | No Data | No Data | No Data | 15.6802 | 28.8366 | No Data | No Data | No Data | No Data | No Data | No Data | No Data | No Data | 12.8 | 53.5522 | -45.955 | -47.8118 | -41.1 | -51.9047
2019-01-29 17:30 | No Data | No Data | No Data | No Data | 22.7115 | 33.0466 | No Data | No Data | No Data | No Data | No Data | No Data | No Data | No Data | 8.8 | 53.1338 | -40.04 | -41.8823 | -40.1 | -50.5025
2019-01-29 18:00 | No Data | No Data | No Data | No Data | 25.1652 | 36.1807 | No Data | No Data | No Data | No Data | No Data | No Data | No Data | No Data | 23.6 | 60.0333 | -54.145 | -56.4383 | -34.8 | -45.9461
2019-01-29 18:30 | No Data | No Data | No Data | No Data | 19.8306 | 30.0772 | No Data | No Data | No Data | No Data | No Data | No Data | No Data | No Data | 29.2 | 62.8013 | -58.24 | -60.7523 | -21.2 | -29.5601
2019-01-29 19:00 | No Data | No Data | No Data | No Data | 37.0672 | 45.3371 | No Data | No Data | No Data | No Data | No Data | No Data | No Data | No Data | 8 | 53.4026 | -36.4 | -37.8745 | -8.4 | -27.4184
2019-01-29 19:30 | No Data | No Data | No Data | No Data | 45.9297 | 54.5274 | No Data | No Data | No Data | No Data | No Data | No Data | No Data | No Data | -3.2 | -50.1023 | -9.555 | -10.583 | 22.8 | 40.2716
2019-01-29 20:00 | No Data | No Data | No Data | No Data | 50.0313 | 60.1719 | No Data | No Data | No Data | No Data | No Data | No Data | No Data | No Data | 18.4 | 52.1536 | 2.275 | 3.9141 | 52.9 | 63.7076
2019-01-29 20:30 | No Data | No Data | No Data | No Data | 50.0801 | 60.4987 | No Data | No Data | No Data | No Data | No Data | No Data | No Data | No Data | 24.8 | 64.5538 | 10.01 | 10.0203 | 63.4 | 71.1992
2019-01-29 21:00 | No Data | No Data | No Data | No Data | 57.9294 | 67.9887 | No Data | No Data | No Data | No Data | No Data | No Data | No Data | No Data | 22 | 60.9117 | 13.65 | 13.7181 | 65.4 | 71.1812
2019-01-29 21:30 | No Data | No Data | No Data | No Data | 57.7707 | 67.8536 | No Data | No Data | No Data | No Data | No Data | No Data | No Data | No Data | 28 | 65.1263 | 8.19 | 8.19 | 55.1 | 59.1098
2019-01-29 22:00 | No Data | No Data | No Data | No Data | 52.2408 | 64.3605 | No Data | No Data | No Data | No Data | No Data | No Data | No Data | No Data | 14.4 | 57.4345 | 18.2 | 18.7601 | 62.7 | 63.5242
2019-01-29 22:30 | No Data | No Data | No Data | No Data | 62.4338 | 73.4632 | No Data | No Data | No Data | No Data | No Data | No Data | No Data | No Data | 7.2 | 52.8923 | 27.3 | 28.1402 | 73.9 | 74.9833
2019-01-29 23:00 | No Data | No Data | No Data | No Data | 60.798 | 72.0782 | No Data | No Data | No Data | No Data | No Data | No Data | No Data | No Data | -3.2 | -51.6991 | 35.945 | 36.7678 | 78.5 | 79.4424
2019-01-29 23:30 | No Data | No Data | No Data | No Data | 61.1032 | 73.258 | No Data | No Data | No Data | No Data | No Data | No Data | No Data | No Data | -1.2 | -52.8379 | 31.85 | 32.7758 | 76.9 | 78.3685
2019-01-30 | No Data | No Data | No Data | No Data | 67.7684 | 77.8725 | No Data | No Data | No Data | No Data | No Data | No Data | No Data | No Data | -1.6 | -52.4244 | 30.94 | 32.1251 | 77.4 | 79.3098
2019-01-30 00:30 | No Data | No Data | No Data | No Data | 79.4629 | 86.8164 | No Data | No Data | No Data | No Data | No Data | No Data | No Data | No Data | 6.8 | 53.2361 | 22.295 | 23.7517 | 77.4 | 80.8599
2019-01-30 01:00 | No Data | No Data | No Data | No Data | 70.5394 | 79.4764 | No Data | No Data | No Data | No Data | No Data | No Data | No Data | No Data | -1.2 | -54.0133 | 29.12 | 30.0162 | 73.1 | 74.178
2019-01-30 01:30 | No Data | No Data | No Data | No Data | 59.9802 | 68.4188 | No Data | No Data | No Data | No Data | No Data | No Data | No Data | No Data | -4.4 | -56.5714 | 29.12 | 30.0162 | 67.9 | 68.4425
2019-01-30 02:00 | No Data | No Data | No Data | No Data | 53.3638 | 63.58 | No Data | No Data | No Data | No Data | No Data | No Data | No Data | No Data | -16 | -56.3205 | 37.765 | 38.7419 | 75.4 | 76.564
2019-01-30 02:30 | No Data | No Data | No Data | No Data | 54.9996 | 64.9591 | No Data | No Data | No Data | No Data | No Data | No Data | No Data | No Data | -26.4 | -57.6056 | 48.23 | 49.2578 | 85.3 | 86.2402
2019-01-30 03:00 | No Data | No Data | No Data | No Data | 51.6182 | 63.0469 | No Data | No Data | No Data | No Data | No Data | No Data | No Data | No Data | -28 | -59.4118 | 49.14 | 50.1492 | 81.7 | 82.2505
2019-01-30 03:30 | No Data | No Data | No Data | No Data | 49.3111 | 61.1724 | No Data | No Data | No Data | No Data | No Data | No Data | No Data | No Data | -26 | -59.9333 | 46.41 | 47.3834 | 78.4 | 78.8381
2019-01-30 04:00 | No Data | No Data | No Data | No Data | 45.9785 | 58.5192 | No Data | No Data | No Data | No Data | No Data | No Data | No Data | No Data | -24 | -59.4589 | 42.77 | 43.8243 | 74.3 | 74.5019
2019-01-30 04:30 | No Data | No Data | No Data | No Data | 46.0883 | 58.6056 | No Data | No Data | No Data | No Data | No Data | No Data | No Data | No Data | -20.8 | -58.9888 | 39.585 | 40.6175 | 71.7 | 71.9676
2019-01-30 05:00 | No Data | No Data | No Data | No Data | 46.0883 | 58.6056 | No Data | No Data | No Data | No Data | No Data | No Data | No Data | No Data | -12.4 | -57.747 | 33.67 | 34.6518 | 65.2 | 65.3226
2019-01-30 05:30 | No Data | No Data | No Data | No Data | 45.6733 | 57.2118 | No Data | No Data | No Data | No Data | No Data | No Data | No Data | No Data | -10.4 | -57.3509 | 30.94 | 32.0056 | 64.4 | 64.7902
2019-01-30 06:00 | No Data | No Data | No Data | No Data | 47.5654 | 56.7025 | No Data | No Data | No Data | No Data | No Data | No Data | No Data | No Data | -1.2 | -56.8127 | 24.57 | 25.6258 | 60.4 | 61.206
2019-01-30 06:30 | No Data | No Data | No Data | No Data | 47.6753 | 55.8716 | No Data | No Data | No Data | No Data | No Data | No Data | No Data | No Data | 17.6 | 59.4643 | 10.465 | 11.4113 | 51.3 | 52.1905
2019-01-30 07:00 | No Data | No Data | No Data | No Data | 47.6753 | 53.4936 | No Data | No Data | No Data | No Data | No Data | No Data | No Data | No Data | 17.2 | 56.2921 | 13.65 | 14.7015 | 57.2 | 59.0587
2019-01-30 07:30 | No Data | No Data | No Data | No Data | 56.5988 | 61.5797 | No Data | No Data | No Data | No Data | No Data | No Data | No Data | No Data | -0.4 | -41.2019 | 21.84 | 22.1413 | 63.5 | 65.4604
2019-01-30 08:00 | No Data | No Data | No Data | No Data | 53.0587 | 58.3426 | No Data | No Data | No Data | No Data | No Data | No Data | No Data | No Data | -24 | -46.8956 | 12.74 | 13.1321 | 22.8 | 25.4466
2019-01-30 08:30 | No Data | No Data | No Data | No Data | 41.1078 | 48.6963 | No Data | No Data | No Data | No Data | No Data | No Data | No Data | No Data | -23.2 | -49.3883 | 0 | 0 | -11 | -11.8106
2019-01-30 09:00 | No Data | No Data | No Data | No Data | 50.19 | 57.3699 | No Data | No Data | No Data | No Data | No Data | No Data | No Data | No Data | -28.8 | -47.6806 | 18.655 | 19.0992 | 6.7 | 13.5695
2019-01-30 09:30 | No Data | No Data | No Data | No Data | 55.5734 | 61.3786 | No Data | No Data | No Data | No Data | No Data | No Data | No Data | No Data | -34.8 | -55.7853 | 0 | 1.365 | -13.4 | -14.9372
2019-01-30 10:00 | No Data | No Data | No Data | No Data | 55.5123 | 62.107 | No Data | No Data | No Data | No Data | No Data | No Data | No Data | No Data | -28.8 | -50.9258 | 12.74 | 12.7725 | -7.5 | -12.5
2019-01-30 10:30 | No Data | No Data | No Data | No Data | 53.5225 | 60.3351 | No Data | No Data | No Data | No Data | No Data | No Data | No Data | No Data | -18.8 | -46.381 | 11.83 | 12.1409 | -0.3 | -11.7038
2019-01-30 11:00 | No Data | No Data | No Data | No Data | 51.7281 | 58.7491 | No Data | No Data | No Data | No Data | No Data | No Data | No Data | No Data | -16 | -46.0678 | -13.195 | -14.8556 | 3.6 | 13.1042
2019-01-30 11:30 | No Data | No Data | No Data | No Data | 47.4189 | 54.177 | No Data | No Data | No Data | No Data | No Data | No Data | No Data | No Data | 11.6 | 49.3818 | -37.31 | -39.5745 | -42.9 | -43.0119
2019-01-30 12:00 | No Data | No Data | No Data | No Data | 44.1352 | 51.3274 | No Data | No Data | No Data | No Data | No Data | No Data | No Data | No Data | 21.6 | 54.4661 | -48.23 | -50.9356 | -61.9 | -61.9589
2019-01-30 12:30 | No Data | No Data | No Data | No Data | 36.8109 | 43.9466 | No Data | No Data | No Data | No Data | No Data | No Data | No Data | No Data | 40.4 | 67.1202 | -65.065 | -68.2106 | -75.8 | -75.8854
2019-01-30 13:00 | No Data | No Data | No Data | No Data | 33.1609 | 39.9938 | No Data | No Data | No Data | No Data | No Data | No Data | No Data | No Data | 50 | 73.3005 | -73.255 | -76.7063 | -78.9 | -78.9051
2019-01-30 13:30 | No Data | No Data | No Data | No Data | 16.9131 | 20.0264 | No Data | No Data | No Data | No Data | No Data | No Data | No Data | No Data | 29.6 | 58.1047 | -53.235 | -55.5659 | -65.1 | -65.8485
2019-01-30 14:00 | No Data | No Data | No Data | No Data | 1.6907 | 6.9295 | No Data | No Data | No Data | No Data | No Data | No Data | No Data | No Data | 42 | 67.7808 | -60.515 | -63.7406 | -70.2 | -70.632
2019-01-30 14:30 | No Data | No Data | No Data | No Data | -3.4363 | -3.6529 | No Data | No Data | No Data | No Data | No Data | No Data | No Data | No Data | 27.6 | 60.2886 | -56.875 | -59.716 | -63.5 | -64.4976
2019-01-30 15:00 | No Data | No Data | No Data | No Data | -3.0335 | -4.3948 | No Data | No Data | No Data | No Data | No Data | No Data | No Data | No Data | 12.4 | 64.405 | -37.765 | -38.3768 | -45.8 | -49.6389
2019-01-30 15:30 | No Data | No Data | No Data | No Data | -12.8237 | -12.8822 | No Data | No Data | No Data | No Data | No Data | No Data | No Data | No Data | 57.2 | 96.0816 | -55.965 | -56.8532 | -58.3 | -62.4911
2019-01-30 16:00 | No Data | No Data | No Data | No Data | -21.442 | -21.6322 | No Data | No Data | No Data | No Data | No Data | No Data | No Data | No Data | 29.2 | 83.2865 | -54.145 | -54.7609 | -29.3 | -35.7022
2019-01-30 16:30 | No Data | No Data | No Data | No Data | -10.5653 | -10.6144 | No Data | No Data | No Data | No Data | No Data | No Data | No Data | No Data | 12.8 | 57.4442 | -31.395 | -32.9522 | 3.6 | 30.1159
2019-01-30 17:00 | No Data | No Data | No Data | No Data | -7.2816 | -7.622 | No Data | No Data | No Data | No Data | No Data | No Data | No Data | No Data | 52 | 79.7004 | -46.865 | -46.2245 | -34.3 | -35.5124
2019-01-30 17:30 | No Data | No Data | No Data | No Data | -3.3387 | -3.5445 | No Data | No Data | No Data | No Data | No Data | No Data | No Data | No Data | 41.2 | 70.4931 | -19.565 | -22.4062 | 13 | 22.9393
2019-01-30 18:00 | No Data | No Data | No Data | No Data | -1.1902 | -3.1566 | No Data | No Data | No Data | No Data | No Data | No Data | No Data | No Data | 26 | 65.0243 | -40.495 | -43.1891 | 4.3 | 15.7003
2019-01-30 18:30 | No Data | No Data | No Data | No Data | 8.8075 | 13.915 | No Data | No Data | No Data | No Data | No Data | No Data | No Data | No Data | 21.6 | 62.6418 | -47.32 | -49.5094 | -15.1 | -18.111
2019-01-30 19:00 | No Data | No Data | No Data | No Data | 25.6291 | 31.1438 | No Data | No Data | No Data | No Data | No Data | No Data | No Data | No Data | -7.6 | -54.1361 | -32.76 | -34.3909 | 12.5 | 17.4668
2019-01-30 19:30 | No Data | No Data | No Data | No Data | 41.3153 | 47.1757 | No Data | No Data | No Data | No Data | No Data | No Data | No Data | No Data | -6.4 | -50.0112 | -15.015 | -15.3491 | 33.2 | 34.9435
2019-01-30 20:00 | No Data | No Data | No Data | No Data | 60.5417 | 65.2768 | No Data | No Data | No Data | No Data | No Data | No Data | No Data | No Data | 0.8 | 49.2065 | 6.825 | 7.5316 | 58.5 | 60.6223
2019-01-30 20:30 | No Data | No Data | No Data | No Data | 70.9545 | 75.8172 | No Data | No Data | No Data | No Data | No Data | No Data | No Data | No Data | -12 | -53.3667 | 34.125 | 35.4375 | 86.3 | 88.5872
2019-01-30 21:00 | No Data | No Data | No Data | No Data | 65.7176 | 71.5771 | No Data | No Data | No Data | No Data | No Data | No Data | No Data | No Data | -6.4 | -53.5836 | 32.305 | 33.6884 | 82.8 | 85.4709
2019-01-30 21:30 | No Data | No Data | No Data | No Data | 55.5734 | 62.393 | No Data | No Data | No Data | No Data | No Data | No Data | No Data | No Data | -1.2 | -53.6731 | 29.12 | 30.3762 | 77.3 | 78.8387
2019-01-30 22:00 | No Data | No Data | No Data | No Data | 37.4701 | 46.9946 | No Data | No Data | No Data | No Data | No Data | No Data | No Data | No Data | 2 | 54.8 | 28.21 | 28.9203 | 73 | 74.5454
2019-01-30 22:30 | No Data | No Data | No Data | No Data | 30.341 | 40.7019 | No Data | No Data | No Data | No Data | No Data | No Data | No Data | No Data | -0.8 | -53.206 | 32.305 | 33.1151 | 79.6 | 81.1335
2019-01-30 23:00 | No Data | No Data | No Data | No Data | 9.7841 | 19.0238 | No Data | No Data | No Data | No Data | No Data | No Data | No Data | No Data | 4.4 | 54.5777 | 25.48 | 26.2642 | 69.5 | 70.2591
2019-01-30 23:30 | No Data | No Data | No Data | No Data | 13.7881 | 23.0436 | No Data | No Data | No Data | No Data | No Data | No Data | No Data | No Data | 18.8 | 61.3514 | 10.92 | 12.0123 | 55.5 | 56.225
2019-01-31 | No Data | No Data | No Data | No Data | 21.2222 | 30.4212 | No Data | No Data | No Data | No Data | No Data | No Data | No Data | No Data | 18.8 | 60.5904 | 11.83 | 12.3773 | 58.3 | 58.9309
2019-01-31 00:30 | No Data | No Data | No Data | No Data | 18.6099 | 26.1806 | No Data | No Data | No Data | No Data | No Data | No Data | No Data | No Data | 27.6 | 65.6804 | -0.91 | -2.8777 | 53.2 | 54.3052
2019-01-31 01:00 | No Data | No Data | No Data | No Data | -1.3855 | -14.8416 | No Data | No Data | No Data | No Data | No Data | No Data | No Data | No Data | 18 | 63.0251 | 7.735 | 8.0626 | 51.2 | 51.6899
2019-01-31 01:30 | No Data | No Data | No Data | No Data | -9.9062 | -16.2817 | No Data | No Data | No Data | No Data | No Data | No Data | No Data | No Data | 18 | 63.4085 | 5.915 | 6.0705 | 43.9 | 43.9138
2019-01-31 02:00 | No Data | No Data | No Data | No Data | -19.9527 | -23.8045 | No Data | No Data | No Data | No Data | No Data | No Data | No Data | No Data | 17.2 | 63.5711 | 8.19 | 8.3898 | 42.1 | 42.1019
2019-01-31 02:30 | No Data | No Data | No Data | No Data | -13.1289 | -20.1528 | No Data | No Data | No Data | No Data | No Data | No Data | No Data | No Data | 20 | 64.005 | 4.55 | 5.0871 | 41.3 | 41.3077
2019-01-31 03:00 | No Data | No Data | No Data | No Data | -14.9233 | -21.3653 | No Data | No Data | No Data | No Data | No Data | No Data | No Data | No Data | 9.2 | 58.7251 | 13.65 | 14.5387 | 46.1 | 47.2585
2019-01-31 03:30 | No Data | No Data | No Data | No Data | -15.8511 | -22.5206 | No Data | No Data | No Data | No Data | No Data | No Data | No Data | No Data | 7.6 | 58.8924 | 12.285 | 13.2654 | 45.3 | 46.6881
2019-01-31 04:00 | No Data | No Data | No Data | No Data | -7.0253 | -22.6099 | No Data | No Data | No Data | No Data | No Data | No Data | No Data | No Data | 2.8 | 57.6056 | 18.655 | 19.5703 | 49.3 | 50.2646
2019-01-31 04:30 | No Data | No Data | No Data | No Data | -5.5482 | -22.1954 | No Data | No Data | No Data | No Data | No Data | No Data | No Data | No Data | 2.8 | 58.4671 | 16.835 | 17.6983 | 45.9 | 47.0415
2019-01-31 05:00 | No Data | No Data | No Data | No Data | -7.6967 | -22.8275 | No Data | No Data | No Data | No Data | No Data | No Data | No Data | No Data | 4.8 | 58.1983 | 15.925 | 16.835 | 45.1 | 46.4459
2019-01-31 05:30 | No Data | No Data | No Data | No Data | -8.5145 | -21.3571 | No Data | No Data | No Data | No Data | No Data | No Data | No Data | No Data | 8 | 58.9454 | 14.56 | 15.5501 | 44.7 | 46.1062
2019-01-31 06:00 | No Data | No Data | No Data | No Data | -8.8197 | -21.4806 | No Data | No Data | No Data | No Data | No Data | No Data | No Data | No Data | 2.4 | 56.0014 | 20.475 | 21.5825 | 52.9 | 55.124
2019-01-31 06:30 | No Data | No Data | No Data | No Data | 8.1483 | 22.881 | No Data | No Data | No Data | No Data | No Data | No Data | No Data | No Data | 4.4 | 54.9764 | 18.655 | 19.8643 | 55.1 | 58.2514
2019-01-31 07:00 | No Data | No Data | No Data | No Data | 17.7798 | 27.8077 | No Data | No Data | No Data | No Data | No Data | No Data | No Data | No Data | 4 | 53.3502 | 21.84 | 23.0214 | 57.6 | 61.1058
2019-01-31 07:30 | No Data | No Data | No Data | No Data | 17.0108 | 26.0252 | No Data | No Data | No Data | No Data | No Data | No Data | No Data | No Data | 5.2 | 47.4046 | 6.825 | 7.0635 | 37.8 | 41.1647
2019-01-31 08:00 | No Data | No Data | No Data | No Data | 21.5763 | 29.2144 | No Data | No Data | No Data | No Data | No Data | No Data | No Data | No Data | -5.6 | -47.9283 | -16.38 | -16.4368 | -5.9 | -9.4641
2019-01-31 08:30 | No Data | No Data | No Data | No Data | -6.8299 | -19.2518 | No Data | No Data | No Data | No Data | No Data | No Data | No Data | No Data | -8 | -49.0567 | -32.76 | -33.3736 | -41.8 | -41.803
2019-01-31 09:00 | No Data | No Data | No Data | No Data | -17.1817 | -21.1085 | No Data | No Data | No Data | No Data | No Data | No Data | No Data | No Data | -0.4 | -44.0018 | -43.68 | -45.0243 | -61.5 | -61.5832
2019-01-31 09:30 | No Data | No Data | No Data | No Data | -23.3341 | -25.5099 | No Data | No Data | No Data | No Data | No Data | No Data | No Data | No Data | 19.6 | 39.2449 | -39.585 | -42.6682 | -63.2 | -63.2665
2019-01-31 10:00 | No Data | No Data | No Data | No Data | -39.1791 | -39.1791 | No Data | No Data | No Data | No Data | No Data | No Data | No Data | No Data | -18.4 | -31.5265 | -73.255 | -78.1766 | -98.9 | -98.9425
2019-01-31 10:30 | No Data | No Data | No Data | No Data | -41.12 | -41.1995 | No Data | No Data | No Data | No Data | No Data | No Data | No Data | No Data | -14 | -48.4661 | -81.9 | -84.4206 | -110 | -110.0011
2019-01-31 11:00 | No Data | No Data | No Data | No Data | -29.4865 | -29.7169 | No Data | No Data | No Data | No Data | No Data | No Data | No Data | No Data | 35.2 | 71.6436 | -48.23 | -49.4508 | -76 | -77.2146
2019-01-31 11:30 | No Data | No Data | No Data | No Data | -40.7172 | -40.8374 | No Data | No Data | No Data | No Data | No Data | No Data | No Data | No Data | 2.8 | 13.8852 | -85.085 | -93.275 | -114.7 | -115.5153
2019-01-31 12:00 | No Data | No Data | No Data | No Data | -47.3823 | -47.8 | No Data | No Data | No Data | No Data | No Data | No Data | No Data | No Data | -3.2 | -25.0056 | -81.9 | -87.8751 | -109.8 | -110.0104
2019-01-31 12:30 | No Data | No Data | No Data | No Data | -45.0141 | -45.0536 | No Data | No Data | No Data | No Data | No Data | No Data | No Data | No Data | 2.8 | 38.9667 | -73.255 | -77.2656 | -103.8 | -103.8732
2019-01-31 13:00 | No Data | No Data | No Data | No Data | -45.2216 | -45.2532 | No Data | No Data | No Data | No Data | No Data | No Data | No Data | No Data | 34.8 | 64.242 | -46.865 | -48.8124 | -79.4 | -80.1901
2019-01-31 13:30 | No Data | No Data | No Data | No Data | -40.766 | -40.766 | No Data | No Data | No Data | No Data | No Data | No Data | No Data | No Data | 41.2 | 69.5229 | -53.69 | -55.8743 | -86.1 | -86.1883
2019-01-31 14:00 | No Data | No Data | No Data | No Data | -36.9207 | -36.967 | No Data | No Data | No Data | No Data | No Data | No Data | No Data | No Data | 36.8 | 64.359 | -48.23 | -50.1244 | -86 | -86.0256
2019-01-31 14:30 | No Data | No Data | No Data | No Data | -36.3592 | -36.4766 | No Data | No Data | No Data | No Data | No Data | No Data | No Data | No Data | 45.6 | 72.2174 | -59.15 | -61.6252 | -94.2 | -94.2807
2019-01-31 15:00 | No Data | No Data | No Data | No Data | -31.9524 | -32.0031 | No Data | No Data | No Data | No Data | No Data | No Data | No Data | No Data | 32 | 62.4256 | -45.045 | -46.812 | -82.1 | -82.1269
2019-01-31 15:30 | No Data | No Data | No Data | No Data | -32.4651 | -32.4869 | No Data | No Data | No Data | No Data | No Data | No Data | No Data | No Data | 36 | 64.5675 | -48.23 | -50.2502 | -85.1 | -85.1494
2019-01-31 16:00 | No Data | No Data | No Data | No Data | -30.8171 | -30.8534 | No Data | No Data | No Data | No Data | No Data | No Data | No Data | No Data | 48 | 72.8494 | -59.605 | -61.9368 | -91.9 | -91.987
2019-01-31 16:30 | No Data | No Data | No Data | No Data | -25.2262 | -25.2262 | No Data | No Data | No Data | No Data | No Data | No Data | No Data | No Data | 42 | 68.4105 | -53.69 | -55.5119 | -83.1 | -83.1135
2019-01-31 17:00 | No Data | No Data | No Data | No Data | -29.9016 | -29.9016 | No Data | No Data | No Data | No Data | No Data | No Data | No Data | No Data | 80 | 97.6524 | -86.905 | -90.3115 | -113.9 | -114.2629
2019-01-31 17:30 | No Data | No Data | No Data | No Data | -38.4588 | -38.4982 | No Data | No Data | No Data | No Data | No Data | No Data | No Data | No Data | 53.2 | 75.804 | -60.515 | -62.8131 | -86 | -86.4289
2019-01-31 18:00 | No Data | No Data | No Data | No Data | -26.154 | -26.2093 | No Data | No Data | No Data | No Data | No Data | No Data | No Data | No Data | 40.8 | 66.7269 | -47.32 | -49.5094 | -71 | -71.0372
2019-01-31 18:30 | No Data | No Data | No Data | No Data | -32.05 | -32.0827 | No Data | No Data | No Data | No Data | No Data | No Data | No Data | No Data | 39.6 | 66.3204 | -47.32 | -49.3775 | -66.6 | -66.6271
2019-01-31 19:00 | No Data | No Data | No Data | No Data | -25.6901 | -25.9918 | No Data | No Data | No Data | No Data | No Data | No Data | No Data | No Data | 29.2 | 58.9413 | -36.855 | -38.5705 | -46.2 | -46.6978
2019-01-31 19:30 | No Data | No Data | No Data | No Data | -25.1774 | -25.3537 | No Data | No Data | No Data | No Data | No Data | No Data | No Data | No Data | 35.6 | 63.0187 | -25.025 | -26.7871 | -15.1 | -18.2222
2019-01-31 20:00 | No Data | No Data | No Data | No Data | -16.0586 | -18.446 | No Data | No Data | No Data | No Data | No Data | No Data | No Data | No Data | 27.6 | 55.7164 | 0 | 3.64 | 28.3 | 33.2212
2019-01-31 20:30 | No Data | No Data | No Data | No Data | -14.2031 | -16.4849 | No Data | No Data | No Data | No Data | No Data | No Data | No Data | No Data | 25.2 | 60.3165 | 10.465 | 10.465 | 45.7 | 49.5694
2019-01-31 21:00 | No Data | No Data | No Data | No Data | -4.1077 | -18.0104 | No Data | No Data | No Data | No Data | No Data | No Data | No Data | No Data | 28.8 | 63.3277 | 2.73 | 2.8777 | 37.6 | 40.6695
2019-01-31 21:30 | No Data | No Data | No Data | No Data | 1.886 | 20.8194 | No Data | No Data | No Data | No Data | No Data | No Data | No Data | No Data | 30.4 | 64.7765 | 0 | 0.455 | 33.6 | 35.7463
2019-01-31 22:00 | No Data | No Data | No Data | No Data | 4.1932 | 21.2375 | No Data | No Data | No Data | No Data | No Data | No Data | No Data | No Data | 34.8 | 68.3263 | -5.915 | -5.9325 | 23.2 | 24.1205
2019-01-31 22:30 | No Data | No Data | No Data | No Data | 12.2499 | 24.1559 | No Data | No Data | No Data | No Data | No Data | No Data | No Data | No Data | 35.6 | 68.3953 | -4.095 | -4.095 | 27.7 | 28.9168
2019-01-31 23:00 | No Data | No Data | No Data | No Data | 10.3456 | 23.2482 | No Data | No Data | No Data | No Data | No Data | No Data | No Data | No Data | 39.2 | 72.3414 | -9.555 | -9.7268 | 18.8 | 18.813
2019-01-31 23:30 | No Data | No Data | No Data | No Data | 11.9448 | 25.8449 | No Data | No Data | No Data | No Data | No Data | No Data | No Data | No Data | 42 | 74.2256 | -13.65 | -13.7708 | 20.1 | 20.4025
2019-02-01 | No Data | No Data | No Data | No Data | 12.3476 | 24.3843 | No Data | No Data | No Data | No Data | No Data | No Data | No Data | No Data | 44.8 | 76.4921 | -15.925 | -16.1573 | 20.8 | 21.5407
2019-02-01 00:30 | No Data | No Data | No Data | No Data | 24.5548 | 29.6508 | No Data | No Data | No Data | No Data | No Data | No Data | No Data | No Data | 46.8 | 78 | -19.11 | -19.1965 | 26.9 | 29.6624
2019-02-01 01:00 | No Data | No Data | No Data | No Data | 20.8072 | 28.8956 | No Data | No Data | No Data | No Data | No Data | No Data | No Data | No Data | 40.8 | 74.5547 | -16.38 | -16.4808 | 22.1 | 23.4361
2019-02-01 01:30 | No Data | No Data | No Data | No Data | 11.1147 | 24.8368 | No Data | No Data | No Data | No Data | No Data | No Data | No Data | No Data | 37.6 | 72.8527 | -15.925 | -15.925 | 14.6 | 20.3666
2019-02-01 02:00 | No Data | No Data | No Data | No Data | 4.7059 | 22.7041 | No Data | No Data | No Data | No Data | No Data | No Data | No Data | No Data | 34.8 | 71.0988 | -12.74 | -12.74 | 15.7 | 20.5762
2019-02-01 02:30 | No Data | No Data | No Data | No Data | 10.663 | 24.638 | No Data | No Data | No Data | No Data | No Data | No Data | No Data | No Data | 40.4 | 75.0093 | -17.745 | -17.8381 | 11.4 | 16.122
2019-02-01 03:00 | No Data | No Data | No Data | No Data | 0.0061036 | 22.2829 | No Data | No Data | No Data | No Data | No Data | No Data | No Data | No Data | 40.4 | 75.6846 | -19.11 | -19.1317 | 6.4 | 11.1252
2019-02-01 03:30 | No Data | No Data | No Data | No Data | 3.9368 | 24.1696 | No Data | No Data | No Data | No Data | No Data | No Data | No Data | No Data | 38.4 | 73.6098 | -18.655 | -18.6605 | 7 | 12.1248
2019-02-01 04:00 | No Data | No Data | No Data | No Data | 1.3245 | 23.8836 | No Data | No Data | No Data | No Data | No Data | No Data | No Data | No Data | 40 | 75.1329 | -20.02 | -20.0665 | 5.1 | 11.0476
2019-02-01 04:30 | No Data | No Data | No Data | No Data | -5.2308 | -22.8187 | No Data | No Data | No Data | No Data | No Data | No Data | No Data | No Data | 42.8 | 76.6603 | -21.84 | -21.9582 | 2.1 | 11.1987
2019-02-01 05:00 | No Data | No Data | No Data | No Data | -5.0843 | -22.7855 | No Data | No Data | No Data | No Data | No Data | No Data | No Data | No Data | 44 | 76.3529 | -19.565 | -19.6126 | 3.2 | 12.516
2019-02-01 05:30 | No Data | No Data | No Data | No Data | -6.7689 | -21.5558 | No Data | No Data | No Data | No Data | No Data | No Data | No Data | No Data | 43.6 | 76.4513 | -20.93 | -20.9745 | 5 | 15.1489
2019-02-01 06:00 | No Data | No Data | No Data | No Data | -8.7709 | -16.9639 | No Data | No Data | No Data | No Data | No Data | No Data | No Data | No Data | 48.4 | 78.6547 | -24.57 | -24.5868 | 6 | 18.6815
2019-02-01 06:30 | No Data | No Data | No Data | No Data | -4.828 | -10.2372 | No Data | No Data | No Data | No Data | No Data | No Data | No Data | No Data | 52 | 79.0959 | -24.57 | -24.5868 | 8.3 | 20.3679
2019-02-01 07:00 | No Data | No Data | No Data | No Data | -1.239 | -5.6848 | No Data | No Data | No Data | No Data | No Data | No Data | No Data | No Data | 54.8 | 79.5035 | -23.66 | -23.7299 | 9.4 | 20.3953
2019-02-01 07:30 | No Data | No Data | No Data | No Data | 0.0061036 | 5.5482 | No Data | No Data | No Data | No Data | No Data | No Data | No Data | No Data | 47.6 | 72.285 | -13.65 | -13.65 | 8.8 | 21.8504
2019-02-01 08:00 | No Data | No Data | No Data | No Data | 7.1717 | 10.151 | No Data | No Data | No Data | No Data | No Data | No Data | No Data | No Data | 48 | 71.0617 | -29.575 | -29.923 | -27.6 | -29.4391
2019-02-01 08:30 | No Data | No Data | No Data | No Data | 3.9368 | 14.7386 | No Data | No Data | No Data | No Data | No Data | No Data | No Data | No Data | 40.8 | 64.2246 | -44.59 | -45.6998 | -62.6 | -62.6001
2019-02-01 09:00 | No Data | No Data | No Data | No Data | -18.5611 | -21.4609 | No Data | No Data | No Data | No Data | No Data | No Data | No Data | No Data | 40.8 | 66.4108 | -48.685 | -50.1017 | -74.1 | -74.2026
2019-02-01 09:30 | No Data | No Data | No Data | No Data | -34.1497 | -34.2347 | No Data | No Data | No Data | No Data | No Data | No Data | No Data | No Data | 49.6 | 71.8621 | -56.42 | -57.9424 | -86 | -86.0595
2019-02-01 10:00 | No Data | No Data | No Data | No Data | -34.3084 | -34.5239 | No Data | No Data | No Data | No Data | No Data | No Data | No Data | No Data | 52 | 73.8225 | -60.06 | -61.694 | -91.4 | -91.6677
2019-02-01 10:30 | No Data | No Data | No Data | No Data | -36.8719 | -37.0088 | No Data | No Data | No Data | No Data | No Data | No Data | No Data | No Data | 52 | 73.8225 | -60.97 | -62.902 | -95.4 | -95.7022
2019-02-01 11:00 | No Data | No Data | No Data | No Data | -35.6878 | -35.8436 | No Data | No Data | No Data | No Data | No Data | No Data | No Data | No Data | 58.8 | 78.7604 | -63.245 | -65.2191 | -99.7 | -100.1903
2019-02-01 11:30 | No Data | No Data | No Data | No Data | -31.0735 | -32.063 | No Data | No Data | No Data | No Data | No Data | No Data | No Data | No Data | 55.2 | 75.8356 | -57.785 | -59.7039 | -97.5 | -97.9521
2019-02-01 12:00 | No Data | No Data | No Data | No Data | -36.3592 | -36.596 | No Data | No Data | No Data | No Data | No Data | No Data | No Data | No Data | 48 | 70.4738 | -51.87 | -53.636 | -91 | -91.3337
2019-02-01 12:30 | No Data | No Data | No Data | No Data | -29.6452 | -31.1275 | No Data | No Data | No Data | No Data | No Data | No Data | No Data | No Data | 36.8 | 62.0825 | -40.95 | -42.381 | -81.4 | -81.6835
2019-02-01 13:00 | No Data | No Data | No Data | No Data | -29.9016 | -31.1477 | No Data | No Data | No Data | No Data | No Data | No Data | No Data | No Data | 39.6 | 64.7271 | -41.405 | -42.707 | -81.3 | -81.7328
2019-02-01 13:30 | No Data | No Data | No Data | No Data | -35.7366 | -35.9436 | No Data | No Data | No Data | No Data | No Data | No Data | No Data | No Data | 35.2 | 60.821 | -43.68 | -45.0243 | -84.5 | -84.8685
2019-02-01 14:00 | No Data | No Data | No Data | No Data | -30.5608 | -31.4305 | No Data | No Data | No Data | No Data | No Data | No Data | No Data | No Data | 54.8 | 79.5035 | -21.385 | -21.9629 | -62.6 | -62.6
2019-02-01 14:30 | No Data | No Data | No Data | No Data | -27.9973 | -29.062 | No Data | No Data | No Data | No Data | No Data | No Data | No Data | No Data | 53.2 | 77.8234 | -19.11 | -19.7545 | -56.9 | -56.9127
2019-02-01 15:00 | No Data | No Data | No Data | No Data | -28.1559 | -28.778 | No Data | No Data | No Data | No Data | No Data | No Data | No Data | No Data | 38.8 | 62.3448 | -22.75 | -24.1793 | -60.3 | -60.3001
2019-02-01 15:30 | No Data | No Data | No Data | No Data | -22.8702 | -24.1619 | No Data | No Data | No Data | No Data | No Data | No Data | No Data | No Data | 28.8 | 56.6646 | -34.125 | -35.4375 | -70.1 | -70.1685
2019-02-01 16:00 | No Data | No Data | No Data | No Data | -19.1836 | -21.2695 | No Data | No Data | No Data | No Data | No Data | No Data | No Data | No Data | 18.4 | 50.6596 | -25.935 | -27.1974 | -59.3 | -59.3372
2019-02-01 16:30 | No Data | No Data | No Data | No Data | -15.5459 | -17.7249 | No Data | No Data | No Data | No Data | No Data | No Data | No Data | No Data | 22.8 | 52.7788 | -28.665 | -30.3625 | -57.2 | -57.7848
2019-02-01 17:00 | No Data | No Data | No Data | No Data | -16.6201 | -18.7697 | No Data | No Data | No Data | No Data | No Data | No Data | No Data | No Data | 18 | 50.1422 | -21.385 | -23.2407 | -51.6 | -52.2012
2019-02-01 17:30 | No Data | No Data | No Data | No Data | -13.9467 | -16.5868 | No Data | No Data | No Data | No Data | No Data | No Data | No Data | No Data | 24.8 | 52.9649 | -27.755 | -29.6624 | -53.7 | -54.3843
2019-02-01 18:00 | No Data | No Data | No Data | No Data | -11.7983 | -15.8049 | No Data | No Data | No Data | No Data | No Data | No Data | No Data | No Data | 24.4 | 51.7177 | -24.57 | -26.3625 | -48.2 | -49.1862
2019-02-01 18:30 | No Data | No Data | No Data | No Data | -8.368 | -13.5605 | No Data | No Data | No Data | No Data | No Data | No Data | No Data | No Data | 14.8 | 47.1814 | -16.38 | -18.3134 | -34.3 | -36.1134
2019-02-01 19:00 | No Data | No Data | No Data | No Data | -4.3153 | -13.0454 | No Data | No Data | No Data | No Data | No Data | No Data | No Data | No Data | 10 | 44.3423 | -9.1 | -10.6123 | -13.7 | -22.7002
2019-02-01 19:30 | No Data | No Data | No Data | No Data | -7.7943 | -14.5709 | No Data | No Data | No Data | No Data | No Data | No Data | No Data | No Data | 10 | 43.1741 | 6.37 | 6.9304 | 18.4 | 31.8522
2019-02-01 20:00 | No Data | No Data | No Data | No Data | -8.7221 | -15.0876 | No Data | No Data | No Data | No Data | No Data | No Data | No Data | No Data | 12.8 | 43.1426 | 16.38 | 16.4053 | 47.2 | 56.1969
2019-02-01 20:30 | No Data | No Data | No Data | No Data | 1.6907 | 19.9039 | No Data | No Data | No Data | No Data | No Data | No Data | No Data | No Data | 15.2 | 52.6422 | 20.475 | 20.796 | 54.8 | 63.0099
2019-02-01 21:00 | No Data | No Data | No Data | No Data | 1.886 | 19.9039 | No Data | No Data | No Data | No Data | No Data | No Data | No Data | No Data | 18 | 55.0273 | 16.835 | 17.0549 | 51.3 | 60.3041
2019-02-01 21:30 | No Data | No Data | No Data | No Data | -4.7181 | -20.4554 | No Data | No Data | No Data | No Data | No Data | No Data | No Data | No Data | 26.4 | 60.8276 | 6.825 | 7.0635 | 38.7 | 49.7733
2019-02-01 22:00 | No Data | No Data | No Data | No Data | -2.3621 | -20.0435 | No Data | No Data | No Data | No Data | No Data | No Data | No Data | No Data | 30 | 63.1772 | 1.82 | 1.876 | 33.8 | 43.448
2019-02-01 22:30 | No Data | No Data | No Data | No Data | 6.305 | 20.8786 | No Data | No Data | No Data | No Data | No Data | No Data | No Data | No Data | 30.4 | 64.0412 | 1.365 | 1.4388 | 35.1 | 44
2019-02-01 23:00 | No Data | No Data | No Data | No Data | 9.5766 | 23.8965 | No Data | No Data | No Data | No Data | No Data | No Data | No Data | No Data | 24.8 | 61.6117 | 6.37 | 6.6249 | 37.5 | 44.2019
2019-02-01 23:30 | No Data | No Data | No Data | No Data | 18.8663 | 30.283 | No Data | No Data | No Data | No Data | No Data | No Data | No Data | No Data | 24 | 61.294 | 2.275 | 3.2173 | 41.3 | 47.6669
2019-02-02 | No Data | No Data | No Data | No Data | 26.1418 | 36.5069 | No Data | No Data | No Data | No Data | No Data | No Data | No Data | No Data | 19.6 | 58.9535 | 11.83 | 12.2513 | 50.5 | 56.1293
2019-02-02 00:30 | No Data | No Data | No Data | No Data | 45.5756 | 52.2159 | No Data | No Data | No Data | No Data | No Data | No Data | No Data | No Data | 27.2 | 61.5376 | 4.095 | 4.9216 | 52.2 | 58.8615
2019-02-02 01:00 | No Data | No Data | No Data | No Data | 38.4955 | 46.1656 | No Data | No Data | No Data | No Data | No Data | No Data | No Data | No Data | 13.6 | 55.6863 | 16.835 | 17.224 | 56.7 | 60.8911
2019-02-02 01:30 | No Data | No Data | No Data | No Data | 36.8597 | 45.9495 | No Data | No Data | No Data | No Data | No Data | No Data | No Data | No Data | 19.2 | 59.2 | 10.01 | 10.2653 | 45.1 | 48.7469
2019-02-02 02:00 | No Data | No Data | No Data | No Data | 40.3387 | 51.1736 | No Data | No Data | No Data | No Data | No Data | No Data | No Data | No Data | 16.4 | 56.8183 | 12.285 | 12.9495 | 42.7 | 45.127
2019-02-02 02:30 | No Data | No Data | No Data | No Data | 47.1626 | 56.7083 | No Data | No Data | No Data | No Data | No Data | No Data | No Data | No Data | 13.2 | 55.5899 | 15.925 | 16.693 | 45.4 | 48.0708
2019-02-02 03:00 | No Data | No Data | No Data | No Data | 45.4658 | 56.2526 | No Data | No Data | No Data | No Data | No Data | No Data | No Data | No Data | 8 | 54.5894 | 18.655 | 19.3147 | 47 | 48.4831
2019-02-02 03:30 | No Data | No Data | No Data | No Data | 42.3896 | 54.8269 | No Data | No Data | No Data | No Data | No Data | No Data | No Data | No Data | 4.4 | 54.179 | 22.295 | 22.9538 | 49.6 | 51.0784
2019-02-02 04:00 | No Data | No Data | No Data | No Data | 48.188 | 61.0492 | No Data | No Data | No Data | No Data | No Data | No Data | No Data | No Data | 7.2 | 54.4779 | 20.475 | 20.9745 | 45.5 | 46.3056
2019-02-02 04:30 | No Data | No Data | No Data | No Data | 48.4443 | 61.2517 | No Data | No Data | No Data | No Data | No Data | No Data | No Data | No Data | 4.8 | 53.4161 | 22.295 | 22.8499 | 48.5 | 49.8913
2019-02-02 05:00 | No Data | No Data | No Data | No Data | 46.3935 | 59.6429 | No Data | No Data | No Data | No Data | No Data | No Data | No Data | No Data | 1.2 | 51.6139 | 28.21 | 28.8235 | 54 | 55.8613
2019-02-02 05:30 | No Data | No Data | No Data | No Data | 48.8472 | 61.5708 | No Data | No Data | No Data | No Data | No Data | No Data | No Data | No Data | -3.2 | -49.7031 | 33.67 | 34.3548 | 60.8 | 63.0254
2019-02-02 06:00 | No Data | No Data | No Data | No Data | 50.4952 | 62.8863 | No Data | No Data | No Data | No Data | No Data | No Data | No Data | No Data | -6 | -49.1675 | 36.4 | 37.1209 | 64.3 | 67.3386
2019-02-02 06:30 | No Data | No Data | No Data | No Data | 53.9254 | 63.6144 | No Data | No Data | No Data | No Data | No Data | No Data | No Data | No Data | -1.2 | -47.2153 | 35.49 | 36.1403 | 66.6 | 69.8087
2019-02-02 07:00 | No Data | No Data | No Data | No Data | 54.0352 | 62.5899 | No Data | No Data | No Data | No Data | No Data | No Data | No Data | No Data | -4.8 | -46.2498 | 40.04 | 40.6175 | 70.7 | 73.3665
2019-02-02 07:30 | No Data | No Data | No Data | No Data | 52.4361 | 61.2146 | No Data | No Data | No Data | No Data | No Data | No Data | No Data | No Data | -8.4 | -36.967 | 40.495 | 40.6201 | 62.8 | 66.1865
2019-02-02 08:00 | No Data | No Data | No Data | No Data | 45.0019 | 54.9805 | No Data | No Data | No Data | No Data | No Data | No Data | No Data | No Data | -9.6 | -38.4187 | 29.12 | 29.1768 | 32.8 | 36.5825
2019-02-02 08:30 | No Data | No Data | No Data | No Data | 37.8363 | 49.2876 | No Data | No Data | No Data | No Data | No Data | No Data | No Data | No Data | -7.2 | -40.6428 | 6.825 | 7.0635 | -12.2 | -13.5956
2019-02-02 09:00 | No Data | No Data | No Data | No Data | 37.8851 | 49.3251 | No Data | No Data | No Data | No Data | No Data | No Data | No Data | No Data | 2 | 44.0454 | -4.55 | -6.4347 | -30.1 | -30.1664
2019-02-02 09:30 | No Data | No Data | No Data | No Data | 37.8851 | 49.3251 | No Data | No Data | No Data | No Data | No Data | No Data | No Data | No Data | 1.6 | 44.4288 | -6.825 | -8.2026 | -35.1 | -35.107
2019-02-02 10:00 | No Data | No Data | No Data | No Data | 34.3938 | 46.6971 | No Data | No Data | No Data | No Data | No Data | No Data | No Data | No Data | 3.6 | 44.4882 | -8.19 | -9.5982 | -38.4 | -38.4749
2019-02-02 10:30 | No Data | No Data | No Data | No Data | 37.8363 | 50.7971 | No Data | No Data | No Data | No Data | No Data | No Data | No Data | No Data | 3.2 | 43.6898 | -6.825 | -8.4635 | -38.4 | -38.5876
2019-02-02 11:00 | No Data | No Data | No Data | No Data | 37.8363 | 50.7971 | No Data | No Data | No Data | No Data | No Data | No Data | No Data | No Data | 4.8 | 44.6587 | -8.19 | -9.8432 | -40.6 | -40.6001
2019-02-02 11:30 | No Data | No Data | No Data | No Data | 36.0418 | 49.4749 | No Data | No Data | No Data | No Data | No Data | No Data | No Data | No Data | 6.4 | 44.8589 | -9.1 | -11.108 | -37.9 | -37.9297
2019-02-02 12:00 | No Data | No Data | No Data | No Data | 36.0418 | 49.4749 | No Data | No Data | No Data | No Data | No Data | No Data | No Data | No Data | -2.4 | -42.4679 | -0.455 | -3.2173 | -29.6 | -29.6042
2019-02-02 12:30 | No Data | No Data | No Data | No Data | 30.4509 | 45.5633 | No Data | No Data | No Data | No Data | No Data | No Data | No Data | No Data | -1.2 | -36.9064 | 0 | 0 | -29.2 | -29.2754
2019-02-02 13:00 | No Data | No Data | No Data | No Data | 33.8323 | 47.8893 | No Data | No Data | No Data | No Data | No Data | No Data | No Data | No Data | -2 | -35.2568 | 0 | 0 | -24.2 | -24.9088
2019-02-02 13:30 | No Data | No Data | No Data | No Data | 29.7307 | 45.0852 | No Data | No Data | No Data | No Data | No Data | No Data | No Data | No Data | 6.4 | 38.1408 | -5.005 | -5.005 | -31.5 | -31.8277
2019-02-02 14:00 | No Data | No Data | No Data | No Data | 33.1121 | 47.3832 | No Data | No Data | No Data | No Data | No Data | No Data | No Data | No Data | -2.4 | -36.0355 | 0 | 0 | -20 | -22.272
2019-02-02 14:30 | No Data | No Data | No Data | No Data | 34.6502 | 48.4705 | No Data | No Data | No Data | No Data | No Data | No Data | No Data | No Data | -4.8 | -37.5084 | 3.185 | 3.185 | -18.2 | -18.3096
2019-02-02 15:00 | No Data | No Data | No Data | No Data | 36.1883 | 49.5818 | No Data | No Data | No Data | No Data | No Data | No Data | No Data | No Data | -5.6 | -36.433 | 4.55 | 4.9005 | -13 | -15.2643
2019-02-02 15:30 | No Data | No Data | No Data | No Data | 41.3642 | 50.8904 | No Data | No Data | No Data | No Data | No Data | No Data | No Data | No Data | -1.6 | -36.8087 | 3.64 | 3.752 | -11.1 | -14.1032
2019-02-02 16:00 | No Data | No Data | No Data | No Data | 41.2665 | 50.8111 | No Data | No Data | No Data | No Data | No Data | No Data | No Data | No Data | -3.6 | -35.7816 | 4.55 | 4.9005 | -7.9 | -17.7544
2019-02-02 16:30 | No Data | No Data | No Data | No Data | 45.2583 | 53.1411 | No Data | No Data | No Data | No Data | No Data | No Data | No Data | No Data | -4.8 | -35.5258 | 9.1 | 9.2018 | -0.4 | -15.5052
2019-02-02 17:00 | No Data | No Data | No Data | No Data | 50.8003 | 57.16 | No Data | No Data | No Data | No Data | No Data | No Data | No Data | No Data | 2 | 34.1503 | 0 | 0.455 | -4.8 | -15.6541
2019-02-02 17:30 | No Data | No Data | No Data | No Data | 54.3404 | 59.6156 | No Data | No Data | No Data | No Data | No Data | No Data | No Data | No Data | -8.8 | -31.6481 | 16.835 | 17.439 | 14.3 | 23.0673
2019-02-02 18:00 | No Data | No Data | No Data | No Data | 61.2619 | 65.9861 | No Data | No Data | No Data | No Data | No Data | No Data | No Data | No Data | -14.4 | -34.7264 | 23.205 | 23.5636 | 23.2 | 33.96
2019-02-02 18:30 | No Data | No Data | No Data | No Data | 48.188 | 54.0669 | No Data | No Data | No Data | No Data | No Data | No Data | No Data | No Data | -24 | -37.7974 | 33.67 | 34.3548 | 38.4 | 48.4232
2019-02-02 19:00 | No Data | No Data | No Data | No Data | 46.6499 | 52.7006 | No Data | No Data | No Data | No Data | No Data | No Data | No Data | No Data | -21.2 | -35.4401 | 34.58 | 35.5366 | 53.7 | 63.5586
2019-02-02 19:30 | No Data | No Data | No Data | No Data | 43.2685 | 48.6363 | No Data | No Data | No Data | No Data | No Data | No Data | No Data | No Data | -22.8 | -34.2812 | 50.96 | 51.848 | 86.7 | 95.3571
2019-02-02 20:00 | No Data | No Data | No Data | No Data | 49.0547 | 53.8488 | No Data | No Data | No Data | No Data | No Data | No Data | No Data | No Data | -28.4 | -37.1828 | 68.25 | 68.854 | 120.4 | 128.7814
2019-02-02 20:30 | No Data | No Data | No Data | No Data | 46.7964 | 55.3375 | No Data | No Data | No Data | No Data | No Data | No Data | No Data | No Data | 40 | 60.959 | 3.64 | 8.9625 | 55.2 | 69.06
2019-02-02 21:00 | No Data | No Data | No Data | No Data | 56.025 | 63.3336 | No Data | No Data | No Data | No Data | No Data | No Data | No Data | No Data | -38.4 | -48.5601 | 80.99 | 82.4542 | 133.7 | 144.4947
2019-02-02 21:30 | No Data | No Data | No Data | No Data | 52.6925 | 60.4056 | No Data | No Data | No Data | No Data | No Data | No Data | No Data | No Data | -31.2 | -47.037 | 72.345 | 73.5385 | 121 | 127.1606
2019-02-02 22:00 | No Data | No Data | No Data | No Data | 49.0059 | 57.2181 | No Data | No Data | No Data | No Data | No Data | No Data | No Data | No Data | -18.8 | -46.381 | 56.42 | 57.742 | 102.6 | 110.1944
2019-02-02 22:30 | No Data | No Data | No Data | No Data | 61.3107 | 68.054 | No Data | No Data | No Data | No Data | No Data | No Data | No Data | No Data | 1.2 | 42.417 | 37.31 | 39.7286 | 83.6 | 84.7313
2019-02-02 23:00 | No Data | No Data | No Data | No Data | 59.7726 | 67.7023 | No Data | No Data | No Data | No Data | No Data | No Data | No Data | No Data | -17.6 | -42.9698 | 53.235 | 55.5659 | 94.7 | 97.453
2019-02-02 23:30 | No Data | No Data | No Data | No Data | 64.741 | 72.2399 | No Data | No Data | No Data | No Data | No Data | No Data | No Data | No Data | -1.2 | -44.0164 | 33.215 | 36.4511 | 77.6 | 80.3913
2019-02-03 | No Data | No Data | No Data | No Data | 66.389 | 73.7204 | No Data | No Data | No Data | No Data | No Data | No Data | No Data | No Data | 2.4 | 44.5457 | 29.12 | 32.5572 | 76.2 | 80.7424
2019-02-03 00:30 | No Data | No Data | No Data | No Data | 80.3784 | 84.6214 | No Data | No Data | No Data | No Data | No Data | No Data | No Data | No Data | 0.4 | 41.6019 | 30.03 | 33.9913 | 83.5 | 90.2704
2019-02-03 01:00 | No Data | No Data | No Data | No Data | 69.868 | 75.9977 | No Data | No Data | No Data | No Data | No Data | No Data | No Data | No Data | -11.2 | -44.6282 | 40.95 | 43.4614 | 85.9 | 90.6312
2019-02-03 01:30 | No Data | No Data | No Data | No Data | 64.8997 | 73.0034 | No Data | No Data | No Data | No Data | No Data | No Data | No Data | No Data | -18.8 | -44.923 | 48.23 | 50.9356 | 86.9 | 92.9904
2019-02-03 02:00 | No Data | No Data | No Data | No Data | 59.5651 | 68.3047 | No Data | No Data | No Data | No Data | No Data | No Data | No Data | No Data | -21.6 | -45.8118 | 49.595 | 52.3744 | 86.3 | 91.7328
2019-02-03 02:30 | No Data | No Data | No Data | No Data | 56.1837 | 65.3769 | No Data | No Data | No Data | No Data | No Data | No Data | No Data | No Data | -13.6 | -44.5277 | 42.77 | 45.6386 | 77 | 81.7971
2019-02-03 03:00 | No Data | No Data | No Data | No Data | 54.0841 | 63.5816 | No Data | No Data | No Data | No Data | No Data | No Data | No Data | No Data | -21.6 | -45.4594 | 48.685 | 52.1367 | 81.7 | 84.8757
2019-02-03 03:30 | No Data | No Data | No Data | No Data | 48.2856 | 58.7285 | No Data | No Data | No Data | No Data | No Data | No Data | No Data | No Data | -16.8 | -45.607 | 40.95 | 44.6294 | 75.4 | 78.4329
2019-02-03 04:00 | No Data | No Data | No Data | No Data | 46.6499 | 59.812 | No Data | No Data | No Data | No Data | No Data | No Data | No Data | No Data | -15.2 | -45.4189 | 40.495 | 44.2123 | 71.7 | 74.4371
2019-02-03 04:30 | No Data | No Data | No Data | No Data | 39.5209 | 54.4349 | No Data | No Data | No Data | No Data | No Data | No Data | No Data | No Data | -15.6 | -45.5544 | 40.04 | 43.6136 | 71.5 | 74.0852
2019-02-03 05:00 | No Data | No Data | No Data | No Data | 40.8026 | 55.3725 | No Data | No Data | No Data | No Data | No Data | No Data | No Data | No Data | -17.2 | -45.7559 | 43.225 | 46.9003 | 75.3 | 78.0406
2019-02-03 05:30 | No Data | No Data | No Data | No Data | 40.8026 | 55.3725 | No Data | No Data | No Data | No Data | No Data | No Data | No Data | No Data | -8 | -45.115 | 33.67 | 37.6442 | 66 | 68.2551
2019-02-03 06:00 | No Data | No Data | No Data | No Data | 42.1942 | 56.4058 | No Data | No Data | No Data | No Data | No Data | No Data | No Data | No Data | -3.2 | -44.5798 | 31.395 | 35.4112 | 62.6 | 65.0815
2019-02-03 06:30 | No Data | No Data | No Data | No Data | 42.1942 | 55.1998 | No Data | No Data | No Data | No Data | No Data | No Data | No Data | No Data | 7.2 | 46.5601 | 22.295 | 26.6282 | 55.2 | 57.642
2019-02-03 07:00 | No Data | No Data | No Data | No Data | 42.1942 | 54.1519 | No Data | No Data | No Data | No Data | No Data | No Data | No Data | No Data | 14.8 | 47.5613 | 15.925 | 20.6812 | 51.4 | 54.107
2019-02-03 07:30 | No Data | No Data | No Data | No Data | 42.1942 | 53.1419 | No Data | No Data | No Data | No Data | No Data | No Data | No Data | No Data | 14.4 | 38.4021 | 17.29 | 20.4497 | 43.7 | 46.854
2019-02-03 08:00 | No Data | No Data | No Data | No Data | 44.0375 | 54.6169 | No Data | No Data | No Data | No Data | No Data | No Data | No Data | No Data | 10 | 37.3631 | 7.735 | 11.2653 | 19 | 24.1456
2019-02-03 08:30 | No Data | No Data | No Data | No Data | 35.1629 | 47.7507 | No Data | No Data | No Data | No Data | No Data | No Data | No Data | No Data | 8 | 36.4878 | -3.185 | -5.1878 | -9.4 | -12.8082
2019-02-03 09:00 | No Data | No Data | No Data | No Data | 40.2899 | 53.1803 | No Data | No Data | No Data | No Data | No Data | No Data | No Data | No Data | 15.6 | 39.97 | -12.74 | -13.0292 | -23.8 | -25.173
2019-02-03 09:30 | No Data | No Data | No Data | No Data | 41.9867 | 53.1939 | No Data | No Data | No Data | No Data | No Data | No Data | No Data | No Data | 20 | 42.2355 | -15.925 | -16.0287 | -29.2 | -30.8326
2019-02-03 10:00 | No Data | No Data | No Data | No Data | 41.9867 | 53.1939 | No Data | No Data | No Data | No Data | No Data | No Data | No Data | No Data | 11.6 | 35.546 | -4.55 | -4.9005 | -23 | -27.5138
2019-02-03 10:30 | No Data | No Data | No Data | No Data | 37.9339 | 50.0568 | No Data | No Data | No Data | No Data | No Data | No Data | No Data | No Data | 17.2 | 37.7465 | -9.1 | -9.1454 | -25.9 | -31.4269
2019-02-03 11:00 | No Data | No Data | No Data | No Data | 28.8029 | 43.5467 | No Data | No Data | No Data | No Data | No Data | No Data | No Data | No Data | 9.6 | 33.0261 | 0 | 0 | -15.8 | -24.4049
2019-02-03 11:30 | No Data | No Data | No Data | No Data | 21.0636 | 35.7422 | No Data | No Data | No Data | No Data | No Data | No Data | No Data | No Data | 8.8 | 33.188 | 0 | 0 | -13.4 | -21.0238
2019-02-03 12:00 | No Data | No Data | No Data | No Data | 23.7858 | 33.9765 | No Data | No Data | No Data | No Data | No Data | No Data | No Data | No Data | 4.8 | 32.7536 | 1.365 | 1.365 | -12.9 | -16.5076
2019-02-03 12:30 | No Data | No Data | No Data | No Data | 15.4726 | 28.7757 | No Data | No Data | No Data | No Data | No Data | No Data | No Data | No Data | 0.4 | 32.4025 | 5.005 | 5.3256 | -9.9 | -17.9725
2019-02-03 13:00 | No Data | No Data | No Data | No Data | 6.8177 | 23.2338 | No Data | No Data | No Data | No Data | No Data | No Data | No Data | No Data | 11.2 | 37.3202 | -5.005 | -5.005 | -19 | -24.0227
2019-02-03 13:30 | No Data | No Data | No Data | No Data | -8.9296 | -17.8328 | No Data | No Data | No Data | No Data | No Data | No Data | No Data | No Data | 20 | 41.5326 | -5.46 | -5.46 | -19 | -27.1544
2019-02-03 14:00 | No Data | No Data | No Data | No Data | -0.93385 | -15.318 | No Data | No Data | No Data | No Data | No Data | No Data | No Data | No Data | 26.8 | 46.1736 | -18.655 | -18.7932 | -22.4 | -31.1178
2019-02-03 14:30 | No Data | No Data | No Data | No Data | -5.6947 | -11.5111 | No Data | No Data | No Data | No Data | No Data | No Data | No Data | No Data | 24.8 | 48.4314 | -16.38 | -17.745 | -14.9 | -30.6635
2019-02-03 15:00 | No Data | No Data | No Data | No Data | 0.0061036 | 11.7983 | No Data | No Data | No Data | No Data | No Data | No Data | No Data | No Data | 15.6 | 42.562 | -7.28 | -8.1393 | 19.7 | 36.3849
2019-02-03 15:30 | No Data | No Data | No Data | No Data | -1.6419 | -13.3886 | No Data | No Data | No Data | No Data | No Data | No Data | No Data | No Data | 23.2 | 47.6319 | -12.285 | -13.2654 | -22.6 | -33.0389
2019-02-03 16:00 | No Data | No Data | No Data | No Data | -9.2348 | -10.8751 | No Data | No Data | No Data | No Data | No Data | No Data | No Data | No Data | 30.4 | 50.5601 | -11.83 | -12.8452 | -6.6 | -31.4992
2019-02-03 16:30 | No Data | No Data | No Data | No Data | -4.4617 | -4.6439 | No Data | No Data | No Data | No Data | No Data | No Data | No Data | No Data | 41.6 | 60.2621 | -28.21 | -29.6414 | -16.7 | -30.148
2019-02-03 17:00 | No Data | No Data | No Data | No Data | -2.7771 | -3.0361 | No Data | No Data | No Data | No Data | No Data | No Data | No Data | No Data | 37.6 | 56.3716 | -20.02 | -21.4623 | -14.6 | -34.5377
2019-02-03 17:30 | No Data | No Data | No Data | No Data | 3.9368 | 5.0302 | No Data | No Data | No Data | No Data | No Data | No Data | No Data | No Data | 37.2 | 53.1774 | -7.28 | -8.3527 | -9.2 | -36.7696
2019-02-03 18:00 | No Data | No Data | No Data | No Data | 2.6062 | 4.0739 | No Data | No Data | No Data | No Data | No Data | No Data | No Data | No Data | 59.6 | 74.56 | -42.315 | -43.4829 | -8 | -28.0665
2019-02-03 18:30 | No Data | No Data | No Data | No Data | 0.0061036 | 3.1312 | No Data | No Data | No Data | No Data | No Data | No Data | No Data | No Data | 76 | 88.6305 | -27.3 | -28.1402 | 14.6 | 33.0048
2019-02-03 19:00 | No Data | No Data | No Data | No Data | 0.0061036 | 2.6185 | No Data | No Data | No Data | No Data | No Data | No Data | No Data | No Data | 46.4 | 59.722 | -9.555 | -9.7268 | 19 | 41.9495
2019-02-03 19:30 | No Data | No Data | No Data | No Data | 7.6844 | 11.1736 | No Data | No Data | No Data | No Data | No Data | No Data | No Data | No Data | 35.6 | 57.5361 | 11.83 | 12.5187 | 70.7 | 80.5509
2019-02-03 20:00 | No Data | No Data | No Data | No Data | 11.3222 | 14.7115 | No Data | No Data | No Data | No Data | No Data | No Data | No Data | No Data | 18 | 44.2285 | 27.3 | 28.3746 | 87.5 | 99.2295
2019-02-03 20:30 | No Data | No Data | No Data | No Data | 22.9068 | 30.1389 | No Data | No Data | No Data | No Data | No Data | No Data | No Data | No Data | 21.2 | 47.0472 | 24.57 | 25.8991 | 82.3 | 92.0814
2019-02-03 21:00 | No Data | No Data | No Data | No Data | 28.6564 | 36.8243 | No Data | No Data | No Data | No Data | No Data | No Data | No Data | No Data | 33.2 | 57.7068 | 10.01 | 11.8649 | 67.8 | 75.1439
2019-02-03 21:30 | No Data | No Data | No Data | No Data | 29.8894 | 37.7917 | No Data | No Data | No Data | No Data | No Data | No Data | No Data | No Data | 19.6 | 49.2666 | 25.48 | 26.7639 | 78.9 | 83.721
2019-02-03 22:00 | No Data | No Data | No Data | No Data | 24.0909 | 34.6266 | No Data | No Data | No Data | No Data | No Data | No Data | No Data | No Data | 11.6 | 43.5725 | 27.755 | 30.5393 | 80.2 | 82.4896
2019-02-03 22:30 | No Data | No Data | No Data | No Data | 33.2708 | 42.5396 | No Data | No Data | No Data | No Data | No Data | No Data | No Data | No Data | 1.6 | 40.8314 | 37.765 | 40.0038 | 90.4 | 91.4473
2019-02-03 23:00 | No Data | No Data | No Data | No Data | 22.8092 | 34.9704 | No Data | No Data | No Data | No Data | No Data | No Data | No Data | No Data | 1.2 | 43.6018 | 35.945 | 38.4495 | 83.9 | 85.5208
2019-02-03 23:30 | No Data | No Data | No Data | No Data | 31.9402 | 41.1817 | No Data | No Data | No Data | No Data | No Data | No Data | No Data | No Data | 10.8 | 46.8615 | 23.66 | 27.3152 | 73.5 | 77.1283
2019-02-04 | No Data | No Data | No Data | No Data | 38.703 | 47.0003 | No Data | No Data | No Data | No Data | No Data | No Data | No Data | No Data | 12.8 | 47.7477 | 20.475 | 24.8632 | 71.5 | 74.6914
2019-02-04 00:30 | No Data | No Data | No Data | No Data | 52.9 | 58.5231 | No Data | No Data | No Data | No Data | No Data | No Data | No Data | No Data | 9.6 | 46.5996 | 25.025 | 28.5601 | 85.1 | 86.9212
2019-02-04 01:00 | No Data | No Data | No Data | No Data | 45.0629 | 52.362 | No Data | No Data | No Data | No Data | No Data | No Data | No Data | No Data | 6 | 47.5798 | 27.3 | 30.3216 | 75.4 | 75.8127
2019-02-04 01:30 | No Data | No Data | No Data | No Data | 33.1121 | 45.1342 | No Data | No Data | No Data | No Data | No Data | No Data | No Data | No Data | 8.8 | 48.4066 | 20.93 | 23.8213 | 65.5 | 66.4676
2019-02-04 02:00 | No Data | No Data | No Data | No Data | 23.8834 | 38.8729 | No Data | No Data | No Data | No Data | No Data | No Data | No Data | No Data | 20.8 | 57.1216 | 8.19 | 10.1026 | 49.2 | 55.9779
2019-02-04 02:30 | No Data | No Data | No Data | No Data | 21.1124 | 35.7218 | No Data | No Data | No Data | No Data | No Data | No Data | No Data | No Data | 4 | 50.1597 | 22.295 | 24.0806 | 62.6 | 67.978
2019-02-04 03:00 | No Data | No Data | No Data | No Data | 6.3539 | 27.8646 | No Data | No Data | No Data | No Data | No Data | No Data | No Data | No Data | 8.8 | 52.7394 | 19.11 | 21.1661 | 53.2 | 58.3095
2019-02-04 03:30 | No Data | No Data | No Data | No Data | -2.9236 | -20.1174 | No Data | No Data | No Data | No Data | No Data | No Data | No Data | No Data | 13.2 | 55.9786 | 13.195 | 14.8556 | 47.6 | 51.9862
2019-02-04 04:00 | No Data | No Data | No Data | No Data | -4.5716 | -16.0988 | No Data | No Data | No Data | No Data | No Data | No Data | No Data | No Data | 15.2 | 56.4836 | 11.83 | 13.6576 | 46.2 | 52.2475
2019-02-04 04:30 | No Data | No Data | No Data | No Data | -5.8534 | -16.5086 | No Data | No Data | No Data | No Data | No Data | No Data | No Data | No Data | 12.4 | 55.0156 | 13.195 | 14.8556 | 47.3 | 53.9268
2019-02-04 05:00 | No Data | No Data | No Data | No Data | -7.6478 | -15.1518 | No Data | No Data | No Data | No Data | No Data | No Data | No Data | No Data | 9.6 | 52.4854 | 19.565 | 21.21 | 52 | 59.8344
2019-02-04 05:30 | No Data | No Data | No Data | No Data | 5.9876 | 21.464 | No Data | No Data | No Data | No Data | No Data | No Data | No Data | No Data | 10.8 | 53.5014 | 16.835 | 18.5269 | 49 | 55.7068
2019-02-04 06:00 | No Data | No Data | No Data | No Data | 4.9134 | 18.9527 | No Data | No Data | No Data | No Data | No Data | No Data | No Data | No Data | 18.4 | 54.7825 | 10.465 | 12.7481 | 45.8 | 53.8955
2019-02-04 06:30 | No Data | No Data | No Data | No Data | 8.6122 | 18.0396 | No Data | No Data | No Data | No Data | No Data | No Data | No Data | No Data | 18 | 54.6494 | 14.105 | 16.0867 | 53.9 | 62.5308
2019-02-04 07:00 | No Data | No Data | No Data | No Data | 15.375 | 22.1178 | No Data | No Data | No Data | No Data | No Data | No Data | No Data | No Data | 22.4 | 55.5194 | 11.375 | 13.2654 | 52.5 | 60.9185
2019-02-04 07:30 | No Data | No Data | No Data | No Data | 15.2773 | 22.0853 | No Data | No Data | No Data | No Data | No Data | No Data | No Data | No Data | 16.4 | 53.7624 | 16.835 | 17.8439 | 50.8 | 55.28
2019-02-04 08:00 | No Data | No Data | No Data | No Data | 13.1655 | 19.4471 | No Data | No Data | No Data | No Data | No Data | No Data | No Data | No Data | 15.6 | 45.5544 | 9.1 | 9.2018 | 34.2 | 38.3266
2019-02-04 08:30 | No Data | No Data | No Data | No Data | 2.4598 | 14.5228 | No Data | No Data | No Data | No Data | No Data | No Data | No Data | No Data | -6 | -41.2388 | 10.01 | 10.1026 | 9.2 | 16.0078
2019-02-04 09:00 | No Data | No Data | No Data | No Data | 0.0061036 | 16.0586 | No Data | No Data | No Data | No Data | No Data | No Data | No Data | No Data | 24.8 | 52.9649 | -24.115 | -24.8298 | -17.8 | -20.1765
2019-02-04 09:30 | No Data | No Data | No Data | No Data | 1.6297 | 17.8665 | No Data | No Data | No Data | No Data | No Data | No Data | No Data | No Data | 22 | 52.8015 | -23.66 | -24.1836 | -42.3 | -43.566
2019-02-04 10:00 | No Data | No Data | No Data | No Data | 2.9114 | 18.6433 | No Data | No Data | No Data | No Data | No Data | No Data | No Data | No Data | 23.6 | 53.4879 | -22.75 | -23.0394 | -46.4 | -46.7736
2019-02-04 10:30 | No Data | No Data | No Data | No Data | 7.2206 | 17.0413 | No Data | No Data | No Data | No Data | No Data | No Data | No Data | No Data | 30.4 | 58.5163 | -38.22 | -39.1855 | -56.4 | -56.4057
2019-02-04 11:00 | No Data | No Data | No Data | No Data | 1.4832 | 15.5071 | No Data | No Data | No Data | No Data | No Data | No Data | No Data | No Data | 35.6 | 60.7289 | -41.405 | -42.5978 | -59.7 | -59.7804
2019-02-04 11:30 | No Data | No Data | No Data | No Data | 1.4343 | 15.1987 | No Data | No Data | No Data | No Data | No Data | No Data | No Data | No Data | 38.4 | 63.3618 | -37.765 | -39.3121 | -56.4 | -56.4022
2019-02-04 12:00 | No Data | No Data | No Data | No Data | -2.6184 | -15.007 | No Data | No Data | No Data | No Data | No Data | No Data | No Data | No Data | 40 | 64.3441 | -45.955 | -47.2346 | -64.6 | -64.6341
2019-02-04 12:30 | No Data | No Data | No Data | No Data | 0.0061036 | 14.8745 | No Data | No Data | No Data | No Data | No Data | No Data | No Data | No Data | 30.8 | 56.3603 | -35.035 | -36.437 | -54.4 | -54.4074
2019-02-04 13:00 | No Data | No Data | No Data | No Data | 1.4832 | 14.9483 | No Data | No Data | No Data | No Data | No Data | No Data | No Data | No Data | 43.2 | 63.6905 | -43.225 | -44.8146 | -63.9 | -64.3044
2019-02-04 13:30 | No Data | No Data | No Data | No Data | 0.0061036 | 14.8745 | No Data | No Data | No Data | No Data | No Data | No Data | No Data | No Data | 61.2 | 80.05 | -61.425 | -64.0646 | -78 | -78.0656
2019-02-04 14:00 | No Data | No Data | No Data | No Data | -2.2644 | -15.5046 | No Data | No Data | No Data | No Data | No Data | No Data | No Data | No Data | 54.4 | 73.8875 | -54.145 | -56.3116 | -65.6 | -65.9939
2019-02-04 14:30 | No Data | No Data | No Data | No Data | 7.9896 | 18.1662 | No Data | No Data | No Data | No Data | No Data | No Data | No Data | No Data | 54.4 | 72.8143 | -42.315 | -43.7013 | -52.6 | -53.7175
2019-02-04 15:00 | No Data | No Data | No Data | No Data | -6.6224 | -12.2528 | No Data | No Data | No Data | No Data | No Data | No Data | No Data | No Data | 70.4 | 87.2853 | -61.88 | -64.0112 | -78.9 | -77.9605
2019-02-04 15:30 | No Data | No Data | No Data | No Data | -0.87282 | -13.6695 | No Data | No Data | No Data | No Data | No Data | No Data | No Data | No Data | 53.2 | 72.192 | -54.6 | -57.0041 | -55.1 | -56.7297
2019-02-04 16:00 | No Data | No Data | No Data | No Data | 0.0061036 | 10.9316 | No Data | No Data | No Data | No Data | No Data | No Data | No Data | No Data | 58.8 | 77.1845 | -44.59 | -46.7677 | -46.8 | -48.4665
2019-02-04 16:30 | No Data | No Data | No Data | No Data | -6.2562 | -7.0459 | No Data | No Data | No Data | No Data | No Data | No Data | No Data | No Data | 57.2 | 78.938 | -55.055 | -57.7061 | -32.6 | -37.7327
2019-02-04 17:00 | No Data | No Data | No Data | No Data | -5.182 | -5.364 | No Data | No Data | No Data | No Data | No Data | No Data | No Data | No Data | 54.8 | 76.9353 | -51.87 | -54.3949 | -38.6 | -40.2482
2019-02-04 17:30 | No Data | No Data | No Data | No Data | -15.7412 | -15.8204 | No Data | No Data | No Data | No Data | No Data | No Data | No Data | No Data | 54.4 | 77.501 | -59.15 | -62.1604 | -46.1 | -47.3942
2019-02-04 18:00 | No Data | No Data | No Data | No Data | -13.6904 | -13.7666 | No Data | No Data | No Data | No Data | No Data | No Data | No Data | No Data | 54.8 | 76.3759 | -40.04 | -42.6051 | -29.5 | -32.4423
2019-02-04 18:30 | No Data | No Data | No Data | No Data | 1.532 | 5.5091 | No Data | No Data | No Data | No Data | No Data | No Data | No Data | No Data | 59.6 | 78.8335 | -29.575 | -32.385 | 24.6 | 33.0692
2019-02-04 19:00 | No Data | No Data | No Data | No Data | -3.8514 | -6.4565 | No Data | No Data | No Data | No Data | No Data | No Data | No Data | No Data | 24 | 53.3082 | -15.925 | -17.5101 | 15.1 | 28.1016
2019-02-04 19:30 | No Data | No Data | No Data | No Data | -4.7791 | -5.6025 | No Data | No Data | No Data | No Data | No Data | No Data | No Data | No Data | 19.2 | 51.6976 | 18.2 | 18.4036 | 67.7 | 73.3001
2019-02-04 20:00 | No Data | No Data | No Data | No Data | -9.8451 | -10.8963 | No Data | No Data | No Data | No Data | No Data | No Data | No Data | No Data | 25.6 | 59.039 | 15.47 | 15.4767 | 62.3 | 66.2385
2019-02-04 20:30 | No Data | No Data | No Data | No Data | -8.0018 | -9.2645 | No Data | No Data | No Data | No Data | No Data | No Data | No Data | No Data | 25.2 | 56.3489 | 15.015 | 15.2612 | 60.3 | 61.6644
2019-02-04 21:00 | No Data | No Data | No Data | No Data | -1.6419 | -8.9232 | No Data | No Data | No Data | No Data | No Data | No Data | No Data | No Data | 17.2 | 51.3654 | 21.84 | 22.3089 | 66.7 | 67.936
2019-02-04 21:30 | No Data | No Data | No Data | No Data | -1.8494 | -10.9305 | No Data | No Data | No Data | No Data | No Data | No Data | No Data | No Data | 18.8 | 54.1671 | 16.835 | 17.439 | 60.6 | 61.7962
2019-02-04 22:00 | No Data | No Data | No Data | No Data | -9.3324 | -13.9057 | No Data | No Data | No Data | No Data | No Data | No Data | No Data | No Data | 30 | 61.0757 | 8.19 | 8.2404 | 46.9 | 47.3621
2019-02-04 22:30 | No Data | No Data | No Data | No Data | -9.5399 | -10.7873 | No Data | No Data | No Data | No Data | No Data | No Data | No Data | No Data | 21.6 | 55.5698 | 16.835 | 17.0549 | 58.7 | 59.0058
2019-02-04 23:00 | No Data | No Data | No Data | No Data | -3.9002 | -9.599 | No Data | No Data | No Data | No Data | No Data | No Data | No Data | No Data | 22 | 55.7265 | 11.83 | 12.8452 | 49.2 | 53.9356
2019-02-04 23:30 | No Data | No Data | No Data | No Data | 1.3245 | 10.5511 | No Data | No Data | No Data | No Data | No Data | No Data | No Data | No Data | 19.2 | 55.4314 | 12.285 | 13.6348 | 52.1 | 56.8705
2019-02-05 | No Data | No Data | No Data | No Data | 7.7821 | 14.8648 | No Data | No Data | No Data | No Data | No Data | No Data | No Data | No Data | 19.2 | 56.1826 | 13.195 | 14.1123 | 55.7 | 58.8192
2019-02-05 00:30 | No Data | No Data | No Data | No Data | 21.4786 | 26.245 | No Data | No Data | No Data | No Data | No Data | No Data | No Data | No Data | 26.4 | 60.8276 | 7.28 | 7.5041 | 58.5 | 63.4619
2019-02-05 01:00 | No Data | No Data | No Data | No Data | 12.7138 | 19.7258 | No Data | No Data | No Data | No Data | No Data | No Data | No Data | No Data | 16.8 | 57.6999 | 15.47 | 15.7945 | 58.8 | 62.1083
2019-02-05 01:30 | No Data | No Data | No Data | No Data | 7.0741 | 16.6586 | No Data | No Data | No Data | No Data | No Data | No Data | No Data | No Data | 15.2 | 57.2545 | 15.925 | 16.2404 | 52.5 | 56.2162
2019-02-05 02:00 | No Data | No Data | No Data | No Data | -2.4109 | -14.912 | No Data | No Data | No Data | No Data | No Data | No Data | No Data | No Data | 12.4 | 56.1854 | 17.745 | 18.1145 | 51.6 | 56.6167
2019-02-05 02:30 | No Data | No Data | No Data | No Data | 2.7161 | 19.1695 | No Data | No Data | No Data | No Data | No Data | No Data | No Data | No Data | 22 | 60.9117 | 8.645 | 8.9393 | 41.7 | 48.0139
2019-02-05 03:00 | No Data | No Data | No Data | No Data | -9.5399 | -17.5375 | No Data | No Data | No Data | No Data | No Data | No Data | No Data | No Data | 43.2 | 72.9636 | -13.65 | -13.65 | 17.7 | 37.8001
2019-02-05 03:30 | No Data | No Data | No Data | No Data | -5.2918 | -17.4888 | No Data | No Data | No Data | No Data | No Data | No Data | No Data | No Data | 54 | 81.0195 | -25.025 | -25.1282 | 5.5 | 31.7796
2019-02-05 04:00 | No Data | No Data | No Data | No Data | -7.1839 | -17.9607 | No Data | No Data | No Data | No Data | No Data | No Data | No Data | No Data | 42.8 | 73.0512 | -15.47 | -15.47 | 13.1 | 34.2077
2019-02-05 04:30 | No Data | No Data | No Data | No Data | -3.8025 | -16.8949 | No Data | No Data | No Data | No Data | No Data | No Data | No Data | No Data | 34.4 | 66.4048 | -5.46 | -5.628 | 22 | 43.736
2019-02-05 05:00 | No Data | No Data | No Data | No Data | -5.597 | -18.7564 | No Data | No Data | No Data | No Data | No Data | No Data | No Data | No Data | 49.2 | 77.2839 | -23.205 | -23.205 | 5.6 | 33.2746
2019-02-05 05:30 | No Data | No Data | No Data | No Data | 0.0061036 | 20.0504 | No Data | No Data | No Data | No Data | No Data | No Data | No Data | No Data | 31.6 | 66.4012 | -5.005 | -5.1878 | 24.1 | 36.266
2019-02-05 06:00 | No Data | No Data | No Data | No Data | 5.9388 | 20.9114 | No Data | No Data | No Data | No Data | No Data | No Data | No Data | No Data | 21.2 | 61.3775 | 4.55 | 5.3062 | 38.6 | 42.8043
2019-02-05 06:30 | No Data | No Data | No Data | No Data | 9.9428 | 21.6506 | No Data | No Data | No Data | No Data | No Data | No Data | No Data | No Data | 33.2 | 65.7912 | 0 | 0 | 35.6 | 40.8333
2019-02-05 07:00 | No Data | No Data | No Data | No Data | 17.5235 | 28.9768 | No Data | No Data | No Data | No Data | No Data | No Data | No Data | No Data | 40 | 69.4711 | -5.46 | -5.4789 | 29.3 | 34.7052
2019-02-05 07:30 | No Data | No Data | No Data | No Data | 27.4235 | 34.6537 | No Data | No Data | No Data | No Data | No Data | No Data | No Data | No Data | 36.8 | 66.3421 | -4.55 | -4.55 | 31.5 | 38.8897
2019-02-05 08:00 | No Data | No Data | No Data | No Data | 27.0695 | 34.3742 | No Data | No Data | No Data | No Data | No Data | No Data | No Data | No Data | 33.6 | 59.9093 | -17.29 | -17.9998 | 17.5 | 25.005
2019-02-05 08:30 | No Data | No Data | No Data | No Data | 12.9702 | 24.8406 | No Data | No Data | No Data | No Data | No Data | No Data | No Data | No Data | 34.4 | 61.6831 | -34.125 | -35.3175 | -17.3 | -22.6374
2019-02-05 09:00 | No Data | No Data | No Data | No Data | 4.7669 | 21.7153 | No Data | No Data | No Data | No Data | No Data | No Data | No Data | No Data | 45.6 | 68.8616 | -46.865 | -48.4484 | -73.7 | -73.7271
2019-02-05 09:30 | No Data | No Data | No Data | No Data | -2.9236 | -17.5851 | No Data | No Data | No Data | No Data | No Data | No Data | No Data | No Data | 44.8 | 68.637 | -50.96 | -52.9992 | -72.5 | -72.6334
2019-02-05 10:00 | No Data | No Data | No Data | No Data | -1.8494 | -18.8595 | No Data | No Data | No Data | No Data | No Data | No Data | No Data | No Data | 53.2 | 76.0894 | -62.335 | -64.8116 | -93.1 | -92.4009
2019-02-05 10:30 | No Data | No Data | No Data | No Data | -2.5208 | -21.0199 | No Data | No Data | No Data | No Data | No Data | No Data | No Data | No Data | 57.2 | 77.8439 | -63.7 | -65.6605 | -100.6 | -100.6263
2019-02-05 11:00 | No Data | No Data | No Data | No Data | 2.0447 | 20.9196 | No Data | No Data | No Data | No Data | No Data | No Data | No Data | No Data | 66.8 | 85.6458 | -73.255 | -75.8227 | -106.9 | -106.9135
2019-02-05 11:30 | No Data | No Data | No Data | No Data | 8.4535 | 24.0508 | No Data | No Data | No Data | No Data | No Data | No Data | No Data | No Data | 66.8 | 86.9115 | -74.62 | -77.3781 | -101 | -102.5024
2019-02-05 12:00 | No Data | No Data | No Data | No Data | 4.2542 | 22.9146 | No Data | No Data | No Data | No Data | No Data | No Data | No Data | No Data | 65.2 | 84.6584 | -70.98 | -73.5075 | -101.8 | -102.728
2019-02-05 12:30 | No Data | No Data | No Data | No Data | 3.888 | 22.4886 | No Data | No Data | No Data | No Data | No Data | No Data | No Data | No Data | 63.2 | 82.6104 | -65.52 | -68.124 | -97.9 | -97.9662
2019-02-05 13:00 | No Data | No Data | No Data | No Data | 2.5086 | 22.2916 | No Data | No Data | No Data | No Data | No Data | No Data | No Data | No Data | 38 | 63.1202 | -40.495 | -42.3174 | -74.3 | -74.3151
2019-02-05 13:30 | No Data | No Data | No Data | No Data | 6.8666 | 23.0034 | No Data | No Data | No Data | No Data | No Data | No Data | No Data | No Data | 29.6 | 57.0754 | -33.215 | -34.964 | -62.4 | -62.5693
2019-02-05 14:00 | No Data | No Data | No Data | No Data | 3.7415 | 20.6485 | No Data | No Data | No Data | No Data | No Data | No Data | No Data | No Data | 24.4 | 53.1338 | -28.665 | -29.9402 | -54 | -56.5545
2019-02-05 14:30 | No Data | No Data | No Data | No Data | 3.4852 | 20.3029 | No Data | No Data | No Data | No Data | No Data | No Data | No Data | No Data | 13.2 | 46.7042 | -18.655 | -19.9579 | -45 | -46.3001
2019-02-05 15:00 | No Data | No Data | No Data | No Data | -2.8748 | -17.83 | No Data | No Data | No Data | No Data | No Data | No Data | No Data | No Data | 13.2 | 46.3206 | -12.285 | -13.2654 | -39.1 | -42.3591
2019-02-05 15:30 | No Data | No Data | No Data | No Data | -3.241 | -12.1412 | No Data | No Data | No Data | No Data | No Data | No Data | No Data | No Data | 8.8 | 44.4792 | -9.1 | -9.9789 | -31.9 | -35.9146
2019-02-05 16:00 | No Data | No Data | No Data | No Data | 2.8626 | 13.8909 | No Data | No Data | No Data | No Data | No Data | No Data | No Data | No Data | 18.8 | 47.8481 | -17.745 | -18.4373 | -37.5 | -41.8151
2019-02-05 16:30 | No Data | No Data | No Data | No Data | 5.1209 | 11.9722 | No Data | No Data | No Data | No Data | No Data | No Data | No Data | No Data | 28.8 | 54.9516 | -29.575 | -30.8126 | -7.6 | -26.6085
2019-02-05 17:00 | No Data | No Data | No Data | No Data | 11.2245 | 15.5916 | No Data | No Data | No Data | No Data | No Data | No Data | No Data | No Data | 30.4 | 55.1376 | -26.39 | -27.5002 | -4.7 | -23.1482
2019-02-05 17:30 | No Data | No Data | No Data | No Data | 6.8666 | 12.0934 | No Data | No Data | No Data | No Data | No Data | No Data | No Data | No Data | 18.8 | 47.8481 | -16.38 | -17.1276 | -18.2 | -28.0927
2019-02-05 18:00 | No Data | No Data | No Data | No Data | 2.0447 | 10.1628 | No Data | No Data | No Data | No Data | No Data | No Data | No Data | No Data | 14 | 45.0315 | -8.645 | -9.9893 | -14.7 | -23.0853
2019-02-05 18:30 | No Data | No Data | No Data | No Data | 7.9896 | 15.8512 | No Data | No Data | No Data | No Data | No Data | No Data | No Data | No Data | 38 | 59.0512 | 3.64 | 4.0696 | 12.5 | 31.4875
2019-02-05 19:00 | No Data | No Data | No Data | No Data | 8.4535 | 17.5992 | No Data | No Data | No Data | No Data | No Data | No Data | No Data | No Data | 8 | 45.5087 | -8.645 | -9.5658 | 6.6 | 24.9874
2019-02-05 19:30 | No Data | No Data | No Data | No Data | 11.4321 | 24.2453 | No Data | No Data | No Data | No Data | No Data | No Data | No Data | No Data | 10 | 45.1221 | 6.37 | 6.37 | 41.4 | 55.0604
2019-02-05 20:00 | No Data | No Data | No Data | No Data | 19.1714 | 28.7174 | No Data | No Data | No Data | No Data | No Data | No Data | No Data | No Data | 10 | 51.3825 | 24.57 | 25.1694 | 73.3 | 79.861
2019-02-05 20:30 | No Data | No Data | No Data | No Data | 25.4704 | 34.8247 | No Data | No Data | No Data | No Data | No Data | No Data | No Data | No Data | 9.2 | 51.2328 | 27.3 | 27.9334 | 77 | 81.5635
2019-02-05 21:00 | No Data | No Data | No Data | No Data | 32.8069 | 42.5019 | No Data | No Data | No Data | No Data | No Data | No Data | No Data | No Data | 14.8 | 54.835 | 20.93 | 21.7498 | 67.9 | 72.2189
2019-02-05 21:30 | No Data | No Data | No Data | No Data | 37.0062 | 44.7314 | No Data | No Data | No Data | No Data | No Data | No Data | No Data | No Data | 22 | 62.4064 | 9.555 | 10.3955 | 56.1 | 57.2666
2019-02-05 22:00 | No Data | No Data | No Data | No Data | 30.9148 | 40.9307 | No Data | No Data | No Data | No Data | No Data | No Data | No Data | No Data | 27.2 | 62.9768 | 5.46 | 6.825 | 48.1 | 47.7557
2019-02-05 22:30 | No Data | No Data | No Data | No Data | 40.5951 | 48.6576 | No Data | No Data | No Data | No Data | No Data | No Data | No Data | No Data | 22.4 | 62.9222 | 5.915 | 6.9453 | 50 | 50.3829
2019-02-05 23:00 | No Data | No Data | No Data | No Data | 39.2645 | 47.5532 | No Data | No Data | No Data | No Data | No Data | No Data | No Data | No Data | 15.2 | 59.5718 | 9.555 | 11.005 | 51.6 | 53.5448
2019-02-05 23:30 | No Data | No Data | No Data | No Data | 43.061 | 50.7331 | No Data | No Data | No Data | No Data | No Data | No Data | No Data | No Data | 14 | 57.7235 | 12.74 | 15.1454 | 55.6 | 60.0443
2019-02-06 | No Data | No Data | No Data | No Data | 51.7769 | 57.2887 | No Data | No Data | No Data | No Data | No Data | No Data | No Data | No Data | 9.6 | 55.2406 | 16.835 | 18.9249 | 62.2 | 65.4599
2019-02-06 00:30 | No Data | No Data | No Data | No Data | 62.8489 | 66.8807 | No Data | No Data | No Data | No Data | No Data | No Data | No Data | No Data | 15.2 | 55.3288 | 12.285 | 14.7647 | 67.2 | 72.9938
2019-02-06 01:00 | No Data | No Data | No Data | No Data | 48.4932 | 54.7356 | No Data | No Data | No Data | No Data | No Data | No Data | No Data | No Data | 8.8 | 56.6872 | 17.745 | 18.8537 | 63.6 | 64.2909
2019-02-06 01:30 | No Data | No Data | No Data | No Data | 41.1688 | 48.4752 | No Data | No Data | No Data | No Data | No Data | No Data | No Data | No Data | 8.8 | 56.6872 | 16.835 | 18.3416 | 55.2 | 57.642
2019-02-06 02:00 | No Data | No Data | No Data | No Data | 35.7244 | 44.9178 | No Data | No Data | No Data | No Data | No Data | No Data | No Data | No Data | -2 | -54.037 | 25.935 | 27.1974 | 61.2 | 63.5982
2019-02-06 02:30 | No Data | No Data | No Data | No Data | 32.1965 | 40.9397 | No Data | No Data | No Data | No Data | No Data | No Data | No Data | No Data | -6.4 | -53.5836 | 28.665 | 30.0748 | 66.4 | 68.0077
2019-02-06 03:00 | No Data | No Data | No Data | No Data | 31.0124 | 42.6501 | No Data | No Data | No Data | No Data | No Data | No Data | No Data | No Data | -5.6 | -53.5836 | 30.94 | 32.2505 | 63.5 | 65.883
2019-02-06 03:30 | No Data | No Data | No Data | No Data | 28.6564 | 40.9689 | No Data | No Data | No Data | No Data | No Data | No Data | No Data | No Data | -14.4 | -53.1865 | 38.22 | 39.6268 | 70.6 | 72.3683
2019-02-06 04:00 | No Data | No Data | No Data | No Data | 25.3727 | 38.7432 | No Data | No Data | No Data | No Data | No Data | No Data | No Data | No Data | -22.8 | -53.8635 | 46.865 | 48.2257 | 78 | 80.5233
2019-02-06 04:30 | No Data | No Data | No Data | No Data | 23.6271 | 37.6231 | No Data | No Data | No Data | No Data | No Data | No Data | No Data | No Data | -73.6 | -81.5843 | 97.825 | 99.1127 | 131.7 | 135.3222
2019-02-06 05:00 | No Data | No Data | No Data | No Data | 17.8897 | 34.3118 | No Data | No Data | No Data | No Data | No Data | No Data | No Data | No Data | -77.2 | -84.681 | 99.19 | 100.6085 | 132.9 | 137.1555
2019-02-06 05:30 | No Data | No Data | No Data | No Data | 20.3433 | 34.1943 | No Data | No Data | No Data | No Data | No Data | No Data | No Data | No Data | -71.6 | -80.5034 | 94.185 | 95.7589 | 128.2 | 132.9446
2019-02-06 06:00 | No Data | No Data | No Data | No Data | 22.4552 | 32.4984 | No Data | No Data | No Data | No Data | No Data | No Data | No Data | No Data | -75.2 | -82.8618 | 97.37 | 98.9737 | 134.4 | 138.8825
2019-02-06 06:30 | No Data | No Data | No Data | No Data | 23.6271 | 31.6936 | No Data | No Data | No Data | No Data | No Data | No Data | No Data | No Data | -72 | -80.1439 | 100.1 | 101.3588 | 140.3 | 147.6873
2019-02-06 07:00 | No Data | No Data | No Data | No Data | 32.8069 | 36.8932 | No Data | No Data | No Data | No Data | No Data | No Data | No Data | No Data | -67.2 | -72.9548 | 96.005 | 99.213 | 136.9 | 144.075
2019-02-06 07:30 | No Data | No Data | No Data | No Data | 32.0867 | 35.2799 | No Data | No Data | No Data | No Data | No Data | No Data | No Data | No Data | -19.2 | -46.1805 | 45.045 | 48.931 | 87.3 | 95.4529
2019-02-06 08:00 | No Data | No Data | No Data | No Data | 39.3744 | 42.6206 | No Data | No Data | No Data | No Data | No Data | No Data | No Data | No Data | -12 | -45.2212 | 41.405 | 44.6967 | 79.2 | 86.9154
2019-02-06 08:30 | No Data | No Data | No Data | No Data | 30.8049 | 35.7336 | No Data | No Data | No Data | No Data | No Data | No Data | No Data | No Data | -11.2 | -43.0813 | 44.135 | 46.9202 | 70.9 | 79.3358
2019-02-06 09:00 | No Data | No Data | No Data | No Data | 31.3176 | 37.0225 | No Data | No Data | No Data | No Data | No Data | No Data | No Data | No Data | -16 | -41.9695 | 48.685 | 51.5136 | 67.4 | 78.8952
2019-02-06 09:30 | No Data | No Data | No Data | No Data | 35.3704 | 41.598 | No Data | No Data | No Data | No Data | No Data | No Data | No Data | No Data | -13.2 | -40.9839 | 47.775 | 50.3593 | 71.8 | 81.189
2019-02-06 10:00 | No Data | No Data | No Data | No Data | 32.9656 | 39.5735 | No Data | No Data | No Data | No Data | No Data | No Data | No Data | No Data | -12.8 | -40.0979 | 51.87 | 53.9995 | 71.3 | 79.873
2019-02-06 10:30 | No Data | No Data | No Data | No Data | 36.7498 | 42.7771 | No Data | No Data | No Data | No Data | No Data | No Data | No Data | No Data | -24.8 | -48.0883 | 30.03 | 33.1776 | 50.8 | 61.4638
2019-02-06 11:00 | No Data | No Data | No Data | No Data | 42.2431 | 47.5795 | No Data | No Data | No Data | No Data | No Data | No Data | No Data | No Data | -28.4 | -49.7112 | 31.85 | 35.0202 | 54.9 | 65.3236
2019-02-06 11:30 | No Data | No Data | No Data | No Data | 46.9551 | 51.2212 | No Data | No Data | No Data | No Data | No Data | No Data | No Data | No Data | -15.2 | -46.5515 | 21.385 | 24.2221 | 41.1 | 51.5405
2019-02-06 12:00 | No Data | No Data | No Data | No Data | 53.7789 | 57.5413 | No Data | No Data | No Data | No Data | No Data | No Data | No Data | No Data | -8.4 | -44.7946 | 15.015 | 18.566 | 34.8 | 47.5354
2019-02-06 12:30 | No Data | No Data | No Data | No Data | 55.7687 | 59.28 | No Data | No Data | No Data | No Data | No Data | No Data | No Data | No Data | -13.6 | -43.3866 | 20.475 | 24.3584 | 44.6 | 57.3163
2019-02-06 13:00 | No Data | No Data | No Data | No Data | 53.5714 | 57.2177 | No Data | No Data | No Data | No Data | No Data | No Data | No Data | No Data | 0.8 | 44.0073 | 7.28 | 14.28 | 37.6 | 53.0332
2019-02-06 13:30 | No Data | No Data | No Data | No Data | 49.6162 | 53.5327 | No Data | No Data | No Data | No Data | No Data | No Data | No Data | No Data | 24.4 | 52.0707 | 6.37 | 12.6421 | 33.4 | 55.0023
2019-02-06 14:00 | No Data | No Data | No Data | No Data | 48.9082 | 52.3335 | No Data | No Data | No Data | No Data | No Data | No Data | No Data | No Data | 12 | 50.6423 | 0 | 13.195 | 28 | 47.8481
2019-02-06 14:30 | No Data | No Data | No Data | No Data | 45.2583 | 48.9769 | No Data | No Data | No Data | No Data | No Data | No Data | No Data | No Data | 2.8 | 50.8771 | -5.46 | -15.1249 | 39.9 | 59.5117
2019-02-06 15:00 | No Data | No Data | No Data | No Data | 30.6584 | 35.7888 | No Data | No Data | No Data | No Data | No Data | No Data | No Data | No Data | 11.2 | 52.02 | -21.385 | -25.1282 | 29.2 | 53.6436
2019-02-06 15:30 | No Data | No Data | No Data | No Data | 36.9085 | 43.751 | No Data | No Data | No Data | No Data | No Data | No Data | No Data | No Data | 41.2 | 70.1689 | -36.4 | -37.1209 | 13.3 | 38.5659
2019-02-06 16:00 | No Data | No Data | No Data | No Data | 32.6482 | 41.2959 | No Data | No Data | No Data | No Data | No Data | No Data | No Data | No Data | 48.4 | 75.5418 | -45.045 | -45.3747 | 2.7 | 34.7899
2019-02-06 16:30 | No Data | No Data | No Data | No Data | 27.985 | 35.1588 | No Data | No Data | No Data | No Data | No Data | No Data | No Data | No Data | 57.2 | 80.6107 | -51.87 | -52.2597 | -5.1 | -42.2092
2019-02-06 17:00 | No Data | No Data | No Data | No Data | 39.6796 | 45.0272 | No Data | No Data | No Data | No Data | No Data | No Data | No Data | No Data | 70.8 | 94.1097 | -65.52 | -65.5342 | -20.9 | -29.2057
2019-02-06 17:30 | No Data | No Data | No Data | No Data | 45.2094 | 51.9266 | No Data | No Data | No Data | No Data | No Data | No Data | No Data | No Data | 56 | 82.366 | -50.05 | -50.05 | -8.4 | -17.9825
2019-02-06 18:00 | No Data | No Data | No Data | No Data | 50.3853 | 56.4903 | No Data | No Data | No Data | No Data | No Data | No Data | No Data | No Data | 49.2 | 74.2428 | -62.335 | -62.4412 | -24 | -25.2982
2019-02-06 18:30 | No Data | No Data | No Data | No Data | 54.0841 | 61.333 | No Data | No Data | No Data | No Data | No Data | No Data | No Data | No Data | 12.8 | 52.3878 | -46.41 | -46.41 | -10.3 | -10.4738
2019-02-06 19:00 | No Data | No Data | No Data | No Data | 44.9043 | 55.5256 | No Data | No Data | No Data | No Data | No Data | No Data | No Data | No Data | 27.6 | 59.9333 | -45.045 | -45.045 | -12.6 | -13.025
2019-02-06 19:30 | No Data | No Data | No Data | No Data | 43.5248 | 55.3907 | No Data | No Data | No Data | No Data | No Data | No Data | No Data | No Data | -5.2 | -47.088 | -20.02 | -21.4623 | 8.8 | 14.0089
2019-02-06 20:00 | No Data | No Data | No Data | No Data | 42.707 | 54.3026 | No Data | No Data | No Data | No Data | No Data | No Data | No Data | No Data | -19.6 | -49.2666 | 25.48 | 31.5791 | 52.4 | 56.0871
2019-02-06 20:30 | No Data | No Data | No Data | No Data | 46.6011 | 58.3862 | No Data | No Data | No Data | No Data | No Data | No Data | No Data | No Data | -15.2 | -49.5871 | 29.12 | 36.4 | 58.1 | 63.0933
2019-02-06 21:00 | No Data | No Data | No Data | No Data | 44.6967 | 55.6329 | No Data | No Data | No Data | No Data | No Data | No Data | No Data | No Data | -25.6 | -51.9461 | 39.585 | 45.4317 | 70.2 | 74.2216
2019-02-06 21:30 | No Data | No Data | No Data | No Data | 48.188 | 59.5097 | No Data | No Data | No Data | No Data | No Data | No Data | No Data | No Data | -21.2 | -51.7424 | 33.67 | 39.8872 | 63.5 | 66.3682
2019-02-06 22:00 | No Data | No Data | No Data | No Data | 49.1646 | 59.3094 | No Data | No Data | No Data | No Data | No Data | No Data | No Data | No Data | -14 | -53.0796 | 26.39 | 32.5826 | 54.1 | 56.141
2019-02-06 22:30 | No Data | No Data | No Data | No Data | 59.4186 | 69.1057 | No Data | No Data | No Data | No Data | No Data | No Data | No Data | No Data | -11.6 | -50.9384 | 24.57 | 31.1268 | 54.9 | 56.9387
2019-02-06 23:00 | No Data | No Data | No Data | No Data | 56.0861 | 67.1475 | No Data | No Data | No Data | No Data | No Data | No Data | No Data | No Data | -7.2 | -51.3077 | 18.2 | 26.39 | 48 | 51.4778
2019-02-06 23:30 | No Data | No Data | No Data | No Data | 61.8235 | 71.184 | No Data | No Data | No Data | No Data | No Data | No Data | No Data | No Data | -4.8 | -50.9274 | 17.745 | 26.0783 | 50.9 | 55.0619
2019-02-07 | No Data | No Data | No Data | No Data | 66.8528 | 75.5932 | No Data | No Data | No Data | No Data | No Data | No Data | No Data | No Data | -9.6 | -49.7353 | 24.57 | 31.983 | 61.1 | 64.839
2019-02-07 00:30 | No Data | No Data | No Data | No Data | 75.3613 | 80.4492 | No Data | No Data | No Data | No Data | No Data | No Data | No Data | No Data | 10 | 52.5601 | 5.915 | 18.7049 | 52.1 | 57.8744
2019-02-07 01:00 | No Data | No Data | No Data | No Data | 65.3635 | 71.919 | No Data | No Data | No Data | No Data | No Data | No Data | No Data | No Data | 0 | 51.6 | 14.105 | 22.668 | 50.4 | 53.2865
2019-02-07 01:30 | No Data | No Data | No Data | No Data | 56.7941 | 66.0326 | No Data | No Data | No Data | No Data | No Data | No Data | No Data | No Data | -6.8 | -50.8567 | 22.75 | 29.4206 | 54 | 55.5195
2019-02-07 02:00 | No Data | No Data | No Data | No Data | 51.7281 | 64.2767 | No Data | No Data | No Data | No Data | No Data | No Data | No Data | No Data | -6.8 | -50.8567 | 21.84 | 28.7227 | 49.6 | 52.2725
2019-02-07 02:30 | No Data | No Data | No Data | No Data | 51.7281 | 64.2767 | No Data | No Data | No Data | No Data | No Data | No Data | No Data | No Data | -13.6 | -51.4307 | 25.935 | 32.2152 | 55.3 | 57.4855
2019-02-07 03:00 | No Data | No Data | No Data | No Data | 44.6479 | 58.7294 | No Data | No Data | No Data | No Data | No Data | No Data | No Data | No Data | -19.2 | -52.0692 | 31.85 | 37.8635 | 57.2 | 60.7289
2019-02-07 03:30 | No Data | No Data | No Data | No Data | 44.6479 | 58.7294 | No Data | No Data | No Data | No Data | No Data | No Data | No Data | No Data | -24.4 | -52.4244 | 37.31 | 43.4638 | 63 | 66.9988
2019-02-07 04:00 | No Data | No Data | No Data | No Data | 43.0121 | 57.4956 | No Data | No Data | No Data | No Data | No Data | No Data | No Data | No Data | -21.2 | -51.7424 | 32.76 | 39.3726 | 60 | 64.2573
2019-02-07 04:30 | No Data | No Data | No Data | No Data | 44.7456 | 58.8036 | No Data | No Data | No Data | No Data | No Data | No Data | No Data | No Data | -23.2 | -50.4508 | 38.675 | 44.87 | 64.3 | 69.1718
2019-02-07 05:00 | No Data | No Data | No Data | No Data | 44.8066 | 57.7953 | No Data | No Data | No Data | No Data | No Data | No Data | No Data | No Data | -27.6 | -51.6015 | 40.95 | 47.0678 | 67.2 | 72.31
2019-02-07 05:30 | No Data | No Data | No Data | No Data | 46.6987 | 56.639 | No Data | No Data | No Data | No Data | No Data | No Data | No Data | No Data | -27.6 | -50.9274 | 42.77 | 49.1 | 70.6 | 77.066
2019-02-07 06:00 | No Data | No Data | No Data | No Data | 50.19 | 59.5503 | No Data | No Data | No Data | No Data | No Data | No Data | No Data | No Data | -19.2 | -47.6403 | 37.31 | 43.9375 | 66.8 | 74.9549
2019-02-07 06:30 | No Data | No Data | No Data | No Data | 58.4909 | 63.948 | No Data | No Data | No Data | No Data | No Data | No Data | No Data | No Data | -16 | -44.1977 | 39.585 | 45.8851 | 74.1 | 82.3384
2019-02-07 07:00 | No Data | No Data | No Data | No Data | 63.7766 | 68.1966 | No Data | No Data | No Data | No Data | No Data | No Data | No Data | No Data | -16.8 | -43.0163 | 39.585 | 45.6567 | 76 | 85.1502
2019-02-07 07:30 | No Data | No Data | No Data | No Data | 67.3045 | 71.5067 | No Data | No Data | No Data | No Data | No Data | No Data | No Data | No Data | -22.4 | -45.1486 | 37.765 | 44.5645 | 73.9 | 84.7553
2019-02-07 08:00 | No Data | No Data | No Data | No Data | 60.383 | 64.077 | No Data | No Data | No Data | No Data | No Data | No Data | No Data | No Data | -26.8 | -41.7401 | 19.565 | 26.4135 | 54.5 | 65.427
2019-02-07 08:30 | No Data | No Data | No Data | No Data | 54.4869 | 59.2539 | No Data | No Data | No Data | No Data | No Data | No Data | No Data | No Data | -28.8 | -46.4155 | 8.19 | 16.7054 | 27.7 | 40.1759
2019-02-07 09:00 | No Data | No Data | No Data | No Data | 52.6436 | 57.5635 | No Data | No Data | No Data | No Data | No Data | No Data | No Data | No Data | -25.6 | -44.5008 | -10.01 | -14.8137 | 7.9 | 26.7912
2019-02-07 09:30 | No Data | No Data | No Data | No Data | 52.546 | 57.4742 | No Data | No Data | No Data | No Data | No Data | No Data | No Data | No Data | -37.6 | -51.7795 | 5.005 | 13.6879 | -11.3 | -15.7003
2019-02-07 10:00 | No Data | No Data | No Data | No Data | 54.3893 | 60.0009 | No Data | No Data | No Data | No Data | No Data | No Data | No Data | No Data | -21.2 | -44.9177 | -7.735 | -11.6003 | -19.6 | -21.095
2019-02-07 10:30 | No Data | No Data | No Data | No Data | 54.3893 | 60.0009 | No Data | No Data | No Data | No Data | No Data | No Data | No Data | No Data | -16 | -44.1977 | -17.745 | -18.8537 | -33.9 | -34.3433
2019-02-07 11:00 | No Data | No Data | No Data | No Data | 51.9234 | 57.7751 | No Data | No Data | No Data | No Data | No Data | No Data | No Data | No Data | -8.8 | -42.1293 | -20.02 | -21.3026 | -43.3 | -43.523
2019-02-07 11:30 | No Data | No Data | No Data | No Data | 52.1309 | 57.9616 | No Data | No Data | No Data | No Data | No Data | No Data | No Data | No Data | -12.8 | -41.6173 | -18.2 | -19.2826 | -45.8 | -46.1658
2019-02-07 12:00 | No Data | No Data | No Data | No Data | 52.0821 | 57.9177 | No Data | No Data | No Data | No Data | No Data | No Data | No Data | No Data | -14 | -41.2485 | -18.2 | -19.4376 | -45.7 | -46.1741
2019-02-07 12:30 | No Data | No Data | No Data | No Data | 50.2876 | 56.3095 | No Data | No Data | No Data | No Data | No Data | No Data | No Data | No Data | -11.6 | -43.187 | -22.295 | -22.8499 | -48.4 | -48.6785
2019-02-07 13:00 | No Data | No Data | No Data | No Data | 50.2876 | 56.3095 | No Data | No Data | No Data | No Data | No Data | No Data | No Data | No Data | -9.2 | -40.2651 | -22.295 | -22.7545 | -51.3 | -51.6382
2019-02-07 13:30 | No Data | No Data | No Data | No Data | 48.2856 | 54.5291 | No Data | No Data | No Data | No Data | No Data | No Data | No Data | No Data | -12.8 | -40.8568 | -28.21 | -28.3892 | -51.8 | -52.7189
2019-02-07 14:00 | No Data | No Data | No Data | No Data | 50.0801 | 56.1243 | No Data | No Data | No Data | No Data | No Data | No Data | No Data | No Data | -10.8 | -40.2751 | -27.755 | -28.1255 | -51.7 | -52.8573
2019-02-07 14:30 | No Data | No Data | No Data | No Data | 47.7241 | 54.0325 | No Data | No Data | No Data | No Data | No Data | No Data | No Data | No Data | -9.6 | -40.3584 | -32.76 | -32.9145 | -57.9 | -59.3196
2019-02-07 15:00 | No Data | No Data | No Data | No Data | 42.5483 | 49.5204 | No Data | No Data | No Data | No Data | No Data | No Data | No Data | No Data | -6.4 | -40.9038 | -32.305 | -32.5635 | -59.6 | -60.6805
2019-02-07 15:30 | No Data | No Data | No Data | No Data | 42.4994 | 48.4369 | No Data | No Data | No Data | No Data | No Data | No Data | No Data | No Data | -5.6 | -40.3901 | -35.49 | -35.5948 | -50.5 | -52.7092
2019-02-07 16:00 | No Data | No Data | No Data | No Data | 44.6967 | 53.5467 | No Data | No Data | No Data | No Data | No Data | No Data | No Data | No Data | -12 | -38.327 | -27.755 | -28.4766 | -25.6 | -33.2609
2019-02-07 16:30 | No Data | No Data | No Data | No Data | 45.417 | 53.2763 | No Data | No Data | No Data | No Data | No Data | No Data | No Data | No Data | 1.2 | 39.6182 | -12.285 | -13.2654 | -15.1 | -29.3777
2019-02-07 17:00 | No Data | No Data | No Data | No Data | 43.2685 | 51.457 | No Data | No Data | No Data | No Data | No Data | No Data | No Data | No Data | 0.4 | 38.8515 | -5.005 | -8.4635 | -18 | -31.0498
2019-02-07 17:30 | No Data | No Data | No Data | No Data | 39.0082 | 46.9374 | No Data | No Data | No Data | No Data | No Data | No Data | No Data | No Data | -8.8 | -35.1204 | 9.555 | 14.1709 | -4.6 | -30.6472
2019-02-07 18:00 | No Data | No Data | No Data | No Data | 35.2117 | 44.8947 | No Data | No Data | No Data | No Data | No Data | No Data | No Data | No Data | -15.6 | -37.0448 | 14.105 | 18.7049 | -0.5 | -30.904
2019-02-07 18:30 | No Data | No Data | No Data | No Data | 26.7033 | 37.4119 | No Data | No Data | No Data | No Data | No Data | No Data | No Data | No Data | -22.4 | -39.3893 | 19.11 | 22.7181 | 10.2 | 33.544
2019-02-07 19:00 | No Data | No Data | No Data | No Data | 21.6251 | 32.6923 | No Data | No Data | No Data | No Data | No Data | No Data | No Data | No Data | -1.6 | -38.5331 | -1.365 | -7.8545 | 16.3 | 36.0906
2019-02-07 19:30 | No Data | No Data | No Data | No Data | 26.8132 | 37.8161 | No Data | No Data | No Data | No Data | No Data | No Data | No Data | No Data | -12.8 | -38.585 | 21.385 | 24.439 | 42.9 | 56.5212
2019-02-07 20:00 | No Data | No Data | No Data | No Data | 27.7775 | 37.6625 | No Data | No Data | No Data | No Data | No Data | No Data | No Data | No Data | -14 | -34.1971 | 41.86 | 44.6271 | 81.2 | 91.5111
2019-02-07 20:30 | No Data | No Data | No Data | No Data | 20.1968 | 32.4393 | No Data | No Data | No Data | No Data | No Data | No Data | No Data | No Data | -6 | -41.6346 | 38.675 | 42.7434 | 78.8 | 86.6339
2019-02-07 21:00 | No Data | No Data | No Data | No Data | 17.0718 | 32.2721 | No Data | No Data | No Data | No Data | No Data | No Data | No Data | No Data | 0.8 | 37.6085 | 30.94 | 33.8172 | 68.1 | 77.1706
2019-02-07 21:30 | No Data | No Data | No Data | No Data | 19.4278 | 37.876 | No Data | No Data | No Data | No Data | No Data | No Data | No Data | No Data | 9.6 | 41.9142 | 18.655 | 21.6161 | 54.5 | 61.6416
2019-02-07 22:00 | No Data | No Data | No Data | No Data | 23.7858 | 44.0014 | No Data | No Data | No Data | No Data | No Data | No Data | No Data | No Data | 10.8 | 42.9791 | 16.38 | 19.6863 | 51.6 | 57.7803
2019-02-07 22:30 | No Data | No Data | No Data | No Data | 31.5251 | 48.7439 | No Data | No Data | No Data | No Data | No Data | No Data | No Data | No Data | 20 | 48.3322 | 5.46 | 12.2089 | 40.2 | 42.9424
2019-02-07 23:00 | No Data | No Data | No Data | No Data | 36.3958 | 52.0268 | No Data | No Data | No Data | No Data | No Data | No Data | No Data | No Data | 18.8 | 48.2162 | 5.46 | 11.4023 | 38.4 | 39.9721
2019-02-07 23:30 | No Data | No Data | No Data | No Data | 42.1942 | 57.3719 | No Data | No Data | No Data | No Data | No Data | No Data | No Data | No Data | 12 | 44.0654 | 14.105 | 18.1202 | 49.4 | 51.7448
2019-02-08 | No Data | No Data | No Data | No Data | 52.7535 | 64.5655 | No Data | No Data | No Data | No Data | No Data | No Data | No Data | No Data | 8 | 42.3622 | 15.47 | 19.7545 | 55.6 | 58.1702
2019-02-08 00:30 | No Data | No Data | No Data | No Data | 59.5163 | 68.4905 | No Data | No Data | No Data | No Data | No Data | No Data | No Data | No Data | 17.2 | 45.0156 | 9.1 | 14.5671 | 57.2 | 61.8013
2019-02-08 01:00 | No Data | No Data | No Data | No Data | 53.315 | 64.1026 | No Data | No Data | No Data | No Data | No Data | No Data | No Data | No Data | 5.2 | 42.3207 | 19.565 | 22.8635 | 57.7 | 60.0128
2019-02-08 01:30 | No Data | No Data | No Data | No Data | 42.4506 | 51.0814 | No Data | No Data | No Data | No Data | No Data | No Data | No Data | No Data | 2 | 40.1278 | 20.475 | 24.3584 | 54.3 | 58.7388
2019-02-08 02:00 | No Data | No Data | No Data | No Data | 37.3236 | 47.9159 | No Data | No Data | No Data | No Data | No Data | No Data | No Data | No Data | 2 | 40.05 | 18.655 | 23.3872 | 49.8 | 54.3625
2019-02-08 02:30 | No Data | No Data | No Data | No Data | 37.1649 | 47.7924 | No Data | No Data | No Data | No Data | No Data | No Data | No Data | No Data | -6.4 | -38.4708 | 27.3 | 31.6053 | 57.7 | 62.2644
2019-02-08 03:00 | No Data | No Data | No Data | No Data | 28.1926 | 41.2032 | No Data | No Data | No Data | No Data | No Data | No Data | No Data | No Data | -16.4 | -39.5596 | 36.855 | 40.518 | 64.8 | 67.9654
2019-02-08 03:30 | No Data | No Data | No Data | No Data | 22.7115 | 37.6656 | No Data | No Data | No Data | No Data | No Data | No Data | No Data | No Data | -12.4 | -38.833 | 32.305 | 36.4284 | 59.6 | 62.8662
2019-02-08 04:00 | No Data | No Data | No Data | No Data | 15.5825 | 32.3086 | No Data | No Data | No Data | No Data | No Data | No Data | No Data | No Data | -14.4 | -39.8899 | 33.67 | 37.8499 | 61.5 | 65.1169
2019-02-08 04:30 | No Data | No Data | No Data | No Data | 20.2945 | 34.8266 | No Data | No Data | No Data | No Data | No Data | No Data | No Data | No Data | -10.4 | -39.3975 | 29.12 | 33.6362 | 57.6 | 61.1058
2019-02-08 05:00 | No Data | No Data | No Data | No Data | 22.4552 | 37.5507 | No Data | No Data | No Data | No Data | No Data | No Data | No Data | No Data | 4 | 42.19 | 12.74 | 19.3469 | 40.7 | 45.1736
2019-02-08 05:30 | No Data | No Data | No Data | No Data | 24.6525 | 38.9046 | No Data | No Data | No Data | No Data | No Data | No Data | No Data | No Data | 5.6 | 41.9752 | 11.375 | 18.4766 | 40.5 | 44.7353
2019-02-08 06:00 | No Data | No Data | No Data | No Data | 19.1714 | 34.2754 | No Data | No Data | No Data | No Data | No Data | No Data | No Data | No Data | 12 | 43.6807 | 5.46 | 14.28 | 36.7 | 42.2339
2019-02-08 06:30 | No Data | No Data | No Data | No Data | 23.7858 | 34.5298 | No Data | No Data | No Data | No Data | No Data | No Data | No Data | No Data | 13.2 | 42.1217 | 10.01 | 17.296 | 44.9 | 50.5396
2019-02-08 07:00 | No Data | No Data | No Data | No Data | 25.3239 | 32.7214 | No Data | No Data | No Data | No Data | No Data | No Data | No Data | No Data | 18 | 43.8634 | 7.28 | 15.47 | 43 | 51.5873
2019-02-08 07:30 | No Data | No Data | No Data | No Data | 29.0593 | 35.6908 | No Data | No Data | No Data | No Data | No Data | No Data | No Data | No Data | 20.8 | 44.7303 | 2.73 | 13.4745 | 40.3 | 50.7221
2019-02-08 08:00 | No Data | No Data | No Data | No Data | 15.2163 | 25.7085 | No Data | No Data | No Data | No Data | No Data | No Data | No Data | No Data | 18.8 | 42.0381 | -11.375 | -15.4566 | 21.2 | 36.6531
2019-02-08 08:30 | No Data | No Data | No Data | No Data | 11.9448 | 23.9179 | No Data | No Data | No Data | No Data | No Data | No Data | No Data | No Data | 0.4 | 35.2023 | 2.275 | 13.3897 | -7.9 | -23.5637
2019-02-08 09:00 | No Data | No Data | No Data | No Data | 7.5257 | 20.2212 | No Data | No Data | No Data | No Data | No Data | No Data | No Data | No Data | 34 | 53.1097 | -12.285 | -14.28 | -23.3 | -29.9388
2019-02-08 09:30 | No Data | No Data | No Data | No Data | 5.1209 | 20.9898 | No Data | No Data | No Data | No Data | No Data | No Data | No Data | No Data | 22.8 | 45.6946 | -16.835 | -17.9998 | -35.2 | -38.5834
2019-02-08 10:00 | No Data | No Data | No Data | No Data | 6.9642 | 22.835 | No Data | No Data | No Data | No Data | No Data | No Data | No Data | No Data | 18 | 43.499 | -26.39 | -26.9489 | -48 | -50.7568
2019-02-08 10:30 | No Data | No Data | No Data | No Data | 0.0061036 | 21.8448 | No Data | No Data | No Data | No Data | No Data | No Data | No Data | No Data | 40.8 | 59.7126 | -31.85 | -32.0573 | -36 | -38.7362
2019-02-08 11:00 | No Data | No Data | No Data | No Data | 18.4512 | 27.3652 | No Data | No Data | No Data | No Data | No Data | No Data | No Data | No Data | 34.8 | 54.5439 | -45.045 | -45.0542 | -61.6 | -61.6993
2019-02-08 11:30 | No Data | No Data | No Data | No Data | 18.1949 | 27.193 | No Data | No Data | No Data | No Data | No Data | No Data | No Data | No Data | 30 | 51.289 | -43.225 | -43.2274 | -70.1 | -70.1314
2019-02-08 12:00 | No Data | No Data | No Data | No Data | 18.8663 | 27.754 | No Data | No Data | No Data | No Data | No Data | No Data | No Data | No Data | 35.6 | 55.0578 | -44.59 | -44.59 | -82.5 | -82.5349
2019-02-08 12:30 | No Data | No Data | No Data | No Data | 15.5825 | 25.6352 | No Data | No Data | No Data | No Data | No Data | No Data | No Data | No Data | 26.8 | 48.8148 | -38.675 | -38.6991 | -75.7 | -75.7112
2019-02-08 13:00 | No Data | No Data | No Data | No Data | 17.8897 | 27.0996 | No Data | No Data | No Data | No Data | No Data | No Data | No Data | No Data | 32.8 | 53.9229 | -36.4 | -36.4455 | -71 | -73.3006
2019-02-08 13:30 | No Data | No Data | No Data | No Data | 8.1971 | 21.944 | No Data | No Data | No Data | No Data | No Data | No Data | No Data | No Data | 17.6 | 44.8018 | -51.415 | -51.4472 | -88.4 | -88.4081
2019-02-08 14:00 | No Data | No Data | No Data | No Data | -1.1292 | -16.7559 | No Data | No Data | No Data | No Data | No Data | No Data | No Data | No Data | 29.2 | 51.482 | -59.15 | -59.1518 | -95.4 | -95.4151
2019-02-08 14:30 | No Data | No Data | No Data | No Data | -4.5228 | -16.0381 | No Data | No Data | No Data | No Data | No Data | No Data | No Data | No Data | 6.8 | 40.5739 | -52.325 | -52.3566 | -89.8 | -90.6936
2019-02-08 15:00 | No Data | No Data | No Data | No Data | -12.0058 | -16.1959 | No Data | No Data | No Data | No Data | No Data | No Data | No Data | No Data | 11.6 | 43.5725 | -58.695 | -58.7391 | -92.6 | -92.6952
2019-02-08 15:30 | No Data | No Data | No Data | No Data | -6.9276 | -12.1683 | No Data | No Data | No Data | No Data | No Data | No Data | No Data | No Data | 6 | 40.8431 | -52.78 | -52.7976 | -86.8 | -87.4942
2019-02-08 16:00 | No Data | No Data | No Data | No Data | -3.8514 | -12.411 | No Data | No Data | No Data | No Data | No Data | No Data | No Data | No Data | 20 | 47.605 | -67.34 | -67.4644 | -97.3 | -97.6882
2019-02-08 16:30 | No Data | No Data | No Data | No Data | -11.2367 | -13.7102 | No Data | No Data | No Data | No Data | No Data | No Data | No Data | No Data | 9.2 | 41.7382 | -55.51 | -55.5175 | -84.5 | -84.8779
2019-02-08 17:00 | No Data | No Data | No Data | No Data | -8.4169 | -10.0475 | No Data | No Data | No Data | No Data | No Data | No Data | No Data | No Data | 5.6 | 42.3717 | -54.6 | -54.6303 | -80.9 | -80.9
2019-02-08 17:30 | No Data | No Data | No Data | No Data | -14.2641 | -15.2657 | No Data | No Data | No Data | No Data | No Data | No Data | No Data | No Data | 40.4 | 61.1595 | -84.63 | -85.1178 | -113.1 | -112.0457
2019-02-08 18:00 | No Data | No Data | No Data | No Data | -8.6244 | -11.4543 | No Data | No Data | No Data | No Data | No Data | No Data | No Data | No Data | 6 | 42.0305 | -50.505 | -50.505 | -76.2 | -76.4281
2019-02-08 18:30 | No Data | No Data | No Data | No Data | -11.957 | -13.0756 | No Data | No Data | No Data | No Data | No Data | No Data | No Data | No Data | 12 | 44.8357 | -55.51 | -55.5566 | -78.5 | -78.5077
2019-02-08 19:00 | No Data | No Data | No Data | No Data | -17.2793 | -17.6177 | No Data | No Data | No Data | No Data | No Data | No Data | No Data | No Data | -10 | -41.1534 | -36.4 | -36.5022 | -46.2 | -46.9574
2019-02-08 19:30 | No Data | No Data | No Data | No Data | -13.9467 | -14.9343 | No Data | No Data | No Data | No Data | No Data | No Data | No Data | No Data | -9.2 | -42.6052 | -26.845 | -27.3076 | -17.5 | -22.4735
2019-02-08 20:00 | No Data | No Data | No Data | No Data | -14.6181 | -15.7831 | No Data | No Data | No Data | No Data | No Data | No Data | No Data | No Data | 13.2 | 44.0254 | -1.82 | -8.8345 | 24.8 | 33.2367
2019-02-08 20:30 | No Data | No Data | No Data | No Data | -4.4617 | -13.7739 | No Data | No Data | No Data | No Data | No Data | No Data | No Data | No Data | 6 | 47.5798 | 16.38 | 24.8257 | 30.1 | 36.8741
2019-02-08 21:00 | No Data | No Data | No Data | No Data | 1.3733 | 15.3997 | No Data | No Data | No Data | No Data | No Data | No Data | No Data | No Data | 8 | 41.5769 | 14.56 | 20.591 | 27.6 | 33.2266
2019-02-08 21:30 | No Data | No Data | No Data | No Data | 6.0487 | 18.1692 | No Data | No Data | No Data | No Data | No Data | No Data | No Data | No Data | 19.2 | 47.6403 | 4.095 | 12.9495 | 20.5 | 24.5589
2019-02-08 22:00 | No Data | No Data | No Data | No Data | 0.0061036 | 18.7686 | No Data | No Data | No Data | No Data | No Data | No Data | No Data | No Data | 15.2 | 45.7961 | 5.46 | 13.4437 | 20.8 | 25.9401
2019-02-08 22:30 | No Data | No Data | No Data | No Data | 15.8389 | 27.2304 | No Data | No Data | No Data | No Data | No Data | No Data | No Data | No Data | 12 | 44.8357 | 8.19 | 15.5301 | 39.3 | 41.6195
2019-02-08 23:00 | No Data | No Data | No Data | No Data | 19.3179 | 29.3906 | No Data | No Data | No Data | No Data | No Data | No Data | No Data | No Data | 5.2 | 41.9237 | 15.47 | 21.5586 | 43.5 | 46.7592
2019-02-08 23:30 | No Data | No Data | No Data | No Data | 19.2203 | 29.3265 | No Data | No Data | No Data | No Data | No Data | No Data | No Data | No Data | 2.8 | 40.4969 | 16.835 | 23.1738 | 50.6 | 54.2634
2019-02-09 | No Data | No Data | No Data | No Data | 22.8092 | 29.2153 | No Data | No Data | No Data | No Data | No Data | No Data | No Data | No Data | 0 | 39.2 | 20.93 | 27.1479 | 56.4 | 61.3333
2019-02-09 00:30 | No Data | No Data | No Data | No Data | 30.8049 | 34.9793 | No Data | No Data | No Data | No Data | No Data | No Data | No Data | No Data | 6.4 | 40.9038 | 13.195 | 20.6812 | 57.3 | 62.7587
2019-02-09 01:00 | No Data | No Data | No Data | No Data | 15.4726 | 21.1108 | No Data | No Data | No Data | No Data | No Data | No Data | No Data | No Data | -4.4 | -39.4462 | 23.205 | 28.1439 | 58.7 | 62.8287
2019-02-09 01:30 | No Data | No Data | No Data | No Data | 5.8412 | 15.5042 | No Data | No Data | No Data | No Data | No Data | No Data | No Data | No Data | -8.8 | -39.7854 | 25.935 | 31.17 | 58 | 62.2113
2019-02-09 02:00 | No Data | No Data | No Data | No Data | 12.0424 | 16.571 | No Data | No Data | No Data | No Data | No Data | No Data | No Data | No Data | -11.2 | -41.1534 | 25.935 | 31.17 | 53.5 | 60.154
2019-02-09 02:30 | No Data | No Data | No Data | No Data | -6.9276 | -10.1661 | No Data | No Data | No Data | No Data | No Data | No Data | No Data | No Data | -10.8 | -40.6605 | 27.755 | 33.1901 | 53.5 | 60.7593
2019-02-09 03:00 | No Data | No Data | No Data | No Data | 3.8392 | 5.6583 | No Data | No Data | No Data | No Data | No Data | No Data | No Data | No Data | -10.4 | -40.5561 | 24.57 | 30.5765 | 50.6 | 58.8759
2019-02-09 03:30 | No Data | No Data | No Data | No Data | -18.5122 | -18.6686 | No Data | No Data | No Data | No Data | No Data | No Data | No Data | No Data | 0 | 41.6 | 14.105 | 22.3136 | 38 | 44.4185
2019-02-09 04:00 | No Data | No Data | No Data | No Data | -23.8956 | -23.8956 | No Data | No Data | No Data | No Data | No Data | No Data | No Data | No Data | 30.8 | 57.0319 | -13.195 | -17.1276 | 7.2 | 18.0942
2019-02-09 04:30 | No Data | No Data | No Data | No Data | -28.3024 | -28.3465 | No Data | No Data | No Data | No Data | No Data | No Data | No Data | No Data | 4.4 | 43.8215 | 10.92 | 17.8381 | 34 | 40.4969
2019-02-09 05:00 | No Data | No Data | No Data | No Data | -29.7429 | -29.7996 | No Data | No Data | No Data | No Data | No Data | No Data | No Data | No Data | 3.2 | 44.1162 | 14.56 | 20.591 | 35.6 | 40.8573
2019-02-09 05:30 | No Data | No Data | No Data | No Data | -30.0969 | -30.1559 | No Data | No Data | No Data | No Data | No Data | No Data | No Data | No Data | 1.2 | 43.6165 | 12.285 | 19.4003 | 36.7 | 42.1845
2019-02-09 06:00 | No Data | No Data | No Data | No Data | -33.4905 | -33.961 | No Data | No Data | No Data | No Data | No Data | No Data | No Data | No Data | -4.8 | -40.287 | 20.93 | 27.4399 | 46.5 | 55.0681
2019-02-09 06:30 | No Data | No Data | No Data | No Data | -35.4314 | -36.3104 | No Data | No Data | No Data | No Data | No Data | No Data | No Data | No Data | -4.8 | -37.5084 | 23.66 | 29.3043 | 50.8 | 59.4596
2019-02-09 07:00 | No Data | No Data | No Data | No Data | -32.8679 | -34.3072 | No Data | No Data | No Data | No Data | No Data | No Data | No Data | No Data | -19.2 | -38.6988 | 41.86 | 46.5992 | 69 | 76.1435
2019-02-09 07:30 | No Data | No Data | No Data | No Data | -30.927 | -31.918 | No Data | No Data | No Data | No Data | No Data | No Data | No Data | No Data | -16.4 | -37.0297 | 34.125 | 38.675 | 60.8 | 67.0636
2019-02-09 08:00 | No Data | No Data | No Data | No Data | -33.0266 | -33.9908 | No Data | No Data | No Data | No Data | No Data | No Data | No Data | No Data | -74.8 | -77.2249 | 84.175 | 87.1951 | 103.4 | 107.6641
2019-02-09 08:30 | No Data | No Data | No Data | No Data | -36.054 | -36.8638 | No Data | No Data | No Data | No Data | No Data | No Data | No Data | No Data | -85.2 | -88.0954 | 52.78 | 56.4493 | 63.1 | 67.6533
2019-02-09 09:00 | No Data | No Data | No Data | No Data | -30.7683 | -31.1354 | No Data | No Data | No Data | No Data | No Data | No Data | No Data | No Data | -72.4 | -76.5297 | 35.49 | 39.8846 | 44.2 | 50.3433
2019-02-09 09:30 | No Data | No Data | No Data | No Data | -44.1962 | -45.1683 | No Data | No Data | No Data | No Data | No Data | No Data | No Data | No Data | -63.6 | -69.1722 | 30.03 | 34.2068 | 38.8 | 45.0539
2019-02-09 10:00 | No Data | No Data | No Data | No Data | -51.2276 | -51.8319 | No Data | No Data | No Data | No Data | No Data | No Data | No Data | No Data | -58.4 | -64.5935 | 19.565 | 26.11 | 34 | 46.8966
2019-02-09 10:30 | No Data | No Data | No Data | No Data | -55.8419 | -56.9492 | No Data | No Data | No Data | No Data | No Data | No Data | No Data | No Data | -25.6 | -43.2019 | -14.105 | -17.0367 | -0.5 | -26.9981
2019-02-09 11:00 | No Data | No Data | No Data | No Data | -53.7911 | -55.4168 | No Data | No Data | No Data | No Data | No Data | No Data | No Data | No Data | 10 | 43.9527 | -37.31 | -37.4457 | -21.2 | -28.0713
2019-02-09 11:30 | No Data | No Data | No Data | No Data | -57.1237 | -58.8248 | No Data | No Data | No Data | No Data | No Data | No Data | No Data | No Data | 10.4 | 43.2685 | -39.13 | -39.1723 | -19.2 | -25.1859
2019-02-09 12:00 | No Data | No Data | No Data | No Data | -59.6262 | -60.7989 | No Data | No Data | No Data | No Data | No Data | No Data | No Data | No Data | -54.4 | -58.8313 | 57.785 | 60.8629 | 68.9 | 80.125
2019-02-09 12:30 | No Data | No Data | No Data | No Data | -57.5753 | -58.789 | No Data | No Data | No Data | No Data | No Data | No Data | No Data | No Data | 15.2 | 43.9145 | -31.395 | -31.6053 | -30.5 | -33.1386
2019-02-09 13:00 | No Data | No Data | No Data | No Data | -59.9924 | -61.1298 | No Data | No Data | No Data | No Data | No Data | No Data | No Data | No Data | -8.4 | -37.7465 | -17.29 | -18.5883 | -12.3 | -29.5787
2019-02-09 13:30 | No Data | No Data | No Data | No Data | -65.4734 | -66.5258 | No Data | No Data | No Data | No Data | No Data | No Data | No Data | No Data | 76.4 | 90.0151 | -71.435 | -71.9562 | -100.2 | -100.2144
2019-02-09 14:00 | No Data | No Data | No Data | No Data | -65.0706 | -66.1293 | No Data | No Data | No Data | No Data | No Data | No Data | No Data | No Data | 88 | 101.6102 | -77.805 | -78.5676 | -93 | -93.1137
2019-02-09 14:30 | No Data | No Data | No Data | No Data | -65.7298 | -66.9854 | No Data | No Data | No Data | No Data | No Data | No Data | No Data | No Data | 36 | 57.1608 | -79.625 | -80.0929 | -95.6 | -95.6063
2019-02-09 15:00 | No Data | No Data | No Data | No Data | -53.8399 | -53.8399 | No Data | No Data | No Data | No Data | No Data | No Data | No Data | No Data | 31.2 | 54.9225 | -75.075 | -75.3846 | -85.5 | -85.5758
2019-02-09 15:30 | No Data | No Data | No Data | No Data | -52.3995 | -52.4288 | No Data | No Data | No Data | No Data | No Data | No Data | No Data | No Data | 30.4 | 53.81 | -70.98 | -71.226 | -88.4 | -88.5196
2019-02-09 16:00 | No Data | No Data | No Data | No Data | -48.6641 | -48.7075 | No Data | No Data | No Data | No Data | No Data | No Data | No Data | No Data | 28.8 | 51.5876 | -69.615 | -69.7635 | -104.9 | -105.2046
2019-02-09 16:30 | No Data | No Data | No Data | No Data | -45.6367 | -45.6722 | No Data | No Data | No Data | No Data | No Data | No Data | No Data | No Data | 18.8 | 45.2866 | -61.425 | -61.5075 | -100.7 | -100.8096
2019-02-09 17:00 | No Data | No Data | No Data | No Data | -55.7321 | -56.9748 | No Data | No Data | No Data | No Data | No Data | No Data | No Data | No Data | 37.6 | 56.9702 | -80.08 | -80.3703 | -105.4 | -105.6064
2019-02-09 17:30 | No Data | No Data | No Data | No Data | -54.7066 | -55.5052 | No Data | No Data | No Data | No Data | No Data | No Data | No Data | No Data | 33.2 | 54.4838 | -75.985 | -76.1809 | -113.6 | -113.7583
2019-02-09 18:00 | No Data | No Data | No Data | No Data | -52.5582 | -53.4061 | No Data | No Data | No Data | No Data | No Data | No Data | No Data | No Data | 41.2 | 61.4557 | -85.085 | -85.7262 | -121 | -121.9262
2019-02-09 18:30 | No Data | No Data | No Data | No Data | -45.9419 | -46.3179 | No Data | No Data | No Data | No Data | No Data | No Data | No Data | No Data | 36.8 | 57.9765 | -79.625 | -80.1433 | -111.1 | -111.6778
2019-02-09 19:00 | No Data | No Data | No Data | No Data | -34.7112 | -35.5649 | No Data | No Data | No Data | No Data | No Data | No Data | No Data | No Data | 27.6 | 52.2793 | -74.62 | -74.7877 | -92.8 | -93.7482
2019-02-09 19:30 | No Data | No Data | No Data | No Data | -23.8956 | -25.7888 | No Data | No Data | No Data | No Data | No Data | No Data | No Data | No Data | -19.6 | -43.8269 | -11.375 | -14.0167 | -8.3 | -8.4012
2019-02-09 20:00 | No Data | No Data | No Data | No Data | -4.7181 | -17.6177 | No Data | No Data | No Data | No Data | No Data | No Data | No Data | No Data | -10 | -38.5206 | 20.475 | 24.3584 | 41.5 | 42.4228
2019-02-09 20:30 | No Data | No Data | No Data | No Data | -1.4466 | -22.453 | No Data | No Data | No Data | No Data | No Data | No Data | No Data | No Data | -7.2 | -47.4131 | 29.575 | 34.967 | 34.7 | 35.774
2019-02-09 21:00 | No Data | No Data | No Data | No Data | 10.1503 | 27.7703 | No Data | No Data | No Data | No Data | No Data | No Data | No Data | No Data | -3.6 | -40.1617 | 27.3 | 30.94 | 32 | 32.6143
2019-02-09 21:30 | No Data | No Data | No Data | No Data | 19.1226 | 32.1533 | No Data | No Data | No Data | No Data | No Data | No Data | No Data | No Data | -4.4 | -39.0487 | 27.755 | 31.1567 | 42.3 | 42.9773
2019-02-09 22:00 | No Data | No Data | No Data | No Data | 17.2183 | 31.0585 | No Data | No Data | No Data | No Data | No Data | No Data | No Data | No Data | -1.2 | -41.6173 | 25.025 | 28.2906 | 37.6 | 37.8566
2019-02-09 22:30 | No Data | No Data | No Data | No Data | 21.0147 | 33.3133 | No Data | No Data | No Data | No Data | No Data | No Data | No Data | No Data | -8 | -39.6162 | 32.76 | 36.229 | 34 | 34.3953
2019-02-09 23:00 | No Data | No Data | No Data | No Data | 16.0464 | 29.0373 | No Data | No Data | No Data | No Data | No Data | No Data | No Data | No Data | -17.2 | -41.3473 | 38.675 | 41.8254 | 65.4 | 65.0969
2019-02-09 23:30 | No Data | No Data | No Data | No Data | 21.6251 | 33.7767 | No Data | No Data | No Data | No Data | No Data | No Data | No Data | No Data | -13.2 | -39.8497 | 37.31 | 40.5665 | 67.4 | 68.3407
2019-02-10 | No Data | No Data | No Data | No Data | 29.4743 | 39.2677 | No Data | No Data | No Data | No Data | No Data | No Data | No Data | No Data | -17.6 | -41.1534 | 38.22 | 41.405 | 73.1 | 74.0304
2019-02-10 00:30 | No Data | No Data | No Data | No Data | 47.6265 | 53.1271 | No Data | No Data | No Data | No Data | No Data | No Data | No Data | No Data | -12.4 | -40.7333 | 33.215 | 36.8353 | 75.8 | 77.9079
2019-02-10 01:00 | No Data | No Data | No Data | No Data | 40.2899 | 48.4846 | No Data | No Data | No Data | No Data | No Data | No Data | No Data | No Data | -24.8 | -44.3766 | 44.59 | 47.6622 | 81.2 | 82.8435
2019-02-10 01:30 | No Data | No Data | No Data | No Data | 32.7581 | 43.628 | No Data | No Data | No Data | No Data | No Data | No Data | No Data | No Data | -28.8 | -46.4155 | 48.23 | 51.2355 | 77.8 | 78.8622
2019-02-10 02:00 | No Data | No Data | No Data | No Data | 31.1101 | 43.5071 | No Data | No Data | No Data | No Data | No Data | No Data | No Data | No Data | -30 | -46.8615 | 50.05 | 52.9523 | 75.4 | 76.2421
2019-02-10 02:30 | No Data | No Data | No Data | No Data | 33.0632 | 43.7935 | No Data | No Data | No Data | No Data | No Data | No Data | No Data | No Data | -28.8 | -46.4155 | 49.595 | 52.5225 | 74.2 | 75.6119
2019-02-10 03:00 | No Data | No Data | No Data | No Data | 27.0695 | 39.3936 | No Data | No Data | No Data | No Data | No Data | No Data | No Data | No Data | -41.2 | -53.1639 | 60.06 | 62.8905 | 83.9 | 84.671
2019-02-10 03:30 | No Data | No Data | No Data | No Data | 20.148 | 35.0005 | No Data | No Data | No Data | No Data | No Data | No Data | No Data | No Data | -28.8 | -46.7299 | 48.685 | 51.664 | 69.8 | 70.2456
2019-02-10 04:00 | No Data | No Data | No Data | No Data | 16.5591 | 34.5335 | No Data | No Data | No Data | No Data | No Data | No Data | No Data | No Data | -34 | -49.2666 | 53.69 | 56.6909 | 75.4 | 76.0472
2019-02-10 04:30 | No Data | No Data | No Data | No Data | 18.7564 | 35.6393 | No Data | No Data | No Data | No Data | No Data | No Data | No Data | No Data | -29.2 | -46.0435 | 50.05 | 53.1026 | 71.5 | 72.2524
2019-02-10 05:00 | No Data | No Data | No Data | No Data | 21.3687 | 37.0807 | No Data | No Data | No Data | No Data | No Data | No Data | No Data | No Data | -34.8 | -49.2146 | 55.055 | 57.9853 | 77.8 | 78.3779
2019-02-10 05:30 | No Data | No Data | No Data | No Data | 21.2711 | 37.0245 | No Data | No Data | No Data | No Data | No Data | No Data | No Data | No Data | -29.2 | -46.3534 | 50.505 | 53.5317 | 71.8 | 72.4611
2019-02-10 06:00 | No Data | No Data | No Data | No Data | 23.0655 | 36.7575 | No Data | No Data | No Data | No Data | No Data | No Data | No Data | No Data | -32 | -48.1664 | 51.87 | 55.1226 | 75.8 | 76.4568
2019-02-10 06:30 | No Data | No Data | No Data | No Data | 24.7623 | 35.4622 | No Data | No Data | No Data | No Data | No Data | No Data | No Data | No Data | -26.4 | -44.3206 | 47.775 | 51.1243 | 73.8 | 74.4611
2019-02-10 07:00 | No Data | No Data | No Data | No Data | 28.4489 | 39.1687 | No Data | No Data | No Data | No Data | No Data | No Data | No Data | No Data | -27.6 | -43.7922 | 50.505 | 53.5317 | 75.7 | 76.5988
2019-02-10 07:30 | No Data | No Data | No Data | No Data | 31.8303 | 43.0753 | No Data | No Data | No Data | No Data | No Data | No Data | No Data | No Data | -38 | -50.198 | 47.32 | 50.3798 | 63 | 64.1895
2019-02-10 08:00 | No Data | No Data | No Data | No Data | 34.0887 | 45.9536 | No Data | No Data | No Data | No Data | No Data | No Data | No Data | No Data | -54.4 | -63.5232 | 21.84 | 26.2484 | 16.6 | 17.28
2019-02-10 08:30 | No Data | No Data | No Data | No Data | 32.1965 | 44.5681 | No Data | No Data | No Data | No Data | No Data | No Data | No Data | No Data | -59.2 | -67.2952 | 10.465 | 16.1381 | -14.6 | -15.1921
2019-02-10 09:00 | No Data | No Data | No Data | No Data | 30.9636 | 44.8634 | No Data | No Data | No Data | No Data | No Data | No Data | No Data | No Data | -53.2 | -62.4986 | 4.095 | 11.2377 | -28.1 | -29.0837
2019-02-10 09:30 | No Data | No Data | No Data | No Data | 23.2731 | 39.9452 | No Data | No Data | No Data | No Data | No Data | No Data | No Data | No Data | -48.8 | -58.7986 | 0.455 | 10.0203 | -36.3 | -37.0466
2019-02-10 10:00 | No Data | No Data | No Data | No Data | 23.0655 | 38.493 | No Data | No Data | No Data | No Data | No Data | No Data | No Data | No Data | -52 | -60.6419 | 5.005 | 11.6003 | -36.8 | -37.7025
2019-02-10 10:30 | No Data | No Data | No Data | No Data | 6.7567 | 29.4541 | No Data | No Data | No Data | No Data | No Data | No Data | No Data | No Data | -43.6 | -54.8015 | -0.91 | -9.1454 | -43.9 | -44.9806
2019-02-10 11:00 | No Data | No Data | No Data | No Data | 6.1952 | 29.3304 | No Data | No Data | No Data | No Data | No Data | No Data | No Data | No Data | -44 | -54.6421 | -0.455 | -8.657 | -44.3 | -45.225
2019-02-10 11:30 | No Data | No Data | No Data | No Data | 5.5848 | 29.2076 | No Data | No Data | No Data | No Data | No Data | No Data | No Data | No Data | -46.4 | -56.5926 | 1.365 | 9.652 | -44.2 | -45.407
2019-02-10 12:00 | No Data | No Data | No Data | No Data | 3.2288 | 28.8499 | No Data | No Data | No Data | No Data | No Data | No Data | No Data | No Data | -45.6 | -55.9385 | 2.73 | 9.0658 | -45 | -46.3013
2019-02-10 12:30 | No Data | No Data | No Data | No Data | 2.2034 | 28.745 | No Data | No Data | No Data | No Data | No Data | No Data | No Data | No Data | -47.2 | -56.8014 | 3.185 | 10.0719 | -41.9 | -42.7937
2019-02-10 13:00 | No Data | No Data | No Data | No Data | 8.3558 | 29.8615 | No Data | No Data | No Data | No Data | No Data | No Data | No Data | No Data | -34 | -48.9391 | -10.01 | -11.8649 | -33 | -33.2662
2019-02-10 13:30 | No Data | No Data | No Data | No Data | 8.4535 | 29.8422 | No Data | No Data | No Data | No Data | No Data | No Data | No Data | No Data | -37.2 | -50.94 | -8.19 | -10.661 | -30.4 | -30.6888
2019-02-10 14:00 | No Data | No Data | No Data | No Data | 11.6274 | 32.2648 | No Data | No Data | No Data | No Data | No Data | No Data | No Data | No Data | -36.4 | -49.8092 | -8.645 | -11.302 | -37.6 | -37.8451
2019-02-10 14:30 | No Data | No Data | No Data | No Data | 6.305 | 30.7502 | No Data | No Data | No Data | No Data | No Data | No Data | No Data | No Data | -32.4 | -46.9655 | -12.74 | -14.6733 | -42.1 | -42.1343
2019-02-10 15:00 | No Data | No Data | No Data | No Data | 7.3304 | 30.6803 | No Data | No Data | No Data | No Data | No Data | No Data | No Data | No Data | -36 | -49.2439 | -11.375 | -14.0167 | -56.3 | -56.5305
2019-02-10 15:30 | No Data | No Data | No Data | No Data | 8.5512 | 30.9947 | No Data | No Data | No Data | No Data | No Data | No Data | No Data | No Data | -30 | -46.5549 | -18.655 | -20.0252 | -52.5 | -52.5061
2019-02-10 16:00 | No Data | No Data | No Data | No Data | 14.9599 | 33.2932 | No Data | No Data | No Data | No Data | No Data | No Data | No Data | No Data | -28 | -44.9782 | -20.93 | -22.1599 | -60.7 | -60.7053
2019-02-10 16:30 | No Data | No Data | No Data | No Data | 21.5763 | 33.7079 | No Data | No Data | No Data | No Data | No Data | No Data | No Data | No Data | -26 | -43.7612 | -20.93 | -22.4753 | -58.9 | -59.1118
2019-02-10 17:00 | No Data | No Data | No Data | No Data | 27.2648 | 37.6039 | No Data | No Data | No Data | No Data | No Data | No Data | No Data | No Data | -23.2 | -42.4924 | -22.75 | -23.8864 | -60 | -60.0607
2019-02-10 17:30 | No Data | No Data | No Data | No Data | 26.3004 | 36.9107 | No Data | No Data | No Data | No Data | No Data | No Data | No Data | No Data | -27.2 | -43.5412 | -19.11 | -20.4497 | -52.4 | -53.6337
2019-02-10 18:00 | No Data | No Data | No Data | No Data | 34.2473 | 44.204 | No Data | No Data | No Data | No Data | No Data | No Data | No Data | No Data | -35.6 | -49.2276 | -12.285 | -15.0219 | -42.5 | -42.5019
2019-02-10 18:30 | No Data | No Data | No Data | No Data | 32.5505 | 43.6834 | No Data | No Data | No Data | No Data | No Data | No Data | No Data | No Data | -38.8 | -50.2935 | -7.735 | -12.2934 | -32.3 | -32.5467
2019-02-10 19:00 | No Data | No Data | No Data | No Data | 37.3724 | 47.2584 | No Data | No Data | No Data | No Data | No Data | No Data | No Data | No Data | -54.4 | -61.9316 | 6.37 | 14.2438 | -5.1 | -14.4312
2019-02-10 19:30 | No Data | No Data | No Data | No Data | 43.415 | 53.2405 | No Data | No Data | No Data | No Data | No Data | No Data | No Data | No Data | -64 | -69.3847 | 32.305 | 36.8578 | 23.3 | 29.0036
2019-02-10 20:00 | No Data | No Data | No Data | No Data | 44.9531 | 54.5021 | No Data | No Data | No Data | No Data | No Data | No Data | No Data | No Data | -44 | -50.7054 | 59.605 | 62.7339 | 66.6 | 71.1728
2019-02-10 20:30 | No Data | No Data | No Data | No Data | 42.5971 | 52.5757 | No Data | No Data | No Data | No Data | No Data | No Data | No Data | No Data | -46.8 | -57.6125 | 73.255 | 77.1222 | 78.4 | 84.4171
2019-02-10 21:00 | No Data | No Data | No Data | No Data | 44.3427 | 53.9997 | No Data | No Data | No Data | No Data | No Data | No Data | No Data | No Data | -46.8 | -53.3442 | 73.71 | 76.6239 | 89.2 | 94.6654
2019-02-10 21:30 | No Data | No Data | No Data | No Data | 44.3427 | 53.9997 | No Data | No Data | No Data | No Data | No Data | No Data | No Data | No Data | -38 | -47.0574 | 64.155 | 67.2061 | 93.5 | 98.287
2019-02-10 22:00 | No Data | No Data | No Data | No Data | 46.0273 | 56.5014 | No Data | No Data | No Data | No Data | No Data | No Data | No Data | No Data | -41.6 | -50.3698 | 66.885 | 69.8169 | 95 | 99.2049
2019-02-10 22:30 | No Data | No Data | No Data | No Data | 54.8043 | 63.8545 | No Data | No Data | No Data | No Data | No Data | No Data | No Data | No Data | -43.2 | -52.1429 | 68.705 | 71.691 | 99.5 | 101.6713
2019-02-10 23:00 | No Data | No Data | No Data | No Data | 49.8238 | 59.6347 | No Data | No Data | No Data | No Data | No Data | No Data | No Data | No Data | -36.8 | -47.7326 | 60.97 | 64.0323 | 89.1 | 91.6808
2019-02-10 23:30 | No Data | No Data | No Data | No Data | 53.2662 | 62.4564 | No Data | No Data | No Data | No Data | No Data | No Data | No Data | No Data | -41.2 | -50.2681 | 64.155 | 67.3431 | 97.9 | 101.5816
2019-02-11 | No Data | No Data | No Data | No Data | 57.7707 | 65.5281 | No Data | No Data | No Data | No Data | No Data | No Data | No Data | No Data | -47.2 | -54.2778 | 71.89 | 74.8748 | 107.7 | 110.9603
2019-02-11 00:30 | No Data | No Data | No Data | No Data | 64.4846 | 70.6748 | No Data | No Data | No Data | No Data | No Data | No Data | No Data | No Data | -35.6 | -45.7908 | 60.97 | 64.4624 | 104.9 | 110.5849
2019-02-11 01:00 | No Data | No Data | No Data | No Data | 57.4166 | 65.2162 | No Data | No Data | No Data | No Data | No Data | No Data | No Data | No Data | -41.6 | -50.5964 | 65.52 | 68.9216 | 103.8 | 107.8289
2019-02-11 01:30 | No Data | No Data | No Data | No Data | 48.188 | 57.2587 | No Data | No Data | No Data | No Data | No Data | No Data | No Data | No Data | -43.6 | -52.6984 | 65.065 | 68.2106 | 98.2 | 101.114
2019-02-11 02:00 | No Data | No Data | No Data | No Data | 44.6967 | 55.4228 | No Data | No Data | No Data | No Data | No Data | No Data | No Data | No Data | -43.6 | -53.1519 | 66.43 | 69.3812 | 94.4 | 96.4541
2019-02-11 02:30 | No Data | No Data | No Data | No Data | 46.4912 | 56.8799 | No Data | No Data | No Data | No Data | No Data | No Data | No Data | No Data | -42.4 | -52.4061 | 64.155 | 67.3431 | 92.3 | 94.442
2019-02-11 03:00 | No Data | No Data | No Data | No Data | 40.9125 | 52.4187 | No Data | No Data | No Data | No Data | No Data | No Data | No Data | No Data | -48 | -56.6039 | 68.705 | 71.8223 | 95.2 | 96.8498
2019-02-11 03:30 | No Data | No Data | No Data | No Data | 40.9125 | 52.4187 | No Data | No Data | No Data | No Data | No Data | No Data | No Data | No Data | -45.2 | -55.1507 | 64.61 | 67.9155 | 89.9 | 91.6259
2019-02-11 04:00 | No Data | No Data | No Data | No Data | 35.1141 | 48.0301 | No Data | No Data | No Data | No Data | No Data | No Data | No Data | No Data | -44.4 | -54.7299 | 62.335 | 65.471 | 87.1 | 88.5755
2019-02-11 04:30 | No Data | No Data | No Data | No Data | 33.6736 | 46.9873 | No Data | No Data | No Data | No Data | No Data | No Data | No Data | No Data | -49.2 | -58.0455 | 66.43 | 69.6492 | 92.2 | 93.9406
2019-02-11 05:00 | No Data | No Data | No Data | No Data | 33.8323 | 47.1011 | No Data | No Data | No Data | No Data | No Data | No Data | No Data | No Data | -42.4 | -53.3622 | 61.88 | 65.1795 | 85.9 | 87.4328
2019-02-11 05:30 | No Data | No Data | No Data | No Data | 37.2625 | 48.1609 | No Data | No Data | No Data | No Data | No Data | No Data | No Data | No Data | -45.2 | -55.1507 | 62.335 | 65.6116 | 88.1 | 90.4536
2019-02-11 06:00 | No Data | No Data | No Data | No Data | 34.9554 | 46.3989 | No Data | No Data | No Data | No Data | No Data | No Data | No Data | No Data | -41.2 | -52.4137 | 57.785 | 61.4587 | 85.7 | 89.1058
2019-02-11 06:30 | No Data | No Data | No Data | No Data | 36.6033 | 44.719 | No Data | No Data | No Data | No Data | No Data | No Data | No Data | No Data | -28.8 | -43.6495 | 49.595 | 53.4833 | 81.9 | 86.0805
2019-02-11 07:00 | No Data | No Data | No Data | No Data | 39.826 | 47.5324 | No Data | No Data | No Data | No Data | No Data | No Data | No Data | No Data | -24.8 | -40.4851 | 47.775 | 51.9777 | 80.5 | 85.4967
2019-02-11 07:30 | No Data | No Data | No Data | No Data | 47.5654 | 52.6465 | No Data | No Data | No Data | No Data | No Data | No Data | No Data | No Data | -37.2 | -47.5395 | 49.595 | 53.4833 | 74.1 | 80.0935
2019-02-11 08:00 | No Data | No Data | No Data | No Data | 40.1434 | 46.0508 | No Data | No Data | No Data | No Data | No Data | No Data | No Data | No Data | -48.4 | -57.8024 | 30.03 | 34.881 | 35.2 | 40.7344
2019-02-11 08:30 | No Data | No Data | No Data | No Data | 31.1101 | 39.8304 | No Data | No Data | No Data | No Data | No Data | No Data | No Data | No Data | -56 | -62.7898 | 13.65 | 19.6284 | -5 | -11.4495
2019-02-11 09:00 | No Data | No Data | No Data | No Data | 24.506 | 34.9166 | No Data | No Data | No Data | No Data | No Data | No Data | No Data | No Data | -52 | -60.4371 | 5.005 | 13.2654 | -17.5 | -18.4361
2019-02-11 09:30 | No Data | No Data | No Data | No Data | 11.4321 | 27.518 | No Data | No Data | No Data | No Data | No Data | No Data | No Data | No Data | -43.6 | -54.0829 | -3.185 | -10.9389 | -36 | -36.0401
2019-02-11 10:00 | No Data | No Data | No Data | No Data | 6.8666 | 23.7853 | No Data | No Data | No Data | No Data | No Data | No Data | No Data | No Data | -36.4 | -50.0831 | -10.92 | -14.2147 | -48.1 | -48.1051
2019-02-11 10:30 | No Data | No Data | No Data | No Data | 0.0061036 | 20.6729 | No Data | No Data | No Data | No Data | No Data | No Data | No Data | No Data | -53.6 | -60.8473 | 5.46 | 15.1249 | -30.3 | -32.7434
2019-02-11 11:00 | No Data | No Data | No Data | No Data | -3.4974 | -16.28 | No Data | No Data | No Data | No Data | No Data | No Data | No Data | No Data | -39.6 | -50.1677 | -5.005 | -12.4274 | -44.2 | -44.5286
2019-02-11 11:30 | No Data | No Data | No Data | No Data | -18.3658 | -20.9899 | No Data | No Data | No Data | No Data | No Data | No Data | No Data | No Data | -30.8 | -44.4144 | -15.015 | -17.5573 | -53.3 | -53.6594
2019-02-11 12:00 | No Data | No Data | No Data | No Data | -16.7666 | -18.6258 | No Data | No Data | No Data | No Data | No Data | No Data | No Data | No Data | -22 | -40.4969 | -22.75 | -23.8864 | -61.1 | -61.206
2019-02-11 12:30 | No Data | No Data | No Data | No Data | -16.5713 | -18.6085 | No Data | No Data | No Data | No Data | No Data | No Data | No Data | No Data | -0.4 | -38.0757 | -42.77 | -42.8884 | -82 | -82.0015
2019-02-11 13:00 | No Data | No Data | No Data | No Data | -28.6198 | -28.8254 | No Data | No Data | No Data | No Data | No Data | No Data | No Data | No Data | 23.6 | 49.5774 | -66.885 | -67.1075 | -104.1 | -104.4304
2019-02-11 13:30 | No Data | No Data | No Data | No Data | -29.9504 | -29.9504 | No Data | No Data | No Data | No Data | No Data | No Data | No Data | No Data | 17.2 | 44.6462 | -60.515 | -60.6244 | -97.9 | -97.9777
2019-02-11 14:00 | No Data | No Data | No Data | No Data | -25.9464 | -25.9646 | No Data | No Data | No Data | No Data | No Data | No Data | No Data | No Data | 20 | 46.5188 | -62.335 | -62.5008 | -95.6 | -96.0808
2019-02-11 14:30 | No Data | No Data | No Data | No Data | -27.1794 | -27.195 | No Data | No Data | No Data | No Data | No Data | No Data | No Data | No Data | 22.4 | 47.6 | -63.7 | -63.8315 | -99.9 | -100.204
2019-02-11 15:00 | No Data | No Data | No Data | No Data | -25.1774 | -25.198 | No Data | No Data | No Data | No Data | No Data | No Data | No Data | No Data | 18.4 | 46.5876 | -60.97 | -61.1074 | -92.7 | -92.9071
2019-02-11 15:30 | No Data | No Data | No Data | No Data | -19.5377 | -19.625 | No Data | No Data | No Data | No Data | No Data | No Data | No Data | No Data | 32 | 55.0549 | -74.62 | -74.9315 | -106.8 | -106.9467
2019-02-11 16:00 | No Data | No Data | No Data | No Data | -22.9801 | -23.0797 | No Data | No Data | No Data | No Data | No Data | No Data | No Data | No Data | 26 | 50.7638 | -70.98 | -71.226 | -98.9 | -98.9146
2019-02-11 16:30 | No Data | No Data | No Data | No Data | -17.3404 | -17.3404 | No Data | No Data | No Data | No Data | No Data | No Data | No Data | No Data | 30 | 55.5899 | -76.44 | -76.8775 | -103.8 | -103.889
2019-02-11 17:00 | No Data | No Data | No Data | No Data | -29.5354 | -29.8472 | No Data | No Data | No Data | No Data | No Data | No Data | No Data | No Data | 20.8 | 51.2141 | -70.07 | -70.4472 | -96.6 | -96.6
2019-02-11 17:30 | No Data | No Data | No Data | No Data | -17.2305 | -17.2643 | No Data | No Data | No Data | No Data | No Data | No Data | No Data | No Data | 10.8 | 46.0834 | -58.24 | -58.3838 | -79.7 | -79.8895
2019-02-11 18:00 | No Data | No Data | No Data | No Data | -17.6455 | -17.8762 | No Data | No Data | No Data | No Data | No Data | No Data | No Data | No Data | 17.6 | 48.5057 | -59.15 | -59.2916 | -74.3 | -76.0852
2019-02-11 18:30 | No Data | No Data | No Data | No Data | -14.9722 | -15.0044 | No Data | No Data | No Data | No Data | No Data | No Data | No Data | No Data | 8.8 | 40.9566 | -50.505 | -50.505 | -69 | -70.141
2019-02-11 19:00 | No Data | No Data | No Data | No Data | -17.8531 | -19.2625 | No Data | No Data | No Data | No Data | No Data | No Data | No Data | No Data | 10.8 | 42.2052 | -50.505 | -50.505 | -56.4 | -59.3255
2019-02-11 19:30 | No Data | No Data | No Data | No Data | -10.5165 | -14.0603 | No Data | No Data | No Data | No Data | No Data | No Data | No Data | No Data | -12 | -40.9956 | -5.46 | -10.2249 | 11.5 | 36.556
2019-02-11 20:00 | No Data | No Data | No Data | No Data | 0.86061 | 9.3234 | No Data | No Data | No Data | No Data | No Data | No Data | No Data | No Data | 2.4 | 39.6727 | 18.2 | 22.2159 | 50 | 63.1723
2019-02-11 20:30 | No Data | No Data | No Data | No Data | 1.4832 | 7.6825 | No Data | No Data | No Data | No Data | No Data | No Data | No Data | No Data | 6 | 47.183 | 23.66 | 28.7767 | 57.5 | 66.2967
2019-02-11 21:00 | No Data | No Data | No Data | No Data | 2.5574 | 7.3846 | No Data | No Data | No Data | No Data | No Data | No Data | No Data | No Data | 2.8 | 35.7099 | 26.39 | 29.7112 | 59.2 | 67.4383
2019-02-11 21:30 | No Data | No Data | No Data | No Data | 3.6316 | 15.5131 | No Data | No Data | No Data | No Data | No Data | No Data | No Data | No Data | 1.6 | 37.6 | 27.3 | 29.9368 | 60.8 | 66.7863
2019-02-11 22:00 | No Data | No Data | No Data | No Data | -3.6439 | -12.0104 | No Data | No Data | No Data | No Data | No Data | No Data | No Data | No Data | -0.8 | -37.6021 | 29.575 | 32.2023 | 61.8 | 67.7239
2019-02-11 22:30 | No Data | No Data | No Data | No Data | 4.0467 | 9.9931 | No Data | No Data | No Data | No Data | No Data | No Data | No Data | No Data | -8.8 | -35.8954 | 39.13 | 41.5946 | 73.9 | 80.5308
2019-02-11 23:00 | No Data | No Data | No Data | No Data | -5.1331 | -10.5655 | No Data | No Data | No Data | No Data | No Data | No Data | No Data | No Data | -8.8 | -36.2833 | 36.4 | 39.0373 | 69.7 | 76.4875
2019-02-11 23:30 | No Data | No Data | No Data | No Data | -1.9593 | -7.5995 | No Data | No Data | No Data | No Data | No Data | No Data | No Data | No Data | -4.4 | -36.2679 | 33.215 | 36.2661 | 69.5 | 80.2888
2019-02-12 | No Data | No Data | No Data | No Data | 6.244 | 11.2286 | No Data | No Data | No Data | No Data | No Data | No Data | No Data | No Data | -5.2 | -38.3541 | 31.85 | 34.8335 | 69.7 | 78.4022
2019-02-12 00:30 | No Data | No Data | No Data | No Data | 16.4981 | 19.009 | No Data | No Data | No Data | No Data | No Data | No Data | No Data | No Data | 4.4 | 39.4462 | 23.205 | 26.6942 | 69.4 | 77.8165
2019-02-12 01:00 | No Data | No Data | No Data | No Data | 0.0061036 | 11.7006 | No Data | No Data | No Data | No Data | No Data | No Data | No Data | No Data | -2.8 | -38.5019 | 27.755 | 31.1334 | 68.3 | 75.5098
2019-02-12 01:30 | No Data | No Data | No Data | No Data | -16.2539 | -16.3644 | No Data | No Data | No Data | No Data | No Data | No Data | No Data | No Data | -11.2 | -38.8495 | 35.945 | 39.1326 | 69.3 | 76.4155
2019-02-12 02:00 | No Data | No Data | No Data | No Data | -16.9741 | -16.9991 | No Data | No Data | No Data | No Data | No Data | No Data | No Data | No Data | -20 | -40.8333 | 43.225 | 46.0652 | 73.5 | 80.4866
2019-02-12 02:30 | No Data | No Data | No Data | No Data | -19.4888 | -19.5208 | No Data | No Data | No Data | No Data | No Data | No Data | No Data | No Data | -12.8 | -39.3406 | 35.945 | 38.955 | 65.6 | 75.7613
2019-02-12 03:00 | No Data | No Data | No Data | No Data | -30.3044 | -30.325 | No Data | No Data | No Data | No Data | No Data | No Data | No Data | No Data | -8 | -40.4 | 28.21 | 32.1734 | 55.7 | 67.9963
2019-02-12 03:30 | No Data | No Data | No Data | No Data | -34.406 | -34.5249 | No Data | No Data | No Data | No Data | No Data | No Data | No Data | No Data | 8.8 | 44.0872 | 11.375 | 17.4212 | 36.6 | 48.7483
2019-02-12 04:00 | No Data | No Data | No Data | No Data | -32.4041 | -32.4186 | No Data | No Data | No Data | No Data | No Data | No Data | No Data | No Data | -15.2 | -41.2989 | 34.58 | 38.0708 | 61.2 | 73.4425
2019-02-12 04:30 | No Data | No Data | No Data | No Data | -32.2087 | -32.2219 | No Data | No Data | No Data | No Data | No Data | No Data | No Data | No Data | -7.2 | -39.8557 | 26.39 | 30.8227 | 53 | 66.1003
2019-02-12 05:00 | No Data | No Data | No Data | No Data | -42.4628 | -42.7705 | No Data | No Data | No Data | No Data | No Data | No Data | No Data | No Data | 37.6 | 60.9734 | -18.2 | -19.2826 | 7.1 | 31.7052
2019-02-12 05:30 | No Data | No Data | No Data | No Data | -44.3061 | -45.2139 | No Data | No Data | No Data | No Data | No Data | No Data | No Data | No Data | -17.6 | -38.2852 | 37.31 | 42.1287 | 65 | 82.1282
2019-02-12 06:00 | No Data | No Data | No Data | No Data | -40.7172 | -42.6233 | No Data | No Data | No Data | No Data | No Data | No Data | No Data | No Data | -32 | -43.3202 | 53.235 | 57.3697 | 82.4 | 101.0109
2019-02-12 06:30 | No Data | No Data | No Data | No Data | -38.8128 | -40.6237 | No Data | No Data | No Data | No Data | No Data | No Data | No Data | No Data | -62 | -64.7877 | 87.815 | 91.3111 | 123 | 136.203
2019-02-12 07:00 | No Data | No Data | No Data | No Data | -32.4651 | -32.5264 | No Data | No Data | No Data | No Data | No Data | No Data | No Data | No Data | -46 | -52.4504 | 70.98 | 74.3991 | 106.4 | 117.2246
2019-02-12 07:30 | No Data | No Data | No Data | No Data | -28.6198 | -28.6893 | No Data | No Data | No Data | No Data | No Data | No Data | No Data | No Data | -48 | -54.4 | 59.605 | 63.799 | 96.7 | 111.6947
2019-02-12 08:00 | No Data | No Data | No Data | No Data | -28.5588 | -28.5588 | No Data | No Data | No Data | No Data | No Data | No Data | No Data | No Data | -45.2 | -59.5691 | 48.23 | 52.7584 | 78 | 87.4108
2019-02-12 08:30 | No Data | No Data | No Data | No Data | -35.2239 | -35.2239 | No Data | No Data | No Data | No Data | No Data | No Data | No Data | No Data | -40 | -56.2864 | 38.22 | 42.5297 | 57.6 | 65.6507
2019-02-12 09:00 | No Data | No Data | No Data | No Data | -34.3572 | -34.5961 | No Data | No Data | No Data | No Data | No Data | No Data | No Data | No Data | -42.4 | -59.3997 | 26.39 | 31.5496 | 39.3 | 46.6854
2019-02-12 09:30 | No Data | No Data | No Data | No Data | -39.5331 | -39.6036 | No Data | No Data | No Data | No Data | No Data | No Data | No Data | No Data | -41.6 | -59.1148 | 24.115 | 29.41 | 35.8 | 45.0214
2019-02-12 10:00 | No Data | No Data | No Data | No Data | -44.0986 | -44.0986 | No Data | No Data | No Data | No Data | No Data | No Data | No Data | No Data | -41.2 | -58.3342 | 24.115 | 29.6728 | 37.5 | 38.7738
2019-02-12 10:30 | No Data | No Data | No Data | No Data | -44.3549 | -44.7067 | No Data | No Data | No Data | No Data | No Data | No Data | No Data | No Data | -33.6 | -54.0992 | 21.385 | 27.5002 | 38.8 | 43.8827
2019-02-12 11:00 | No Data | No Data | No Data | No Data | -42.4628 | -43.5672 | No Data | No Data | No Data | No Data | No Data | No Data | No Data | No Data | -29.2 | -46.0435 | 13.195 | 18.0286 | 38.3 | 44.624
2019-02-12 11:30 | No Data | No Data | No Data | No Data | -42.6581 | -43.3643 | No Data | No Data | No Data | No Data | No Data | No Data | No Data | No Data | 4.4 | 45.0156 | -16.38 | -17.266 | 5.5 | 21.1284
2019-02-12 12:00 | No Data | No Data | No Data | No Data | -45.8442 | -46.1656 | No Data | No Data | No Data | No Data | No Data | No Data | No Data | No Data | -21.6 | -43.3627 | 5.46 | 11.8037 | 21.6 | 31.7718
2019-02-12 12:30 | No Data | No Data | No Data | No Data | -43.0243 | -43.289 | No Data | No Data | No Data | No Data | No Data | No Data | No Data | No Data | -24 | -44.9444 | 7.28 | 12.7481 | 22.5 | 30.7774
2019-02-12 13:00 | No Data | No Data | No Data | No Data | -32.4041 | -34.083 | No Data | No Data | No Data | No Data | No Data | No Data | No Data | No Data | -16.8 | -44.1235 | -1.365 | -7.4069 | 18 | 25.3148
2019-02-12 13:30 | No Data | No Data | No Data | No Data | -44.5624 | -44.6224 | No Data | No Data | No Data | No Data | No Data | No Data | No Data | No Data | 13.2 | 46.3206 | -30.03 | -30.1984 | -12.3 | -23.5648
2019-02-12 14:00 | No Data | No Data | No Data | No Data | -45.3803 | -45.4226 | No Data | No Data | No Data | No Data | No Data | No Data | No Data | No Data | 53.2 | 74.1134 | -54.6 | -54.6303 | -60.7 | -60.8817
2019-02-12 14:30 | No Data | No Data | No Data | No Data | -43.6347 | -43.8838 | No Data | No Data | No Data | No Data | No Data | No Data | No Data | No Data | 36.8 | 61.4401 | -36.855 | -36.8803 | -37.5 | -42.6358
2019-02-12 15:00 | No Data | No Data | No Data | No Data | -42.2065 | -42.2565 | No Data | No Data | No Data | No Data | No Data | No Data | No Data | No Data | 75.6 | 92.4424 | -74.165 | -74.5673 | -77.6 | -77.8018
2019-02-12 15:30 | No Data | No Data | No Data | No Data | -45.1728 | -45.232 | No Data | No Data | No Data | No Data | No Data | No Data | No Data | No Data | 25.2 | 54.2129 | -22.295 | -22.9538 | -45.1 | -47.6568
2019-02-12 16:00 | No Data | No Data | No Data | No Data | -49.1157 | -49.2124 | No Data | No Data | No Data | No Data | No Data | No Data | No Data | No Data | 61.2 | 79.5367 | -103.74 | -105.171 | -135.3 | -135.481
2019-02-12 16:30 | No Data | No Data | No Data | No Data | -49.7871 | -49.8981 | No Data | No Data | No Data | No Data | No Data | No Data | No Data | No Data | 76.8 | 93.4263 | -97.37 | -98.3221 | -90 | -91.7433
2019-02-12 17:00 | No Data | No Data | No Data | No Data | -43.4882 | -43.4982 | No Data | No Data | No Data | No Data | No Data | No Data | No Data | No Data | 58.4 | 76.1052 | -102.83 | -103.732 | -91.1 | -91.9133
2019-02-12 17:30 | No Data | No Data | No Data | No Data | -39.2279 | -39.2279 | No Data | No Data | No Data | No Data | No Data | No Data | No Data | No Data | 59.6 | 76.7771 | -85.995 | -86.4284 | -87.1 | -88.6121
2019-02-12 18:00 | No Data | No Data | No Data | No Data | -38.4588 | -38.5512 | No Data | No Data | No Data | No Data | No Data | No Data | No Data | No Data | 55.6 | 74.7754 | -92.82 | -93.7532 | -114.4 | -111.7258
2019-02-12 18:30 | No Data | No Data | No Data | No Data | -37.641 | -37.8217 | No Data | No Data | No Data | No Data | No Data | No Data | No Data | No Data | -6.4 | -42.4848 | -30.485 | -31.0535 | -41.8 | -48.0021
2019-02-12 19:00 | No Data | No Data | No Data | No Data | -45.2216 | -45.2216 | No Data | No Data | No Data | No Data | No Data | No Data | No Data | No Data | 28 | 55.5698 | -69.16 | -69.3409 | -77.3 | -78.1361
2019-02-12 19:30 | No Data | No Data | No Data | No Data | -36.5667 | -36.7741 | No Data | No Data | No Data | No Data | No Data | No Data | No Data | No Data | 13.6 | 48.736 | -34.125 | -34.3698 | -17.8 | -30.8526
2019-02-12 20:00 | No Data | No Data | No Data | No Data | -27.4846 | -29.4453 | No Data | No Data | No Data | No Data | No Data | No Data | No Data | No Data | 28.4 | 60.659 | -7.28 | -14.28 | 13.5 | 29.2104
2019-02-12 20:30 | No Data | No Data | No Data | No Data | -10.9804 | -28.2754 | No Data | No Data | No Data | No Data | No Data | No Data | No Data | No Data | 9.6 | 50.0528 | 14.105 | 23.7517 | 42.5 | 50.2443
2019-02-12 21:00 | No Data | No Data | No Data | No Data | -5.0843 | -26.5477 | No Data | No Data | No Data | No Data | No Data | No Data | No Data | No Data | 12.8 | 43.5247 | 11.375 | 18.8372 | 39.4 | 45.3719
2019-02-12 21:30 | No Data | No Data | No Data | No Data | -2.826 | -30.29 | No Data | No Data | No Data | No Data | No Data | No Data | No Data | No Data | 12.8 | 43.1426 | 12.74 | 20.0407 | 39.4 | 46.4491
2019-02-12 22:00 | No Data | No Data | No Data | No Data | -5.2308 | -32.2693 | No Data | No Data | No Data | No Data | No Data | No Data | No Data | No Data | 1.6 | 38.833 | 25.48 | 30.5393 | 51.4 | 59.1151
2019-02-12 22:30 | No Data | No Data | No Data | No Data | 0.0061036 | 14.2641 | No Data | No Data | No Data | No Data | No Data | No Data | No Data | No Data | -2.8 | -37.3052 | 31.85 | 36.0255 | 59.2 | 64.4981
2019-02-12 23:00 | No Data | No Data | No Data | No Data | -18.2071 | -19.2519 | No Data | No Data | No Data | No Data | No Data | No Data | No Data | No Data | 22 | 48.8361 | 5.005 | 14.1123 | 30.4 | 39.6788
2019-02-12 23:30 | No Data | No Data | No Data | No Data | -9.1859 | -12.385 | No Data | No Data | No Data | No Data | No Data | No Data | No Data | No Data | 15.2 | 45.0422 | 12.285 | 18.0286 | 44.5 | 50.7209
2019-02-13 | No Data | No Data | No Data | No Data | -15.3384 | -15.9606 | No Data | No Data | No Data | No Data | No Data | No Data | No Data | No Data | 22.8 | 48.8475 | 2.275 | 13.3897 | 36.7 | 46.9615
2019-02-13 00:30 | No Data | No Data | No Data | No Data | 2.3499 | 5.6454 | No Data | No Data | No Data | No Data | No Data | No Data | No Data | No Data | -3.6 | -37.3738 | 30.94 | 35.896 | 75.2 | 84.2107
2019-02-13 01:00 | No Data | No Data | No Data | No Data | -5.4383 | -8.8457 | No Data | No Data | No Data | No Data | No Data | No Data | No Data | No Data | -13.6 | -38.8577 | 37.765 | 42.1213 | 76.1 | 84.6618
2019-02-13 01:30 | No Data | No Data | No Data | No Data | -11.5908 | -12.9357 | No Data | No Data | No Data | No Data | No Data | No Data | No Data | No Data | -16.8 | -40.8176 | 39.13 | 43.5471 | 72.2 | 79.9333
2019-02-13 02:00 | No Data | No Data | No Data | No Data | -15.2895 | -17.2118 | No Data | No Data | No Data | No Data | No Data | No Data | No Data | No Data | -0.8 | -42.0076 | 20.02 | 25.8671 | 48.5 | 55.0295
2019-02-13 02:30 | No Data | No Data | No Data | No Data | -19.3301 | -21.7653 | No Data | No Data | No Data | No Data | No Data | No Data | No Data | No Data | 41.2 | 63.8661 | -21.385 | -23.2407 | 5.9 | 17.9003
2019-02-13 03:00 | No Data | No Data | No Data | No Data | -23.3341 | -25.4511 | No Data | No Data | No Data | No Data | No Data | No Data | No Data | No Data | 39.2 | 64.166 | -20.93 | -22.6451 | 2.4 | 16.1276
2019-02-13 03:30 | No Data | No Data | No Data | No Data | -20.6729 | -23.9063 | No Data | No Data | No Data | No Data | No Data | No Data | No Data | No Data | 41.6 | 66.2806 | -23.205 | -24.4602 | -0.4 | -17.0047
2019-02-13 04:00 | No Data | No Data | No Data | No Data | -20.0992 | -23.3557 | No Data | No Data | No Data | No Data | No Data | No Data | No Data | No Data | 41.2 | 65.407 | -24.115 | -25.6178 | -0.5 | -16.7075
2019-02-13 04:30 | No Data | No Data | No Data | No Data | -14.667 | -21.9748 | No Data | No Data | No Data | No Data | No Data | No Data | No Data | No Data | 45.6 | 68.8616 | -26.39 | -27.5002 | -3.2 | -16.8074
2019-02-13 05:00 | No Data | No Data | No Data | No Data | -17.5967 | -23.9548 | No Data | No Data | No Data | No Data | No Data | No Data | No Data | No Data | 43.6 | 66.3397 | -23.66 | -25.1899 | -1.2 | -17.4413
2019-02-13 05:30 | No Data | No Data | No Data | No Data | -5.2918 | -18.6676 | No Data | No Data | No Data | No Data | No Data | No Data | No Data | No Data | 5.2 | 44.3062 | 12.74 | 20.3939 | 40.3 | 49.475
2019-02-13 06:00 | No Data | No Data | No Data | No Data | 6.4027 | 19.0124 | No Data | No Data | No Data | No Data | No Data | No Data | No Data | No Data | -8.8 | -39.7854 | 30.94 | 35.6675 | 58.5 | 63.0064
2019-02-13 06:30 | No Data | No Data | No Data | No Data | 10.2968 | 20.6519 | No Data | No Data | No Data | No Data | No Data | No Data | No Data | No Data | -4.4 | -39.8437 | 28.21 | 32.4616 | 61.8 | 66.0464
2019-02-13 07:00 | No Data | No Data | No Data | No Data | 23.1144 | 30.4633 | No Data | No Data | No Data | No Data | No Data | No Data | No Data | No Data | -10.4 | -39.7834 | 34.58 | 39.291 | 68.9 | 74.4856
2019-02-13 07:30 | No Data | No Data | No Data | No Data | 24.7623 | 31.7319 | No Data | No Data | No Data | No Data | No Data | No Data | No Data | No Data | -19.6 | -47.0744 | 37.765 | 43.3995 | 67 | 73.0865
2019-02-13 08:00 | No Data | No Data | No Data | No Data | 20.8072 | 28.6847 | No Data | No Data | No Data | No Data | No Data | No Data | No Data | No Data | -48.8 | -59.0227 | 20.02 | 26.4527 | 28.3 | 38.1608
2019-02-13 08:30 | No Data | No Data | No Data | No Data | 18.9151 | 29.9997 | No Data | No Data | No Data | No Data | No Data | No Data | No Data | No Data | -60.4 | -68.5414 | 11.83 | 18.063 | -3.3 | -9.3048
2019-02-13 09:00 | No Data | No Data | No Data | No Data | 12.0424 | 24.7627 | No Data | No Data | No Data | No Data | No Data | No Data | No Data | No Data | -37.6 | -53.458 | -10.92 | -14.5101 | -39.7 | -39.7031
2019-02-13 09:30 | No Data | No Data | No Data | No Data | 2.2522 | 21.7542 | No Data | No Data | No Data | No Data | No Data | No Data | No Data | No Data | -26 | -49.0567 | -23.205 | -23.6469 | -52.9 | -54.0496
2019-02-13 10:00 | No Data | No Data | No Data | No Data | -4.3641 | -22.9832 | No Data | No Data | No Data | No Data | No Data | No Data | No Data | No Data | -25.6 | -47.1542 | -22.295 | -23.0663 | -57.1 | -57.1197
2019-02-13 10:30 | No Data | No Data | No Data | No Data | -10.5165 | -22.6842 | No Data | No Data | No Data | No Data | No Data | No Data | No Data | No Data | -16 | -44.1977 | -30.94 | -31.1534 | -65 | -65
2019-02-13 11:00 | No Data | No Data | No Data | No Data | -15.3872 | -24.3928 | No Data | No Data | No Data | No Data | No Data | No Data | No Data | No Data | -13.2 | -42.1217 | -32.76 | -33.0745 | -70.3 | -70.5471
2019-02-13 11:30 | No Data | No Data | No Data | No Data | -3.595 | -23.1993 | No Data | No Data | No Data | No Data | No Data | No Data | No Data | No Data | -15.6 | -42.562 | -26.845 | -27.1555 | -59.5 | -61.4359
2019-02-13 12:00 | No Data | No Data | No Data | No Data | -21.4908 | -27.4539 | No Data | No Data | No Data | No Data | No Data | No Data | No Data | No Data | -19.6 | -44.5439 | -26.845 | -27.3946 | -54.7 | -54.7045
2019-02-13 12:30 | No Data | No Data | No Data | No Data | -22.5162 | -27.6561 | No Data | No Data | No Data | No Data | No Data | No Data | No Data | No Data | -13.6 | -43.7667 | -33.215 | -33.4139 | -68.6 | -68.6211
2019-02-13 13:00 | No Data | No Data | No Data | No Data | -32.8191 | -34.5726 | No Data | No Data | No Data | No Data | No Data | No Data | No Data | No Data | -23.6 | -44.3928 | -20.93 | -21.7498 | -56.5 | -56.6276
2019-02-13 13:30 | No Data | No Data | No Data | No Data | -25.6413 | -28.5554 | No Data | No Data | No Data | No Data | No Data | No Data | No Data | No Data | -10.8 | -42.9791 | -34.58 | -34.6548 | -68.6 | -68.6613
2019-02-13 14:00 | No Data | No Data | No Data | No Data | -27.4357 | -30.755 | No Data | No Data | No Data | No Data | No Data | No Data | No Data | No Data | -18.8 | -43.1147 | -26.845 | -27.3076 | -63 | -63.1751
2019-02-13 14:30 | No Data | No Data | No Data | No Data | -25.2873 | -28.709 | No Data | No Data | No Data | No Data | No Data | No Data | No Data | No Data | -13.6 | -43.007 | -28.21 | -28.3418 | -64.2 | -64.2281
2019-02-13 15:00 | No Data | No Data | No Data | No Data | -26.7155 | -28.6753 | No Data | No Data | No Data | No Data | No Data | No Data | No Data | No Data | -10.4 | -42.4924 | -35.035 | -35.1412 | -61.9 | -61.9013
2019-02-13 15:30 | No Data | No Data | No Data | No Data | -29.5842 | -30.4671 | No Data | No Data | No Data | No Data | No Data | No Data | No Data | No Data | -16 | -44.9444 | -29.575 | -29.8572 | -65.5 | -65.5556
2019-02-13 16:00 | No Data | No Data | No Data | No Data | -21.4908 | -23.5329 | No Data | No Data | No Data | No Data | No Data | No Data | No Data | No Data | -12.4 | -44.5601 | -33.67 | -33.8203 | -67.4 | -68.3573
2019-02-13 16:30 | No Data | No Data | No Data | No Data | -9.7963 | -15.4104 | No Data | No Data | No Data | No Data | No Data | No Data | No Data | No Data | -14.4 | -44.0218 | -34.58 | -34.8216 | -67.4 | -67.4214
2019-02-13 17:00 | No Data | No Data | No Data | No Data | -5.0355 | -19.0907 | No Data | No Data | No Data | No Data | No Data | No Data | No Data | No Data | -10.8 | -43.3663 | -36.4 | -36.5816 | -67.4 | -67.5707
2019-02-13 17:30 | No Data | No Data | No Data | No Data | -1.2879 | -16.816 | No Data | No Data | No Data | No Data | No Data | No Data | No Data | No Data | -14 | -43.1351 | -31.85 | -32.1122 | -38.8 | -38.8805
2019-02-13 18:00 | No Data | No Data | No Data | No Data | -3.4363 | -18.7805 | No Data | No Data | No Data | No Data | No Data | No Data | No Data | No Data | -17.6 | -44.4342 | -27.3 | -27.755 | -41.4 | -41.4146
2019-02-13 18:30 | No Data | No Data | No Data | No Data | 2.0447 | 23.1266 | No Data | No Data | No Data | No Data | No Data | No Data | No Data | No Data | -20.8 | -45.0848 | -23.205 | -23.8387 | -31.7 | -31.7191
2019-02-13 19:00 | No Data | No Data | No Data | No Data | 8.246 | 24.5527 | No Data | No Data | No Data | No Data | No Data | No Data | No Data | No Data | -42.8 | -55.6705 | -5.005 | -11.1915 | -5.6 | -9.4403
2019-02-13 19:30 | No Data | No Data | No Data | No Data | 12.3476 | 27.8122 | No Data | No Data | No Data | No Data | No Data | No Data | No Data | No Data | -32.8 | -49.8959 | 3.64 | 12.8129 | 15.8 | 17.5011
2019-02-13 20:00 | No Data | No Data | No Data | No Data | 21.1124 | 32.7457 | No Data | No Data | No Data | No Data | No Data | No Data | No Data | No Data | -18.8 | -42.3962 | 37.765 | 42.5322 | 64.7 | 68.6331
2019-02-13 20:30 | No Data | No Data | No Data | No Data | 18.7076 | 31.2493 | No Data | No Data | No Data | No Data | No Data | No Data | No Data | No Data | -13.2 | -45.9373 | 36.4 | 42.217 | 67 | 70.3043
2019-02-13 21:00 | No Data | No Data | No Data | No Data | 25.7267 | 37.0888 | No Data | No Data | No Data | No Data | No Data | No Data | No Data | No Data | -18 | -40.9663 | 40.495 | 44.3969 | 69.7 | 74.0142
2019-02-13 21:30 | No Data | No Data | No Data | No Data | 29.4743 | 40.9389 | No Data | No Data | No Data | No Data | No Data | No Data | No Data | No Data | -16 | -41.6 | 38.675 | 42.3639 | 42.3 | 45.8926
2019-02-13 22:00 | No Data | No Data | No Data | No Data | 31.3664 | 43.4704 | No Data | No Data | No Data | No Data | No Data | No Data | No Data | No Data | -12.4 | -42.2601 | 32.305 | 36.2204 | 59.6 | 61.5825
2019-02-13 22:30 | No Data | No Data | No Data | No Data | 34.8577 | 46.053 | No Data | No Data | No Data | No Data | No Data | No Data | No Data | No Data | -9.6 | -41.9142 | 32.76 | 36.4256 | 62.8 | 63.3746
2019-02-13 23:00 | No Data | No Data | No Data | No Data | 32.8557 | 44.5569 | No Data | No Data | No Data | No Data | No Data | No Data | No Data | No Data | -14.4 | -42.8896 | 35.035 | 38.4845 | 63 | 64.114
2019-02-13 23:30 | No Data | No Data | No Data | No Data | 34.9554 | 46.127 | No Data | No Data | No Data | No Data | No Data | No Data | No Data | No Data | -8.8 | -40.9566 | 32.305 | 36.0169 | 65.2 | 66.994
2019-02-14 | No Data | No Data | No Data | No Data | 34.9554 | 46.127 | No Data | No Data | No Data | No Data | No Data | No Data | No Data | No Data | -8.4 | -41.6557 | 30.485 | 34.3939 | 65.8 | 68.0617
2019-02-14 00:30 | No Data | No Data | No Data | No Data | 46.1372 | 53.9421 | No Data | No Data | No Data | No Data | No Data | No Data | No Data | No Data | -2.4 | -41.2698 | 25.935 | 30.434 | 71.5 | 76.1148
2019-02-14 01:00 | No Data | No Data | No Data | No Data | 39.4232 | 49.3257 | No Data | No Data | No Data | No Data | No Data | No Data | No Data | No Data | -22 | -43.5633 | 43.68 | 46.9775 | 82.1 | 85.315
2019-02-14 01:30 | No Data | No Data | No Data | No Data | 33.93 | 45.0564 | No Data | No Data | No Data | No Data | No Data | No Data | No Data | No Data | -22 | -44.6031 | 42.77 | 46.1326 | 76.5 | 78.3016
2019-02-14 02:00 | No Data | No Data | No Data | No Data | 28.2902 | 40.9336 | No Data | No Data | No Data | No Data | No Data | No Data | No Data | No Data | -20.4 | -44.9017 | 38.22 | 41.7635 | 67.9 | 69.431
2019-02-14 02:30 | No Data | No Data | No Data | No Data | 22.6505 | 35.7378 | No Data | No Data | No Data | No Data | No Data | No Data | No Data | No Data | -16.8 | -43.7539 | 36.4 | 39.7312 | 66.2 | 67.9003
2019-02-14 03:00 | No Data | No Data | No Data | No Data | 19.2203 | 35.0648 | No Data | No Data | No Data | No Data | No Data | No Data | No Data | No Data | -18.4 | -44.7571 | 36.855 | 40.518 | 62.7 | 64.2659
2019-02-14 03:30 | No Data | No Data | No Data | No Data | 15.375 | 33.2976 | No Data | No Data | No Data | No Data | No Data | No Data | No Data | No Data | -11.6 | -43.9582 | 29.575 | 33.3767 | 54.1 | 55.5707
2019-02-14 04:00 | No Data | No Data | No Data | No Data | 15.6802 | 33.4396 | No Data | No Data | No Data | No Data | No Data | No Data | No Data | No Data | -17.2 | -45.3855 | 34.125 | 37.658 | 59.7 | 61.6793
2019-02-14 04:30 | No Data | No Data | No Data | No Data | 19.9893 | 35.6639 | No Data | No Data | No Data | No Data | No Data | No Data | No Data | No Data | -11.2 | -43.8543 | 27.755 | 31.9991 | 52.4 | 54.1867
2019-02-14 05:00 | No Data | No Data | No Data | No Data | 25.4215 | 40.5455 | No Data | No Data | No Data | No Data | No Data | No Data | No Data | No Data | -11.6 | -45.5034 | 27.3 | 31.6053 | 51.8 | 53.956
2019-02-14 05:30 | No Data | No Data | No Data | No Data | 13.2265 | 34.2436 | No Data | No Data | No Data | No Data | No Data | No Data | No Data | No Data | -7.6 | -44.6515 | 24.115 | 28.8988 | 50.6 | 53.7062
2019-02-14 06:00 | No Data | No Data | No Data | No Data | 21.4786 | 36.8559 | No Data | No Data | No Data | No Data | No Data | No Data | No Data | No Data | -11.6 | -43.9582 | 27.755 | 32.228 | 57.6 | 61.1393
2019-02-14 06:30 | No Data | No Data | No Data | No Data | 36.0906 | 44.7218 | No Data | No Data | No Data | No Data | No Data | No Data | No Data | No Data | -9.6 | -42.6933 | 28.21 | 33.087 | 61.1 | 66.285
2019-02-14 07:00 | No Data | No Data | No Data | No Data | 45.9785 | 51.4014 | No Data | No Data | No Data | No Data | No Data | No Data | No Data | No Data | -4.8 | -42.7682 | 23.205 | 28.6686 | 57.9 | 63.9282
2019-02-14 07:30 | No Data | No Data | No Data | No Data | 51.3619 | 56.2683 | No Data | No Data | No Data | No Data | No Data | No Data | No Data | No Data | -15.6 | -40.7077 | 31.85 | 36.4597 | 62.2 | 69.0134
2019-02-14 08:00 | No Data | No Data | No Data | No Data | 47.5654 | 52.8257 | No Data | No Data | No Data | No Data | No Data | No Data | No Data | No Data | -31.6 | -49.7305 | -0.455 | -13.6576 | 7.4 | 21.7007
2019-02-14 08:30 | No Data | No Data | No Data | No Data | 34.0398 | 41.0706 | No Data | No Data | No Data | No Data | No Data | No Data | No Data | No Data | -40.8 | -54.9443 | -8.645 | -13.574 | -27.2 | -28.1368
2019-02-14 09:00 | No Data | No Data | No Data | No Data | 15.1675 | 25.719 | No Data | No Data | No Data | No Data | No Data | No Data | No Data | No Data | -50 | -59.7983 | -36.4 | -36.5022 | -69.7 | -69.7448
2019-02-14 09:30 | No Data | No Data | No Data | No Data | 12.5551 | 25.8654 | No Data | No Data | No Data | No Data | No Data | No Data | No Data | No Data | -43.6 | -54.8015 | -45.955 | -45.9573 | -81.2 | -81.5186
2019-02-14 10:00 | No Data | No Data | No Data | No Data | 8.661 | 23.7376 | No Data | No Data | No Data | No Data | No Data | No Data | No Data | No Data | -38.8 | -54.8715 | -52.325 | -52.327 | -90.8 | -91.4639
2019-02-14 10:30 | No Data | No Data | No Data | No Data | 6.5003 | 23.0373 | No Data | No Data | No Data | No Data | No Data | No Data | No Data | No Data | -35.2 | -52.6847 | -55.51 | -55.5119 | -95.4 | -96.1643
2019-02-14 11:00 | No Data | No Data | No Data | No Data | 10.602 | 26.0973 | No Data | No Data | No Data | No Data | No Data | No Data | No Data | No Data | -38.4 | -54.0237 | -50.96 | -50.962 | -92.4 | -93.2151
2019-02-14 11:30 | No Data | No Data | No Data | No Data | 4.3519 | 22.5255 | No Data | No Data | No Data | No Data | No Data | No Data | No Data | No Data | -34 | -59.4764 | -52.78 | -52.9054 | -94.8 | -95.5818
2019-02-14 12:00 | No Data | No Data | No Data | No Data | 4.1444 | 22.4384 | No Data | No Data | No Data | No Data | No Data | No Data | No Data | No Data | -34.8 | -69.0159 | -47.775 | -48.8124 | -89 | -89.629
2019-02-14 12:30 | No Data | No Data | No Data | No Data | -3.3387 | -20.6878 | No Data | No Data | No Data | No Data | No Data | No Data | No Data | No Data | -37.6 | -58.7946 | -46.865 | -47.0854 | -90.4 | -91.2195
2019-02-14 13:00 | No Data | No Data | No Data | No Data | 1.3733 | 20.4627 | No Data | No Data | No Data | No Data | No Data | No Data | No Data | No Data | -37.6 | -49.8959 | -47.32 | -47.3288 | -90.8 | -91.7689
2019-02-14 13:30 | No Data | No Data | No Data | No Data | 9.8939 | 24.7842 | No Data | No Data | No Data | No Data | No Data | No Data | No Data | No Data | -40.8 | -51.7873 | -45.045 | -45.045 | -89.9 | -90.7375
2019-02-14 14:00 | No Data | No Data | No Data | No Data | 3.1189 | 22.9368 | No Data | No Data | No Data | No Data | No Data | No Data | No Data | No Data | -38 | -50.7244 | -48.23 | -48.23 | -90.3 | -90.7574
2019-02-14 14:30 | No Data | No Data | No Data | No Data | 5.89 | 23.4747 | No Data | No Data | No Data | No Data | No Data | No Data | No Data | No Data | -35.2 | -39.0036 | -50.96 | -51.6139 | -91.4 | -92.1082
2019-02-14 15:00 | No Data | No Data | No Data | No Data | 10.8583 | 28.465 | No Data | No Data | No Data | No Data | No Data | No Data | No Data | No Data | -39.2 | -41.2369 | -47.775 | -48.4719 | -88.1 | -88.5585
2019-02-14 15:30 | No Data | No Data | No Data | No Data | 12.9091 | 27.7954 | No Data | No Data | No Data | No Data | No Data | No Data | No Data | No Data | -28.4 | -48.0833 | -60.06 | -60.1444 | -77.2 | -77.4328
2019-02-14 16:00 | No Data | No Data | No Data | No Data | 10.2968 | 26.6827 | No Data | No Data | No Data | No Data | No Data | No Data | No Data | No Data | -26.8 | -44.2412 | -61.88 | -61.987 | -76.2 | -76.3639
2019-02-14 16:30 | No Data | No Data | No Data | No Data | 15.8389 | 27.3198 | No Data | No Data | No Data | No Data | No Data | No Data | No Data | No Data | -16 | -41.9695 | -51.87 | -51.888 | -59.1 | -59.1041
2019-02-14 17:00 | No Data | No Data | No Data | No Data | 14.1421 | 28.4314 | No Data | No Data | No Data | No Data | No Data | No Data | No Data | No Data | -29.6 | -45.0795 | -60.515 | -60.5424 | -70.2 | -70.2103
2019-02-14 17:30 | No Data | No Data | No Data | No Data | 17.5235 | 28.9379 | No Data | No Data | No Data | No Data | No Data | No Data | No Data | No Data | -42 | -52.3205 | -47.775 | -47.7837 | -80.6 | -80.6328
2019-02-14 18:00 | No Data | No Data | No Data | No Data | 17.2671 | 28.7834 | No Data | No Data | No Data | No Data | No Data | No Data | No Data | No Data | -32.8 | -49.8959 | -28.21 | -28.7335 | -57.5 | -57.5
2019-02-14 18:30 | No Data | No Data | No Data | No Data | 15.5337 | 29.1486 | No Data | No Data | No Data | No Data | No Data | No Data | No Data | No Data | -37.2 | -51.7672 | -20.93 | -22.1599 | -42.1 | -42.3506
2019-02-14 19:00 | No Data | No Data | No Data | No Data | 21.1734 | 33.8499 | No Data | No Data | No Data | No Data | No Data | No Data | No Data | No Data | -40.8 | -53.6254 | -5.915 | -12.021 | -14.3 | -18.54
2019-02-14 19:30 | No Data | No Data | No Data | No Data | 20.5508 | 33.464 | No Data | No Data | No Data | No Data | No Data | No Data | No Data | No Data | -26.4 | -44 | 20.02 | 25.025 | 35.6 | 42.7121
2019-02-14 20:00 | No Data | No Data | No Data | No Data | 25.6779 | 36.8356 | No Data | No Data | No Data | No Data | No Data | No Data | No Data | No Data | -18.8 | -42.7551 | 39.585 | 43.7605 | 70.1 | 76.5278
2019-02-14 20:30 | No Data | No Data | No Data | No Data | 24.1398 | 35.7803 | No Data | No Data | No Data | No Data | No Data | No Data | No Data | No Data | -25.6 | -48.1664 | 51.415 | 56.2233 | 55.9 | 62.8828
2019-02-14 21:00 | No Data | No Data | No Data | No Data | 18.6099 | 32.3084 | No Data | No Data | No Data | No Data | No Data | No Data | No Data | No Data | -17.6 | -40.0719 | 40.95 | 44.6294 | 47 | 53.3295
2019-02-14 21:30 | No Data | No Data | No Data | No Data | 18.0362 | 30.5163 | No Data | No Data | No Data | No Data | No Data | No Data | No Data | No Data | -7.6 | -39.1449 | 30.94 | 35.0084 | 35.2 | 41.2989
2019-02-14 22:00 | No Data | No Data | No Data | No Data | 19.6841 | 32.8118 | No Data | No Data | No Data | No Data | No Data | No Data | No Data | No Data | 0 | 41.2078 | 21.84 | 26.5035 | 23.6 | 31.0644
2019-02-14 22:30 | No Data | No Data | No Data | No Data | 33.0632 | 42.2176 | No Data | No Data | No Data | No Data | No Data | No Data | No Data | No Data | 15.2 | 46.1736 | 10.01 | 15.8468 | 40.5 | 45.7596
2019-02-14 23:00 | No Data | No Data | No Data | No Data | 34.7601 | 44.5718 | No Data | No Data | No Data | No Data | No Data | No Data | No Data | No Data | 15.6 | 47.0608 | 6.37 | 13.8383 | 35.4 | 40.8573
2019-02-14 23:30 | No Data | No Data | No Data | No Data | 43.6225 | 51.7814 | No Data | No Data | No Data | No Data | No Data | No Data | No Data | No Data | 24 | 50.8236 | 1.82 | 11.5197 | 33.1 | 37.5826
2019-02-15 | No Data | No Data | No Data | No Data | 52.4971 | 58.6079 | No Data | No Data | No Data | No Data | No Data | No Data | No Data | No Data | 15.6 | 46.3068 | 7.28 | 15.0701 | 44.6 | 50.8382
2019-02-15 00:30 | No Data | No Data | No Data | No Data | 66.9993 | 69.9492 | No Data | No Data | No Data | No Data | No Data | No Data | No Data | No Data | 26.4 | 51.6558 | -2.275 | -12.5847 | 42.2 | 52.6601
2019-02-15 01:00 | No Data | No Data | No Data | No Data | 59.2599 | 62.9991 | No Data | No Data | No Data | No Data | No Data | No Data | No Data | No Data | 17.6 | 48.8786 | 3.64 | 13.2498 | 41.4 | 47.1669
2019-02-15 01:30 | No Data | No Data | No Data | No Data | 50.4952 | 56.5168 | No Data | No Data | No Data | No Data | No Data | No Data | No Data | No Data | 18 | 50.8897 | 0.455 | 11.9085 | 32.4 | 36.1797
2019-02-15 02:00 | No Data | No Data | No Data | No Data | 45.5146 | 53.7066 | No Data | No Data | No Data | No Data | No Data | No Data | No Data | No Data | 18.4 | 51.0325 | 0 | 11.375 | 29.1 | 34.3227
2019-02-15 02:30 | No Data | No Data | No Data | No Data | 47.3701 | 55.2878 | No Data | No Data | No Data | No Data | No Data | No Data | No Data | No Data | 16 | 49.4595 | 1.82 | 11.9692 | 30.1 | 34.6182
2019-02-15 03:00 | No Data | No Data | No Data | No Data | 43.7324 | 54.0681 | No Data | No Data | No Data | No Data | No Data | No Data | No Data | No Data | 9.6 | 46.9911 | 6.825 | 14.453 | 32.7 | 36.0181
2019-02-15 03:30 | No Data | No Data | No Data | No Data | 42.0356 | 52.7051 | No Data | No Data | No Data | No Data | No Data | No Data | No Data | No Data | 11.6 | 48.6045 | 5.46 | 13.8607 | 31.1 | 35.0664
2019-02-15 04:00 | No Data | No Data | No Data | No Data | 41.9379 | 52.6272 | No Data | No Data | No Data | No Data | No Data | No Data | No Data | No Data | 8.8 | 47.6202 | 7.735 | 15.6893 | 32.3 | 36.6412
2019-02-15 04:30 | No Data | No Data | No Data | No Data | 39.8871 | 51.008 | No Data | No Data | No Data | No Data | No Data | No Data | No Data | No Data | -18.8 | -46.0156 | 34.125 | 38.0517 | 59.5 | 63.4717
2019-02-15 05:00 | No Data | No Data | No Data | No Data | 39.7284 | 50.884 | No Data | No Data | No Data | No Data | No Data | No Data | No Data | No Data | -12.4 | -45.7139 | 28.21 | 31.9571 | 52 | 56.0803
2019-02-15 05:30 | No Data | No Data | No Data | No Data | 41.5229 | 51.0763 | No Data | No Data | No Data | No Data | No Data | No Data | No Data | No Data | -6 | -45.2 | 18.655 | 24.2349 | 46.6 | 50.4004
2019-02-15 06:00 | No Data | No Data | No Data | No Data | 43.3661 | 51.645 | No Data | No Data | No Data | No Data | No Data | No Data | No Data | No Data | -3.6 | -46.1407 | 16.835 | 21.6735 | 47.7 | 52.5289
2019-02-15 06:30 | No Data | No Data | No Data | No Data | 52.1309 | 56.6654 | No Data | No Data | No Data | No Data | No Data | No Data | No Data | No Data | 3.2 | 43.7173 | 18.2 | 22.4799 | 50.5 | 54.9649
2019-02-15 07:00 | No Data | No Data | No Data | No Data | 60.8469 | 64.774 | No Data | No Data | No Data | No Data | No Data | No Data | No Data | No Data | 2 | 41.2485 | 23.66 | 28.0222 | 56.5 | 63.9707
2019-02-15 07:30 | No Data | No Data | No Data | No Data | 66.4866 | 68.6953 | No Data | No Data | No Data | No Data | No Data | No Data | No Data | No Data | -9.2 | -39.4867 | 34.125 | 37.1013 | 69.5 | 74.4523
2019-02-15 08:00 | No Data | No Data | No Data | No Data | 63.0564 | 65.9242 | No Data | No Data | No Data | No Data | No Data | No Data | No Data | No Data | 2.4 | 42.9195 | 8.645 | 12.5517 | 36.8 | 41.8836
2019-02-15 08:30 | No Data | No Data | No Data | No Data | 56.3912 | 60.201 | No Data | No Data | No Data | No Data | No Data | No Data | No Data | No Data | -5.2 | -44.3062 | -0.455 | -5.4789 | 19 | 22.3134
2019-02-15 09:00 | No Data | No Data | No Data | No Data | 54.4381 | 60.416 | No Data | No Data | No Data | No Data | No Data | No Data | No Data | No Data | 0.8 | 44.8446 | -4.55 | -5.8268 | 9.5 | 11.2361
2019-02-15 09:30 | No Data | No Data | No Data | No Data | 52.6925 | 59.6 | No Data | No Data | No Data | No Data | No Data | No Data | No Data | No Data | -7.6 | -43.4695 | 2.73 | 7.775 | 16.9 | 19.7396
2019-02-15 10:00 | No Data | No Data | No Data | No Data | 52.6925 | 59.6 | No Data | No Data | No Data | No Data | No Data | No Data | No Data | No Data | -5.6 | -42.7682 | 4.095 | 8.3527 | 11.1 | 12.7142
2019-02-15 10:30 | No Data | No Data | No Data | No Data | 50.7515 | 57.8911 | No Data | No Data | No Data | No Data | No Data | No Data | No Data | No Data | -13.2 | -42.8822 | 10.92 | 13.9278 | 19 | 21.0668
2019-02-15 11:00 | No Data | No Data | No Data | No Data | 50.7515 | 57.8911 | No Data | No Data | No Data | No Data | No Data | No Data | No Data | No Data | -14 | -43.5137 | 10.01 | 12.9335 | 16.7 | 18.8767
2019-02-15 11:30 | No Data | No Data | No Data | No Data | 48.9082 | 57.2674 | No Data | No Data | No Data | No Data | No Data | No Data | No Data | No Data | -21.2 | -44.9177 | 17.29 | 19.9786 | 26.3 | 28.2087
2019-02-15 12:00 | No Data | No Data | No Data | No Data | 45.5146 | 54.3979 | No Data | No Data | No Data | No Data | No Data | No Data | No Data | No Data | -20.4 | -43.4824 | 16.38 | 19.1965 | 25.5 | 28.5773
2019-02-15 12:30 | No Data | No Data | No Data | No Data | 47.3701 | 55.9596 | No Data | No Data | No Data | No Data | No Data | No Data | No Data | No Data | -35.6 | -50.346 | 30.485 | 33.04 | 38.8 | 41.3513
2019-02-15 13:00 | No Data | No Data | No Data | No Data | 45.4658 | 54.357 | No Data | No Data | No Data | No Data | No Data | No Data | No Data | No Data | -27.6 | -44.1035 | 22.75 | 26.7678 | 32.2 | 35.4803
2019-02-15 13:30 | No Data | No Data | No Data | No Data | 41.9379 | 58.5545 | No Data | No Data | No Data | No Data | No Data | No Data | No Data | No Data | -30.4 | -45.0156 | 25.935 | 29.9679 | -10.3 | -10.8157
2019-02-15 14:00 | No Data | No Data | No Data | No Data | 39.9847 | 57.1718 | No Data | No Data | No Data | No Data | No Data | No Data | No Data | No Data | -15.2 | -44.6659 | -28.665 | -28.7227 | -41.9 | -42.1201
2019-02-15 14:30 | No Data | No Data | No Data | No Data | 40.4974 | 57.5316 | No Data | No Data | No Data | No Data | No Data | No Data | No Data | No Data | -14 | -43.8926 | -31.395 | -31.4477 | -41.7 | -41.769
2019-02-15 15:00 | No Data | No Data | No Data | No Data | 38.8617 | 55.2183 | No Data | No Data | No Data | No Data | No Data | No Data | No Data | No Data | -14.8 | -43.7776 | -31.395 | -31.5135 | -39.7 | -39.7152
2019-02-15 15:30 | No Data | No Data | No Data | No Data | 37.1649 | 54.0375 | No Data | No Data | No Data | No Data | No Data | No Data | No Data | No Data | -20.4 | -44.1905 | -26.845 | -27.2279 | -58.4 | -58.5368
2019-02-15 16:00 | No Data | No Data | No Data | No Data | 35.8343 | 51.8557 | No Data | No Data | No Data | No Data | No Data | No Data | No Data | No Data | -18 | -44.5942 | -29.575 | -29.8572 | -59.2 | -59.219
2019-02-15 16:30 | No Data | No Data | No Data | No Data | 35.5779 | 50.5051 | No Data | No Data | No Data | No Data | No Data | No Data | No Data | No Data | -22.8 | -47.088 | -26.39 | -26.9489 | -53.7 | -53.7023
2019-02-15 17:00 | No Data | No Data | No Data | No Data | 35.5779 | 49.1717 | No Data | No Data | No Data | No Data | No Data | No Data | No Data | No Data | -27.2 | -48.0416 | -23.205 | -24.3202 | -47.6 | -47.8315
2019-02-15 17:30 | No Data | No Data | No Data | No Data | 34.345 | 48.2872 | No Data | No Data | No Data | No Data | No Data | No Data | No Data | No Data | -28.4 | -49.3834 | -23.205 | -24.1879 | -45.5 | -45.5027
2019-02-15 18:00 | No Data | No Data | No Data | No Data | 34.6014 | 48.4698 | No Data | No Data | No Data | No Data | No Data | No Data | No Data | No Data | -39.2 | -55.1551 | -12.285 | -14.7647 | -32.2 | -32.4006
2019-02-15 18:30 | No Data | No Data | No Data | No Data | 31.0124 | 45.9765 | No Data | No Data | No Data | No Data | No Data | No Data | No Data | No Data | -43.6 | -57.3132 | -8.19 | -12.5847 | -23 | -23.9282
2019-02-15 19:00 | No Data | No Data | No Data | No Data | 30.8537 | 45.8696 | No Data | No Data | No Data | No Data | No Data | No Data | No Data | No Data | -52.8 | -63.0175 | 3.64 | 12.8129 | 2.9 | 13.7117
2019-02-15 19:30 | No Data | No Data | No Data | No Data | 21.0636 | 41.3562 | No Data | No Data | No Data | No Data | No Data | No Data | No Data | No Data | -34 | -49.5177 | 18.655 | 23.6644 | 42.1 | 46.1069
2019-02-15 20:00 | No Data | No Data | No Data | No Data | 20.9659 | 40.7713 | No Data | No Data | No Data | No Data | No Data | No Data | No Data | No Data | -22.4 | -45.845 | 43.225 | 48.0257 | 79 | 83.8153
2019-02-15 20:30 | No Data | No Data | No Data | No Data | 20.2457 | 40.4057 | No Data | No Data | No Data | No Data | No Data | No Data | No Data | No Data | -15.2 | -46.1736 | 38.22 | 43.5756 | 75.8 | 80.0383
2019-02-15 21:00 | No Data | No Data | No Data | No Data | 23.1144 | 42.6937 | No Data | No Data | No Data | No Data | No Data | No Data | No Data | No Data | -12.4 | -39.5919 | 36.4 | 40.2977 | 72.5 | 76.1521
2019-02-15 21:30 | No Data | No Data | No Data | No Data | 26.4958 | 46.281 | No Data | No Data | No Data | No Data | No Data | No Data | No Data | No Data | -12.4 | -39.972 | 35.035 | 38.8699 | 69.7 | 72.3227
2019-02-15 22:00 | No Data | No Data | No Data | No Data | 24.8112 | 38.6111 | No Data | No Data | No Data | No Data | No Data | No Data | No Data | No Data | -9.2 | -41.0444 | 30.94 | 35.0084 | 63.8 | 66.3452
2019-02-15 22:30 | No Data | No Data | No Data | No Data | 32.5505 | 43.9859 | No Data | No Data | No Data | No Data | No Data | No Data | No Data | No Data | -6.8 | -40.1796 | 29.575 | 34.2582 | 64 | 68.6732
2019-02-15 23:00 | No Data | No Data | No Data | No Data | 36.0906 | 46.6665 | No Data | No Data | No Data | No Data | No Data | No Data | No Data | No Data | -5.2 | -41.5269 | 25.025 | 30.1607 | 58.1 | 63.3695
2019-02-15 23:30 | No Data | No Data | No Data | No Data | 42.9633 | 52.1639 | No Data | No Data | No Data | No Data | No Data | No Data | No Data | No Data | 1.2 | 43.6458 | 17.29 | 22.8997 | 54.3 | 60.0748
2019-02-16 | No Data | No Data | No Data | No Data | 51.2154 | 59.1459 | No Data | No Data | No Data | No Data | No Data | No Data | No Data | No Data | -1.2 | -42.8168 | 18.2 | 24.4856 | 58.3 | 64.8933
2019-02-16 00:30 | No Data | No Data | No Data | No Data | 65.7176 | 70.3405 | No Data | No Data | No Data | No Data | No Data | No Data | No Data | No Data | -0.8 | -42.0076 | 18.655 | 25.1282 | 67.4 | 75.7623
2019-02-16 01:00 | No Data | No Data | No Data | No Data | 58.7472 | 63.8767 | No Data | No Data | No Data | No Data | No Data | No Data | No Data | No Data | -6.8 | -42.9418 | 23.66 | 29.0381 | 63 | 68.9015
2019-02-16 01:30 | No Data | No Data | No Data | No Data | 53.4615 | 60.0181 | No Data | No Data | No Data | No Data | No Data | No Data | No Data | No Data | -15.2 | -44.6659 | 30.485 | 35.0468 | 64.6 | 68.1473
2019-02-16 02:00 | No Data | No Data | No Data | No Data | 44.1352 | 53.9485 | No Data | No Data | No Data | No Data | No Data | No Data | No Data | No Data | -15.6 | -45.9304 | 29.12 | 33.4108 | 60.7 | 63.4858
2019-02-16 02:30 | No Data | No Data | No Data | No Data | 49.5186 | 59.719 | No Data | No Data | No Data | No Data | No Data | No Data | No Data | No Data | -18 | -45.6946 | 31.395 | 35.6239 | 63.5 | 65.6593
2019-02-16 03:00 | No Data | No Data | No Data | No Data | 45.4658 | 56.4039 | No Data | No Data | No Data | No Data | No Data | No Data | No Data | No Data | -16 | -46.0678 | 30.03 | 34.2068 | 58.5 | 60.5701
2019-02-16 03:30 | No Data | No Data | No Data | No Data | 45.417 | 56.3646 | No Data | No Data | No Data | No Data | No Data | No Data | No Data | No Data | -16 | -46.0678 | 28.21 | 32.3946 | 57.1 | 58.9123
2019-02-16 04:00 | No Data | No Data | No Data | No Data | 47.0527 | 57.6908 | No Data | No Data | No Data | No Data | No Data | No Data | No Data | No Data | -18.8 | -47.1135 | 31.395 | 35.6239 | 58 | 60.1136
2019-02-16 04:30 | No Data | No Data | No Data | No Data | 48.7495 | 59.0829 | No Data | No Data | No Data | No Data | No Data | No Data | No Data | No Data | -15.2 | -46.1736 | 27.755 | 31.9991 | 54.7 | 56.8265
2019-02-16 05:00 | No Data | No Data | No Data | No Data | 46.9062 | 57.5714 | No Data | No Data | No Data | No Data | No Data | No Data | No Data | No Data | -16.8 | -45.607 | 31.85 | 35.8152 | 59.1 | 61.6082
2019-02-16 05:30 | No Data | No Data | No Data | No Data | 46.9062 | 58.88 | No Data | No Data | No Data | No Data | No Data | No Data | No Data | No Data | -19.2 | -46.1805 | 32.305 | 36.4284 | 60.6 | 63.2453
2019-02-16 06:00 | No Data | No Data | No Data | No Data | 48.6519 | 59.266 | No Data | No Data | No Data | No Data | No Data | No Data | No Data | No Data | -17.6 | -45.9077 | 30.94 | 35.4433 | 59.2 | 62.5514
2019-02-16 06:30 | No Data | No Data | No Data | No Data | 54.1329 | 62.8596 | No Data | No Data | No Data | No Data | No Data | No Data | No Data | No Data | -6.8 | -42.9418 | 22.75 | 28.0333 | 53.2 | 56.6269
2019-02-16 07:00 | No Data | No Data | No Data | No Data | 55.7687 | 64.2736 | No Data | No Data | No Data | No Data | No Data | No Data | No Data | No Data | -11.2 | -41.9237 | 32.76 | 36.6268 | 63.6 | 66.7006
2019-02-16 07:30 | No Data | No Data | No Data | No Data | 59.7238 | 66.6279 | No Data | No Data | No Data | No Data | No Data | No Data | No Data | No Data | -21.2 | -41.0911 | 39.585 | 43.1963 | 68.2 | 72.8464
2019-02-16 08:00 | No Data | No Data | No Data | No Data | 59.7238 | 66.6279 | No Data | No Data | No Data | No Data | No Data | No Data | No Data | No Data | -21.2 | -48.841 | 30.94 | 36.607 | 47.8 | 52.2903
2019-02-16 08:30 | No Data | No Data | No Data | No Data | 53.3638 | 61.8563 | No Data | No Data | No Data | No Data | No Data | No Data | No Data | No Data | -36.4 | -52.0461 | 11.375 | 17.4212 | 26.4 | 31.2386
2019-02-16 09:00 | No Data | No Data | No Data | No Data | 49.8726 | 58.8708 | No Data | No Data | No Data | No Data | No Data | No Data | No Data | No Data | -52 | -63.2456 | -11.83 | -15.2068 | -12.6 | -14.2239
2019-02-16 09:30 | No Data | No Data | No Data | No Data | 46.2837 | 55.863 | No Data | No Data | No Data | No Data | No Data | No Data | No Data | No Data | -21.2 | -46.6905 | -7.28 | -10.2955 | -33.8 | -33.8037
2019-02-16 10:00 | No Data | No Data | No Data | No Data | 42.8534 | 53.0558 | No Data | No Data | No Data | No Data | No Data | No Data | No Data | No Data | -48.8 | -59.0227 | -38.675 | -38.6857 | -53.9 | -53.9491
2019-02-16 10:30 | No Data | No Data | No Data | No Data | 42.8534 | 53.0558 | No Data | No Data | No Data | No Data | No Data | No Data | No Data | No Data | -47.2 | -57.9379 | -33.215 | -33.327 | -46.8 | -46.8309
2019-02-16 11:00 | No Data | No Data | No Data | No Data | 43.0121 | 53.1841 | No Data | No Data | No Data | No Data | No Data | No Data | No Data | No Data | -37.2 | -51.4898 | 10.01 | 15.4967 | -21.8 | -22.8064
2019-02-16 11:30 | No Data | No Data | No Data | No Data | 37.9828 | 49.2056 | No Data | No Data | No Data | No Data | No Data | No Data | No Data | No Data | -46.4 | -57.7609 | -42.315 | -42.315 | -75.6 | -75.7926
2019-02-16 12:00 | No Data | No Data | No Data | No Data | 37.9828 | 49.2056 | No Data | No Data | No Data | No Data | No Data | No Data | No Data | No Data | -46 | -56.0357 | -36.4 | -36.4 | -73.8 | -74.06
2019-02-16 12:30 | No Data | No Data | No Data | No Data | 34.6014 | 47.7995 | No Data | No Data | No Data | No Data | No Data | No Data | No Data | No Data | -48 | -57.9117 | -38.675 | -38.675 | -73.7 | -74.0317
2019-02-16 13:00 | No Data | No Data | No Data | No Data | 30.9636 | 44.0142 | No Data | No Data | No Data | No Data | No Data | No Data | No Data | No Data | -55.2 | -62.8255 | -30.94 | -30.9935 | -65.5 | -65.6101
2019-02-16 13:30 | No Data | No Data | No Data | No Data | 29.218 | 42.8041 | No Data | No Data | No Data | No Data | No Data | No Data | No Data | No Data | -50 | -58.9359 | -34.125 | -34.1523 | -68.7 | -68.8106
2019-02-16 14:00 | No Data | No Data | No Data | No Data | 30.9636 | 44.0142 | No Data | No Data | No Data | No Data | No Data | No Data | No Data | No Data | -48 | -57.6888 | -36.4 | -36.4114 | -69.5 | -69.6268
2019-02-16 14:30 | No Data | No Data | No Data | No Data | 31.0613 | 44.0829 | No Data | No Data | No Data | No Data | No Data | No Data | No Data | No Data | -49.2 | -58.4739 | -32.76 | -32.7884 | -64.4 | -64.4342
2019-02-16 15:00 | No Data | No Data | No Data | No Data | 31.1101 | 44.1173 | No Data | No Data | No Data | No Data | No Data | No Data | No Data | No Data | -51.2 | -59.5449 | -28.665 | -28.7551 | -61 | -61.0184
2019-02-16 15:30 | No Data | No Data | No Data | No Data | 31.1101 | 42.9309 | No Data | No Data | No Data | No Data | No Data | No Data | No Data | No Data | -46.8 | -55.8068 | -34.125 | -34.1735 | -63.1 | -63.1349
2019-02-16 16:00 | No Data | No Data | No Data | No Data | 32.7581 | 42.4642 | No Data | No Data | No Data | No Data | No Data | No Data | No Data | No Data | -47.2 | -56.1427 | -35.035 | -35.0822 | -60.1 | -60.5786
2019-02-16 16:30 | No Data | No Data | No Data | No Data | 34.6014 | 42.8207 | No Data | No Data | No Data | No Data | No Data | No Data | No Data | No Data | -52 | -59.8344 | -30.94 | -31.1035 | -54 | -54.6805
2019-02-16 17:00 | No Data | No Data | No Data | No Data | 38.1415 | 45.7289 | No Data | No Data | No Data | No Data | No Data | No Data | No Data | No Data | -51.6 | -60.2528 | -29.12 | -29.152 | -50.5 | -52.4856
2019-02-16 17:30 | No Data | No Data | No Data | No Data | 39.8871 | 47.1947 | No Data | No Data | No Data | No Data | No Data | No Data | No Data | No Data | -54.8 | -63.2582 | -27.755 | -27.9371 | -46.8 | -49.7579
2019-02-16 18:00 | No Data | No Data | No Data | No Data | 29.3767 | 37.1397 | No Data | No Data | No Data | No Data | No Data | No Data | No Data | No Data | -59.6 | -66.9053 | -21.84 | -22.2206 | -35.5 | -40.8447
2019-02-16 18:30 | No Data | No Data | No Data | No Data | 27.3259 | 35.5397 | No Data | No Data | No Data | No Data | No Data | No Data | No Data | No Data | -63.6 | -70.1507 | -13.195 | -14.8765 | -21.6 | -32.8877
2019-02-16 19:00 | No Data | No Data | No Data | No Data | 35.5779 | 43.2913 | No Data | No Data | No Data | No Data | No Data | No Data | No Data | No Data | -60.4 | -67.6189 | 0 | 10.01 | 5.8 | 32.1279
2019-02-16 19:30 | No Data | No Data | No Data | No Data | 37.0062 | 44.4725 | No Data | No Data | No Data | No Data | No Data | No Data | No Data | No Data | -45.6 | -55.479 | 35.945 | 39.3147 | 64.6 | 76.9441
2019-02-16 20:00 | No Data | No Data | No Data | No Data | 33.4783 | 42.6718 | No Data | No Data | No Data | No Data | No Data | No Data | No Data | No Data | -29.6 | -49.1203 | 58.24 | 61.1548 | 98.3 | 110.1047
2019-02-16 20:30 | No Data | No Data | No Data | No Data | 41.059 | 49.7235 | No Data | No Data | No Data | No Data | No Data | No Data | No Data | No Data | -30 | -50.3206 | 58.695 | 61.87 | 100.5 | 111.4607
2019-02-16 21:00 | No Data | No Data | No Data | No Data | 35.8831 | 44.4606 | No Data | No Data | No Data | No Data | No Data | No Data | No Data | No Data | -17.2 | -41.7114 | 45.5 | 47.7728 | 84.9 | 94.3663
2019-02-16 21:30 | No Data | No Data | No Data | No Data | 35.8831 | 45.4831 | No Data | No Data | No Data | No Data | No Data | No Data | No Data | No Data | -17.6 | -42.2412 | 45.955 | 48.489 | 82 | 90.845
2019-02-16 22:00 | No Data | No Data | No Data | No Data | 35.6756 | 45.3196 | No Data | No Data | No Data | No Data | No Data | No Data | No Data | No Data | -22.8 | -45.0031 | 48.685 | 51.2234 | 83.7 | 92.4672
2019-02-16 22:30 | No Data | No Data | No Data | No Data | 44.5991 | 52.6326 | No Data | No Data | No Data | No Data | No Data | No Data | No Data | No Data | -14.4 | -42.8896 | 39.585 | 42.1778 | 76.2 | 86.0142
2019-02-16 23:00 | No Data | No Data | No Data | No Data | 41.8769 | 50.3738 | No Data | No Data | No Data | No Data | No Data | No Data | No Data | No Data | -10.4 | -40.1696 | 30.94 | 35.2236 | 64.4 | 70.2636
2019-02-16 23:30 | No Data | No Data | No Data | No Data | 45.832 | 53.7068 | No Data | No Data | No Data | No Data | No Data | No Data | No Data | No Data | -6.8 | -40.1796 | 29.575 | 33.8081 | 67.1 | 73.059
2019-02-17 | No Data | No Data | No Data | No Data | 53.4615 | 60.3488 | No Data | No Data | No Data | No Data | No Data | No Data | No Data | No Data | -10.8 | -40.6605 | 32.76 | 36.8325 | 73.7 | 79.091
2019-02-17 00:30 | No Data | No Data | No Data | No Data | 64.9973 | 70.1397 | No Data | No Data | No Data | No Data | No Data | No Data | No Data | No Data | -7.6 | -41.1086 | 29.12 | 32.9742 | 78 | 86.5462
2019-02-17 01:00 | No Data | No Data | No Data | No Data | 57.5143 | 63.2679 | No Data | No Data | No Data | No Data | No Data | No Data | No Data | No Data | -16 | -43.0813 | 37.765 | 41.1643 | 78.8 | 84.7887
2019-02-17 01:30 | No Data | No Data | No Data | No Data | 52.3384 | 59.7228 | No Data | No Data | No Data | No Data | No Data | No Data | No Data | No Data | -19.6 | -44.1851 | 40.95 | 43.7747 | 76.2 | 80.8755
2019-02-17 02:00 | No Data | No Data | No Data | No Data | 48.7984 | 57.5263 | No Data | No Data | No Data | No Data | No Data | No Data | No Data | No Data | -26.8 | -46.8273 | 48.685 | 51.2234 | 79.2 | 83.6115
2019-02-17 02:30 | No Data | No Data | No Data | No Data | 48.7984 | 57.5263 | No Data | No Data | No Data | No Data | No Data | No Data | No Data | No Data | -27.2 | -45.7611 | 48.685 | 51.9757 | 77.8 | 81.4177
2019-02-17 03:00 | No Data | No Data | No Data | No Data | 43.1098 | 53.8132 | No Data | No Data | No Data | No Data | No Data | No Data | No Data | No Data | -23.6 | -45.4137 | 42.315 | 45.7111 | 70.6 | 73.297
2019-02-17 03:30 | No Data | No Data | No Data | No Data | 41.3153 | 52.3866 | No Data | No Data | No Data | No Data | No Data | No Data | No Data | No Data | -26.4 | -46.2705 | 46.41 | 49.6868 | 72.2 | 74.9189
2019-02-17 04:00 | No Data | No Data | No Data | No Data | 44.6967 | 56.0647 | No Data | No Data | No Data | No Data | No Data | No Data | No Data | No Data | -26.4 | -46.2705 | 45.955 | 49.262 | 72.6 | 75.3578
2019-02-17 04:30 | No Data | No Data | No Data | No Data | 46.3935 | 57.4266 | No Data | No Data | No Data | No Data | No Data | No Data | No Data | No Data | -22.4 | -44.4558 | 42.77 | 45.964 | 70.1 | 72.3246
2019-02-17 05:00 | No Data | No Data | No Data | No Data | 46.3935 | 57.4266 | No Data | No Data | No Data | No Data | No Data | No Data | No Data | No Data | -24.8 | -45.7121 | 46.865 | 49.9527 | 71.7 | 73.9249
2019-02-17 05:30 | No Data | No Data | No Data | No Data | 46.3935 | 57.4266 | No Data | No Data | No Data | No Data | No Data | No Data | No Data | No Data | -18.4 | -42.9418 | 40.04 | 43.4352 | 67.1 | 69.1469
2019-02-17 06:00 | No Data | No Data | No Data | No Data | 50.4952 | 60.7882 | No Data | No Data | No Data | No Data | No Data | No Data | No Data | No Data | -16.8 | -41.9142 | 39.13 | 42.5978 | 67 | 69.2986
2019-02-17 06:30 | No Data | No Data | No Data | No Data | 52.1798 | 61.2623 | No Data | No Data | No Data | No Data | No Data | No Data | No Data | No Data | -13.6 | -40.7372 | 38.22 | 41.7635 | 67.2 | 69.8344
2019-02-17 07:00 | No Data | No Data | No Data | No Data | 54.2306 | 63.0182 | No Data | No Data | No Data | No Data | No Data | No Data | No Data | No Data | -14.8 | -40.7804 | 40.04 | 43.4352 | 68.6 | 70.7723
2019-02-17 07:30 | No Data | No Data | No Data | No Data | 56.1837 | 64.7066 | No Data | No Data | No Data | No Data | No Data | No Data | No Data | No Data | -19.6 | -38.8988 | 46.865 | 49.797 | 69.8 | 72.1338
2019-02-17 08:00 | No Data | No Data | No Data | No Data | 53.8277 | 62.6719 | No Data | No Data | No Data | No Data | No Data | No Data | No Data | No Data | -35.6 | -48.6785 | 22.295 | 26.3822 | 25.9 | 27.7635
2019-02-17 08:30 | No Data | No Data | No Data | No Data | 46.54 | 56.5359 | No Data | No Data | No Data | No Data | No Data | No Data | No Data | No Data | -30.4 | -46.8137 | 3.185 | 11.375 | -12.3 | -12.3
2019-02-17 09:00 | No Data | No Data | No Data | No Data | 43.1098 | 53.7475 | No Data | No Data | No Data | No Data | No Data | No Data | No Data | No Data | -52 | -61.4804 | -27.3 | -27.6054 | -55.3 | -56.1616
2019-02-17 09:30 | No Data | No Data | No Data | No Data | 41.3153 | 53.5086 | No Data | No Data | No Data | No Data | No Data | No Data | No Data | No Data | -65.2 | -71.1168 | -19.565 | -19.9007 | -41.9 | -42.1304
2019-02-17 10:00 | No Data | No Data | No Data | No Data | 41.3153 | 53.5086 | No Data | No Data | No Data | No Data | No Data | No Data | No Data | No Data | -56.4 | -64.0712 | -30.03 | -30.1161 | -36.8 | -36.8001
2019-02-17 10:30 | No Data | No Data | No Data | No Data | 37.5189 | 51.8148 | No Data | No Data | No Data | No Data | No Data | No Data | No Data | No Data | -56.8 | -64.9985 | -29.575 | -29.5785 | -47.8 | -47.8177
2019-02-17 11:00 | No Data | No Data | No Data | No Data | 35.8831 | 49.5022 | No Data | No Data | No Data | No Data | No Data | No Data | No Data | No Data | -61.6 | -68.3427 | -23.205 | -23.4888 | -55.6 | -55.692
2019-02-17 11:30 | No Data | No Data | No Data | No Data | 33.93 | 48.1052 | No Data | No Data | No Data | No Data | No Data | No Data | No Data | No Data | -61.6 | -68 | -19.11 | -19.7545 | -54.8 | -54.8482
2019-02-17 12:00 | No Data | No Data | No Data | No Data | 30.1946 | 45.5476 | No Data | No Data | No Data | No Data | No Data | No Data | No Data | No Data | -61.6 | -68 | -17.745 | -18.1145 | -52.4 | -52.4505
2019-02-17 12:30 | No Data | No Data | No Data | No Data | 32.0378 | 46.7899 | No Data | No Data | No Data | No Data | No Data | No Data | No Data | No Data | -57.6 | -64.5786 | -22.75 | -22.9719 | -52.2 | -52.2061
2019-02-17 13:00 | No Data | No Data | No Data | No Data | 32.0378 | 46.7899 | No Data | No Data | No Data | No Data | No Data | No Data | No Data | No Data | -54.8 | -62.2832 | -22.75 | -22.9132 | -55.6 | -55.6562
2019-02-17 13:30 | No Data | No Data | No Data | No Data | 32.7092 | 47.2521 | No Data | No Data | No Data | No Data | No Data | No Data | No Data | No Data | -50 | -58.5163 | -27.3 | -27.3341 | -57.3 | -57.3385
2019-02-17 14:00 | No Data | No Data | No Data | No Data | 34.3938 | 48.4335 | No Data | No Data | No Data | No Data | No Data | No Data | No Data | No Data | -51.6 | -59.6872 | -27.755 | -27.8889 | -53.5 | -53.5158
2019-02-17 14:30 | No Data | No Data | No Data | No Data | 38.349 | 51.3178 | No Data | No Data | No Data | No Data | No Data | No Data | No Data | No Data | -48.8 | -57.4943 | -19.565 | -20.0871 | -42.1 | -42.7805
2019-02-17 15:00 | No Data | No Data | No Data | No Data | 38.5443 | 51.4639 | No Data | No Data | No Data | No Data | No Data | No Data | No Data | No Data | -43.2 | -54 | -16.835 | -17.439 | -37.2 | -38.764
2019-02-17 15:30 | No Data | No Data | No Data | No Data | 40.5463 | 52.9799 | No Data | No Data | No Data | No Data | No Data | No Data | No Data | No Data | -59.6 | -64.8654 | -1.365 | -7.8545 | -23.2 | -28.2963
2019-02-17 16:00 | No Data | No Data | No Data | No Data | 42.0356 | 51.6708 | No Data | No Data | No Data | No Data | No Data | No Data | No Data | No Data | -56.8 | -62.3025 | -16.38 | -17.266 | -24.5 | -29.6503
2019-02-17 16:30 | No Data | No Data | No Data | No Data | 43.5737 | 52.9297 | No Data | No Data | No Data | No Data | No Data | No Data | No Data | No Data | -67.2 | -71.6302 | -9.555 | -12.0123 | -20 | -31.3949
2019-02-17 17:00 | No Data | No Data | No Data | No Data | 45.1118 | 52.145 | No Data | No Data | No Data | No Data | No Data | No Data | No Data | No Data | -63.2 | -68.3392 | -12.74 | -14.2438 | -22 | -36.4803
2019-02-17 17:30 | No Data | No Data | No Data | No Data | 50.8003 | 57.1376 | No Data | No Data | No Data | No Data | No Data | No Data | No Data | No Data | -32.8 | -45.824 | 22.295 | 26.1417 | 40.7 | 61.7301
2019-02-17 18:00 | No Data | No Data | No Data | No Data | 58.4909 | 64.0719 | No Data | No Data | No Data | No Data | No Data | No Data | No Data | No Data | -62.4 | -67.6 | 28.665 | 32.1508 | 66.8 | 78.5362
2019-02-17 18:30 | No Data | No Data | No Data | No Data | 64.1794 | 69.3039 | No Data | No Data | No Data | No Data | No Data | No Data | No Data | No Data | -28.4 | -41.6019 | 48.685 | 50.5624 | 93.5 | 105.0099
2019-02-17 19:00 | No Data | No Data | No Data | No Data | 60.8957 | 66.937 | No Data | No Data | No Data | No Data | No Data | No Data | No Data | No Data | -33.6 | -44.7786 | 45.955 | 48.3458 | 87.5 | 100.1883
2019-02-17 19:30 | No Data | No Data | No Data | No Data | 60.8957 | 67.8409 | No Data | No Data | No Data | No Data | No Data | No Data | No Data | No Data | -72 | -75.6455 | 63.245 | 65.5658 | 92 | 103.4928
2019-02-17 20:00 | No Data | No Data | No Data | No Data | 62.9465 | 70.405 | No Data | No Data | No Data | No Data | No Data | No Data | No Data | No Data | -59.2 | -64.3403 | 96.005 | 98.26 | 141.6 | 150.0357
2019-02-17 20:30 | No Data | No Data | No Data | No Data | 52.3384 | 60.2476 | No Data | No Data | No Data | No Data | No Data | No Data | No Data | No Data | -48.8 | -57.2839 | 88.725 | 91.1602 | 134.9 | 142.8531
2019-02-17 21:00 | No Data | No Data | No Data | No Data | 47.2114 | 54.9948 | No Data | No Data | No Data | No Data | No Data | No Data | No Data | No Data | -47.2 | -53.6954 | 86.45 | 88.2524 | 128.6 | 135.4722
2019-02-17 21:30 | No Data | No Data | No Data | No Data | 50.6416 | 57.9662 | No Data | No Data | No Data | No Data | No Data | No Data | No Data | No Data | -39.6 | -49.6806 | 76.44 | 78.371 | 114.7 | 120.1869
2019-02-17 22:00 | No Data | No Data | No Data | No Data | 25.9342 | 36.4357 | No Data | No Data | No Data | No Data | No Data | No Data | No Data | No Data | -33.6 | -45.3114 | 64.61 | 67.3769 | 101.5 | 104.5096
2019-02-17 22:30 | No Data | No Data | No Data | No Data | 51.0079 | 59.4121 | No Data | No Data | No Data | No Data | No Data | No Data | No Data | No Data | -26.4 | -40.566 | 57.785 | 60.8629 | 96.3 | 98.9164
2019-02-17 23:00 | No Data | No Data | No Data | No Data | 38.703 | 50.3832 | No Data | No Data | No Data | No Data | No Data | No Data | No Data | No Data | -22.8 | -41.2698 | 51.87 | 54.6758 | 88.7 | 91.0607
2019-02-17 23:30 | No Data | No Data | No Data | No Data | 50.2876 | 59.7444 | No Data | No Data | No Data | No Data | No Data | No Data | No Data | No Data | -24 | -41.9447 | 52.325 | 55.3999 | 90.7 | 93.5218
2019-02-18 | No Data | No Data | No Data | No Data | 53.669 | 61.712 | No Data | No Data | No Data | No Data | No Data | No Data | No Data | No Data | -22.8 | -41.6173 | 50.05 | 53.4136 | 93 | 95.8501
2019-02-18 00:30 | No Data | No Data | No Data | No Data | 63.7156 | 69.2513 | No Data | No Data | No Data | No Data | No Data | No Data | No Data | No Data | -11.6 | -38.585 | 36.4 | 40.2977 | 87.7 | 91.7328
2019-02-18 01:00 | No Data | No Data | No Data | No Data | 51.4717 | 58.1842 | No Data | No Data | No Data | No Data | No Data | No Data | No Data | No Data | -18 | -41.6864 | 42.77 | 46.3051 | 84 | 86.7827
2019-02-18 01:30 | No Data | No Data | No Data | No Data | 37.3236 | 46.1423 | No Data | No Data | No Data | No Data | No Data | No Data | No Data | No Data | -21.6 | -43.3627 | 43.68 | 46.9775 | 80.9 | 82.5855
2019-02-18 02:00 | No Data | No Data | No Data | No Data | 23.6271 | 37.3105 | No Data | No Data | No Data | No Data | No Data | No Data | No Data | No Data | -21.2 | -44.5655 | 40.95 | 44.4505 | 73.7 | 75.438
2019-02-18 02:30 | No Data | No Data | No Data | No Data | 30.4021 | 42.5656 | No Data | No Data | No Data | No Data | No Data | No Data | No Data | No Data | -22.4 | -45.1486 | 41.405 | 45.0473 | 73.7 | 75.2918
2019-02-18 03:00 | No Data | No Data | No Data | No Data | 37.8363 | 48.1573 | No Data | No Data | No Data | No Data | No Data | No Data | No Data | No Data | -26.4 | -46.5996 | 44.135 | 47.5687 | 74.2 | 75.9266
2019-02-18 03:30 | No Data | No Data | No Data | No Data | 39.7772 | 51.0214 | No Data | No Data | No Data | No Data | No Data | No Data | No Data | No Data | -24.4 | -46.8547 | 41.86 | 45.4659 | 70.9 | 72.3675
2019-02-18 04:00 | No Data | No Data | No Data | No Data | 30.6584 | 44.282 | No Data | No Data | No Data | No Data | No Data | No Data | No Data | No Data | -23.6 | -46.099 | 41.86 | 45.6454 | 70.9 | 72.5532
2019-02-18 04:30 | No Data | No Data | No Data | No Data | 21.8814 | 37.0035 | No Data | No Data | No Data | No Data | No Data | No Data | No Data | No Data | -18.8 | -44.5601 | 39.13 | 42.5978 | 65.8 | 66.8674
2019-02-18 05:00 | No Data | No Data | No Data | No Data | 16.0952 | 32.2517 | No Data | No Data | No Data | No Data | No Data | No Data | No Data | No Data | -15.2 | -43.5394 | 35.035 | 38.8699 | 64.3 | 65.7433
2019-02-18 05:30 | No Data | No Data | No Data | No Data | 9.8939 | 28.0542 | No Data | No Data | No Data | No Data | No Data | No Data | No Data | No Data | -65.2 | -69.2046 | 85.995 | 89.9532 | 118.3 | 120.9542
2019-02-18 06:00 | No Data | No Data | No Data | No Data | 24.86 | 36.1548 | No Data | No Data | No Data | No Data | No Data | No Data | No Data | No Data | -58.4 | -63.9262 | 80.08 | 84.0359 | 114.5 | 117.6633
2019-02-18 06:30 | No Data | No Data | No Data | No Data | 27.8874 | 36.7963 | No Data | No Data | No Data | No Data | No Data | No Data | No Data | No Data | -68 | -70.7684 | 92.82 | 96.3752 | 132.1 | 136.1595
2019-02-18 07:00 | No Data | No Data | No Data | No Data | 26.6056 | 34.4556 | No Data | No Data | No Data | No Data | No Data | No Data | No Data | No Data | -80 | -81.3575 | 111.02 | 114.009 | 151.2 | 156.376
2019-02-18 07:30 | No Data | No Data | No Data | No Data | 28.0949 | 35.6182 | No Data | No Data | No Data | No Data | No Data | No Data | No Data | No Data | -54.8 | -59.8251 | 85.54 | 88.5136 | 125.3 | 132.7679
2019-02-18 08:00 | No Data | No Data | No Data | No Data | 30.8537 | 37.8323 | No Data | No Data | No Data | No Data | No Data | No Data | No Data | No Data | -30.8 | -48.2958 | 55.51 | 59.6519 | 97 | 104.1777
2019-02-18 08:30 | No Data | No Data | No Data | No Data | 24.86 | 33.1263 | No Data | No Data | No Data | No Data | No Data | No Data | No Data | No Data | -32.4 | -41.5423 | 56.875 | 60.7625 | 89.8 | 93.7138
2019-02-18 09:00 | No Data | No Data | No Data | No Data | 26.3004 | 36.409 | No Data | No Data | No Data | No Data | No Data | No Data | No Data | No Data | -31.6 | -38.734 | 64.61 | 68.2014 | 93.9 | 98.8535
2019-02-18 09:30 | No Data | No Data | No Data | No Data | 28.5466 | 38.0632 | No Data | No Data | No Data | No Data | No Data | No Data | No Data | No Data | -37.6 | -43.9727 | 70.07 | 73.3948 | 100.5 | 104.8821
2019-02-18 10:00 | No Data | No Data | No Data | No Data | 28.5466 | 39.1728 | No Data | No Data | No Data | No Data | No Data | No Data | No Data | No Data | -23.6 | -33.6595 | 58.24 | 61.5849 | 91.4 | 96.2287
2019-02-18 10:30 | No Data | No Data | No Data | No Data | 34.2962 | 44.7003 | No Data | No Data | No Data | No Data | No Data | No Data | No Data | No Data | -30.8 | -37.3909 | 68.25 | 71.3872 | 92.6 | 98.1709
2019-02-18 11:00 | No Data | No Data | No Data | No Data | 29.987 | 39.8946 | No Data | No Data | No Data | No Data | No Data | No Data | No Data | No Data | -30.4 | -37.7614 | 64.61 | 67.6406 | 94.6 | 98.8868
2019-02-18 11:30 | No Data | No Data | No Data | No Data | 29.8283 | 39.7754 | No Data | No Data | No Data | No Data | No Data | No Data | No Data | No Data | -22 | -32.5576 | 59.605 | 62.7339 | 91.6 | 96.3565
2019-02-18 12:00 | No Data | No Data | No Data | No Data | 24.6036 | 34.8034 | No Data | No Data | No Data | No Data | No Data | No Data | No Data | No Data | -5.2 | -28.8721 | 43.225 | 46.0652 | 74.6 | 78.8703
2019-02-18 12:30 | No Data | No Data | No Data | No Data | 17.0718 | 28.5002 | No Data | No Data | No Data | No Data | No Data | No Data | No Data | No Data | -12 | -30.0958 | 46.41 | 49.6868 | 73.8 | 78.4814
2019-02-18 13:00 | No Data | No Data | No Data | No Data | 11.4321 | 24.0733 | No Data | No Data | No Data | No Data | No Data | No Data | No Data | No Data | -23.6 | -34.8184 | 55.965 | 59.438 | 89.6 | 94.7135
2019-02-18 13:30 | No Data | No Data | No Data | No Data | 15.021 | 27.7509 | No Data | No Data | No Data | No Data | No Data | No Data | No Data | No Data | -39.6 | -43.0163 | 78.26 | 81.8912 | 103.2 | 110.899
2019-02-18 14:00 | No Data | No Data | No Data | No Data | -1.3855 | -19.8911 | No Data | No Data | No Data | No Data | No Data | No Data | No Data | No Data | -11.2 | -32.3975 | 45.955 | 48.9416 | 86.3 | 95.4158
2019-02-18 14:30 | No Data | No Data | No Data | No Data | -5.7435 | -17.4346 | No Data | No Data | No Data | No Data | No Data | No Data | No Data | No Data | -31.2 | -37.4977 | 69.615 | 72.0712 | 105 | 115.8706
2019-02-18 15:00 | No Data | No Data | No Data | No Data | -9.6498 | -17.3026 | No Data | No Data | No Data | No Data | No Data | No Data | No Data | No Data | -51.6 | -53.069 | 90.09 | 93.0305 | 112.3 | 124.4357
2019-02-18 15:30 | No Data | No Data | No Data | No Data | -15.8999 | -17.9903 | No Data | No Data | No Data | No Data | No Data | No Data | No Data | No Data | -39.2 | -42.8075 | 78.26 | 81.4996 | 115.5 | 128.1425
2019-02-18 16:00 | No Data | No Data | No Data | No Data | -14.3618 | -16.2198 | No Data | No Data | No Data | No Data | No Data | No Data | No Data | No Data | -23.2 | -30.8934 | 60.515 | 64.4913 | 99.9 | 114.4763
2019-02-18 16:30 | No Data | No Data | No Data | No Data | -17.5357 | -18.9134 | No Data | No Data | No Data | No Data | No Data | No Data | No Data | No Data | -45.2 | -50.9902 | 19.565 | 24.3882 | 56.4 | 73.6731
2019-02-18 17:00 | No Data | No Data | No Data | No Data | -15.1308 | -15.2635 | No Data | No Data | No Data | No Data | No Data | No Data | No Data | No Data | -59.6 | -60.1345 | 96.46 | 99.4287 | 125.4 | 138.6716
2019-02-18 17:30 | No Data | No Data | No Data | No Data | -19.4888 | -19.562 | No Data | No Data | No Data | No Data | No Data | No Data | No Data | No Data | 20.8 | 39.8577 | 15.925 | 18.1202 | 43 | 58.5243
2019-02-18 18:00 | No Data | No Data | No Data | No Data | -26.4591 | -26.5263 | No Data | No Data | No Data | No Data | No Data | No Data | No Data | No Data | -8 | -39.6162 | -35.035 | -35.0468 | -27.5 | -32.1736
2019-02-18 18:30 | No Data | No Data | No Data | No Data | -27.5944 | -27.8552 | No Data | No Data | No Data | No Data | No Data | No Data | No Data | No Data | -13.6 | -37.3631 | -55.055 | -55.0569 | -44.3 | -44.8038
2019-02-18 19:00 | No Data | No Data | No Data | No Data | -28.8762 | -28.9201 | No Data | No Data | No Data | No Data | No Data | No Data | No Data | No Data | -7.2 | -39.4624 | -32.305 | -32.6238 | -15.9 | -21.1192
2019-02-18 19:30 | No Data | No Data | No Data | No Data | -24.2008 | -25.3476 | No Data | No Data | No Data | No Data | No Data | No Data | No Data | No Data | 2.4 | 36.479 | -0.91 | -10.5045 | 26.3 | 32.8002
2019-02-18 20:00 | No Data | No Data | No Data | No Data | -15.082 | -17.7359 | No Data | No Data | No Data | No Data | No Data | No Data | No Data | No Data | 12.4 | 43.4088 | 22.75 | 27.2583 | 57.7 | 62.0414
2019-02-18 20:30 | No Data | No Data | No Data | No Data | -11.5908 | -17.6325 | No Data | No Data | No Data | No Data | No Data | No Data | No Data | No Data | 12 | 39.0876 | 20.93 | 24.7421 | 58.1 | 61.5114
2019-02-18 21:00 | No Data | No Data | No Data | No Data | -2.9847 | -21.0946 | No Data | No Data | No Data | No Data | No Data | No Data | No Data | No Data | 11.6 | 40.8803 | 20.02 | 23.4888 | 56.8 | 58.7729
2019-02-18 21:30 | No Data | No Data | No Data | No Data | 4.4495 | 24.7625 | No Data | No Data | No Data | No Data | No Data | No Data | No Data | No Data | 13.6 | 43.7667 | 16.835 | 20.5759 | 48.9 | 50.7028
2019-02-18 22:00 | No Data | No Data | No Data | No Data | 3.1189 | 24.5584 | No Data | No Data | No Data | No Data | No Data | No Data | No Data | No Data | 12.4 | 44.5601 | 15.47 | 19.4748 | 46.9 | 47.8525
2019-02-18 22:30 | No Data | No Data | No Data | No Data | 15.729 | 28.9963 | No Data | No Data | No Data | No Data | No Data | No Data | No Data | No Data | 4 | 40.9956 | 24.57 | 28.1071 | 58.9 | 60.4273
2019-02-18 23:00 | No Data | No Data | No Data | No Data | 9.2714 | 26.0642 | No Data | No Data | No Data | No Data | No Data | No Data | No Data | No Data | -2.8 | -39.6081 | 30.94 | 33.6362 | 64.7 | 66.3268
2019-02-18 23:30 | No Data | No Data | No Data | No Data | 17.0718 | 29.7461 | No Data | No Data | No Data | No Data | No Data | No Data | No Data | No Data | 3.6 | 39.2734 | 26.39 | 29.5049 | 63 | 64.4093
2019-02-19 | No Data | No Data | No Data | No Data | 19.2691 | 31.0594 | No Data | No Data | No Data | No Data | No Data | No Data | No Data | No Data | 2.4 | 40.0719 | 25.025 | 28.7263 | 66.3 | 67.721
2019-02-19 00:30 | No Data | No Data | No Data | No Data | 34.7601 | 42.4458 | No Data | No Data | No Data | No Data | No Data | No Data | No Data | No Data | 10.8 | 42.9791 | 20.02 | 23.4888 | 68.1 | 70.3879
2019-02-19 01:00 | No Data | No Data | No Data | No Data | 30.4509 | 38.9954 | No Data | No Data | No Data | No Data | No Data | No Data | No Data | No Data | 3.2 | 40.5265 | 26.845 | 29.5225 | 68.2 | 69.7452
2019-02-19 01:30 | No Data | No Data | No Data | No Data | 29.633 | 38.3602 | No Data | No Data | No Data | No Data | No Data | No Data | No Data | No Data | -3.2 | -42.9195 | 27.3 | 30.5223 | 62.3 | 62.9611
2019-02-19 02:00 | No Data | No Data | No Data | No Data | 16.5591 | 30.9141 | No Data | No Data | No Data | No Data | No Data | No Data | No Data | No Data | -3.6 | -45.0156 | 22.75 | 26.2996 | 54 | 54.3323
2019-02-19 02:30 | No Data | No Data | No Data | No Data | 24.2985 | 36.8778 | No Data | No Data | No Data | No Data | No Data | No Data | No Data | No Data | -3.2 | -43.7173 | 23.66 | 27.5454 | 54.3 | 55.0572
2019-02-19 03:00 | No Data | No Data | No Data | No Data | 16.7544 | 32.4078 | No Data | No Data | No Data | No Data | No Data | No Data | No Data | No Data | -14 | -45.4119 | 30.94 | 34.592 | 60.4 | 61.4479
2019-02-19 03:30 | No Data | No Data | No Data | No Data | 20.502 | 34.4948 | No Data | No Data | No Data | No Data | No Data | No Data | No Data | No Data | -8.8 | -45.2637 | 25.48 | 29.575 | 53.9 | 54.7135
2019-02-19 04:00 | No Data | No Data | No Data | No Data | 17.9385 | 33.0356 | No Data | No Data | No Data | No Data | No Data | No Data | No Data | No Data | -2 | -45.2637 | 20.02 | 23.9772 | 46.6 | 47.351
2019-02-19 04:30 | No Data | No Data | No Data | No Data | 20.2457 | 34.343 | No Data | No Data | No Data | No Data | No Data | No Data | No Data | No Data | -2.4 | -44.4882 | 22.295 | 26.3822 | 49 | 49.4696
2019-02-19 05:00 | No Data | No Data | No Data | No Data | 25.3727 | 36.404 | No Data | No Data | No Data | No Data | No Data | No Data | No Data | No Data | -4.8 | -49.761 | 23.66 | 24.7547 | 50.5 | 51.1938
2019-02-19 05:30 | No Data | No Data | No Data | No Data | 28.5466 | 38.6831 | No Data | No Data | No Data | No Data | No Data | No Data | No Data | No Data | -1.6 | -49.6258 | 22.295 | 23.7517 | 51.8 | 52.8337
2019-02-19 06:00 | No Data | No Data | No Data | No Data | 35.9319 | 44.4138 | No Data | No Data | No Data | No Data | No Data | No Data | No Data | No Data | 5.6 | 54.2896 | 17.29 | 17.439 | 46.9 | 47.4894
2019-02-19 06:30 | No Data | No Data | No Data | No Data | 33.3684 | 42.3666 | No Data | No Data | No Data | No Data | No Data | No Data | No Data | No Data | -36.8 | -53.4939 | 65.52 | 66.3505 | 98.9 | 101.962
2019-02-19 07:00 | No Data | No Data | No Data | No Data | 33.7346 | 39.6675 | No Data | No Data | No Data | No Data | No Data | No Data | No Data | No Data | -39.6 | -53.7877 | 70.525 | 71.2972 | 106.5 | 110.2216
2019-02-19 07:30 | No Data | No Data | No Data | No Data | 35.6756 | 41.3308 | No Data | No Data | No Data | No Data | No Data | No Data | No Data | No Data | -44 | -54.1716 | 79.625 | 80.1433 | 119.6 | 124.3116
2019-02-19 08:00 | No Data | No Data | No Data | No Data | 31.3176 | 37.6334 | No Data | No Data | No Data | No Data | No Data | No Data | No Data | No Data | -19.2 | -40.4475 | 55.51 | 56.4053 | 88.3 | 93.225
2019-02-19 08:30 | No Data | No Data | No Data | No Data | 31.8791 | 38.102 | No Data | No Data | No Data | No Data | No Data | No Data | No Data | No Data | -40 | -52.2394 | 70.525 | 71.5103 | 94 | 96.9417
2019-02-19 09:00 | No Data | No Data | No Data | No Data | 30.341 | 39.4581 | No Data | No Data | No Data | No Data | No Data | No Data | No Data | No Data | -33.6 | -48.6621 | 65.065 | 65.9012 | 78.4 | 80.8129
2019-02-19 09:30 | No Data | No Data | No Data | No Data | 15.2163 | 29.4601 | No Data | No Data | No Data | No Data | No Data | No Data | No Data | No Data | -26.8 | -46.4999 | 57.785 | 58.4971 | 70.6 | 72.6887
2019-02-19 10:00 | No Data | No Data | No Data | No Data | 12.6528 | 27.4496 | No Data | No Data | No Data | No Data | No Data | No Data | No Data | No Data | -21.6 | -41.9829 | 51.415 | 52.4692 | 62.6 | 64.0391
2019-02-19 10:30 | No Data | No Data | No Data | No Data | 12.2988 | 27.2446 | No Data | No Data | No Data | No Data | No Data | No Data | No Data | No Data | -20 | -40.4851 | 53.69 | 54.7004 | 61.4 | 62.5809
2019-02-19 11:00 | No Data | No Data | No Data | No Data | 11.7372 | 28.4777 | No Data | No Data | No Data | No Data | No Data | No Data | No Data | No Data | -27.2 | -42.6108 | 60.515 | 61.5748 | 68.2 | 69.6423
2019-02-19 11:30 | No Data | No Data | No Data | No Data | 2.4598 | 24.3862 | No Data | No Data | No Data | No Data | No Data | No Data | No Data | No Data | -21.2 | -39.7291 | 55.51 | 56.5739 | 60.4 | 61.8903
2019-02-19 12:00 | No Data | No Data | No Data | No Data | 11.6884 | 28.5022 | No Data | No Data | No Data | No Data | No Data | No Data | No Data | No Data | 20 | 49.0616 | 12.285 | 13.1005 | 14.9 | 17.254
2019-02-19 12:30 | No Data | No Data | No Data | No Data | -1.593 | -24.3628 | No Data | No Data | No Data | No Data | No Data | No Data | No Data | No Data | 15.2 | 46.5515 | 16.835 | 17.5632 | 18.1 | 19.7489
2019-02-19 13:00 | No Data | No Data | No Data | No Data | 7.2694 | 23.5096 | No Data | No Data | No Data | No Data | No Data | No Data | No Data | No Data | -27.6 | -43.1741 | 60.06 | 61.214 | 63.9 | 65.569
2019-02-19 13:30 | No Data | No Data | No Data | No Data | 2.3987 | 25.7532 | No Data | No Data | No Data | No Data | No Data | No Data | No Data | No Data | -33.2 | -44.214 | 68.705 | 70.0478 | 69.4 | 72.5077
2019-02-19 14:00 | No Data | No Data | No Data | No Data | 2.0935 | 25.7105 | No Data | No Data | No Data | No Data | No Data | No Data | No Data | No Data | -39.6 | -47.3726 | 74.62 | 76.0272 | 78 | 81.9391
2019-02-19 14:30 | No Data | No Data | No Data | No Data | 5.0721 | 26.1381 | No Data | No Data | No Data | No Data | No Data | No Data | No Data | No Data | -36 | -44.8803 | 69.16 | 70.676 | 75.7 | 79.2934
2019-02-19 15:00 | No Data | No Data | No Data | No Data | 10.7607 | 27.8077 | No Data | No Data | No Data | No Data | No Data | No Data | No Data | No Data | -43.6 | -50.9698 | 76.44 | 78.0812 | 82.3 | 85.2939
2019-02-19 15:30 | No Data | No Data | No Data | No Data | 6.305 | 24.7607 | No Data | No Data | No Data | No Data | No Data | No Data | No Data | No Data | -46.8 | -52.5951 | 80.535 | 82.0944 | 88.5 | 91.5926
2019-02-19 16:00 | No Data | No Data | No Data | No Data | 2.3499 | 24.0595 | No Data | No Data | No Data | No Data | No Data | No Data | No Data | No Data | -45.2 | -50.8063 | 79.17 | 81.036 | 88.7 | 93.2584
2019-02-19 16:30 | No Data | No Data | No Data | No Data | 7.9408 | 23.6338 | No Data | No Data | No Data | No Data | No Data | No Data | No Data | No Data | -56.8 | -60.2183 | 89.18 | 91.1103 | 102.5 | 107.8045
2019-02-19 17:00 | No Data | No Data | No Data | No Data | 21.0636 | 30.3107 | No Data | No Data | No Data | No Data | No Data | No Data | No Data | No Data | -54.8 | -57.8066 | 91 | 92.8022 | 104.5 | 108.0833
2019-02-19 17:30 | No Data | No Data | No Data | No Data | 13.8369 | 24.3614 | No Data | No Data | No Data | No Data | No Data | No Data | No Data | No Data | -54.4 | -58.5314 | 90.545 | 91.9348 | 104.2 | 106.8835
2019-02-19 18:00 | No Data | No Data | No Data | No Data | 13.6294 | 27.1073 | No Data | No Data | No Data | No Data | No Data | No Data | No Data | No Data | -49.2 | -53.2616 | 87.815 | 89.5009 | 100.7 | 104.0778
2019-02-19 18:30 | No Data | No Data | No Data | No Data | 14.7036 | 27.663 | No Data | No Data | No Data | No Data | No Data | No Data | No Data | No Data | -62.8 | -65.3287 | 100.1 | 101.3588 | 121.8 | 126.1391
2019-02-19 19:00 | No Data | No Data | No Data | No Data | 16.0464 | 28.3995 | No Data | No Data | No Data | No Data | No Data | No Data | No Data | No Data | -66.4 | -69.4631 | 103.74 | 104.9552 | 128.7 | 132.0825
2019-02-19 19:30 | No Data | No Data | No Data | No Data | 12.2499 | 25.0025 | No Data | No Data | No Data | No Data | No Data | No Data | No Data | No Data | -67.6 | -70.967 | 101.92 | 103.1566 | 134.9 | 138.2173
2019-02-19 20:00 | No Data | No Data | No Data | No Data | 16.0952 | 28.4272 | No Data | No Data | No Data | No Data | No Data | No Data | No Data | No Data | -60.8 | -65.3654 | 93.73 | 95.0732 | 129.8 | 132.5378
2019-02-19 20:30 | No Data | No Data | No Data | No Data | 21.6861 | 33.2663 | No Data | No Data | No Data | No Data | No Data | No Data | No Data | No Data | -50.8 | -58.7946 | 82.355 | 83.7954 | 116.5 | 119.5205
2019-02-19 21:00 | No Data | No Data | No Data | No Data | 27.3747 | 37.2255 | No Data | No Data | No Data | No Data | No Data | No Data | No Data | No Data | -48.4 | -56.3205 | 80.535 | 81.8406 | 114 | 116.9273
2019-02-19 21:30 | No Data | No Data | No Data | No Data | 27.4235 | 38.3962 | No Data | No Data | No Data | No Data | No Data | No Data | No Data | No Data | -60 | -65.3911 | 91 | 92.3829 | 124.7 | 127.632
2019-02-19 22:00 | No Data | No Data | No Data | No Data | 26.862 | 37.9972 | No Data | No Data | No Data | No Data | No Data | No Data | No Data | No Data | -60.8 | -66.9376 | 91.455 | 92.7542 | 121.8 | 124.3192
2019-02-19 22:30 | No Data | No Data | No Data | No Data | 42.2431 | 51.08 | No Data | No Data | No Data | No Data | No Data | No Data | No Data | No Data | -2.4 | -46.462 | 29.12 | 30.3762 | 61.4 | 62.3083
2019-02-19 23:00 | No Data | No Data | No Data | No Data | 39.826 | 51.7385 | No Data | No Data | No Data | No Data | No Data | No Data | No Data | No Data | -7.2 | -48.537 | 27.755 | 28.8127 | 58.8 | 59.2152
2019-02-19 23:30 | No Data | No Data | No Data | No Data | 43.6225 | 53.7358 | No Data | No Data | No Data | No Data | No Data | No Data | No Data | No Data | -8.8 | -46.4414 | 31.395 | 32.8168 | 65.5 | 67.9283
2019-02-20 | No Data | No Data | No Data | No Data | 47.3091 | 56.7694 | No Data | No Data | No Data | No Data | No Data | No Data | No Data | No Data | -8.8 | -46.0487 | 31.85 | 33.386 | 70.2 | 73.3313
2019-02-20 00:30 | No Data | No Data | No Data | No Data | 59.5651 | 65.7753 | No Data | No Data | No Data | No Data | No Data | No Data | No Data | No Data | -4 | -45.3766 | 28.21 | 29.6414 | 75.7 | 80.7124
2019-02-20 01:00 | No Data | No Data | No Data | No Data | 52.2408 | 60.036 | No Data | No Data | No Data | No Data | No Data | No Data | No Data | No Data | -5.2 | -45.8955 | 29.12 | 30.3762 | 69.7 | 73.0296
2019-02-20 01:30 | No Data | No Data | No Data | No Data | 45.3681 | 54.1617 | No Data | No Data | No Data | No Data | No Data | No Data | No Data | No Data | -5.2 | -47.088 | 28.665 | 29.9402 | 61.2 | 63.5982
2019-02-20 02:00 | No Data | No Data | No Data | No Data | 40.0824 | 50.8439 | No Data | No Data | No Data | No Data | No Data | No Data | No Data | No Data | -5.6 | -47.531 | 28.21 | 29.5049 | 59.5 | 61.7722
2019-02-20 02:30 | No Data | No Data | No Data | No Data | 39.3744 | 50.2876 | No Data | No Data | No Data | No Data | No Data | No Data | No Data | No Data | -7.6 | -48.2029 | 28.21 | 29.5049 | 58.8 | 60.1348
2019-02-20 03:00 | No Data | No Data | No Data | No Data | 30.7073 | 43.8342 | No Data | No Data | No Data | No Data | No Data | No Data | No Data | No Data | -13.6 | -49.8895 | 32.305 | 33.9578 | 59.7 | 61.2968
2019-02-20 03:30 | No Data | No Data | No Data | No Data | 30.7073 | 43.8342 | No Data | No Data | No Data | No Data | No Data | No Data | No Data | No Data | -10 | -50.598 | 28.665 | 30.0748 | 54.1 | 54.8767
2019-02-20 04:00 | No Data | No Data | No Data | No Data | 30.4997 | 43.6891 | No Data | No Data | No Data | No Data | No Data | No Data | No Data | No Data | -14.4 | -51.264 | 29.575 | 31.0802 | 56.1 | 56.9843
2019-02-20 04:30 | No Data | No Data | No Data | No Data | 29.4255 | 42.946 | No Data | No Data | No Data | No Data | No Data | No Data | No Data | No Data | -11.2 | -49.679 | 27.755 | 29.5049 | 54.1 | 55.3507
2019-02-20 05:00 | No Data | No Data | No Data | No Data | 31.4763 | 44.3763 | No Data | No Data | No Data | No Data | No Data | No Data | No Data | No Data | -4.4 | -48.5996 | 23.66 | 25.1899 | 48.9 | 50.2802
2019-02-20 05:30 | No Data | No Data | No Data | No Data | 31.4275 | 43.2033 | No Data | No Data | No Data | No Data | No Data | No Data | No Data | No Data | 3.6 | 51.3264 | 16.38 | 17.9249 | 45.3 | 45.9666
2019-02-20 06:00 | No Data | No Data | No Data | No Data | 33.1121 | 44.4438 | No Data | No Data | No Data | No Data | No Data | No Data | No Data | No Data | 4.8 | 50.6281 | 16.38 | 17.9249 | 46.6 | 48.6004
2019-02-20 06:30 | No Data | No Data | No Data | No Data | 36.8597 | 47.302 | No Data | No Data | No Data | No Data | No Data | No Data | No Data | No Data | 14.4 | 52.0323 | 10.92 | 12.6421 | 45 | 47.8272
2019-02-20 07:00 | No Data | No Data | No Data | No Data | 46.4912 | 54.195 | No Data | No Data | No Data | No Data | No Data | No Data | No Data | No Data | 18.8 | 51.5504 | 9.555 | 11.4837 | 45.9 | 49.9885
2019-02-20 07:30 | No Data | No Data | No Data | No Data | 52.1309 | 58.1659 | No Data | No Data | No Data | No Data | No Data | No Data | No Data | No Data | 1.6 | 41.648 | 25.935 | 27.4852 | 64.8 | 69.8215
2019-02-20 08:00 | No Data | No Data | No Data | No Data | 50.3365 | 55.5488 | No Data | No Data | No Data | No Data | No Data | No Data | No Data | No Data | -16.4 | -45.0884 | 6.825 | 9.652 | 38 | 44.3668
2019-02-20 08:30 | No Data | No Data | No Data | No Data | 36.347 | 44.2154 | No Data | No Data | No Data | No Data | No Data | No Data | No Data | No Data | -29.6 | -51.056 | -28.21 | -28.2137 | -10.3 | -13.4183
2019-02-20 09:00 | No Data | No Data | No Data | No Data | 16.7544 | 28.8552 | No Data | No Data | No Data | No Data | No Data | No Data | No Data | No Data | -43.6 | -57.0544 | -35.035 | -35.1795 | -65.5 | -65.6982
2019-02-20 09:30 | No Data | No Data | No Data | No Data | 3.3753 | 22.0558 | No Data | No Data | No Data | No Data | No Data | No Data | No Data | No Data | -44.4 | -58.1818 | -40.495 | -40.8031 | -76.6 | -77.5812
2019-02-20 10:00 | No Data | No Data | No Data | No Data | -6.5126 | -22.9002 | No Data | No Data | No Data | No Data | No Data | No Data | No Data | No Data | -37.6 | -54.0296 | -49.14 | -49.8178 | -86.7 | -87.7142
2019-02-20 10:30 | No Data | No Data | No Data | No Data | -8.5634 | -21.9485 | No Data | No Data | No Data | No Data | No Data | No Data | No Data | No Data | -30 | -50 | -54.6 | -55.3531 | -94 | -95.0516
2019-02-20 11:00 | No Data | No Data | No Data | No Data | 1.7884 | 22.1012 | No Data | No Data | No Data | No Data | No Data | No Data | No Data | No Data | -30.8 | -50.1677 | -56.875 | -57.672 | -93.8 | -94.8097
2019-02-20 11:30 | No Data | No Data | No Data | No Data | -1.2879 | -21.371 | No Data | No Data | No Data | No Data | No Data | No Data | No Data | No Data | -54.4 | -64.1511 | -30.94 | -30.9935 | -70.7 | -71.1855
2019-02-20 12:00 | No Data | No Data | No Data | No Data | -1.2879 | -18.9711 | No Data | No Data | No Data | No Data | No Data | No Data | No Data | No Data | -59.2 | -67.6792 | -25.48 | -25.4841 | -68.3 | -68.8904
2019-02-20 12:30 | No Data | No Data | No Data | No Data | -2.3133 | -17.2399 | No Data | No Data | No Data | No Data | No Data | No Data | No Data | No Data | -63.2 | -71.0211 | -24.115 | -24.1193 | -67.8 | -68.519
2019-02-20 13:00 | No Data | No Data | No Data | No Data | -7.538 | -17.5962 | No Data | No Data | No Data | No Data | No Data | No Data | No Data | No Data | -54.4 | -64.1511 | -33.67 | -33.6977 | -77.6 | -78.0533
2019-02-20 13:30 | No Data | No Data | No Data | No Data | 1.7395 | 19.2813 | No Data | No Data | No Data | No Data | No Data | No Data | No Data | No Data | -50.8 | -61.3514 | -36.4 | -36.4114 | -81 | -81.2219
2019-02-20 14:00 | No Data | No Data | No Data | No Data | 0.0061036 | 18.9273 | No Data | No Data | No Data | No Data | No Data | No Data | No Data | No Data | -40.8 | -54.4118 | -43.68 | -43.8715 | -89 | -89.4742
2019-02-20 14:30 | No Data | No Data | No Data | No Data | -1.6419 | -17.0534 | No Data | No Data | No Data | No Data | No Data | No Data | No Data | No Data | -30.8 | -51.1202 | -32.305 | -32.305 | -75.6 | -75.672
2019-02-20 15:00 | No Data | No Data | No Data | No Data | -6.6712 | -14.3686 | No Data | No Data | No Data | No Data | No Data | No Data | No Data | No Data | -46 | -57.6805 | -42.315 | -42.3761 | -86.3 | -86.3362
2019-02-20 15:30 | No Data | No Data | No Data | No Data | -9.7963 | -14.0016 | No Data | No Data | No Data | No Data | No Data | No Data | No Data | No Data | -47.6 | -58.9644 | -41.405 | -41.5273 | -83.3 | -83.324
2019-02-20 16:00 | No Data | No Data | No Data | No Data | -11.957 | -14.1347 | No Data | No Data | No Data | No Data | No Data | No Data | No Data | No Data | -34.4 | -51.8536 | -55.51 | -55.8743 | -93.2 | -94.1023
2019-02-20 16:30 | No Data | No Data | No Data | No Data | -11.1879 | -13.3223 | No Data | No Data | No Data | No Data | No Data | No Data | No Data | No Data | -29.6 | -49.1203 | -57.33 | -57.8495 | -93.6 | -94.6265
2019-02-20 17:00 | No Data | No Data | No Data | No Data | -8.6732 | -9.4266 | No Data | No Data | No Data | No Data | No Data | No Data | No Data | No Data | -33.2 | -50.4603 | -53.69 | -54.1221 | -87.6 | -89.0313
2019-02-20 17:30 | No Data | No Data | No Data | No Data | -9.4423 | -9.7605 | No Data | No Data | No Data | No Data | No Data | No Data | No Data | No Data | -28 | -61.5389 | -58.24 | -58.3838 | -89.9 | -90.999
2019-02-20 18:00 | No Data | No Data | No Data | No Data | -9.0761 | -11.4773 | No Data | No Data | No Data | No Data | No Data | No Data | No Data | No Data | -25.6 | -73.4084 | -55.965 | -56.0112 | -84.4 | -85.821
2019-02-20 18:30 | No Data | No Data | No Data | No Data | -8.0507 | -14.1124 | No Data | No Data | No Data | No Data | No Data | No Data | No Data | No Data | -23.6 | -57.8342 | -54.6 | -54.6928 | -73.5 | -74.8782
2019-02-20 19:00 | No Data | No Data | No Data | No Data | -5.2918 | -13.5461 | No Data | No Data | No Data | No Data | No Data | No Data | No Data | No Data | -29.2 | -52.1429 | -30.94 | -31.1035 | -35.4 | -36.2066
2019-02-20 19:30 | No Data | No Data | No Data | No Data | -12.311 | -21.0576 | No Data | No Data | No Data | No Data | No Data | No Data | No Data | No Data | -8.8 | -47.6202 | -1.365 | -2.6531 | 20.1 | 21.5604
2019-02-20 20:00 | No Data | No Data | No Data | No Data | 1.8372 | 20.5631 | No Data | No Data | No Data | No Data | No Data | No Data | No Data | No Data | -0.8 | -51.6062 | 25.935 | 27.7997 | 58.1 | 60.0051
2019-02-20 20:30 | No Data | No Data | No Data | No Data | 5.4749 | 22.9707 | No Data | No Data | No Data | No Data | No Data | No Data | No Data | No Data | -4 | -44.5798 | 30.94 | 32.1251 | 62.7 | 65.3723
2019-02-20 21:00 | No Data | No Data | No Data | No Data | 7.3793 | 23.4975 | No Data | No Data | No Data | No Data | No Data | No Data | No Data | No Data | 3.2 | 47.3083 | 20.475 | 21.8873 | 53.3 | 56.1621
2019-02-20 21:30 | No Data | No Data | No Data | No Data | 13.8857 | 27.6794 | No Data | No Data | No Data | No Data | No Data | No Data | No Data | No Data | 1.2 | 47.2153 | 22.75 | 24.029 | 53.9 | 55.9483
2019-02-20 22:00 | No Data | No Data | No Data | No Data | 13.6782 | 27.5759 | No Data | No Data | No Data | No Data | No Data | No Data | No Data | No Data | 0.4 | 49.2016 | 20.475 | 21.7307 | 49.6 | 50.8051
2019-02-20 22:30 | No Data | No Data | No Data | No Data | 27.6799 | 38.1907 | No Data | No Data | No Data | No Data | No Data | No Data | No Data | No Data | 3.6 | 48.9326 | 17.745 | 19.3576 | 51.2 | 54.3052
2019-02-20 23:00 | No Data | No Data | No Data | No Data | 25.4215 | 38.2799 | No Data | No Data | No Data | No Data | No Data | No Data | No Data | No Data | 7.2 | 52.4961 | 11.375 | 13.0372 | 40.1 | 42.1855
2019-02-20 23:30 | No Data | No Data | No Data | No Data | 30.1946 | 41.6029 | No Data | No Data | No Data | No Data | No Data | No Data | No Data | No Data | 14 | 53.0796 | 8.645 | 11.0144 | 42.6 | 46.5639
2019-02-21 | No Data | No Data | No Data | No Data | 36.2371 | 46.176 | No Data | No Data | No Data | No Data | No Data | No Data | No Data | No Data | 14 | 53.0253 | 7.735 | 10.3156 | 44.2 | 48.8496
2019-02-21 00:30 | No Data | No Data | No Data | No Data | 49.1035 | 55.5371 | No Data | No Data | No Data | No Data | No Data | No Data | No Data | No Data | 20.4 | 55.1144 | 3.185 | 6.3211 | 50.1 | 55.9466
2019-02-21 01:00 | No Data | No Data | No Data | No Data | 41.6205 | 48.1758 | No Data | No Data | No Data | No Data | No Data | No Data | No Data | No Data | 15.2 | 56.0985 | 4.55 | 5.8268 | 45.1 | 48.9001
2019-02-21 01:30 | No Data | No Data | No Data | No Data | 41.474 | 49.9576 | No Data | No Data | No Data | No Data | No Data | No Data | No Data | No Data | 16.8 | 56.9351 | 3.64 | 4.8367 | 37.8 | 41.7388
2019-02-21 02:00 | No Data | No Data | No Data | No Data | 36.1883 | 46.6803 | No Data | No Data | No Data | No Data | No Data | No Data | No Data | No Data | 16.8 | 55.4083 | 3.185 | 5.1878 | 33.1 | 35.107
2019-02-21 02:30 | No Data | No Data | No Data | No Data | 37.8851 | 48.0077 | No Data | No Data | No Data | No Data | No Data | No Data | No Data | No Data | 10 | 53.3457 | 10.01 | 11.4023 | 38.4 | 39.9445
2019-02-21 03:00 | No Data | No Data | No Data | No Data | 34.3938 | 46.5982 | No Data | No Data | No Data | No Data | No Data | No Data | No Data | No Data | 4 | 52.5525 | 14.105 | 15.4767 | 40.2 | 41.4986
2019-02-21 03:30 | No Data | No Data | No Data | No Data | 34.3938 | 46.5982 | No Data | No Data | No Data | No Data | No Data | No Data | No Data | No Data | 5.6 | 51.903 | 14.56 | 15.8925 | 39.9 | 40.9414
2019-02-21 04:00 | No Data | No Data | No Data | No Data | 29.0593 | 44.7287 | No Data | No Data | No Data | No Data | No Data | No Data | No Data | No Data | 12 | 54.1465 | 8.645 | 10.2249 | 33.2 | 34.0366
2019-02-21 04:30 | No Data | No Data | No Data | No Data | 26.8132 | 43.3032 | No Data | No Data | No Data | No Data | No Data | No Data | No Data | No Data | 10 | 54.1317 | 10.01 | 11.4023 | 34.3 | 34.8037
2019-02-21 05:00 | No Data | No Data | No Data | No Data | 26.8132 | 43.3032 | No Data | No Data | No Data | No Data | No Data | No Data | No Data | No Data | 12.8 | 55.4963 | 5.915 | 8.0498 | 30.3 | 31.0981
2019-02-21 05:30 | No Data | No Data | No Data | No Data | 27.9362 | 42.673 | No Data | No Data | No Data | No Data | No Data | No Data | No Data | No Data | -13.6 | -51.4307 | 31.395 | 32.3338 | 59.7 | 61.7299
2019-02-21 06:00 | No Data | No Data | No Data | No Data | 33.3684 | 46.4112 | No Data | No Data | No Data | No Data | No Data | No Data | No Data | No Data | -14 | -48.8492 | 35.49 | 36.4227 | 66.7 | 68.7584
2019-02-21 06:30 | No Data | No Data | No Data | No Data | 36.8109 | 47.3559 | No Data | No Data | No Data | No Data | No Data | No Data | No Data | No Data | -6.4 | -45.2548 | 35.49 | 36.3231 | 69.1 | 73.7245
2019-02-21 07:00 | No Data | No Data | No Data | No Data | 43.5737 | 51.8524 | No Data | No Data | No Data | No Data | No Data | No Data | No Data | No Data | 0 | 45.2 | 30.03 | 30.8998 | 65.5 | 71.3522
2019-02-21 07:30 | No Data | No Data | No Data | No Data | 48.7007 | 54.2687 | No Data | No Data | No Data | No Data | No Data | No Data | No Data | No Data | 5.6 | 40.3901 | 23.205 | 25.0952 | 59.6 | 64.6703
2019-02-21 08:00 | No Data | No Data | No Data | No Data | 46.4424 | 53.027 | No Data | No Data | No Data | No Data | No Data | No Data | No Data | No Data | 12.8 | 46.5927 | 2.73 | 6.9304 | 34.8 | 38.9076
2019-02-21 08:30 | No Data | No Data | No Data | No Data | 38.1415 | 48.3075 | No Data | No Data | No Data | No Data | No Data | No Data | No Data | No Data | 8.8 | 49.9808 | -10.465 | -11.2377 | 3.5 | 9.2849
2019-02-21 09:00 | No Data | No Data | No Data | No Data | 33.0632 | 44.4074 | No Data | No Data | No Data | No Data | No Data | No Data | No Data | No Data | 6.8 | 47.6873 | -7.28 | -8.3527 | 2 | 7.7621
2019-02-21 09:30 | No Data | No Data | No Data | No Data | 27.7775 | 40.6255 | No Data | No Data | No Data | No Data | No Data | No Data | No Data | No Data | 3.6 | 47.8029 | -8.645 | -9.5658 | 1.3 | 6.5307
2019-02-21 10:00 | No Data | No Data | No Data | No Data | 19.2203 | 33.8391 | No Data | No Data | No Data | No Data | No Data | No Data | No Data | No Data | 0.4 | 46.4017 | -4.095 | -6.1214 | 2.4 | 5.5462
2019-02-21 10:30 | No Data | No Data | No Data | No Data | 17.7798 | 33.0422 | No Data | No Data | No Data | No Data | No Data | No Data | No Data | No Data | -24.8 | -49.4659 | 16.38 | 18.738 | 23.3 | 26.163
2019-02-21 11:00 | No Data | No Data | No Data | No Data | 16.3027 | 32.2714 | No Data | No Data | No Data | No Data | No Data | No Data | No Data | No Data | -27.2 | -49.0355 | 21.385 | 24.0118 | 25.2 | 28.3556
2019-02-21 11:30 | No Data | No Data | No Data | No Data | 22.6505 | 35.8986 | No Data | No Data | No Data | No Data | No Data | No Data | No Data | No Data | -22.4 | -47.9533 | 18.655 | 20.7562 | 20.4 | 23.6172
2019-02-21 12:00 | No Data | No Data | No Data | No Data | 23.0655 | 37.4747 | No Data | No Data | No Data | No Data | No Data | No Data | No Data | No Data | -18 | -44.5942 | 15.925 | 18.5716 | 16.9 | 19.637
2019-02-21 12:30 | No Data | No Data | No Data | No Data | 24.1398 | 38.1453 | No Data | No Data | No Data | No Data | No Data | No Data | No Data | No Data | -21.6 | -46.8734 | 18.655 | 20.7562 | 20.6 | 23.4957
2019-02-21 13:00 | No Data | No Data | No Data | No Data | 20.6607 | 38.8222 | No Data | No Data | No Data | No Data | No Data | No Data | No Data | No Data | -12.4 | -44.5601 | 13.195 | 15.295 | 11.8 | 14.8405
2019-02-21 13:30 | No Data | No Data | No Data | No Data | 22.504 | 39.8338 | No Data | No Data | No Data | No Data | No Data | No Data | No Data | No Data | -9.2 | -45.3431 | 5.005 | 8.4635 | 7.1 | 11.7801
2019-02-21 14:00 | No Data | No Data | No Data | No Data | 15.5825 | 36.3747 | No Data | No Data | No Data | No Data | No Data | No Data | No Data | No Data | 4.8 | 45.4542 | -10.01 | -11.8649 | -5.5 | -8.7459
2019-02-21 14:30 | No Data | No Data | No Data | No Data | 11.8837 | 33.314 | No Data | No Data | No Data | No Data | No Data | No Data | No Data | No Data | 9.2 | 45.7349 | -9.555 | -11.7422 | -53 | -53.0273
2019-02-21 15:00 | No Data | No Data | No Data | No Data | 15.4238 | 34.7346 | No Data | No Data | No Data | No Data | No Data | No Data | No Data | No Data | 28.8 | 57.7013 | -30.485 | -30.4986 | -72.2 | -72.7223
2019-02-21 15:30 | No Data | No Data | No Data | No Data | 17.731 | 34.2711 | No Data | No Data | No Data | No Data | No Data | No Data | No Data | No Data | -19.2 | -41.1534 | -61.425 | -61.803 | -102.1 | -103.7447
2019-02-21 16:00 | No Data | No Data | No Data | No Data | 19.2691 | 33.5264 | No Data | No Data | No Data | No Data | No Data | No Data | No Data | No Data | -16 | -40.4949 | -65.52 | -66.0299 | -103.7 | -104.8968
2019-02-21 16:30 | No Data | No Data | No Data | No Data | 19.9405 | 33.9167 | No Data | No Data | No Data | No Data | No Data | No Data | No Data | No Data | -17.2 | -40.6212 | -66.885 | -67.3308 | -99.7 | -100.544
2019-02-21 17:00 | No Data | No Data | No Data | No Data | 17.8408 | 32.7264 | No Data | No Data | No Data | No Data | No Data | No Data | No Data | No Data | -16 | -41.2311 | -66.43 | -66.933 | -99.3 | -100.1867
2019-02-21 17:30 | No Data | No Data | No Data | No Data | 18.0972 | 32.8668 | No Data | No Data | No Data | No Data | No Data | No Data | No Data | No Data | -20.8 | -42.9698 | -64.155 | -64.517 | -94 | -94.8013
2019-02-21 18:00 | No Data | No Data | No Data | No Data | 17.9385 | 32.7797 | No Data | No Data | No Data | No Data | No Data | No Data | No Data | No Data | -24.8 | -44.7088 | -60.06 | -60.3506 | -85.7 | -86.495
2019-02-21 18:30 | No Data | No Data | No Data | No Data | 27.2648 | 40.3486 | No Data | No Data | No Data | No Data | No Data | No Data | No Data | No Data | -23.2 | -43.8415 | -52.78 | -52.9054 | -70.9 | -71.0303
2019-02-21 19:00 | No Data | No Data | No Data | No Data | 27.3259 | 40.3899 | No Data | No Data | No Data | No Data | No Data | No Data | No Data | No Data | -14.8 | -43.4014 | -35.035 | -35.0822 | -30.9 | -31.2117
2019-02-21 19:30 | No Data | No Data | No Data | No Data | 29.633 | 41.9852 | No Data | No Data | No Data | No Data | No Data | No Data | No Data | No Data | -3.6 | -42.5883 | -0.455 | -8.2026 | 25.6 | 30.7304
2019-02-21 20:00 | No Data | No Data | No Data | No Data | 29.6818 | 42.0197 | No Data | No Data | No Data | No Data | No Data | No Data | No Data | No Data | 3.2 | 46.5102 | 23.66 | 28.2686 | 58.3 | 63.1231
2019-02-21 20:30 | No Data | No Data | No Data | No Data | 30.8049 | 42.8203 | No Data | No Data | No Data | No Data | No Data | No Data | No Data | No Data | 10.4 | 42.8803 | 18.2 | 21.9582 | 51.4 | 57.2892
2019-02-21 21:00 | No Data | No Data | No Data | No Data | 30.5486 | 42.6363 | No Data | No Data | No Data | No Data | No Data | No Data | No Data | No Data | 10 | 45.5122 | 15.015 | 19.4003 | 46.5 | 51.7889
2019-02-21 21:30 | No Data | No Data | No Data | No Data | 25.5802 | 41.0068 | No Data | No Data | No Data | No Data | No Data | No Data | No Data | No Data | 16 | 49.8381 | 5.915 | 12.0123 | 36.7 | 40.9207
2019-02-21 22:00 | No Data | No Data | No Data | No Data | 21.8814 | 38.8073 | No Data | No Data | No Data | No Data | No Data | No Data | No Data | No Data | 34 | 61.7945 | -12.285 | -13.8383 | 17.5 | 22.102
2019-02-21 22:30 | No Data | No Data | No Data | No Data | 29.0105 | 41.9519 | No Data | No Data | No Data | No Data | No Data | No Data | No Data | No Data | 36.4 | 62.8204 | -13.65 | -14.8765 | 20.4 | 23.2243
2019-02-21 23:00 | No Data | No Data | No Data | No Data | 28.7053 | 41.7415 | No Data | No Data | No Data | No Data | No Data | No Data | No Data | No Data | 24.8 | 55.4545 | -2.275 | -7.6272 | 29.2 | 30.8326
2019-02-21 23:30 | No Data | No Data | No Data | No Data | 30.341 | 42.8828 | No Data | No Data | No Data | No Data | No Data | No Data | No Data | No Data | 30 | 57.9669 | -5.915 | -9.7374 | 29.1 | 34.2171
2019-02-22 | No Data | No Data | No Data | No Data | 35.4192 | 46.6142 | No Data | No Data | No Data | No Data | No Data | No Data | No Data | No Data | 27.2 | 56.2181 | -3.64 | -9.3801 | 34 | 39.497
2019-02-22 00:30 | No Data | No Data | No Data | No Data | 45.7221 | 51.4492 | No Data | No Data | No Data | No Data | No Data | No Data | No Data | No Data | 39.2 | 63.2885 | -14.105 | -16.3103 | 31.7 | 40.4339
2019-02-22 01:00 | No Data | No Data | No Data | No Data | 36.4935 | 43.4544 | No Data | No Data | No Data | No Data | No Data | No Data | No Data | No Data | 27.2 | 56.2181 | -5.005 | -9.9893 | 34 | 39.5479
2019-02-22 01:30 | No Data | No Data | No Data | No Data | 28.9128 | 39.6568 | No Data | No Data | No Data | No Data | No Data | No Data | No Data | No Data | 24.4 | 55.9957 | -2.73 | -9.1567 | 29.3 | 33.8746
2019-02-22 02:00 | No Data | No Data | No Data | No Data | 27.216 | 38.317 | No Data | No Data | No Data | No Data | No Data | No Data | No Data | No Data | 16 | 52.4976 | 3.185 | 10.5045 | 34.4 | 38.1958
2019-02-22 02:30 | No Data | No Data | No Data | No Data | 29.4743 | 41.2195 | No Data | No Data | No Data | No Data | No Data | No Data | No Data | No Data | 14.8 | 51.761 | 4.095 | 10.8152 | 35.4 | 37.9947
2019-02-22 03:00 | No Data | No Data | No Data | No Data | 29.4743 | 43.8036 | No Data | No Data | No Data | No Data | No Data | No Data | No Data | No Data | 14.4 | 51.264 | 5.005 | 10.7865 | 33.2 | 35.8022
2019-02-22 03:30 | No Data | No Data | No Data | No Data | 29.4743 | 43.8036 | No Data | No Data | No Data | No Data | No Data | No Data | No Data | No Data | 16 | 52.1168 | 3.64 | 10.2249 | 28.9 | 31.4086
2019-02-22 04:00 | No Data | No Data | No Data | No Data | 33.1121 | 46.3296 | No Data | No Data | No Data | No Data | No Data | No Data | No Data | No Data | 14.8 | 52.1444 | 3.185 | 10.5045 | 28.7 | 31.3844
2019-02-22 04:30 | No Data | No Data | No Data | No Data | 31.22 | 44.9968 | No Data | No Data | No Data | No Data | No Data | No Data | No Data | No Data | 19.6 | 53.7044 | -0.91 | -9.5982 | 23.3 | 26.6813
2019-02-22 05:00 | No Data | No Data | No Data | No Data | 29.5232 | 43.8365 | No Data | No Data | No Data | No Data | No Data | No Data | No Data | No Data | 23.6 | 56.0143 | -5.46 | -10.6123 | 18.6 | 22.466
2019-02-22 05:30 | No Data | No Data | No Data | No Data | 31.22 | 43.765 | No Data | No Data | No Data | No Data | No Data | No Data | No Data | No Data | 26 | 57.067 | -8.645 | -12.2259 | 17.8 | 22.5843
2019-02-22 06:00 | No Data | No Data | No Data | No Data | 31.0613 | 42.4769 | No Data | No Data | No Data | No Data | No Data | No Data | No Data | No Data | 28.8 | 59.793 | -12.285 | -15.0219 | 17 | 23.5519
2019-02-22 06:30 | No Data | No Data | No Data | No Data | 40.1434 | 48.1934 | No Data | No Data | No Data | No Data | No Data | No Data | No Data | No Data | 36.8 | 62.4051 | -15.015 | -16.6868 | 17.5 | 26.7262
2019-02-22 07:00 | No Data | No Data | No Data | No Data | 43.5248 | 50.1787 | No Data | No Data | No Data | No Data | No Data | No Data | No Data | No Data | 43.2 | 65.7754 | -19.11 | -20.1437 | 14.3 | 26.6597
2019-02-22 07:30 | No Data | No Data | No Data | No Data | 45.7221 | 52.0961 | No Data | No Data | No Data | No Data | No Data | No Data | No Data | No Data | 30.4 | 53.81 | -3.64 | -9.3801 | 32.8 | 39.946
2019-02-22 08:00 | No Data | No Data | No Data | No Data | 43.5737 | 50.2211 | No Data | No Data | No Data | No Data | No Data | No Data | No Data | No Data | 36 | 59.3619 | -15.47 | -16.9086 | 15.8 | 26.1205
2019-02-22 08:30 | No Data | No Data | No Data | No Data | 33.93 | 43.1852 | No Data | No Data | No Data | No Data | No Data | No Data | No Data | No Data | 34.8 | 60.5904 | -28.21 | -28.5057 | -9.9 | -15.7115
2019-02-22 09:00 | No Data | No Data | No Data | No Data | 32.2454 | 41.8746 | No Data | No Data | No Data | No Data | No Data | No Data | No Data | No Data | 46 | 69.1271 | -45.045 | -45.0657 | -32.4 | -32.8804
2019-02-22 09:30 | No Data | No Data | No Data | No Data | 30.1457 | 40.28 | No Data | No Data | No Data | No Data | No Data | No Data | No Data | No Data | -2.4 | -41.6692 | -81.445 | -82.4354 | -71.8 | -72.0847
2019-02-22 10:00 | No Data | No Data | No Data | No Data | 24.1398 | 38.032 | No Data | No Data | No Data | No Data | No Data | No Data | No Data | No Data | -13.6 | -41.4922 | -71.435 | -72.0123 | -110 | -110.8253
2019-02-22 10:30 | No Data | No Data | No Data | No Data | 25.4215 | 38.8582 | No Data | No Data | No Data | No Data | No Data | No Data | No Data | No Data | -14.4 | -41.386 | -70.07 | -70.6013 | -110.1 | -111.1306
2019-02-22 11:00 | No Data | No Data | No Data | No Data | 20.1968 | 35.6598 | No Data | No Data | No Data | No Data | No Data | No Data | No Data | No Data | -2.8 | -40.4969 | -80.99 | -81.8494 | -121.8 | -122.9395
2019-02-22 11:30 | No Data | No Data | No Data | No Data | 17.7798 | 35.7582 | No Data | No Data | No Data | No Data | No Data | No Data | No Data | No Data | -9.6 | -41.1359 | -73.71 | -74.3866 | -116.1 | -117.0522
2019-02-22 12:00 | No Data | No Data | No Data | No Data | 15.5337 | 34.6962 | No Data | No Data | No Data | No Data | No Data | No Data | No Data | No Data | -6.8 | -40.9683 | -78.26 | -79.0824 | -121.2 | -122.5293
2019-02-22 12:30 | No Data | No Data | No Data | No Data | 13.7881 | 33.9505 | No Data | No Data | No Data | No Data | No Data | No Data | No Data | No Data | -9.2 | -41.0444 | -77.805 | -78.5676 | -119.4 | -120.6183
2019-02-22 13:00 | No Data | No Data | No Data | No Data | 12.1401 | 33.3153 | No Data | No Data | No Data | No Data | No Data | No Data | No Data | No Data | -12 | -41.3783 | -74.62 | -75.3503 | -117.4 | -118.6388
2019-02-22 13:30 | No Data | No Data | No Data | No Data | 14.6548 | 34.3117 | No Data | No Data | No Data | No Data | No Data | No Data | No Data | No Data | -14 | -42.0019 | -72.8 | -73.5483 | -112.8 | -113.9432
2019-02-22 14:00 | No Data | No Data | No Data | No Data | 15.2773 | 34.5822 | No Data | No Data | No Data | No Data | No Data | No Data | No Data | No Data | -16.4 | -41.7555 | -70.07 | -70.7185 | -109.3 | -110.2576
2019-02-22 14:30 | No Data | No Data | No Data | No Data | 12.9702 | 33.6267 | No Data | No Data | No Data | No Data | No Data | No Data | No Data | No Data | -13.6 | -41.1145 | -71.435 | -72.0712 | -110.4 | -111.1054
2019-02-22 15:00 | No Data | No Data | No Data | No Data | 13.373 | 33.7841 | No Data | No Data | No Data | No Data | No Data | No Data | No Data | No Data | -20.4 | -43.1296 | -65.52 | -65.975 | -104.4 | -105.1104
2019-02-22 15:30 | No Data | No Data | No Data | No Data | 13.3242 | 31.658 | No Data | No Data | No Data | No Data | No Data | No Data | No Data | No Data | -21.2 | -43.1648 | -64.155 | -64.6196 | -98.5 | -98.8923
2019-02-22 16:00 | No Data | No Data | No Data | No Data | 3.6805 | 25.4933 | No Data | No Data | No Data | No Data | No Data | No Data | No Data | No Data | -18.8 | -42.7551 | -64.155 | -64.9312 | -96.5 | -96.5498
2019-02-22 16:30 | No Data | No Data | No Data | No Data | 4.5106 | 25.6263 | No Data | No Data | No Data | No Data | No Data | No Data | No Data | No Data | -22.8 | -45.3484 | -61.425 | -62.0304 | -91.9 | -91.9196
2019-02-22 17:00 | No Data | No Data | No Data | No Data | 3.8392 | 25.5167 | No Data | No Data | No Data | No Data | No Data | No Data | No Data | No Data | -22 | -43.5633 | -60.06 | -60.6158 | -90.3 | -90.3027
2019-02-22 17:30 | No Data | No Data | No Data | No Data | -0.98268 | -23.6109 | No Data | No Data | No Data | No Data | No Data | No Data | No Data | No Data | -24.8 | -45.3766 | -58.695 | -59.2025 | -86.3 | -86.3047
2019-02-22 18:00 | No Data | No Data | No Data | No Data | -3.949 | -20.1362 | No Data | No Data | No Data | No Data | No Data | No Data | No Data | No Data | -30.8 | -48.6045 | -51.415 | -51.658 | -75.4 | -75.5656
2019-02-22 18:30 | No Data | No Data | No Data | No Data | -2.4109 | -20.0978 | No Data | No Data | No Data | No Data | No Data | No Data | No Data | No Data | -32 | -49.9856 | -43.68 | -43.796 | -59.3 | -59.892
2019-02-22 19:00 | No Data | No Data | No Data | No Data | -2.5696 | -20.1175 | No Data | No Data | No Data | No Data | No Data | No Data | No Data | No Data | -21.6 | -46.8734 | -30.03 | -30.0438 | -27.5 | -31.6661
2019-02-22 19:30 | No Data | No Data | No Data | No Data | 4.0467 | 23.7305 | No Data | No Data | No Data | No Data | No Data | No Data | No Data | No Data | -4.8 | -42.2734 | 1.365 | 8.303 | 27.1 | 40.2057
2019-02-22 20:00 | No Data | No Data | No Data | No Data | 6.5003 | 24.2696 | No Data | No Data | No Data | No Data | No Data | No Data | No Data | No Data | 10.8 | 51.1531 | 14.56 | 19.3147 | 49.3 | 58.9936
2019-02-22 20:30 | No Data | No Data | No Data | No Data | 3.888 | 23.704 | No Data | No Data | No Data | No Data | No Data | No Data | No Data | No Data | 20.8 | 51.2141 | 6.37 | 11.108 | 41.7 | 51.6637
2019-02-22 21:00 | No Data | No Data | No Data | No Data | 11.371 | 25.3286 | No Data | No Data | No Data | No Data | No Data | No Data | No Data | No Data | 21.6 | 51.1812 | 5.005 | 9.9893 | 39.1 | 48.267
2019-02-22 21:30 | No Data | No Data | No Data | No Data | 15.1186 | 29.8507 | No Data | No Data | No Data | No Data | No Data | No Data | No Data | No Data | 18.8 | 51.5504 | 6.825 | 11.108 | 38 | 43.6115
2019-02-22 22:00 | No Data | No Data | No Data | No Data | 6.0975 | 24.8625 | No Data | No Data | No Data | No Data | No Data | No Data | No Data | No Data | 27.6 | 57.1118 | -4.095 | -7.5727 | 26.4 | 34.1104
2019-02-22 22:30 | No Data | No Data | No Data | No Data | 12.7138 | 27.2507 | No Data | No Data | No Data | No Data | No Data | No Data | No Data | No Data | 26 | 56.356 | -2.275 | -7.1942 | 30.9 | 37.3605
2019-02-22 23:00 | No Data | No Data | No Data | No Data | 18.6587 | 31.8796 | No Data | No Data | No Data | No Data | No Data | No Data | No Data | No Data | 22.4 | 53.6954 | -1.82 | -9.2802 | 27.3 | 30.9588
2019-02-22 23:30 | No Data | No Data | No Data | No Data | 22.089 | 32.7659 | No Data | No Data | No Data | No Data | No Data | No Data | No Data | No Data | 26 | 54.9414 | -2.73 | -9.0658 | 32.2 | 37.0864
2019-02-23 | No Data | No Data | No Data | No Data | 33.3196 | 42.2605 | No Data | No Data | No Data | No Data | No Data | No Data | No Data | No Data | 24.8 | 54.3838 | -0.91 | -8.7521 | 36.7 | 41.1443
2019-02-23 00:30 | No Data | No Data | No Data | No Data | 47.6265 | 54.2589 | No Data | No Data | No Data | No Data | No Data | No Data | No Data | No Data | 29.2 | 56.869 | -5.005 | -10.3856 | 40.3 | 46.8031
2019-02-23 01:00 | No Data | No Data | No Data | No Data | 39.8871 | 47.6102 | No Data | No Data | No Data | No Data | No Data | No Data | No Data | No Data | 20.4 | 53.2616 | -1.365 | -9.652 | 38.2 | 42.5756
2019-02-23 01:30 | No Data | No Data | No Data | No Data | 28.9616 | 40.2479 | No Data | No Data | No Data | No Data | No Data | No Data | No Data | No Data | 13.2 | 50.94 | 4.095 | 10.8152 | 37.9 | 40.8718
2019-02-23 02:00 | No Data | No Data | No Data | No Data | 21.6861 | 37.1852 | No Data | No Data | No Data | No Data | No Data | No Data | No Data | No Data | 12.8 | 51.6124 | 4.55 | 10.9956 | 36 | 38.2415
2019-02-23 02:30 | No Data | No Data | No Data | No Data | 25.1652 | 39.3158 | No Data | No Data | No Data | No Data | No Data | No Data | No Data | No Data | 11.6 | 52.1076 | 3.185 | 10.9389 | 34.2 | 36.05
2019-02-23 03:00 | No Data | No Data | No Data | No Data | 20.0381 | 36.2488 | No Data | No Data | No Data | No Data | No Data | No Data | No Data | No Data | 6 | 50.3587 | 7.735 | 13.382 | 36.7 | 38.9344
2019-02-23 03:30 | No Data | No Data | No Data | No Data | 16.1929 | 34.2733 | No Data | No Data | No Data | No Data | No Data | No Data | No Data | No Data | 6.4 | 50.4603 | 6.37 | 12.6421 | 32.7 | 35.1525
2019-02-23 04:00 | No Data | No Data | No Data | No Data | 16.1929 | 35.7669 | No Data | No Data | No Data | No Data | No Data | No Data | No Data | No Data | 8.4 | 51.1625 | 4.55 | 11.4113 | 30.1 | 33.2388
2019-02-23 04:30 | No Data | No Data | No Data | No Data | 16.3516 | 35.839 | No Data | No Data | No Data | No Data | No Data | No Data | No Data | No Data | 8 | 51.4261 | 3.64 | 11.5107 | 28.9 | 31.8135
2019-02-23 05:00 | No Data | No Data | No Data | No Data | 16.7544 | 36.0246 | No Data | No Data | No Data | No Data | No Data | No Data | No Data | No Data | 7.2 | 51.3077 | 3.64 | 11.5107 | 28.9 | 32.2444
2019-02-23 05:30 | No Data | No Data | No Data | No Data | 20.7095 | 38.0256 | No Data | No Data | No Data | No Data | No Data | No Data | No Data | No Data | 10.4 | 52.2456 | 0.91 | 10.5045 | 26.5 | 29.8319
2019-02-23 06:00 | No Data | No Data | No Data | No Data | 20.7095 | 36.5337 | No Data | No Data | No Data | No Data | No Data | No Data | No Data | No Data | 13.2 | 52.4869 | -0.91 | -10.5045 | 26.5 | 29.8319
2019-02-23 06:30 | No Data | No Data | No Data | No Data | 19.5254 | 34.4344 | No Data | No Data | No Data | No Data | No Data | No Data | No Data | No Data | 17.6 | 53.0072 | 1.365 | 9.1114 | 29.9 | 32.8892
2019-02-23 07:00 | No Data | No Data | No Data | No Data | 19.8306 | 34.6084 | No Data | No Data | No Data | No Data | No Data | No Data | No Data | No Data | 20 | 53.1097 | 0.455 | 9.1114 | 29.3 | 33.3362
2019-02-23 07:30 | No Data | No Data | No Data | No Data | 17.8897 | 32.0305 | No Data | No Data | No Data | No Data | No Data | No Data | No Data | No Data | 16 | 47.9483 | 6.37 | 11.4837 | 33.5 | 36.8702
2019-02-23 08:00 | No Data | No Data | No Data | No Data | 18.5 | 32.3754 | No Data | No Data | No Data | No Data | No Data | No Data | No Data | No Data | -3.6 | -43.7484 | -6.37 | -9.3358 | -1.6 | -9.3381
2019-02-23 08:30 | No Data | No Data | No Data | No Data | 12.0424 | 29.1707 | No Data | No Data | No Data | No Data | No Data | No Data | No Data | No Data | -26.4 | -48.9326 | -34.58 | -34.6069 | -55.2 | -55.2399
2019-02-23 09:00 | No Data | No Data | No Data | No Data | 6.8177 | 27.4298 | No Data | No Data | No Data | No Data | No Data | No Data | No Data | No Data | -32.8 | -48.998 | -51.87 | -51.9976 | -86.4 | -87.0478
2019-02-23 09:30 | No Data | No Data | No Data | No Data | 3.2776 | 26.7704 | No Data | No Data | No Data | No Data | No Data | No Data | No Data | No Data | -26.8 | -45.8484 | -59.15 | -59.492 | -96.9 | -98.1319
2019-02-23 10:00 | No Data | No Data | No Data | No Data | 8.6122 | 29.6889 | No Data | No Data | No Data | No Data | No Data | No Data | No Data | No Data | -26.8 | -46.1736 | -57.785 | -58.0869 | -97.4 | -98.5331
2019-02-23 10:30 | No Data | No Data | No Data | No Data | 7.6844 | 31.0151 | No Data | No Data | No Data | No Data | No Data | No Data | No Data | No Data | -26 | -46.0435 | -58.695 | -59.0396 | -100.1 | -101.3549
2019-02-23 11:00 | No Data | No Data | No Data | No Data | 7.6356 | 31.003 | No Data | No Data | No Data | No Data | No Data | No Data | No Data | No Data | -24.8 | -44.7088 | -57.33 | -57.6828 | -101.5 | -102.8973
2019-02-23 11:30 | No Data | No Data | No Data | No Data | 3.8392 | 30.2923 | No Data | No Data | No Data | No Data | No Data | No Data | No Data | No Data | -24.4 | -44.4882 | -57.785 | -58.1867 | -102.3 | -103.5283
2019-02-23 12:00 | No Data | No Data | No Data | No Data | 5.5848 | 30.5627 | No Data | No Data | No Data | No Data | No Data | No Data | No Data | No Data | -26.8 | -44.8803 | -52.78 | -53.0617 | -98.2 | -99.2942
2019-02-23 12:30 | No Data | No Data | No Data | No Data | 2.8138 | 27.8347 | No Data | No Data | No Data | No Data | No Data | No Data | No Data | No Data | -34.8 | -49.4983 | -46.865 | -47.0854 | -91.4 | -92.2239
2019-02-23 13:00 | No Data | No Data | No Data | No Data | 1.532 | 27.7344 | No Data | No Data | No Data | No Data | No Data | No Data | No Data | No Data | -40 | -52.4976 | -42.77 | -42.8884 | -85.2 | -85.8569
2019-02-23 13:30 | No Data | No Data | No Data | No Data | -4.7181 | -28.2476 | No Data | No Data | No Data | No Data | No Data | No Data | No Data | No Data | -42.4 | -53.3622 | -37.765 | -37.8635 | -81.3 | -81.7642
2019-02-23 14:00 | No Data | No Data | No Data | No Data | -4.3153 | -26.5076 | No Data | No Data | No Data | No Data | No Data | No Data | No Data | No Data | -46.8 | -56.6943 | -33.67 | -33.6977 | -75.6 | -75.8963
2019-02-23 14:30 | No Data | No Data | No Data | No Data | -8.1117 | -27.5346 | No Data | No Data | No Data | No Data | No Data | No Data | No Data | No Data | -52.4 | -60.5799 | -27.3 | -27.3 | -68.3 | -68.5808
2019-02-23 15:00 | No Data | No Data | No Data | No Data | -7.6967 | -23.5068 | No Data | No Data | No Data | No Data | No Data | No Data | No Data | No Data | -55.2 | -62.8255 | -24.57 | -24.57 | -65.4 | -65.4734
2019-02-23 15:30 | No Data | No Data | No Data | No Data | -12.311 | -23.4866 | No Data | No Data | No Data | No Data | No Data | No Data | No Data | No Data | -59.6 | -65.8495 | -17.29 | -17.3438 | -55.1 | -55.1073
2019-02-23 16:00 | No Data | No Data | No Data | No Data | -16.1563 | -22.7021 | No Data | No Data | No Data | No Data | No Data | No Data | No Data | No Data | -59.6 | -66.0206 | -17.29 | -17.439 | -52.8 | -53.2234
2019-02-23 16:30 | No Data | No Data | No Data | No Data | -16.1074 | -22.6674 | No Data | No Data | No Data | No Data | No Data | No Data | No Data | No Data | -59.6 | -66.5456 | -19.11 | -19.1965 | -52 | -52.2211
2019-02-23 17:00 | No Data | No Data | No Data | No Data | -19.3912 | -21.775 | No Data | No Data | No Data | No Data | No Data | No Data | No Data | No Data | -63.6 | -69.9828 | -16.38 | -16.6059 | -44.3 | -44.9304
2019-02-23 17:30 | No Data | No Data | No Data | No Data | -21.0269 | -22.5905 | No Data | No Data | No Data | No Data | No Data | No Data | No Data | No Data | -54.8 | -62.8624 | -24.115 | -24.1836 | -48.5 | -48.7997
2019-02-23 18:00 | No Data | No Data | No Data | No Data | -19.0738 | -20.5093 | No Data | No Data | No Data | No Data | No Data | No Data | No Data | No Data | -42.8 | -54.4132 | -32.305 | -32.305 | -52.1 | -52.3116
2019-02-23 18:30 | No Data | No Data | No Data | No Data | -19.0249 | -20.74 | No Data | No Data | No Data | No Data | No Data | No Data | No Data | No Data | -44 | -54.6421 | -25.025 | -25.1282 | -35.9 | -37.6666
2019-02-23 19:00 | No Data | No Data | No Data | No Data | -13.0312 | -16.3986 | No Data | No Data | No Data | No Data | No Data | No Data | No Data | No Data | -34.4 | -49.5047 | -5.915 | -9.0315 | 3.1 | 21.0297
2019-02-23 19:30 | No Data | No Data | No Data | No Data | -10.9316 | -16.2009 | No Data | No Data | No Data | No Data | No Data | No Data | No Data | No Data | -14.8 | -40.7804 | 19.565 | 21.977 | 51 | 60.9636
2019-02-23 20:00 | No Data | No Data | No Data | No Data | -8.2582 | -14.2318 | No Data | No Data | No Data | No Data | No Data | No Data | No Data | No Data | -6 | -44.4072 | 38.22 | 41.0636 | 74.6 | 82.616
2019-02-23 20:30 | No Data | No Data | No Data | No Data | -8.307 | -17.5293 | No Data | No Data | No Data | No Data | No Data | No Data | No Data | No Data | 4 | 41.3937 | 29.12 | 31.2628 | 65.8 | 73.433
2019-02-23 21:00 | No Data | No Data | No Data | No Data | -6.4637 | -18.2659 | No Data | No Data | No Data | No Data | No Data | No Data | No Data | No Data | 8 | 43.6165 | 22.295 | 24.439 | 60 | 67.6734
2019-02-23 21:30 | No Data | No Data | No Data | No Data | -11.2367 | -17.5983 | No Data | No Data | No Data | No Data | No Data | No Data | No Data | No Data | 4 | 42.9865 | 23.205 | 25.4556 | 59.5 | 65.6319
2019-02-23 22:00 | No Data | No Data | No Data | No Data | -4.828 | -18.4354 | No Data | No Data | No Data | No Data | No Data | No Data | No Data | No Data | -0.8 | -42.0076 | 28.665 | 30.6746 | 62.7 | 68.1875
2019-02-23 22:30 | No Data | No Data | No Data | No Data | 9.3812 | 24.8664 | No Data | No Data | No Data | No Data | No Data | No Data | No Data | No Data | 1.2 | 43.6165 | 26.845 | 28.8127 | 62.3 | 67.7804
2019-02-23 23:00 | No Data | No Data | No Data | No Data | 3.888 | 25.0175 | No Data | No Data | No Data | No Data | No Data | No Data | No Data | No Data | 0 | 45.2283 | 25.48 | 27.3757 | 56.9 | 60.5826
2019-02-23 23:30 | No Data | No Data | No Data | No Data | 6.305 | 23.8764 | No Data | No Data | No Data | No Data | No Data | No Data | No Data | No Data | 8.4 | 47.9416 | 16.38 | 18.738 | 53.6 | 57.7886
2019-02-24 | No Data | No Data | No Data | No Data | 14.1909 | 28.4981 | No Data | No Data | No Data | No Data | No Data | No Data | No Data | No Data | 4.8 | 43.0683 | 20.475 | 23.8777 | 60.7 | 66.034
2019-02-24 00:30 | No Data | No Data | No Data | No Data | 24.86 | 33.6807 | No Data | No Data | No Data | No Data | No Data | No Data | No Data | No Data | 14.8 | 47.5613 | 10.01 | 15.4967 | 58.5 | 65.0293
2019-02-24 01:00 | No Data | No Data | No Data | No Data | 13.7392 | 26.5544 | No Data | No Data | No Data | No Data | No Data | No Data | No Data | No Data | 12 | 48.7015 | 13.195 | 16.2913 | 54.1 | 55.5479
2019-02-24 01:30 | No Data | No Data | No Data | No Data | 11.5297 | 25.4814 | No Data | No Data | No Data | No Data | No Data | No Data | No Data | No Data | -2 | -45.6281 | 23.205 | 25.843 | 58.5 | 59.2035
2019-02-24 02:00 | No Data | No Data | No Data | No Data | 2.9114 | 22.9095 | No Data | No Data | No Data | No Data | No Data | No Data | No Data | No Data | -3.6 | -46.5102 | 25.48 | 27.7214 | 55.7 | 56.2435
2019-02-24 02:30 | No Data | No Data | No Data | No Data | 5.0233 | 25.5778 | No Data | No Data | No Data | No Data | No Data | No Data | No Data | No Data | -14.4 | -45.5368 | 35.945 | 38.2904 | 66.4 | 67.7189
2019-02-24 03:00 | No Data | No Data | No Data | No Data | 2.0447 | 25.0797 | No Data | No Data | No Data | No Data | No Data | No Data | No Data | No Data | -17.6 | -45.9077 | 38.22 | 40.4336 | 66.8 | 67.7658
2019-02-24 03:30 | No Data | No Data | No Data | No Data | 2.0935 | 25.167 | No Data | No Data | No Data | No Data | No Data | No Data | No Data | No Data | -14.4 | -44.7786 | 35.035 | 37.94 | 60.8 | 63.352
2019-02-24 04:00 | No Data | No Data | No Data | No Data | -1.7029 | -23.4936 | No Data | No Data | No Data | No Data | No Data | No Data | No Data | No Data | -14.8 | -45.6649 | 33.215 | 36.2661 | 59.1 | 61.58
2019-02-24 04:30 | No Data | No Data | No Data | No Data | -7.1839 | -24.5083 | No Data | No Data | No Data | No Data | No Data | No Data | No Data | No Data | -12.4 | -45.7139 | 30.485 | 33.59 | 55.7 | 58.8514
2019-02-24 05:00 | No Data | No Data | No Data | No Data | -7.3426 | -22.7106 | No Data | No Data | No Data | No Data | No Data | No Data | No Data | No Data | -9.2 | -44.9515 | 25.48 | 29.1236 | 52 | 55.1928
2019-02-24 05:30 | No Data | No Data | No Data | No Data | -1.7029 | -21.5582 | No Data | No Data | No Data | No Data | No Data | No Data | No Data | No Data | -12 | -45.607 | 29.12 | 32.5572 | 56.4 | 59.5785
2019-02-24 06:00 | No Data | No Data | No Data | No Data | 4.1444 | 23.495 | No Data | No Data | No Data | No Data | No Data | No Data | No Data | No Data | -12.4 | -44.9444 | 30.03 | 33.5746 | 58.3 | 61.1649
2019-02-24 06:30 | No Data | No Data | No Data | No Data | 2.7161 | 23.2855 | No Data | No Data | No Data | No Data | No Data | No Data | No Data | No Data | -7.6 | -43.4014 | 30.485 | 33.59 | 59.6 | 62.1727
2019-02-24 07:00 | No Data | No Data | No Data | No Data | 0.0061036 | 19.7452 | No Data | No Data | No Data | No Data | No Data | No Data | No Data | No Data | -10 | -42.0076 | 34.125 | 37.1013 | 62.6 | 65.3621
2019-02-24 07:30 | No Data | No Data | No Data | No Data | 3.888 | 20.1243 | No Data | No Data | No Data | No Data | No Data | No Data | No Data | No Data | -10.8 | -40.2751 | 36.855 | 39.3016 | 63.1 | 65.9564
2019-02-24 08:00 | No Data | No Data | No Data | No Data | 1.6907 | 19.8174 | No Data | No Data | No Data | No Data | No Data | No Data | No Data | No Data | -25.6 | -46.1511 | 21.385 | 24.2221 | 30.3 | 33.5049
2019-02-24 08:30 | No Data | No Data | No Data | No Data | -4.4129 | -20.2323 | No Data | No Data | No Data | No Data | No Data | No Data | No Data | No Data | -41.2 | -56.0485 | -9.1 | -11.108 | -25.6 | -25.742
2019-02-24 09:00 | No Data | No Data | No Data | No Data | -6.7201 | -20.8574 | No Data | No Data | No Data | No Data | No Data | No Data | No Data | No Data | -48.8 | -59.7059 | -29.575 | -29.6065 | -59.3 | -59.5276
2019-02-24 09:30 | No Data | No Data | No Data | No Data | -4.828 | -20.3269 | No Data | No Data | No Data | No Data | No Data | No Data | No Data | No Data | -42.4 | -55.3635 | -40.04 | -40.1046 | -75.4 | -76.3178
2019-02-24 10:00 | No Data | No Data | No Data | No Data | -14.5693 | -20.135 | No Data | No Data | No Data | No Data | No Data | No Data | No Data | No Data | -51.2 | -61.022 | -32.76 | -32.7884 | -72.3 | -72.6777
2019-02-24 10:30 | No Data | No Data | No Data | No Data | -23.8956 | -26.8359 | No Data | No Data | No Data | No Data | No Data | No Data | No Data | No Data | -51.2 | -61.022 | -34.58 | -34.6279 | -73.4 | -73.9256
2019-02-24 11:00 | No Data | No Data | No Data | No Data | -19.9527 | -24.4633 | No Data | No Data | No Data | No Data | No Data | No Data | No Data | No Data | -48 | -58.8218 | -37.765 | -37.8335 | -78.8 | -79.7388
2019-02-24 11:30 | No Data | No Data | No Data | No Data | -11.8959 | -21.2405 | No Data | No Data | No Data | No Data | No Data | No Data | No Data | No Data | -50 | -59.7983 | -33.215 | -33.243 | -73.5 | -74.1772
2019-02-24 12:00 | No Data | No Data | No Data | No Data | -10.309 | -23.9236 | No Data | No Data | No Data | No Data | No Data | No Data | No Data | No Data | -52.4 | -62.0323 | -29.575 | -29.589 | -68.9 | -69.8863
2019-02-24 12:30 | No Data | No Data | No Data | No Data | -9.4423 | -25.3193 | No Data | No Data | No Data | No Data | No Data | No Data | No Data | No Data | -54.8 | -63.459 | -25.025 | -25.0291 | -64.6 | -64.8968
2019-02-24 13:00 | No Data | No Data | No Data | No Data | -2.3621 | -25.2879 | No Data | No Data | No Data | No Data | No Data | No Data | No Data | No Data | -56.4 | -65.4462 | -23.205 | -23.205 | -61.9 | -62.3895
2019-02-24 13:30 | No Data | No Data | No Data | No Data | 4.2542 | 25.5343 | No Data | No Data | No Data | No Data | No Data | No Data | No Data | No Data | -53.6 | -62.6316 | -23.66 | -23.6644 | -61.1 | -61.3842
2019-02-24 14:00 | No Data | No Data | No Data | No Data | 5.1698 | 25.7027 | No Data | No Data | No Data | No Data | No Data | No Data | No Data | No Data | -44.4 | -55.9228 | -31.85 | -31.902 | -69.1 | -69.343
2019-02-24 14:30 | No Data | No Data | No Data | No Data | 15.1675 | 30.8589 | No Data | No Data | No Data | No Data | No Data | No Data | No Data | No Data | -39.2 | -52.1536 | -36.4 | -36.5816 | -71.1 | -71.2069
2019-02-24 15:00 | No Data | No Data | No Data | No Data | 27.3259 | 38.1813 | No Data | No Data | No Data | No Data | No Data | No Data | No Data | No Data | -42 | -53.2901 | -31.395 | -31.4477 | -65.9 | -65.9729
2019-02-24 15:30 | No Data | No Data | No Data | No Data | 38.2879 | 46.6592 | No Data | No Data | No Data | No Data | No Data | No Data | No Data | No Data | -44.4 | -55.4401 | -31.395 | -31.4773 | -61.9 | -61.9323
2019-02-24 16:00 | No Data | No Data | No Data | No Data | 40.7538 | 48.703 | No Data | No Data | No Data | No Data | No Data | No Data | No Data | No Data | -40.8 | -52.3496 | -32.305 | -32.3338 | -59.9 | -59.9053
2019-02-24 16:30 | No Data | No Data | No Data | No Data | 47.1138 | 54.0112 | No Data | No Data | No Data | No Data | No Data | No Data | No Data | No Data | -47.6 | -56.6957 | -25.935 | -25.935 | -51 | -51.3876
2019-02-24 17:00 | No Data | No Data | No Data | No Data | 50.1289 | 54.9936 | No Data | No Data | No Data | No Data | No Data | No Data | No Data | No Data | -48.8 | -58.7986 | -22.295 | -22.2996 | -43.1 | -43.1724
2019-02-24 17:30 | No Data | No Data | No Data | No Data | 43.2197 | 48.0205 | No Data | No Data | No Data | No Data | No Data | No Data | No Data | No Data | -54.8 | -63.2582 | -14.56 | -14.9043 | -35.2 | -37.0309
2019-02-24 18:00 | No Data | No Data | No Data | No Data | 46.8574 | 51.3191 | No Data | No Data | No Data | No Data | No Data | No Data | No Data | No Data | -58.4 | -66.2118 | -8.645 | -9.5658 | -23.4 | -26.6242
2019-02-24 18:30 | No Data | No Data | No Data | No Data | 48.9082 | 53.9294 | No Data | No Data | No Data | No Data | No Data | No Data | No Data | No Data | -58.4 | -65.892 | -0.91 | -3.752 | -7.9 | -13.9521
2019-02-24 19:00 | No Data | No Data | No Data | No Data | 50.6416 | 54.7961 | No Data | No Data | No Data | No Data | No Data | No Data | No Data | No Data | -50.8 | -59.6161 | 23.66 | 25.1899 | 37.2 | 41.9547
2019-02-24 19:30 | No Data | No Data | No Data | No Data | 50.7515 | 55.8587 | No Data | No Data | No Data | No Data | No Data | No Data | No Data | No Data | -36.8 | -47.4788 | 50.05 | 51.5357 | 85.9 | 89.2982
2019-02-24 20:00 | No Data | No Data | No Data | No Data | 46.3935 | 51.9311 | No Data | No Data | No Data | No Data | No Data | No Data | No Data | No Data | -30.8 | -47.6823 | 68.705 | 70.3266 | 110 | 111.0589
2019-02-24 20:30 | No Data | No Data | No Data | No Data | 36.1395 | 43.0179 | No Data | No Data | No Data | No Data | No Data | No Data | No Data | No Data | -17.6 | -38.9974 | 54.6 | 55.965 | 95.8 | 96.2798
2019-02-24 21:00 | No Data | No Data | No Data | No Data | 25.6291 | 34.6602 | No Data | No Data | No Data | No Data | No Data | No Data | No Data | No Data | -3.6 | -40.9585 | 37.31 | 38.7499 | 76.2 | 76.2001
2019-02-24 21:30 | No Data | No Data | No Data | No Data | 17.6822 | 27.8301 | No Data | No Data | No Data | No Data | No Data | No Data | No Data | No Data | -3.6 | -39.7633 | 35.035 | 37.1264 | 71 | 72.9376
2019-02-24 22:00 | No Data | No Data | No Data | No Data | 13.9345 | 25.613 | No Data | No Data | No Data | No Data | No Data | No Data | No Data | No Data | -6.8 | -39.7854 | 36.4 | 38.4172 | 69.8 | 71.6553
2019-02-24 22:30 | No Data | No Data | No Data | No Data | 15.5337 | 26.517 | No Data | No Data | No Data | No Data | No Data | No Data | No Data | No Data | 2.8 | 40.8078 | 30.03 | 32.1122 | 63.2 | 64.7976
2019-02-24 23:00 | No Data | No Data | No Data | No Data | 4.8157 | 16.1232 | No Data | No Data | No Data | No Data | No Data | No Data | No Data | No Data | 2 | 42.9195 | 25.935 | 28.1402 | 59.1 | 60.578
2019-02-24 23:30 | No Data | No Data | No Data | No Data | -3.6927 | -12.6542 | No Data | No Data | No Data | No Data | No Data | No Data | No Data | No Data | 10.4 | 42.8803 | 23.205 | 25.0952 | 59.1 | 60.782
2019-02-25 | No Data | No Data | No Data | No Data | -2.0081 | -7.8598 | No Data | No Data | No Data | No Data | No Data | No Data | No Data | No Data | 7.2 | 43.4014 | 23.66 | 25.6904 | 62.8 | 64.0713
2019-02-25 00:30 | No Data | No Data | No Data | No Data | 7.3793 | 10.5924 | No Data | No Data | No Data | No Data | No Data | No Data | No Data | No Data | 16.8 | 47.4721 | 14.56 | 17.4153 | 60.1 | 62.7953
2019-02-25 01:00 | No Data | No Data | No Data | No Data | 5.1209 | 10.6023 | No Data | No Data | No Data | No Data | No Data | No Data | No Data | No Data | 10 | 43.1741 | 20.02 | 23.254 | 59.2 | 64.0312
2019-02-25 01:30 | No Data | No Data | No Data | No Data | 1.178 | 9.358 | No Data | No Data | No Data | No Data | No Data | No Data | No Data | No Data | -2.8 | -41.2175 | 30.485 | 33.2181 | 64.3 | 67.9595
2019-02-25 02:00 | No Data | No Data | No Data | No Data | -1.5442 | -11.0884 | No Data | No Data | No Data | No Data | No Data | No Data | No Data | No Data | -3.2 | -41.7229 | 28.665 | 31.7491 | 60.3 | 63.9514
2019-02-25 02:30 | No Data | No Data | No Data | No Data | 1.4832 | 13.4186 | No Data | No Data | No Data | No Data | No Data | No Data | No Data | No Data | -2.4 | -43.6293 | 25.48 | 28.9059 | 55.3 | 58.6042
2019-02-25 03:00 | No Data | No Data | No Data | No Data | -1.2879 | -18.0456 | No Data | No Data | No Data | No Data | No Data | No Data | No Data | No Data | -3.2 | -42.9195 | 25.025 | 28.2906 | 54.4 | 57.8572
2019-02-25 03:30 | No Data | No Data | No Data | No Data | -2.9236 | -18.2354 | No Data | No Data | No Data | No Data | No Data | No Data | No Data | No Data | 2 | 51.6387 | 20.475 | 20.8805 | 49.3 | 52.6218
2019-02-25 04:00 | No Data | No Data | No Data | No Data | -2.9236 | -20.6248 | No Data | No Data | No Data | No Data | No Data | No Data | No Data | No Data | 4.8 | 51.356 | 18.2 | 18.655 | 45.9 | 49.6389
2019-02-25 04:30 | No Data | No Data | No Data | No Data | 2.0935 | 25.8239 | No Data | No Data | No Data | No Data | No Data | No Data | No Data | No Data | 0.8 | 51.6062 | 22.295 | 22.8499 | 46.9 | 50.4169
2019-02-25 05:00 | No Data | No Data | No Data | No Data | 0.0061036 | 27.3869 | No Data | No Data | No Data | No Data | No Data | No Data | No Data | No Data | 4.8 | 52.6194 | 15.925 | 16.693 | 43 | 48.5309
2019-02-25 05:30 | No Data | No Data | No Data | No Data | 1.8372 | 25.7557 | No Data | No Data | No Data | No Data | No Data | No Data | No Data | No Data | -0.4 | -50.8016 | 21.84 | 22.75 | 49.8 | 55.6781
2019-02-25 06:00 | No Data | No Data | No Data | No Data | 0.0061036 | 22.1657 | No Data | No Data | No Data | No Data | No Data | No Data | No Data | No Data | 1.2 | 51.239 | 20.02 | 20.7512 | 50 | 55.582
2019-02-25 06:30 | No Data | No Data | No Data | No Data | 0.0061036 | 20.4166 | No Data | No Data | No Data | No Data | No Data | No Data | No Data | No Data | 10.4 | 50.6786 | 18.2 | 18.655 | 51.7 | 57.2543
2019-02-25 07:00 | No Data | No Data | No Data | No Data | 1.7884 | 15.9516 | No Data | No Data | No Data | No Data | No Data | No Data | No Data | No Data | 28.4 | 61.3671 | 0 | 0 | 36.3 | 38.048
2019-02-25 07:30 | No Data | No Data | No Data | No Data | 3.4852 | 16.2297 | No Data | No Data | No Data | No Data | No Data | No Data | No Data | No Data | 26.8 | 57.79 | 1.82 | 1.82 | 38 | 41.7943
2019-02-25 08:00 | No Data | No Data | No Data | No Data | 1.3245 | 11.0115 | No Data | No Data | No Data | No Data | No Data | No Data | No Data | No Data | 18 | 55.7839 | -16.835 | -17.439 | -0.5 | -1.3
2019-02-25 08:30 | No Data | No Data | No Data | No Data | -11.7494 | -13.5113 | No Data | No Data | No Data | No Data | No Data | No Data | No Data | No Data | -5.6 | -51.5053 | -40.495 | -41.5049 | -52 | -52.9528
2019-02-25 09:00 | No Data | No Data | No Data | No Data | -14.0078 | -20.3611 | No Data | No Data | No Data | No Data | No Data | No Data | No Data | No Data | -22.4 | -51.1641 | -55.51 | -57.274 | -80.5 | -82.5098
2019-02-25 09:30 | No Data | No Data | No Data | No Data | -10.9316 | -18.3808 | No Data | No Data | No Data | No Data | No Data | No Data | No Data | No Data | -18.4 | -49.5435 | -34.58 | -35.9997 | -63.2 | -64.7538
2019-02-25 10:00 | No Data | No Data | No Data | No Data | -22.211 | -25.826 | No Data | No Data | No Data | No Data | No Data | No Data | No Data | No Data | -8 | -49.8462 | -41.86 | -43.6255 | -75 | -77.272
2019-02-25 10:30 | No Data | No Data | No Data | No Data | -37.8973 | -38.0975 | No Data | No Data | No Data | No Data | No Data | No Data | No Data | No Data | -15.2 | -48.8262 | -40.04 | -41.2723 | -73.3 | -73.8145
2019-02-25 11:00 | No Data | No Data | No Data | No Data | -24.8234 | -26.5934 | No Data | No Data | No Data | No Data | No Data | No Data | No Data | No Data | -7.6 | -49.3883 | -27.755 | -28.6939 | -63.2 | -63.4842
2019-02-25 11:30 | No Data | No Data | No Data | No Data | -25.5924 | -27.2787 | No Data | No Data | No Data | No Data | No Data | No Data | No Data | No Data | -21.6 | -49.3753 | -30.94 | -31.8922 | -69.1 | -69.4537
2019-02-25 12:00 | No Data | No Data | No Data | No Data | -12.726 | -16.9044 | No Data | No Data | No Data | No Data | No Data | No Data | No Data | No Data | -17.2 | -44.2773 | -36.4 | -36.4455 | -71.7 | -71.8811
2019-02-25 12:30 | No Data | No Data | No Data | No Data | -11.1879 | -19.4416 | No Data | No Data | No Data | No Data | No Data | No Data | No Data | No Data | -19.6 | -43.4695 | -23.66 | -23.7299 | -55.1 | -55.1711
2019-02-25 13:00 | No Data | No Data | No Data | No Data | -4.4617 | -17.598 | No Data | No Data | No Data | No Data | No Data | No Data | No Data | No Data | -15.2 | -43.5394 | -38.22 | -38.3525 | -71 | -71.0862
2019-02-25 13:30 | No Data | No Data | No Data | No Data | 16.6079 | 27.3635 | No Data | No Data | No Data | No Data | No Data | No Data | No Data | No Data | -11.6 | -44.29 | -24.57 | -24.6079 | -54.7 | -54.7111
2019-02-25 14:00 | No Data | No Data | No Data | No Data | 35.7855 | 41.7176 | No Data | No Data | No Data | No Data | No Data | No Data | No Data | No Data | -24.4 | -46.1736 | -19.565 | -19.5703 | -46.4 | -46.4155
2019-02-25 14:30 | No Data | No Data | No Data | No Data | 46.8574 | 51.5303 | No Data | No Data | No Data | No Data | No Data | No Data | No Data | No Data | -12.8 | -43.1426 | -20.02 | -20.0252 | -46.8 | -47.0064
2019-02-25 15:00 | No Data | No Data | No Data | No Data | 41.4252 | 44.5222 | No Data | No Data | No Data | No Data | No Data | No Data | No Data | No Data | -19.2 | -44.7303 | -29.575 | -29.8572 | -53.7 | -54.5338
2019-02-25 15:30 | No Data | No Data | No Data | No Data | 42.707 | 45.2918 | No Data | No Data | No Data | No Data | No Data | No Data | No Data | No Data | -25.6 | -45.8188 | -23.66 | -23.6993 | -47.7 | -47.7127
2019-02-25 16:00 | No Data | No Data | No Data | No Data | 53.7789 | 55.8537 | No Data | No Data | No Data | No Data | No Data | No Data | No Data | No Data | -23.2 | -45.2071 | -24.57 | -24.7212 | -37.5 | -37.5588
2019-02-25 16:30 | No Data | No Data | No Data | No Data | 64.0818 | 65.3715 | No Data | No Data | No Data | No Data | No Data | No Data | No Data | No Data | -41.6 | -52.241 | -5.46 | -8.0498 | -25.9 | -26.5635
2019-02-25 17:00 | No Data | No Data | No Data | No Data | 72.9442 | 74.0798 | No Data | No Data | No Data | No Data | No Data | No Data | No Data | No Data | -33.2 | -47.5209 | -1.82 | -4.0696 | -18.8 | -23.8648
2019-02-25 17:30 | No Data | No Data | No Data | No Data | 56.5377 | 58.5814 | No Data | No Data | No Data | No Data | No Data | No Data | No Data | No Data | -39.2 | -51.6294 | -0.91 | -3.752 | -13.8 | -20.9781
2019-02-25 18:00 | No Data | No Data | No Data | No Data | 61.9211 | 64.2607 | No Data | No Data | No Data | No Data | No Data | No Data | No Data | No Data | -37.2 | -49.0697 | -0.91 | -6.4347 | -9.4 | -22.0989
2019-02-25 18:30 | No Data | No Data | No Data | No Data | 60.029 | 61.994 | No Data | No Data | No Data | No Data | No Data | No Data | No Data | No Data | -42.4 | -52.4061 | 10.92 | 13.9278 | 15.4 | 29.2775
2019-02-25 19:00 | No Data | No Data | No Data | No Data | 70.8446 | 73.3168 | No Data | No Data | No Data | No Data | No Data | No Data | No Data | No Data | -16.8 | -36.4966 | 36.855 | 38.9949 | 67 | 75.4986
2019-02-25 19:30 | No Data | No Data | No Data | No Data | 69.2577 | 72.3934 | No Data | No Data | No Data | No Data | No Data | No Data | No Data | No Data | -18.8 | -43.8361 | 43.68 | 46.4925 | 78.8 | 84.4247
2019-02-25 20:00 | No Data | No Data | No Data | No Data | 67.2557 | 71.0733 | No Data | No Data | No Data | No Data | No Data | No Data | No Data | No Data | -30.4 | -47.1186 | 64.61 | 67.5073 | 108.5 | 114.1289
2019-02-25 20:30 | No Data | No Data | No Data | No Data | 63.5691 | 68.7391 | No Data | No Data | No Data | No Data | No Data | No Data | No Data | No Data | -19.6 | -37.5255 | 54.145 | 56.3116 | 96.7 | 102.1758
2019-02-25 21:00 | No Data | No Data | No Data | No Data | 66.9993 | 72.5574 | No Data | No Data | No Data | No Data | No Data | No Data | No Data | No Data | -8 | -36.4878 | 41.405 | 43.8904 | 80.5 | 84.5946
2019-02-25 21:30 | No Data | No Data | No Data | No Data | 61.1521 | 68.2057 | No Data | No Data | No Data | No Data | No Data | No Data | No Data | No Data | -21.2 | -38.7195 | 52.325 | 54.313 | 70.3 | 75.2708
2019-02-25 22:00 | No Data | No Data | No Data | No Data | 59.2111 | 66.4711 | No Data | No Data | No Data | No Data | No Data | No Data | No Data | No Data | -30.4 | -42.4302 | 61.88 | 64.2501 | 75 | 77.0833
2019-02-25 22:30 | No Data | No Data | No Data | No Data | 71.3085 | 77.4425 | No Data | No Data | No Data | No Data | No Data | No Data | No Data | No Data | -18.8 | -35.7435 | 52.325 | 54.6947 | 88.3 | 90.0174
2019-02-25 23:00 | No Data | No Data | No Data | No Data | 66.1326 | 74.0576 | No Data | No Data | No Data | No Data | No Data | No Data | No Data | No Data | -21.6 | -38.2769 | 52.78 | 55.2633 | 85.9 | 87.0495
2019-02-25 23:30 | No Data | No Data | No Data | No Data | 68.0247 | 75.752 | No Data | No Data | No Data | No Data | No Data | No Data | No Data | No Data | -14.4 | -36.5557 | 45.5 | 48.5146 | 81 | 82.9327
2019-02-26 | No Data | No Data | No Data | No Data | 69.868 | 77.4116 | No Data | No Data | No Data | No Data | No Data | No Data | No Data | No Data | -17.6 | -36.5207 | 50.505 | 53.3826 | 89.1 | 91.6339
2019-02-26 00:30 | No Data | No Data | No Data | No Data | 80.8911 | 85.3041 | No Data | No Data | No Data | No Data | No Data | No Data | No Data | No Data | -13.6 | -34.7701 | 45.045 | 48.4142 | 93.4 | 97.71
2019-02-26 01:00 | No Data | No Data | No Data | No Data | 70.2831 | 75.3202 | No Data | No Data | No Data | No Data | No Data | No Data | No Data | No Data | -20.8 | -38.8392 | 51.415 | 54.3911 | 91.4 | 93.3336
2019-02-26 01:30 | No Data | No Data | No Data | No Data | 59.5651 | 67.0425 | No Data | No Data | No Data | No Data | No Data | No Data | No Data | No Data | -15.6 | -38.5019 | 42.315 | 45.3747 | 76.9 | 78.1461
2019-02-26 02:00 | No Data | No Data | No Data | No Data | 52.0333 | 61.5448 | No Data | No Data | No Data | No Data | No Data | No Data | No Data | No Data | -10.8 | -39.1203 | 38.675 | 41.8254 | 71 | 71.8017
2019-02-26 02:30 | No Data | No Data | No Data | No Data | 55.671 | 64.6495 | No Data | No Data | No Data | No Data | No Data | No Data | No Data | No Data | -14.8 | -38.9235 | 41.405 | 44.6967 | 72.9 | 74.8559
2019-02-26 03:00 | No Data | No Data | No Data | No Data | 43.6713 | 54.6579 | No Data | No Data | No Data | No Data | No Data | No Data | No Data | No Data | -16.8 | -40.0899 | 43.225 | 46.0652 | 71.5 | 72.5334
2019-02-26 03:30 | No Data | No Data | No Data | No Data | 47.1626 | 57.4857 | No Data | No Data | No Data | No Data | No Data | No Data | No Data | No Data | -18 | -40.2492 | 43.225 | 46.2245 | 71.9 | 72.8457
2019-02-26 04:00 | No Data | No Data | No Data | No Data | 43.476 | 54.502 | No Data | No Data | No Data | No Data | No Data | No Data | No Data | No Data | -20.4 | -41.0307 | 46.41 | 49.2158 | 73.9 | 74.852
2019-02-26 04:30 | No Data | No Data | No Data | No Data | 45.1118 | 55.8155 | No Data | No Data | No Data | No Data | No Data | No Data | No Data | No Data | -24.4 | -41.8493 | 50.505 | 53.3826 | 77 | 78.1745
2019-02-26 05:00 | No Data | No Data | No Data | No Data | 48.7007 | 58.7542 | No Data | No Data | No Data | No Data | No Data | No Data | No Data | No Data | -19.2 | -40.4475 | 45.955 | 49.1 | 72.7 | 73.8532
2019-02-26 05:30 | No Data | No Data | No Data | No Data | 48.7984 | 58.8352 | No Data | No Data | No Data | No Data | No Data | No Data | No Data | No Data | -19.2 | -40.4475 | 45.045 | 48.2493 | 74.6 | 76.0345
2019-02-26 06:00 | No Data | No Data | No Data | No Data | 39.826 | 51.6373 | No Data | No Data | No Data | No Data | No Data | No Data | No Data | No Data | -17.6 | -38.6409 | 46.41 | 49.5261 | 77.4 | 79.6741
2019-02-26 06:30 | No Data | No Data | No Data | No Data | 40.0336 | 49.6267 | No Data | No Data | No Data | No Data | No Data | No Data | No Data | No Data | -15.6 | -35.6 | 47.775 | 50.8074 | 82.1 | 84.5009
2019-02-26 07:00 | No Data | No Data | No Data | No Data | 49.3111 | 55.4168 | No Data | No Data | No Data | No Data | No Data | No Data | No Data | No Data | -18.8 | -33.726 | 53.235 | 56.2602 | 91 | 94.9495
2019-02-26 07:30 | No Data | No Data | No Data | No Data | 53.5225 | 59.1955 | No Data | No Data | No Data | No Data | No Data | No Data | No Data | No Data | -23.6 | -36.6191 | 55.055 | 58.4281 | 93.5 | 98.8893
2019-02-26 08:00 | No Data | No Data | No Data | No Data | 51.5206 | 56.3884 | No Data | No Data | No Data | No Data | No Data | No Data | No Data | No Data | -24.8 | -43.059 | 51.87 | 55.9335 | 83.7 | 88.3549
2019-02-26 08:30 | No Data | No Data | No Data | No Data | 44.9043 | 51.5588 | No Data | No Data | No Data | No Data | No Data | No Data | No Data | No Data | -24.8 | -39.8557 | 40.495 | 43.1891 | 52.8 | 56.0471
2019-02-26 09:00 | No Data | No Data | No Data | No Data | 39.826 | 48.0998 | No Data | No Data | No Data | No Data | No Data | No Data | No Data | No Data | -29.6 | -43.298 | 17.29 | 21.21 | 23.3 | 27.7651
2019-02-26 09:30 | No Data | No Data | No Data | No Data | 37.5189 | 48.1982 | No Data | No Data | No Data | No Data | No Data | No Data | No Data | No Data | -23.2 | -41.1611 | 3.64 | 9.3801 | -16.1 | -16.5656
2019-02-26 10:00 | No Data | No Data | No Data | No Data | 36.2982 | 47.2542 | No Data | No Data | No Data | No Data | No Data | No Data | No Data | No Data | -33.2 | -46.1112 | -12.74 | -13.6879 | -34.7 | -34.7635
2019-02-26 10:30 | No Data | No Data | No Data | No Data | 36.9574 | 47.7624 | No Data | No Data | No Data | No Data | No Data | No Data | No Data | No Data | -35.2 | -47.8414 | -12.285 | -13.1005 | -44.3 | -44.446
2019-02-26 11:00 | No Data | No Data | No Data | No Data | 36.3958 | 48.3913 | No Data | No Data | No Data | No Data | No Data | No Data | No Data | No Data | -30.8 | -45.5807 | -20.475 | -20.796 | -40.6 | -40.6177
2019-02-26 11:30 | No Data | No Data | No Data | No Data | 37.0672 | 48.8982 | No Data | No Data | No Data | No Data | No Data | No Data | No Data | No Data | -30 | -44.1561 | -12.285 | -13.2654 | -43.9 | -43.9329
2019-02-26 12:00 | No Data | No Data | No Data | No Data | 32.9046 | 45.8232 | No Data | No Data | No Data | No Data | No Data | No Data | No Data | No Data | -33.2 | -46.1112 | -15.925 | -16.4431 | -40.2 | -40.2
2019-02-26 12:30 | No Data | No Data | No Data | No Data | 31.4275 | 44.7744 | No Data | No Data | No Data | No Data | No Data | No Data | No Data | No Data | -18 | -41.326 | -1.82 | -7.5041 | -23.2 | -23.8202
2019-02-26 13:00 | No Data | No Data | No Data | No Data | 32.7092 | 45.6832 | No Data | No Data | No Data | No Data | No Data | No Data | No Data | No Data | -48.4 | -56.5261 | -1.82 | -7.0635 | -30.4 | -31.3115
2019-02-26 13:30 | No Data | No Data | No Data | No Data | 29.2668 | 41.9806 | No Data | No Data | No Data | No Data | No Data | No Data | No Data | No Data | -41.2 | -51.2016 | -5.46 | -9.1 | -21.4 | -24.1075
2019-02-26 14:00 | No Data | No Data | No Data | No Data | 24.1886 | 38.6123 | No Data | No Data | No Data | No Data | No Data | No Data | No Data | No Data | -46.8 | -54.1302 | 5.915 | 11.627 | -16.9 | -22.5304
2019-02-26 14:30 | No Data | No Data | No Data | No Data | 16.4981 | 31.3576 | No Data | No Data | No Data | No Data | No Data | No Data | No Data | No Data | -31.2 | -43.5615 | -0.91 | -7.3367 | -10.2 | -20.0831
2019-02-26 15:00 | No Data | No Data | No Data | No Data | 14.0444 | 28.7018 | No Data | No Data | No Data | No Data | No Data | No Data | No Data | No Data | -32.4 | -43.3497 | -10.01 | -13.2263 | -33.2 | -36.3088
2019-02-26 15:30 | No Data | No Data | No Data | No Data | 9.7841 | 25.1561 | No Data | No Data | No Data | No Data | No Data | No Data | No Data | No Data | -8.8 | -32.4173 | 0 | 10.92 | -15 | -27.795
2019-02-26 16:00 | No Data | No Data | No Data | No Data | 8.9174 | 19.6141 | No Data | No Data | No Data | No Data | No Data | No Data | No Data | No Data | -32.4 | -41.7938 | 6.825 | 15.2612 | -9.2 | -30.9013
2019-02-26 16:30 | No Data | No Data | No Data | No Data | 8.3558 | 17.4238 | No Data | No Data | No Data | No Data | No Data | No Data | No Data | No Data | -34.8 | -42.966 | 5.005 | 13.6879 | -7.2 | -31.7277
2019-02-26 17:00 | No Data | No Data | No Data | No Data | 10.5043 | 16.6998 | No Data | No Data | No Data | No Data | No Data | No Data | No Data | No Data | -34.4 | -44.1035 | 1.82 | 10.6221 | 19.2 | 29.2
2019-02-26 17:30 | No Data | No Data | No Data | No Data | 15.375 | 20.1229 | No Data | No Data | No Data | No Data | No Data | No Data | No Data | No Data | -44.4 | -51.4525 | 19.11 | 22.7181 | 36.3 | 45.1807
2019-02-26 18:00 | No Data | No Data | No Data | No Data | 7.4769 | 16.2564 | No Data | No Data | No Data | No Data | No Data | No Data | No Data | No Data | -25.6 | -39.4381 | -10.465 | -12.7481 | 11.4 | 23.8069
2019-02-26 18:30 | No Data | No Data | No Data | No Data | 8.9174 | 15.75 | No Data | No Data | No Data | No Data | No Data | No Data | No Data | No Data | -30.8 | -42.4415 | 3.64 | 11.5107 | 34.8 | 43.6807
2019-02-26 19:00 | No Data | No Data | No Data | No Data | 11.4809 | 18.6646 | No Data | No Data | No Data | No Data | No Data | No Data | No Data | No Data | -35.2 | -44 | 35.49 | 39.0877 | 60.4 | 69.4597
2019-02-26 19:30 | No Data | No Data | No Data | No Data | 10.2968 | 17.9605 | No Data | No Data | No Data | No Data | No Data | No Data | No Data | No Data | -23.6 | -35.4107 | 49.595 | 52.674 | 95.5 | 101.9196
2019-02-26 20:00 | No Data | No Data | No Data | No Data | 8.661 | 17.7424 | No Data | No Data | No Data | No Data | No Data | No Data | No Data | No Data | -21.6 | -40.6192 | 58.24 | 62.2003 | 106.4 | 111.0791
2019-02-26 20:30 | No Data | No Data | No Data | No Data | 9.1737 | 22.005 | No Data | No Data | No Data | No Data | No Data | No Data | No Data | No Data | -16 | -32.5969 | 52.325 | 55.7055 | 99.9 | 106.4279
2019-02-26 21:00 | No Data | No Data | No Data | No Data | 6.244 | 20.9535 | No Data | No Data | No Data | No Data | No Data | No Data | No Data | No Data | -20 | -34.4093 | 55.055 | 58.4281 | 73.1 | 78.1369
2019-02-26 21:30 | No Data | No Data | No Data | No Data | 10.1503 | 24.0879 | No Data | No Data | No Data | No Data | No Data | No Data | No Data | No Data | -22 | -37.5255 | 56.42 | 59.716 | 70.2 | 73.9973
2019-02-26 22:00 | No Data | No Data | No Data | No Data | 12.0912 | 26.6935 | No Data | No Data | No Data | No Data | No Data | No Data | No Data | No Data | -22.8 | -37.047 | 54.6 | 58.6385 | 66.3 | 67.6605
2019-02-26 22:30 | No Data | No Data | No Data | No Data | 23.6271 | 35.02 | No Data | No Data | No Data | No Data | No Data | No Data | No Data | No Data | -21.6 | -36.3208 | 55.055 | 59.2287 | 79.3 | 81.3617
2019-02-26 23:00 | No Data | No Data | No Data | No Data | 22.1988 | 34.0727 | No Data | No Data | No Data | No Data | No Data | No Data | No Data | No Data | -18.4 | -35.1932 | 50.05 | 54.4272 | 86.3 | 88.5872
2019-02-26 23:30 | No Data | No Data | No Data | No Data | 27.5822 | 39.0158 | No Data | No Data | No Data | No Data | No Data | No Data | No Data | No Data | -16.8 | -32.311 | 50.96 | 55.0907 | 90.6 | 93.2802
2019-02-27 | No Data | No Data | No Data | No Data | 35.6756 | 45.1021 | No Data | No Data | No Data | No Data | No Data | No Data | No Data | No Data | -33.2 | -41.9237 | 65.975 | 69.4959 | 109.2 | 110.756
2019-02-27 00:30 | No Data | No Data | No Data | No Data | 46.7964 | 53.5081 | No Data | No Data | No Data | No Data | No Data | No Data | No Data | No Data | -18.8 | -32.4099 | 53.235 | 58.0727 | 104.5 | 110.5271
2019-02-27 01:00 | No Data | No Data | No Data | No Data | 36.701 | 46.3019 | No Data | No Data | No Data | No Data | No Data | No Data | No Data | No Data | -31.2 | -39.8557 | 64.155 | 68.2227 | 107.2 | 109.9864
2019-02-27 01:30 | No Data | No Data | No Data | No Data | 30.341 | 41.0454 | No Data | No Data | No Data | No Data | No Data | No Data | No Data | No Data | -35.2 | -42.1578 | 67.795 | 71.805 | 105.8 | 109.3156
2019-02-27 02:00 | No Data | No Data | No Data | No Data | 26.0441 | 37.9795 | No Data | No Data | No Data | No Data | No Data | No Data | No Data | No Data | -33.6 | -41.2912 | 64.61 | 68.6507 | 100.2 | 103.1281
2019-02-27 02:30 | No Data | No Data | No Data | No Data | 27.7775 | 39.1885 | No Data | No Data | No Data | No Data | No Data | No Data | No Data | No Data | -33.2 | -41.4401 | 62.79 | 67.0998 | 96.3 | 99.4421
2019-02-27 03:00 | No Data | No Data | No Data | No Data | 27.7775 | 39.1885 | No Data | No Data | No Data | No Data | No Data | No Data | No Data | No Data | -26.8 | -37.9009 | 56.42 | 61.1802 | 86.9 | 90.5923
2019-02-27 03:30 | No Data | No Data | No Data | No Data | 29.4255 | 40.3734 | No Data | No Data | No Data | No Data | No Data | No Data | No Data | No Data | -33.6 | -42.2412 | 62.335 | 66.5141 | 91.9 | 94.9068
2019-02-27 04:00 | No Data | No Data | No Data | No Data | 33.0144 | 44.1596 | No Data | No Data | No Data | No Data | No Data | No Data | No Data | No Data | -28.4 | -39.602 | 55.055 | 59.9237 | 84.5 | 87.6802
2019-02-27 04:30 | No Data | No Data | No Data | No Data | 34.6502 | 46.7877 | No Data | No Data | No Data | No Data | No Data | No Data | No Data | No Data | -31.2 | -41.6557 | 58.695 | 63.2843 | 86.8 | 89.5693
2019-02-27 05:00 | No Data | No Data | No Data | No Data | 30.341 | 43.6925 | No Data | No Data | No Data | No Data | No Data | No Data | No Data | No Data | -34.8 | -43.4401 | 60.97 | 65.5658 | 89.8 | 92.7987
2019-02-27 05:30 | No Data | No Data | No Data | No Data | 30.2434 | 42.4524 | No Data | No Data | No Data | No Data | No Data | No Data | No Data | No Data | -31.6 | -42.0476 | 58.695 | 63.2843 | 89.2 | 91.7079
2019-02-27 06:00 | No Data | No Data | No Data | No Data | 26.3493 | 38.5265 | No Data | No Data | No Data | No Data | No Data | No Data | No Data | No Data | -31.6 | -41.4343 | 60.06 | 64.3869 | 91.9 | 94.4272
2019-02-27 06:30 | No Data | No Data | No Data | No Data | 31.8303 | 41.3603 | No Data | No Data | No Data | No Data | No Data | No Data | No Data | No Data | -20 | -33.7615 | 51.415 | 56.0408 | 86.8 | 90.8432
2019-02-27 07:00 | No Data | No Data | No Data | No Data | 42.2431 | 49.8195 | No Data | No Data | No Data | No Data | No Data | No Data | No Data | No Data | -18.8 | -30.8026 | 53.69 | 58.6721 | 92.8 | 100.8177
2019-02-27 07:30 | No Data | No Data | No Data | No Data | 44.184 | 50.2841 | No Data | No Data | No Data | No Data | No Data | No Data | No Data | No Data | -17.6 | -30.4105 | 53.235 | 57.3697 | 93.5 | 103.8958
2019-02-27 08:00 | No Data | No Data | No Data | No Data | 45.1606 | 51.1443 | No Data | No Data | No Data | No Data | No Data | No Data | No Data | No Data | -22.4 | -33.0938 | 45.045 | 48.931 | 68.6 | 78.7633
2019-02-27 08:30 | No Data | No Data | No Data | No Data | 37.5799 | 45.4942 | No Data | No Data | No Data | No Data | No Data | No Data | No Data | No Data | -38.4 | -46.1511 | 27.3 | 32.3146 | 25.3 | 37.8114
2019-02-27 09:00 | No Data | No Data | No Data | No Data | 39.2157 | 47.8601 | No Data | No Data | No Data | No Data | No Data | No Data | No Data | No Data | -41.2 | -49.5903 | 2.73 | 13.9203 | -10.4 | -21.9237
2019-02-27 09:30 | No Data | No Data | No Data | No Data | 31.9402 | 40.5121 | No Data | No Data | No Data | No Data | No Data | No Data | No Data | No Data | -51.6 | -57.4247 | 9.555 | 15.925 | -13 | -17.9011
2019-02-27 10:00 | No Data | No Data | No Data | No Data | 29.8283 | 38.8689 | No Data | No Data | No Data | No Data | No Data | No Data | No Data | No Data | -59.2 | -63.4388 | 14.56 | 19.9579 | -14.2 | -19.801
2019-02-27 10:30 | No Data | No Data | No Data | No Data | 31.7327 | 41.3869 | No Data | No Data | No Data | No Data | No Data | No Data | No Data | No Data | -47.6 | -54.626 | 0.455 | 10.0203 | -7.4 | -17.3566
2019-02-27 11:00 | No Data | No Data | No Data | No Data | 35.1629 | 46.8608 | No Data | No Data | No Data | No Data | No Data | No Data | No Data | No Data | -46.4 | -53.7848 | -2.73 | -10.8152 | -11.7 | -22.9985
2019-02-27 11:30 | No Data | No Data | No Data | No Data | 33.3684 | 45.5297 | No Data | No Data | No Data | No Data | No Data | No Data | No Data | No Data | -48 | -55.171 | 0 | 11.375 | -6.7 | -24.3403
2019-02-27 12:00 | No Data | No Data | No Data | No Data | 35.2117 | 46.8974 | No Data | No Data | No Data | No Data | No Data | No Data | No Data | No Data | -50.4 | -56.8957 | 2.275 | 12.5847 | -25.3 | -31.8211
2019-02-27 12:30 | No Data | No Data | No Data | No Data | 34.8577 | 46.6322 | No Data | No Data | No Data | No Data | No Data | No Data | No Data | No Data | -52.4 | -57.9724 | 7.28 | 14.6733 | -19.7 | -32.3025
2019-02-27 13:00 | No Data | No Data | No Data | No Data | 34.8577 | 45.4914 | No Data | No Data | No Data | No Data | No Data | No Data | No Data | No Data | -50.4 | -56.8957 | 5.46 | 13.8607 | -18.9 | -30.5485
2019-02-27 13:30 | No Data | No Data | No Data | No Data | 32.5017 | 43.7123 | No Data | No Data | No Data | No Data | No Data | No Data | No Data | No Data | -45.6 | -52.8923 | 2.73 | 12.5847 | -20 | -33.7615
2019-02-27 14:00 | No Data | No Data | No Data | No Data | 34.0398 | 44.8677 | No Data | No Data | No Data | No Data | No Data | No Data | No Data | No Data | -62 | -66.0594 | -11.375 | -14.5671 | -33.5 | -41.9802
2019-02-27 14:30 | No Data | No Data | No Data | No Data | 36.2982 | 45.5592 | No Data | No Data | No Data | No Data | No Data | No Data | No Data | No Data | -60 | -64.186 | -11.83 | -15.2068 | -31.1 | -42.319
2019-02-27 15:00 | No Data | No Data | No Data | No Data | 41.8769 | 50.1174 | No Data | No Data | No Data | No Data | No Data | No Data | No Data | No Data | -67.6 | -70.7276 | -3.64 | -11.5107 | -22 | -39.8276
2019-02-27 15:30 | No Data | No Data | No Data | No Data | 43.9277 | 49.1962 | No Data | No Data | No Data | No Data | No Data | No Data | No Data | No Data | -72.8 | -75.1883 | 2.275 | 12.4939 | -13 | -36.4364
2019-02-27 16:00 | No Data | No Data | No Data | No Data | 48.9082 | 53.0174 | No Data | No Data | No Data | No Data | No Data | No Data | No Data | No Data | -74 | -76.5517 | 2.73 | 11.698 | -8.3 | -31.127
2019-02-27 16:30 | No Data | No Data | No Data | No Data | 56.025 | 59.6459 | No Data | No Data | No Data | No Data | No Data | No Data | No Data | No Data | -99.6 | -100.5242 | 30.485 | 33.9821 | 22.6 | 39.6676
2019-02-27 17:00 | No Data | No Data | No Data | No Data | 61.3596 | 64.1232 | No Data | No Data | No Data | No Data | No Data | No Data | No Data | No Data | -93.6 | -94.8911 | 24.115 | 28.1696 | 19.4 | 37.6782
2019-02-27 17:30 | No Data | No Data | No Data | No Data | 61.3596 | 62.8026 | No Data | No Data | No Data | No Data | No Data | No Data | No Data | No Data | -87.6 | -89.3505 | 21.84 | 26.2484 | 19.6 | 37.6962
2019-02-27 18:00 | No Data | No Data | No Data | No Data | 63.4592 | 65.2268 | No Data | No Data | No Data | No Data | No Data | No Data | No Data | No Data | -79.6 | -81.79 | 19.11 | 24.0247 | 21.7 | 40.5879
2019-02-27 18:30 | No Data | No Data | No Data | No Data | 58.2834 | 60.2031 | No Data | No Data | No Data | No Data | No Data | No Data | No Data | No Data | -78.8 | -81.1054 | 23.205 | 28.1439 | 34.7 | 48.7912
2019-02-27 19:00 | No Data | No Data | No Data | No Data | 53.1075 | 58.6019 | No Data | No Data | No Data | No Data | No Data | No Data | No Data | No Data | -68.4 | -71.4927 | 46.41 | 50.5439 | 77 | 88.7842
2019-02-27 19:30 | No Data | No Data | No Data | No Data | 52.4971 | 59.0206 | No Data | No Data | No Data | No Data | No Data | No Data | No Data | No Data | -58.4 | -60.5521 | 80.99 | 83.7657 | 131.8 | 142.5854
2019-02-27 20:00 | No Data | No Data | No Data | No Data | 50.544 | 57.2903 | No Data | No Data | No Data | No Data | No Data | No Data | No Data | No Data | -56.4 | -62.505 | 98.28 | 101.0879 | 152.2 | 161.2299
2019-02-27 20:30 | No Data | No Data | No Data | No Data | 47.9316 | 54.9993 | No Data | No Data | No Data | No Data | No Data | No Data | No Data | No Data | -37.2 | -44.4882 | 77.35 | 79.786 | 128.6 | 136.1144
2019-02-27 21:00 | No Data | No Data | No Data | No Data | 39.7284 | 47.0934 | No Data | No Data | No Data | No Data | No Data | No Data | No Data | No Data | -28 | -37.6701 | 66.43 | 69.6492 | 114 | 119.135
2019-02-27 21:30 | No Data | No Data | No Data | No Data | 29.3767 | 41.8742 | No Data | No Data | No Data | No Data | No Data | No Data | No Data | No Data | -20.8 | -34.2415 | 58.695 | 62.0153 | 102.6 | 106.7845
2019-02-27 22:00 | No Data | No Data | No Data | No Data | 25.7877 | 39.4025 | No Data | No Data | No Data | No Data | No Data | No Data | No Data | No Data | -10 | -34.6733 | 45.5 | 48.6744 | 87.2 | 88.9982
2019-02-27 22:30 | No Data | No Data | No Data | No Data | 27.5822 | 40.9051 | No Data | No Data | No Data | No Data | No Data | No Data | No Data | No Data | -5.6 | -33.7378 | 43.225 | 46.3877 | 86.7 | 88.91
2019-02-27 23:00 | No Data | No Data | No Data | No Data | 16.4004 | 34.3718 | No Data | No Data | No Data | No Data | No Data | No Data | No Data | No Data | -11.6 | -36.3032 | 46.865 | 49.9527 | 86 | 87.2138
2019-02-27 23:30 | No Data | No Data | No Data | No Data | 26.7033 | 36.112 | No Data | No Data | No Data | No Data | No Data | No Data | No Data | No Data | -16.4 | -34.5416 | 50.05 | 53.9055 | 92.7 | 94.6271
2019-02-28 | No Data | No Data | No Data | No Data | 30.7561 | 39.2039 | No Data | No Data | No Data | No Data | No Data | No Data | No Data | No Data | -21.2 | -36.4088 | 51.87 | 56.1054 | 97.3 | 99.5404
2019-02-28 00:30 | No Data | No Data | No Data | No Data | 41.0101 | 47.6743 | No Data | No Data | No Data | No Data | No Data | No Data | No Data | No Data | -14 | -33.4688 | 47.32 | 51.7421 | 100.5 | 103.8087
2019-02-28 01:00 | No Data | No Data | No Data | No Data | 34.0887 | 42.9362 | No Data | No Data | No Data | No Data | No Data | No Data | No Data | No Data | -19.2 | -36.6344 | 50.05 | 54.0761 | 93.4 | 95.353
2019-02-28 01:30 | No Data | No Data | No Data | No Data | 25.7267 | 36.6516 | No Data | No Data | No Data | No Data | No Data | No Data | No Data | No Data | -28 | -39.598 | 56.42 | 60.834 | 94 | 97.1152
2019-02-28 02:00 | No Data | No Data | No Data | No Data | 25.7267 | 36.6516 | No Data | No Data | No Data | No Data | No Data | No Data | No Data | No Data | -30 | -40.8274 | 60.06 | 64.2243 | 94.7 | 98.1779
2019-02-28 02:30 | No Data | No Data | No Data | No Data | 24.0421 | 35.4895 | No Data | No Data | No Data | No Data | No Data | No Data | No Data | No Data | -29.2 | -39.9059 | 59.15 | 63.5389 | 93.5 | 97.0477
2019-02-28 03:00 | No Data | No Data | No Data | No Data | 17.1206 | 31.2185 | No Data | No Data | No Data | No Data | No Data | No Data | No Data | No Data | -30.8 | -40.7922 | 59.15 | 63.7065 | 91.9 | 95.399
2019-02-28 03:30 | No Data | No Data | No Data | No Data | 8.246 | 23.4979 | No Data | No Data | No Data | No Data | No Data | No Data | No Data | No Data | -31.6 | -41.1767 | 60.06 | 64.5523 | 92.8 | 96.0567
2019-02-28 04:00 | No Data | No Data | No Data | No Data | 2.9725 | 17.485 | No Data | No Data | No Data | No Data | No Data | No Data | No Data | No Data | -34 | -42.8019 | 62.335 | 66.837 | 94.4 | 97.8096
2019-02-28 04:30 | No Data | No Data | No Data | No Data | 0.97047 | 17.2578 | No Data | No Data | No Data | No Data | No Data | No Data | No Data | No Data | -26.4 | -38.7752 | 55.055 | 59.7455 | 85.9 | 89.3256
2019-02-28 05:00 | No Data | No Data | No Data | No Data | -6.8788 | -16.2995 | No Data | No Data | No Data | No Data | No Data | No Data | No Data | No Data | -26.4 | -39.0692 | 54.145 | 58.908 | 85.7 | 89.9129
2019-02-28 05:30 | No Data | No Data | No Data | No Data | -3.1312 | -14.9497 | No Data | No Data | No Data | No Data | No Data | No Data | No Data | No Data | -15.2 | -34.7056 | 43.68 | 49.0409 | 75.4 | 81.002
2019-02-28 06:00 | No Data | No Data | No Data | No Data | 0.0061036 | 14.6181 | No Data | No Data | No Data | No Data | No Data | No Data | No Data | No Data | -8.8 | -34.3465 | 36.4 | 42.217 | 69.5 | 74.2392
2019-02-28 06:30 | No Data | No Data | No Data | No Data | 5.4261 | 15.5927 | No Data | No Data | No Data | No Data | No Data | No Data | No Data | No Data | -2 | -32.8609 | 31.85 | 38.1115 | 69.8 | 75.7003
2019-02-28 07:00 | No Data | No Data | No Data | No Data | 10.5531 | 16.448 | No Data | No Data | No Data | No Data | No Data | No Data | No Data | No Data | 7.6 | 33.669 | 26.39 | 33.1245 | 66.6 | 73.5459
2019-02-28 07:30 | No Data | No Data | No Data | No Data | 18.5489 | 23.4589 | No Data | No Data | No Data | No Data | No Data | No Data | No Data | No Data | 12.8 | 34.4651 | 19.565 | 27.0333 | 61.6 | 69.6945
2019-02-28 08:00 | No Data | No Data | No Data | No Data | 18.2437 | 21.2932 | No Data | No Data | No Data | No Data | No Data | No Data | No Data | No Data | -0.8 | -31.6101 | 8.19 | 18.3134 | 38.7 | 46.5672
2019-02-28 08:30 | No Data | No Data | No Data | No Data | 19.8306 | 27.1619 | No Data | No Data | No Data | No Data | No Data | No Data | No Data | No Data | -28.4 | -41.3105 | -10.92 | -17.4805 | -9.9 | -17.8891
2019-02-28 09:00 | No Data | No Data | No Data | No Data | 15.8389 | 25.6764 | No Data | No Data | No Data | No Data | No Data | No Data | No Data | No Data | -26.8 | -39.6343 | -39.13 | -39.6451 | -52.2 | -52.5212
2019-02-28 09:30 | No Data | No Data | No Data | No Data | 9.7841 | 22.4529 | No Data | No Data | No Data | No Data | No Data | No Data | No Data | No Data | -35.2 | -44.7303 | -36.855 | -37.1933 | -36 | -36.5645
2019-02-28 10:00 | No Data | No Data | No Data | No Data | 3.9368 | 21.3443 | No Data | No Data | No Data | No Data | No Data | No Data | No Data | No Data | -44 | -50.3126 | -33.67 | -34.448 | -52.4 | -53.4614
2019-02-28 10:30 | No Data | No Data | No Data | No Data | 2.1424 | 12.7486 | No Data | No Data | No Data | No Data | No Data | No Data | No Data | No Data | -54 | -58.7728 | -25.935 | -27.1974 | -47.8 | -48.9183
2019-02-28 11:00 | No Data | No Data | No Data | No Data | -6.3661 | -12.0747 | No Data | No Data | No Data | No Data | No Data | No Data | No Data | No Data | -40.8 | -47.955 | -36.4 | -36.8775 | -59.1 | -59.8746
2019-02-28 11:30 | No Data | No Data | No Data | No Data | -13.6416 | -14.7038 | No Data | No Data | No Data | No Data | No Data | No Data | No Data | No Data | -40 | -47.7074 | -35.035 | -35.3907 | -56.4 | -57.947
2019-02-28 12:00 | No Data | No Data | No Data | No Data | -13.0312 | -13.5051 | No Data | No Data | No Data | No Data | No Data | No Data | No Data | No Data | -39.2 | -47.261 | -35.035 | -35.3907 | -33.2 | -37.2993
2019-02-28 12:30 | No Data | No Data | No Data | No Data | -7.1351 | -8.474 | No Data | No Data | No Data | No Data | No Data | No Data | No Data | No Data | -52.4 | -57.4693 | -19.11 | -20.4497 | -42.1 | -43.7495
2019-02-28 13:00 | No Data | No Data | No Data | No Data | -11.0292 | -11.9391 | No Data | No Data | No Data | No Data | No Data | No Data | No Data | No Data | -50.4 | -55.3173 | -19.11 | -20.6161 | -39.7 | -42.404
2019-02-28 13:30 | No Data | No Data | No Data | No Data | -5.1331 | -7.2268 | No Data | No Data | No Data | No Data | No Data | No Data | No Data | No Data | -47.6 | -53.1293 | -15.015 | -17.1034 | -32.4 | -37.4593
2019-02-28 14:00 | No Data | No Data | No Data | No Data | -5.2308 | -0.87284 | No Data | No Data | No Data | No Data | No Data | No Data | No Data | No Data | -29.6 | -43.5908 | 2.275 | 11.6003 | -15.3 | -29.5665
2019-02-28 14:30 | No Data | No Data | No Data | No Data | -1.4466 | -2.5547 | No Data | No Data | No Data | No Data | No Data | No Data | No Data | No Data | -48.8 | -55.8684 | -16.835 | -17.9998 | -32.7 | -40.094
2019-02-28 15:00 | No Data | No Data | No Data | No Data | 10.9194 | 14.7761 | No Data | No Data | No Data | No Data | No Data | No Data | No Data | No Data | -34.4 | -45.3819 | -10.92 | -14.2147 | -26.4 | -37.977
2019-02-28 15:30 | No Data | No Data | No Data | No Data | 14.1421 | 14.8777 | No Data | No Data | No Data | No Data | No Data | No Data | No Data | No Data | -31.6 | -42.4867 | -18.2 | -19.2826 | -31.7 | -44.1988
2019-02-28 16:00 | No Data | No Data | No Data | No Data | 20.7584 | 21.8684 | No Data | No Data | No Data | No Data | No Data | No Data | No Data | No Data | -24.4 | -38.6699 | 15.925 | 21.2734 | 5.5 | 49.5065
2019-02-28 16:30 | No Data | No Data | No Data | No Data | 39.826 | 40.7363 | No Data | No Data | No Data | No Data | No Data | No Data | No Data | No Data | -31.6 | -44.9729 | 6.37 | 13.436 | 10 | 41.4251
2019-02-28 17:00 | No Data | No Data | No Data | No Data | 56.5377 | 56.8775 | No Data | No Data | No Data | No Data | No Data | No Data | No Data | No Data | -68.4 | -72.2274 | 12.285 | 16.1381 | 9.5 | 41.4046
2019-02-28 17:30 | No Data | No Data | No Data | No Data | 61.3596 | 61.9128 | No Data | No Data | No Data | No Data | No Data | No Data | No Data | No Data | -62.4 | -68.5589 | 34.58 | 38.2633 | 34.6 | 51.9865
2019-02-28 18:00 | No Data | No Data | No Data | No Data | 66.743 | 68.5157 | No Data | No Data | No Data | No Data | No Data | No Data | No Data | No Data | -82 | -85.5533 | 8.645 | 16.5435 | 13.1 | 48.9842
2019-02-28 18:30 | No Data | No Data | No Data | No Data | 54.0841 | 56.8747 | No Data | No Data | No Data | No Data | No Data | No Data | No Data | No Data | -39.6 | -53.5178 | -3.64 | -11.08 | 19.7 | 40.5123
2019-02-28 19:00 | No Data | No Data | No Data | No Data | 57.4166 | 61.2514 | No Data | No Data | No Data | No Data | No Data | No Data | No Data | No Data | -11.6 | -41.264 | 33.67 | 38.0599 | 65.4 | 78.7678
2019-02-28 19:30 | No Data | No Data | No Data | No Data | 64.9485 | 68.362 | No Data | No Data | No Data | No Data | No Data | No Data | No Data | No Data | -12 | -40.9956 | 38.22 | 42.7313 | 88.8 | 100.6118
2019-02-28 20:00 | No Data | No Data | No Data | No Data | 66.6941 | 70.0226 | No Data | No Data | No Data | No Data | No Data | No Data | No Data | No Data | -22.4 | -43.7667 | 54.145 | 58.2151 | 107.8 | 117.0869
2019-02-28 20:30 | No Data | No Data | No Data | No Data | 64.5457 | 67.9794 | No Data | No Data | No Data | No Data | No Data | No Data | No Data | No Data | -18.8 | -37.8058 | 53.235 | 56.5611 | 104.8 | 111.3409
2019-02-28 21:00 | No Data | No Data | No Data | No Data | 64.6433 | 68.0722 | No Data | No Data | No Data | No Data | No Data | No Data | No Data | No Data | -17.2 | -37.7465 | 50.05 | 53.1026 | 99.4 | 104.0921
2019-02-28 21:30 | No Data | No Data | No Data | No Data | 59.4186 | 64.3157 | No Data | No Data | No Data | No Data | No Data | No Data | No Data | No Data | -9.2 | -36.7696 | 43.225 | 46.3877 | 87.5 | 88.7097
2019-02-28 22:00 | No Data | No Data | No Data | No Data | 55.8785 | 61.8473 | No Data | No Data | No Data | No Data | No Data | No Data | No Data | No Data | -18.4 | -39.365 | 51.415 | 54.2443 | 67.5 | 68.5409
2019-02-28 22:30 | No Data | No Data | No Data | No Data | 68.0247 | 73.0071 | No Data | No Data | No Data | No Data | No Data | No Data | No Data | No Data | -29.2 | -41.5788 | 65.52 | 68.124 | 84.1 | 85.4804
2019-02-28 23:00 | No Data | No Data | No Data | No Data | 59.1623 | 68.2378 | No Data | No Data | No Data | No Data | No Data | No Data | No Data | No Data | -40.8 | -49.9408 | 74.62 | 77.2589 | 88.8 | 89.9125
2019-02-28 23:30 | No Data | No Data | No Data | No Data | 69.7704 | 77.6152 | No Data | No Data | No Data | No Data | No Data | No Data | No Data | No Data | -18 | -37.0643 | 53.235 | 56.409 | 97.3 | 98.6559
2019-03-01 | No Data | No Data | No Data | No Data | 64.802 | 71.4759 | No Data | No Data | No Data | No Data | No Data | No Data | No Data | No Data | -19.2 | -38.0063 | 55.055 | 58.1297 | 101.1 | 102.2214
2019-03-01 00:30 | No Data | No Data | No Data | No Data | 73.6156 | 77.8854 | No Data | No Data | No Data | No Data | No Data | No Data | No Data | No Data | -6.4 | -33.0261 | 45.045 | 48.4142 | 98.1 | 101.2108
2019-03-01 01:00 | No Data | No Data | No Data | No Data | 52.9488 | 58.7405 | No Data | No Data | No Data | No Data | No Data | No Data | No Data | No Data | -10.8 | -34.9125 | 46.41 | 49.2158 | 90.4 | 91.5555
2019-03-01 01:30 | No Data | No Data | No Data | No Data | 42.1332 | 49.2147 | No Data | No Data | No Data | No Data | No Data | No Data | No Data | No Data | -23.2 | -37.6085 | 60.06 | 62.4992 | 99.3 | 99.9522
2019-03-01 02:00 | No Data | No Data | No Data | No Data | 29.8283 | 39.1995 | No Data | No Data | No Data | No Data | No Data | No Data | No Data | No Data | -18.4 | -35.8776 | 54.145 | 56.8386 | 89.6 | 91.4698
2019-03-01 02:30 | No Data | No Data | No Data | No Data | 6.8177 | 20.2556 | No Data | No Data | No Data | No Data | No Data | No Data | No Data | No Data | -13.6 | -34.7701 | 47.32 | 50.5378 | 84.1 | 86.3994
2019-03-01 03:00 | No Data | No Data | No Data | No Data | -6.3172 | -11.8728 | No Data | No Data | No Data | No Data | No Data | No Data | No Data | No Data | -6 | -36.1021 | 37.765 | 41.3475 | 70.9 | 72.9096
2019-03-01 03:30 | No Data | No Data | No Data | No Data | -9.7475 | -12.8467 | No Data | No Data | No Data | No Data | No Data | No Data | No Data | No Data | -8 | -37.2688 | 39.585 | 43.0162 | 73.7 | 75.3956
2019-03-01 04:00 | No Data | No Data | No Data | No Data | -7.953 | -11.5445 | No Data | No Data | No Data | No Data | No Data | No Data | No Data | No Data | -10.4 | -33.2674 | 42.315 | 47.0083 | 72.2 | 76.6376
2019-03-01 04:30 | No Data | No Data | No Data | No Data | -5.5482 | -10.0402 | No Data | No Data | No Data | No Data | No Data | No Data | No Data | No Data | -6 | -32.9509 | 36.4 | 41.5423 | 66.6 | 71.6416
2019-03-01 05:00 | No Data | No Data | No Data | No Data | -3.0823 | -11.2052 | No Data | No Data | No Data | No Data | No Data | No Data | No Data | No Data | -1.2 | -34.4023 | 30.03 | 35.8412 | 61.5 | 66.09
2019-03-01 05:30 | No Data | No Data | No Data | No Data | -8.5145 | -13.7314 | No Data | No Data | No Data | No Data | No Data | No Data | No Data | No Data | 2.8 | 35.3112 | 25.48 | 32.1251 | 58.1 | 64.0251
2019-03-01 06:00 | No Data | No Data | No Data | No Data | -5.9022 | -12.2838 | No Data | No Data | No Data | No Data | No Data | No Data | No Data | No Data | 10.4 | 37.8566 | 17.29 | 25.1035 | 52.8 | 59.3485
2019-03-01 06:30 | No Data | No Data | No Data | No Data | -3.18 | -6.2577 | No Data | No Data | No Data | No Data | No Data | No Data | No Data | No Data | 25.6 | 45.1575 | 9.555 | 18.1829 | 45.9 | 51.0742
2019-03-01 07:00 | No Data | No Data | No Data | No Data | 2.6062 | 2.6062 | No Data | No Data | No Data | No Data | No Data | No Data | No Data | No Data | 22 | 43.5633 | 10.465 | 19.8225 | 50.4 | 57.5104
2019-03-01 07:30 | No Data | No Data | No Data | No Data | 2.6062 | 2.6062 | No Data | No Data | No Data | No Data | No Data | No Data | No Data | No Data | 30 | 46.5549 | 3.185 | 15.3491 | 46.2 | 54.7077
2019-03-01 08:00 | No Data | No Data | No Data | No Data | 2.6062 | 2.6062 | No Data | No Data | No Data | No Data | No Data | No Data | No Data | No Data | 20 | 40.8333 | -7.735 | -14.5173 | 18.5 | 30.9401
2019-03-01 08:30 | No Data | No Data | No Data | No Data | 0.0061036 | 5.9022 | No Data | No Data | No Data | No Data | No Data | No Data | No Data | No Data | -2 | -36.0555 | -36.855 | -37.5671 | -34.2 | -36.4472
2019-03-01 09:00 | No Data | No Data | No Data | No Data | -5.4383 | -10.1443 | No Data | No Data | No Data | No Data | No Data | No Data | No Data | No Data | -9.6 | -34.5601 | -52.325 | -52.4218 | -65.5 | -65.5642
2019-03-01 09:30 | No Data | No Data | No Data | No Data | 0.0061036 | 8.5634 | No Data | No Data | No Data | No Data | No Data | No Data | No Data | No Data | -17.2 | -35.627 | -53.235 | -53.2661 | -71.9 | -71.9278
2019-03-01 10:00 | No Data | No Data | No Data | No Data | -1.2879 | -10.8496 | No Data | No Data | No Data | No Data | No Data | No Data | No Data | No Data | -18.8 | -35.0657 | -53.235 | -53.305 | -76.4 | -76.5506
2019-03-01 10:30 | No Data | No Data | No Data | No Data | -10.4189 | -12.8028 | No Data | No Data | No Data | No Data | No Data | No Data | No Data | No Data | -19.6 | -35.1682 | -51.87 | -51.9019 | -74.9 | -75.0411
2019-03-01 11:00 | No Data | No Data | No Data | No Data | -14.7768 | -14.8199 | No Data | No Data | No Data | No Data | No Data | No Data | No Data | No Data | -10 | -34.2905 | -61.425 | -61.4671 | -60.8 | -60.8644
2019-03-01 11:30 | No Data | No Data | No Data | No Data | -18.2559 | -18.2908 | No Data | No Data | No Data | No Data | No Data | No Data | No Data | No Data | -12.8 | -35.2091 | -59.15 | -59.1937 | -57.7 | -57.9338
2019-03-01 12:00 | No Data | No Data | No Data | No Data | -12.8237 | -12.8733 | No Data | No Data | No Data | No Data | No Data | No Data | No Data | No Data | -22.8 | -37.3631 | -50.05 | -50.0521 | -52.8 | -53.7953
2019-03-01 12:30 | No Data | No Data | No Data | No Data | -6.8788 | -7.6676 | No Data | No Data | No Data | No Data | No Data | No Data | No Data | No Data | -25.6 | -39.4381 | -47.32 | -47.355 | -42.5 | -44.7779
2019-03-01 13:00 | No Data | No Data | No Data | No Data | 0.0061036 | 5.8534 | No Data | No Data | No Data | No Data | No Data | No Data | No Data | No Data | -24.8 | -39.2326 | -47.775 | -47.8097 | -41.1 | -43.3232
2019-03-01 13:30 | No Data | No Data | No Data | No Data | 3.7415 | 6.9882 | No Data | No Data | No Data | No Data | No Data | No Data | No Data | No Data | -35.2 | -45.9913 | -33.67 | -33.7805 | -49.4 | -50.6099
2019-03-01 14:00 | No Data | No Data | No Data | No Data | 13.8857 | 16.9935 | No Data | No Data | No Data | No Data | No Data | No Data | No Data | No Data | -37.2 | -47.0455 | -31.85 | -32.0089 | -47.6 | -51.7873
2019-03-01 14:30 | No Data | No Data | No Data | No Data | 34.0887 | 41.9546 | No Data | No Data | No Data | No Data | No Data | No Data | No Data | No Data | -49.2 | -55.6475 | -20.02 | -21.1514 | -35.4 | -41.4695
2019-03-01 15:00 | No Data | No Data | No Data | No Data | 25.7267 | 34.2205 | No Data | No Data | No Data | No Data | No Data | No Data | No Data | No Data | -56 | -60.1664 | -15.925 | -19.5703 | -28.3 | -41.7538
2019-03-01 15:30 | No Data | No Data | No Data | No Data | 67.3045 | 71.6647 | No Data | No Data | No Data | No Data | No Data | No Data | No Data | No Data | -115.2 | -115.7825 | 43.225 | 47.8291 | 72.7 | 89.6746
2019-03-01 16:00 | No Data | No Data | No Data | No Data | 57.1603 | 60.9051 | No Data | No Data | No Data | No Data | No Data | No Data | No Data | No Data | -37.6 | -47.8481 | -48.685 | -49.1 | -58.9 | -61.8276
2019-03-01 16:30 | No Data | No Data | No Data | No Data | 70.0267 | 72.1037 | No Data | No Data | No Data | No Data | No Data | No Data | No Data | No Data | -24 | -38.4187 | -49.595 | -50.423 | -62.6 | -68.2938
2019-03-01 17:00 | No Data | No Data | No Data | No Data | 79.5117 | 80.4443 | No Data | No Data | No Data | No Data | No Data | No Data | No Data | No Data | -45.2 | -52.5479 | -50.96 | -51.848 | -61.4 | -66.1076
2019-03-01 17:30 | No Data | No Data | No Data | No Data | 79.5605 | 80.4925 | No Data | No Data | No Data | No Data | No Data | No Data | No Data | No Data | -47.6 | -55.8426 | -46.865 | -47.8291 | -51.7 | -54.6784
2019-03-01 18:00 | No Data | No Data | No Data | No Data | 79.8657 | 81.0743 | No Data | No Data | No Data | No Data | No Data | No Data | No Data | No Data | -43.2 | -53.0554 | -43.225 | -44.4738 | -44.9 | -47.0919
2019-03-01 18:30 | No Data | No Data | No Data | No Data | 83.4058 | 84.5638 | No Data | No Data | No Data | No Data | No Data | No Data | No Data | No Data | -107.6 | -108.7831 | 25.48 | 35.0822 | 68.3 | 83.4799
2019-03-01 19:00 | No Data | No Data | No Data | No Data | 76.9482 | 78.6689 | No Data | No Data | No Data | No Data | No Data | No Data | No Data | No Data | -55.6 | -63.3681 | 7.28 | 23.8864 | 23.4 | 47.1208
2019-03-01 19:30 | No Data | No Data | No Data | No Data | 74.7387 | 77.5288 | No Data | No Data | No Data | No Data | No Data | No Data | No Data | No Data | -19.6 | -36.5075 | 25.935 | 35.7255 | 71.4 | 79.2548
2019-03-01 20:00 | No Data | No Data | No Data | No Data | 61.7258 | 65.6335 | No Data | No Data | No Data | No Data | No Data | No Data | No Data | No Data | -37.2 | -48.8098 | 65.975 | 73.064 | 90.7 | 100.722
2019-03-01 20:30 | No Data | No Data | No Data | No Data | 54.5968 | 61.1631 | No Data | No Data | No Data | No Data | No Data | No Data | No Data | No Data | -29.2 | -37.2945 | 63.7 | 68.7773 | 115.3 | 122.3728
2019-03-01 21:00 | No Data | No Data | No Data | No Data | 45.771 | 51.6558 | No Data | No Data | No Data | No Data | No Data | No Data | No Data | No Data | -27.6 | -36.8391 | 65.52 | 69.2094 | 111.2 | 116.2525
2019-03-01 21:30 | No Data | No Data | No Data | No Data | 35.5779 | 43.8265 | No Data | No Data | No Data | No Data | No Data | No Data | No Data | No Data | 0.8 | 29.211 | 35.035 | 42.0229 | 77.8 | 79.8551
2019-03-01 22:00 | No Data | No Data | No Data | No Data | 28.9128 | 38.6125 | No Data | No Data | No Data | No Data | No Data | No Data | No Data | No Data | 5.6 | 31.305 | 28.21 | 35.9565 | 67.9 | 69.7141
2019-03-01 22:30 | No Data | No Data | No Data | No Data | 28.9128 | 38.6125 | No Data | No Data | No Data | No Data | No Data | No Data | No Data | No Data | 10 | 33.1445 | 26.845 | 34.3216 | 69.1 | 70.1514
2019-03-01 23:00 | No Data | No Data | No Data | No Data | 21.7838 | 37.2422 | No Data | No Data | No Data | No Data | No Data | No Data | No Data | No Data | 8 | 33.373 | 26.845 | 34.04 | 67.9 | 68.4054
2019-03-01 23:30 | No Data | No Data | No Data | No Data | 23.3707 | 36.9025 | No Data | No Data | No Data | No Data | No Data | No Data | No Data | No Data | 10 | 32.0025 | 27.755 | 34.7621 | 72.7 | 73.371
2019-03-02 | No Data | No Data | No Data | No Data | 25.3727 | 36.9594 | No Data | No Data | No Data | No Data | No Data | No Data | No Data | No Data | 11.6 | 32.538 | 27.3 | 34.6786 | 72.1 | 72.7363
2019-03-02 00:30 | No Data | No Data | No Data | No Data | 29.3767 | 37.9375 | No Data | No Data | No Data | No Data | No Data | No Data | No Data | No Data | 24.8 | 38.6161 | 16.38 | 26.5776 | 70.5 | 72.1838
2019-03-02 01:00 | No Data | No Data | No Data | No Data | 22.4552 | 34.0839 | No Data | No Data | No Data | No Data | No Data | No Data | No Data | No Data | 17.6 | 35.1272 | 20.475 | 28.956 | 65.5 | 66.4847
2019-03-02 01:30 | No Data | No Data | No Data | No Data | 10.0404 | 30.9065 | No Data | No Data | No Data | No Data | No Data | No Data | No Data | No Data | 10 | 30.8649 | 28.665 | 35.2265 | 67.2 | 67.9697
2019-03-02 02:00 | No Data | No Data | No Data | No Data | 6.8177 | 23.6192 | No Data | No Data | No Data | No Data | No Data | No Data | No Data | No Data | 8.8 | 30.4972 | 26.845 | 34.8959 | 63.5 | 65.0035
2019-03-02 02:30 | No Data | No Data | No Data | No Data | 10.2968 | 24.8478 | No Data | No Data | No Data | No Data | No Data | No Data | No Data | No Data | 7.2 | 28.1368 | 27.755 | 36.7678 | 65.4 | 69.8385
2019-03-02 03:00 | No Data | No Data | No Data | No Data | -2.7771 | -12.7752 | No Data | No Data | No Data | No Data | No Data | No Data | No Data | No Data | 12 | 30.8312 | 22.295 | 33.1776 | 68.3 | 72.9752
2019-03-02 03:30 | No Data | No Data | No Data | No Data | -4.5716 | -8.3818 | No Data | No Data | No Data | No Data | No Data | No Data | No Data | No Data | 10 | 30.1091 | 23.205 | 34.1098 | 67.4 | 72.9847
2019-03-02 04:00 | No Data | No Data | No Data | No Data | -6.7689 | -9.7556 | No Data | No Data | No Data | No Data | No Data | No Data | No Data | No Data | 15.6 | 32.7536 | 17.29 | 29.6728 | 60.6 | 66.4244
2019-03-02 04:30 | No Data | No Data | No Data | No Data | -7.2328 | -11.3684 | No Data | No Data | No Data | No Data | No Data | No Data | No Data | No Data | 11.2 | 31.2743 | 20.475 | 31.6348 | 62 | 68.1534
2019-03-02 05:00 | No Data | No Data | No Data | No Data | -3.4363 | -11.0173 | No Data | No Data | No Data | No Data | No Data | No Data | No Data | No Data | 12.4 | 31.7238 | 17.29 | 29.6728 | 58.8 | 65.9655
2019-03-02 05:30 | No Data | No Data | No Data | No Data | -9.3324 | -11.6811 | No Data | No Data | No Data | No Data | No Data | No Data | No Data | No Data | 14.4 | 34 | 16.835 | 29.41 | 48 | 54.1665
2019-03-02 06:00 | No Data | No Data | No Data | No Data | -2.1546 | -7.6991 | No Data | No Data | No Data | No Data | No Data | No Data | No Data | No Data | 15.2 | 34.3465 | 15.015 | 28.4075 | 47 | 54.3032
2019-03-02 06:30 | No Data | No Data | No Data | No Data | -2.0081 | -9.2002 | No Data | No Data | No Data | No Data | No Data | No Data | No Data | No Data | 16.8 | 33.688 | 16.835 | 29.41 | 47.8 | 56.648
2019-03-02 07:00 | No Data | No Data | No Data | No Data | 0.0061036 | 10.6752 | No Data | No Data | No Data | No Data | No Data | No Data | No Data | No Data | 14.4 | 30.7766 | 20.93 | 31.9311 | 54.4 | 63.2665
2019-03-02 07:30 | No Data | No Data | No Data | No Data | 2.0935 | 8.4248 | No Data | No Data | No Data | No Data | No Data | No Data | No Data | No Data | 13.6 | 28.9883 | 20.475 | 30.2703 | 54.4 | 61.6942
2019-03-02 08:00 | No Data | No Data | No Data | No Data | 0.0061036 | 8.0507 | No Data | No Data | No Data | No Data | No Data | No Data | No Data | No Data | 1.6 | 25.2507 | 10.92 | 24.4179 | 30.5 | 40.3387
2019-03-02 08:30 | No Data | No Data | No Data | No Data | -5.8045 | -13.1488 | No Data | No Data | No Data | No Data | No Data | No Data | No Data | No Data | -22 | -34.3651 | -20.93 | -26.8604 | -22 | -24.9648
2019-03-02 09:00 | No Data | No Data | No Data | No Data | -3.8025 | -15.9449 | No Data | No Data | No Data | No Data | No Data | No Data | No Data | No Data | -26.8 | -36.2436 | -40.495 | -42.0623 | -57.5 | -57.5147
2019-03-02 09:30 | No Data | No Data | No Data | No Data | -9.3324 | -18.2158 | No Data | No Data | No Data | No Data | No Data | No Data | No Data | No Data | -31.2 | -39.1203 | -42.77 | -44.0317 | -65.1 | -65.113
2019-03-02 10:00 | No Data | No Data | No Data | No Data | -16.8277 | -21.9262 | No Data | No Data | No Data | No Data | No Data | No Data | No Data | No Data | -28.8 | -36.9822 | -45.045 | -45.7043 | -70.2 | -70.2001
2019-03-02 10:30 | No Data | No Data | No Data | No Data | -16.4126 | -21.412 | No Data | No Data | No Data | No Data | No Data | No Data | No Data | No Data | -25.2 | -34.5254 | -50.05 | -50.4537 | -76.1 | -76.1011
2019-03-02 11:00 | No Data | No Data | No Data | No Data | -19.5865 | -21.103 | No Data | No Data | No Data | No Data | No Data | No Data | No Data | No Data | -17.2 | -31.5087 | -56.875 | -57.0222 | -62.3 | -62.4482
2019-03-02 11:30 | No Data | No Data | No Data | No Data | -24.0055 | -24.3281 | No Data | No Data | No Data | No Data | No Data | No Data | No Data | No Data | -24.8 | -34.2345 | -48.23 | -48.7763 | -73.7 | -73.8312
2019-03-02 12:00 | No Data | No Data | No Data | No Data | -25.9953 | -26.6013 | No Data | No Data | No Data | No Data | No Data | No Data | No Data | No Data | -34 | -40.7156 | -38.22 | -39.1855 | -61.9 | -63.1694
2019-03-02 12:30 | No Data | No Data | No Data | No Data | -21.9547 | -22.0975 | No Data | No Data | No Data | No Data | No Data | No Data | No Data | No Data | -34 | -41.1611 | -36.4 | -37.2128 | -57.9 | -58.0986
2019-03-02 13:00 | No Data | No Data | No Data | No Data | -16.1563 | -16.1563 | No Data | No Data | No Data | No Data | No Data | No Data | No Data | No Data | -48.8 | -52.8923 | -22.295 | -24.6289 | -43.8 | -44.7353
2019-03-02 13:30 | No Data | No Data | No Data | No Data | -11.7494 | -11.7494 | No Data | No Data | No Data | No Data | No Data | No Data | No Data | No Data | -42.8 | -48.3073 | -24.115 | -26.11 | -46.1 | -47.2366
2019-03-02 14:00 | No Data | No Data | No Data | No Data | -1.239 | -2.3182 | No Data | No Data | No Data | No Data | No Data | No Data | No Data | No Data | -48.8 | -53.206 | -19.11 | -22.2392 | -39.1 | -40.9295
2019-03-02 14:30 | No Data | No Data | No Data | No Data | 7.7333 | 12.0826 | No Data | No Data | No Data | No Data | No Data | No Data | No Data | No Data | -56.8 | -60.2183 | -12.285 | -17.6983 | -33.6 | -38.165
2019-03-02 15:00 | No Data | No Data | No Data | No Data | 18.9151 | 21.9204 | No Data | No Data | No Data | No Data | No Data | No Data | No Data | No Data | -69.2 | -71.4031 | 0 | 15.925 | -20.5 | -31.3359
2019-03-02 15:30 | No Data | No Data | No Data | No Data | 29.9382 | 31.9221 | No Data | No Data | No Data | No Data | No Data | No Data | No Data | No Data | -66 | -68.0071 | -3.64 | -18.1145 | -21.6 | -34.655
2019-03-02 16:00 | No Data | No Data | No Data | No Data | 37.2137 | 38.7416 | No Data | No Data | No Data | No Data | No Data | No Data | No Data | No Data | -62 | -64.0312 | -8.645 | -17.7217 | -20.9 | -38.4721
2019-03-02 16:30 | No Data | No Data | No Data | No Data | 49.8238 | 50.6546 | No Data | No Data | No Data | No Data | No Data | No Data | No Data | No Data | -55.6 | -58.0827 | -13.195 | -20.6812 | -24.8 | -42.0837
2019-03-02 17:00 | No Data | No Data | No Data | No Data | 56.6476 | 57.3471 | No Data | No Data | No Data | No Data | No Data | No Data | No Data | No Data | -53.2 | -56.8352 | -11.83 | -17.7217 | -20.8 | -40.8862
2019-03-02 17:30 | No Data | No Data | No Data | No Data | 71.3573 | 71.673 | No Data | No Data | No Data | No Data | No Data | No Data | No Data | No Data | -54.4 | -57.96 | -8.645 | -16.5435 | -19 | -38.2523
2019-03-02 18:00 | No Data | No Data | No Data | No Data | 60.5417 | 60.9135 | No Data | No Data | No Data | No Data | No Data | No Data | No Data | No Data | -48 | -52.3129 | -11.83 | -18.3642 | -12.2 | -39.5297
2019-03-02 18:30 | No Data | No Data | No Data | No Data | 68.2811 | 68.7919 | No Data | No Data | No Data | No Data | No Data | No Data | No Data | No Data | -60 | -62.6418 | 5.915 | 18.7049 | 6.8 | 39.9825
2019-03-02 19:00 | No Data | No Data | No Data | No Data | 73.518 | 74.1955 | No Data | No Data | No Data | No Data | No Data | No Data | No Data | No Data | -50.4 | -53.6537 | 34.58 | 41.1442 | 46.8 | 67.0391
2019-03-02 19:30 | No Data | No Data | No Data | No Data | 72.3827 | 74.0103 | No Data | No Data | No Data | No Data | No Data | No Data | No Data | No Data | -36 | -40.0719 | 63.7 | 67.9521 | 91.4 | 99.8902
2019-03-02 20:00 | No Data | No Data | No Data | No Data | 62.9465 | 65.2237 | No Data | No Data | No Data | No Data | No Data | No Data | No Data | No Data | -39.6 | -45.8955 | 83.265 | 87.769 | 112.8 | 120.718
2019-03-02 20:30 | No Data | No Data | No Data | No Data | 51.3619 | 53.6313 | No Data | No Data | No Data | No Data | No Data | No Data | No Data | No Data | -24.8 | -30.7376 | 68.25 | 72.2347 | 107 | 112.8619
2019-03-02 21:00 | No Data | No Data | No Data | No Data | 49.5186 | 52.9734 | No Data | No Data | No Data | No Data | No Data | No Data | No Data | No Data | -27.6 | -34.3208 | 69.16 | 73.0952 | 116.5 | 120.4263
2019-03-02 21:30 | No Data | No Data | No Data | No Data | 49.6162 | 53.7086 | No Data | No Data | No Data | No Data | No Data | No Data | No Data | No Data | -18.4 | -28.6803 | 58.24 | 62.8625 | 103.8 | 106.2746
2019-03-02 22:00 | No Data | No Data | No Data | No Data | 41.9379 | 48.8086 | No Data | No Data | No Data | No Data | No Data | No Data | No Data | No Data | -12.4 | -26.6593 | 51.415 | 56.7894 | 92.3 | 96.4827
2019-03-02 22:30 | No Data | No Data | No Data | No Data | 47.1626 | 53.3648 | No Data | No Data | No Data | No Data | No Data | No Data | No Data | No Data | 3.6 | 29.0241 | 32.76 | 39.6268 | 77.6 | 80.0615
2019-03-02 23:00 | No Data | No Data | No Data | No Data | 47.0039 | 53.2246 | No Data | No Data | No Data | No Data | No Data | No Data | No Data | No Data | 2.4 | 29.2985 | 31.395 | 39.8664 | 70.6 | 75.7668
2019-03-02 23:30 | No Data | No Data | No Data | No Data | 48.7495 | 54.7724 | No Data | No Data | No Data | No Data | No Data | No Data | No Data | No Data | 1.6 | 28 | 34.125 | 42.05 | 77.6 | 82.6681
2019-03-03 | No Data | No Data | No Data | No Data | 36.9085 | 43.3685 | No Data | No Data | No Data | No Data | No Data | No Data | No Data | No Data | 26.4 | 43.3627 | 8.19 | 22.4753 | 53.5 | 59.0107
2019-03-03 00:30 | No Data | No Data | No Data | No Data | 47.2114 | 52.4379 | No Data | No Data | No Data | No Data | No Data | No Data | No Data | No Data | 28.4 | 43.3866 | 8.19 | 22.4753 | 60 | 67.2619
2019-03-03 01:00 | No Data | No Data | No Data | No Data | 43.9277 | 49.5021 | No Data | No Data | No Data | No Data | No Data | No Data | No Data | No Data | 22.4 | 42.0609 | 13.195 | 23.2228 | 56.8 | 65.6905
2019-03-03 01:30 | No Data | No Data | No Data | No Data | 35.0652 | 41.8376 | No Data | No Data | No Data | No Data | No Data | No Data | No Data | No Data | 30.8 | 47.6823 | 4.55 | 17.0002 | 41.1 | 46.7124
2019-03-03 02:00 | No Data | No Data | No Data | No Data | 31.4763 | 39.8986 | No Data | No Data | No Data | No Data | No Data | No Data | No Data | No Data | 39.6 | 54.8831 | -5.46 | -15.1249 | 28.1 | 33.6982
2019-03-03 02:30 | No Data | No Data | No Data | No Data | 31.4763 | 39.8986 | No Data | No Data | No Data | No Data | No Data | No Data | No Data | No Data | 35.2 | 50.9243 | 0 | 15.0219 | 33.6 | 38.3564
2019-03-03 03:00 | No Data | No Data | No Data | No Data | 26.4958 | 36.0994 | No Data | No Data | No Data | No Data | No Data | No Data | No Data | No Data | 41.2 | 57.1454 | -10.01 | -16.5623 | 22.4 | 26.7927
2019-03-03 03:30 | No Data | No Data | No Data | No Data | 29.8283 | 38.6118 | No Data | No Data | No Data | No Data | No Data | No Data | No Data | No Data | 37.2 | 54.6245 | -5.005 | -14.9667 | 25.5 | 29.9982
2019-03-03 04:00 | No Data | No Data | No Data | No Data | 27.8874 | 40.8432 | No Data | No Data | No Data | No Data | No Data | No Data | No Data | No Data | 35.6 | 53.3217 | -3.64 | -15.4499 | 24.6 | 29.9595
2019-03-03 04:30 | No Data | No Data | No Data | No Data | 19.3179 | 35.5477 | No Data | No Data | No Data | No Data | No Data | No Data | No Data | No Data | 33.6 | 51.9338 | -3.64 | -15.8925 | 25.2 | 29.958
2019-03-03 05:00 | No Data | No Data | No Data | No Data | 15.79 | 33.7607 | No Data | No Data | No Data | No Data | No Data | No Data | No Data | No Data | 32.4 | 51.4758 | -3.185 | -16.2404 | 26 | 31.0644
2019-03-03 05:30 | No Data | No Data | No Data | No Data | 17.4746 | 33.0964 | No Data | No Data | No Data | No Data | No Data | No Data | No Data | No Data | 30.8 | 50.1677 | -1.365 | -15.9834 | 28.3 | 32.6087
2019-03-03 06:00 | No Data | No Data | No Data | No Data | 10.602 | 28.3116 | No Data | No Data | No Data | No Data | No Data | No Data | No Data | No Data | 33.2 | 51.37 | -3.64 | -15.8925 | 27.3 | 31.5927
2019-03-03 06:30 | No Data | No Data | No Data | No Data | -1.4954 | -18.5725 | No Data | No Data | No Data | No Data | No Data | No Data | No Data | No Data | 33.6 | 49.5371 | 1.82 | 16.0867 | 32.3 | 37.5757
2019-03-03 07:00 | No Data | No Data | No Data | No Data | 4.7669 | 15.7127 | No Data | No Data | No Data | No Data | No Data | No Data | No Data | No Data | 38.8 | 52.9286 | -1.82 | -14.2219 | 29.6 | 35.1194
2019-03-03 07:30 | No Data | No Data | No Data | No Data | -1.239 | -10.9409 | No Data | No Data | No Data | No Data | No Data | No Data | No Data | No Data | 36.4 | 50.9148 | -0.455 | -15.0219 | 30.1 | 34.7674
2019-03-03 08:00 | No Data | No Data | No Data | No Data | 3.4241 | 9.2793 | No Data | No Data | No Data | No Data | No Data | No Data | No Data | No Data | -4.8 | -29.5919 | 19.565 | 27.3492 | 37.6 | 42.6825
2019-03-03 08:30 | No Data | No Data | No Data | No Data | 3.1189 | 12.4989 | No Data | No Data | No Data | No Data | No Data | No Data | No Data | No Data | -41.6 | -49.0567 | 7.28 | 20.4497 | 5 | 16.8585
2019-03-03 09:00 | No Data | No Data | No Data | No Data | 0.0061036 | 11.3344 | No Data | No Data | No Data | No Data | No Data | No Data | No Data | No Data | -46.8 | -53.5373 | -17.29 | -21.21 | -13 | -17.4897
2019-03-03 09:30 | No Data | No Data | No Data | No Data | 0.86061 | 17.4105 | No Data | No Data | No Data | No Data | No Data | No Data | No Data | No Data | -49.6 | -55.2768 | -22.75 | -25.4353 | -45.4 | -46.0995
2019-03-03 10:00 | No Data | No Data | No Data | No Data | -5.8534 | -16.7485 | No Data | No Data | No Data | No Data | No Data | No Data | No Data | No Data | -45.6 | -52.4915 | -28.665 | -29.9402 | -53.3 | -53.3
2019-03-03 10:30 | No Data | No Data | No Data | No Data | -1.7517 | -19.7255 | No Data | No Data | No Data | No Data | No Data | No Data | No Data | No Data | -51.2 | -57.4233 | -24.115 | -25.4678 | -48.6 | -48.6
2019-03-03 11:00 | No Data | No Data | No Data | No Data | 0.0061036 | 23.1266 | No Data | No Data | No Data | No Data | No Data | No Data | No Data | No Data | -38 | -46.2705 | -35.035 | -35.5308 | -60.7 | -60.7021
2019-03-03 11:30 | No Data | No Data | No Data | No Data | 4.7669 | 23.6127 | No Data | No Data | No Data | No Data | No Data | No Data | No Data | No Data | -30.4 | -41.3299 | -41.86 | -42.1066 | -66.4 | -66.4272
2019-03-03 12:00 | No Data | No Data | No Data | No Data | 17.9873 | 30.774 | No Data | No Data | No Data | No Data | No Data | No Data | No Data | No Data | -30 | -39.9299 | -42.315 | -42.61 | -64.6 | -64.6947
2019-03-03 12:30 | No Data | No Data | No Data | No Data | 30.2922 | 40.3575 | No Data | No Data | No Data | No Data | No Data | No Data | No Data | No Data | -39.6 | -47.5933 | -33.215 | -34.0034 | -53.6 | -54.2236
2019-03-03 13:00 | No Data | No Data | No Data | No Data | 28.0339 | 38.6912 | No Data | No Data | No Data | No Data | No Data | No Data | No Data | No Data | -40.8 | -48.1664 | -34.58 | -35.338 | -49 | -50.1977
2019-03-03 13:30 | No Data | No Data | No Data | No Data | 35.5291 | 43.0779 | No Data | No Data | No Data | No Data | No Data | No Data | No Data | No Data | -40.8 | -47.746 | -29.12 | -30.0162 | -47.7 | -48.7994
2019-03-03 14:00 | No Data | No Data | No Data | No Data | 16.9131 | 28.2781 | No Data | No Data | No Data | No Data | No Data | No Data | No Data | No Data | -38 | -46.2705 | -30.485 | -31.566 | -45.5 | -46.4812
2019-03-03 14:30 | No Data | No Data | No Data | No Data | 9.7841 | 32.7288 | No Data | No Data | No Data | No Data | No Data | No Data | No Data | No Data | -36.8 | -44.7088 | -31.395 | -32.5635 | -44.7 | -48.649
2019-03-03 15:00 | No Data | No Data | No Data | No Data | 3.8392 | 25.4201 | No Data | No Data | No Data | No Data | No Data | No Data | No Data | No Data | -30.8 | -40.8274 | -19.11 | -22.4753 | -35.1 | -40.2016
2019-03-03 15:30 | No Data | No Data | No Data | No Data | -7.538 | -22.7284 | No Data | No Data | No Data | No Data | No Data | No Data | No Data | No Data | -25.2 | -38.2685 | -41.405 | -41.7064 | -31.3 | -34.3705
2019-03-03 16:00 | No Data | No Data | No Data | No Data | 10.7607 | 28.7106 | No Data | No Data | No Data | No Data | No Data | No Data | No Data | No Data | -34.4 | -44.4504 | -40.04 | -40.4106 | -17.1 | -25.266
2019-03-03 16:30 | No Data | No Data | No Data | No Data | 15.6313 | 30.0719 | No Data | No Data | No Data | No Data | No Data | No Data | No Data | No Data | -34.8 | -44.9177 | -38.22 | -38.4899 | -7.1 | -22.4522
2019-03-03 17:00 | No Data | No Data | No Data | No Data | 26.2394 | 38.0165 | No Data | No Data | No Data | No Data | No Data | No Data | No Data | No Data | -6.8 | -33.8892 | 5.46 | 14.28 | 47.7 | 60.8616
2019-03-03 17:30 | No Data | No Data | No Data | No Data | 31.989 | 42.6152 | No Data | No Data | No Data | No Data | No Data | No Data | No Data | No Data | 0.4 | 37.2022 | 22.295 | 30.5799 | 64.3 | 79.5282
2019-03-03 18:00 | No Data | No Data | No Data | No Data | 20.6607 | 32.3341 | No Data | No Data | No Data | No Data | No Data | No Data | No Data | No Data | -5.2 | -35.582 | 41.86 | 47.0061 | 85.1 | 99.3665
2019-03-03 18:30 | No Data | No Data | No Data | No Data | 28.6564 | 39.2112 | No Data | No Data | No Data | No Data | No Data | No Data | No Data | No Data | -10.8 | -36.4373 | 42.77 | 48.4441 | 88.4 | 101.8077
2019-03-03 19:00 | No Data | No Data | No Data | No Data | 24.506 | 35.0298 | No Data | No Data | No Data | No Data | No Data | No Data | No Data | No Data | -15.2 | -36.5141 | 45.955 | 51.2779 | 91.5 | 105.2932
2019-03-03 19:30 | No Data | No Data | No Data | No Data | 37.5189 | 46.3291 | No Data | No Data | No Data | No Data | No Data | No Data | No Data | No Data | -26 | -41.5423 | 59.605 | 64.1292 | 93.1 | 104.1113
2019-03-03 20:00 | No Data | No Data | No Data | No Data | 44.4892 | 59.008 | No Data | No Data | No Data | No Data | No Data | No Data | No Data | No Data | -16.4 | -38.833 | 52.78 | 57.8405 | 105 | 114.8358
2019-03-03 20:30 | No Data | No Data | No Data | No Data | 40.2899 | 55.9862 | No Data | No Data | No Data | No Data | No Data | No Data | No Data | No Data | -9.2 | -32.912 | 44.59 | 48.5125 | 95.4 | 101.8259
2019-03-03 21:00 | No Data | No Data | No Data | No Data | 52.8023 | 61.7427 | No Data | No Data | No Data | No Data | No Data | No Data | No Data | No Data | -13.2 | -33.5094 | 48.685 | 52.6406 | 98.5 | 105.0105
2019-03-03 21:30 | No Data | No Data | No Data | No Data | 36.0906 | 47.0636 | No Data | No Data | No Data | No Data | No Data | No Data | No Data | No Data | -10.4 | -31.3739 | 45.045 | 50.2605 | 91 | 94.2404
2019-03-03 22:00 | No Data | No Data | No Data | No Data | 38.0316 | 48.568 | No Data | No Data | No Data | No Data | No Data | No Data | No Data | No Data | -5.2 | -30.8415 | 40.95 | 45.9888 | 82.1 | 84.7432
2019-03-03 22:30 | No Data | No Data | No Data | No Data | 46.6499 | 55.5757 | No Data | No Data | No Data | No Data | No Data | No Data | No Data | No Data | -7.2 | -31.6304 | 41.405 | 46.812 | 86.5 | 88.782
2019-03-03 23:00 | No Data | No Data | No Data | No Data | 53.9742 | 61.852 | No Data | No Data | No Data | No Data | No Data | No Data | No Data | No Data | -14.8 | -33.8112 | 45.955 | 51.4814 | 87.7 | 89.8854
2019-03-03 23:30 | No Data | No Data | No Data | No Data | 53.4615 | 61.4051 | No Data | No Data | No Data | No Data | No Data | No Data | No Data | No Data | -6 | -32.5576 | 40.04 | 45.8287 | 84.1 | 86.5625
2019-03-04 | No Data | No Data | No Data | No Data | 60.2365 | 67.3642 | No Data | No Data | No Data | No Data | No Data | No Data | No Data | No Data | -9.6 | -32.6435 | 42.77 | 48.4441 | 88.8 | 91.6803
2019-03-04 00:30 | No Data | No Data | No Data | No Data | 72.285 | 77.1021 | No Data | No Data | No Data | No Data | No Data | No Data | No Data | No Data | -5.2 | -30.9115 | 39.13 | 45.4932 | 93.1 | 98.1571
2019-03-04 01:00 | No Data | No Data | No Data | No Data | 65.6199 | 71.8755 | No Data | No Data | No Data | No Data | No Data | No Data | No Data | No Data | -14.8 | -33.0938 | 45.955 | 51.4814 | 91.5 | 95.2047
2019-03-04 01:30 | No Data | No Data | No Data | No Data | 57.2091 | 65.8513 | No Data | No Data | No Data | No Data | No Data | No Data | No Data | No Data | -22.8 | -36.1087 | 53.69 | 58.4901 | 93.6 | 96.3369
2019-03-04 02:00 | No Data | No Data | No Data | No Data | 52.1798 | 62.4752 | No Data | No Data | No Data | No Data | No Data | No Data | No Data | No Data | -22 | -35.609 | 51.415 | 56.7894 | 87.3 | 92.0223
2019-03-04 02:30 | No Data | No Data | No Data | No Data | 52.1798 | 62.4752 | No Data | No Data | No Data | No Data | No Data | No Data | No Data | No Data | -22.8 | -37.047 | 49.595 | 55.1471 | 85.5 | 89.692
2019-03-04 03:00 | No Data | No Data | No Data | No Data | 47.0039 | 57.2369 | No Data | No Data | No Data | No Data | No Data | No Data | No Data | No Data | -24 | -38.1072 | 50.505 | 55.9669 | 84.4 | 88.2261
2019-03-04 03:30 | No Data | No Data | No Data | No Data | 43.476 | 54.3771 | No Data | No Data | No Data | No Data | No Data | No Data | No Data | No Data | -21.2 | -36.4088 | 45.955 | 52.5461 | 89.2 | 93.4914
2019-03-04 04:00 | No Data | No Data | No Data | No Data | 36.701 | 49.1291 | No Data | No Data | No Data | No Data | No Data | No Data | No Data | No Data | -25.2 | -37.6701 | 50.505 | 56.7748 | 92 | 96.1665
2019-03-04 04:30 | No Data | No Data | No Data | No Data | 38.5443 | 50.5209 | No Data | No Data | No Data | No Data | No Data | No Data | No Data | No Data | -24 | -37.7974 | 47.775 | 54.3606 | 90.3 | 93.9409
2019-03-04 05:00 | No Data | No Data | No Data | No Data | 42.2431 | 52.4119 | No Data | No Data | No Data | No Data | No Data | No Data | No Data | No Data | -29.6 | -40.4712 | 54.6 | 60.8425 | 97.3 | 100.95
2019-03-04 05:30 | No Data | No Data | No Data | No Data | 44.1352 | 53.9485 | No Data | No Data | No Data | No Data | No Data | No Data | No Data | No Data | -33.2 | -42.417 | 58.24 | 64.321 | 93 | 97.8425
2019-03-04 06:00 | No Data | No Data | No Data | No Data | 45.832 | 55.3453 | No Data | No Data | No Data | No Data | No Data | No Data | No Data | No Data | -32 | -41.9981 | 56.42 | 62.6778 | 91.9 | 98.7727
2019-03-04 06:30 | No Data | No Data | No Data | No Data | 54.2916 | 61.0407 | No Data | No Data | No Data | No Data | No Data | No Data | No Data | No Data | -26.4 | -35.9489 | 55.055 | 61.452 | 95.6 | 104.4594
2019-03-04 07:00 | No Data | No Data | No Data | No Data | 64.9485 | 69.8447 | No Data | No Data | No Data | No Data | No Data | No Data | No Data | No Data | -27.6 | -35.2953 | 58.24 | 64.5154 | 99.9 | 110.8766
2019-03-04 07:30 | No Data | No Data | No Data | No Data | 73.3593 | 76.3843 | No Data | No Data | No Data | No Data | No Data | No Data | No Data | No Data | -21.2 | -31.7238 | 54.6 | 59.8736 | 97.7 | 102.2022
2019-03-04 08:00 | No Data | No Data | No Data | No Data | 73.4569 | 76.4781 | No Data | No Data | No Data | No Data | No Data | No Data | No Data | No Data | -15.2 | -36.8782 | 40.04 | 48.2064 | 76.8 | 82.4514
2019-03-04 08:30 | No Data | No Data | No Data | No Data | 61.1521 | 65.9023 | No Data | No Data | No Data | No Data | No Data | No Data | No Data | No Data | -10 | -38.9071 | 25.48 | 35.7139 | 47 | 52.1081
2019-03-04 09:00 | No Data | No Data | No Data | No Data | 61.2131 | 65.9589 | No Data | No Data | No Data | No Data | No Data | No Data | No Data | No Data | -25.2 | -37.3738 | 29.12 | 36.1288 | 23.6 | 30.5503
2019-03-04 09:30 | No Data | No Data | No Data | No Data | 57.8195 | 63.4798 | No Data | No Data | No Data | No Data | No Data | No Data | No Data | No Data | -58.4 | -62.5485 | -4.55 | -18.319 | -11.9 | -16.5487
2019-03-04 10:00 | No Data | No Data | No Data | No Data | 52.6436 | 58.0938 | No Data | No Data | No Data | No Data | No Data | No Data | No Data | No Data | -24.4 | -39.2938 | -43.68 | -44.142 | -21.2 | -22.2639
2019-03-04 10:30 | No Data | No Data | No Data | No Data | 50.898 | 56.5168 | No Data | No Data | No Data | No Data | No Data | No Data | No Data | No Data | -8 | -36.4878 | -20.93 | -24.269 | -34 | -34.3372
2019-03-04 11:00 | No Data | No Data | No Data | No Data | 52.4361 | 57.9058 | No Data | No Data | No Data | No Data | No Data | No Data | No Data | No Data | -11.2 | -35.7972 | -20.93 | -24.0419 | 4 | 17.7564
2019-03-04 11:30 | No Data | No Data | No Data | No Data | 54.1329 | 59.4467 | No Data | No Data | No Data | No Data | No Data | No Data | No Data | No Data | -20 | -36.0555 | 1.365 | 16.4368 | -4.8 | -17.184
2019-03-04 12:00 | No Data | No Data | No Data | No Data | 51.7769 | 57.3096 | No Data | No Data | No Data | No Data | No Data | No Data | No Data | No Data | -6.4 | -35.3836 | -25.935 | -28.6975 | -36.6 | -38.3047
2019-03-04 12:30 | No Data | No Data | No Data | No Data | 53.4615 | 58.836 | No Data | No Data | No Data | No Data | No Data | No Data | No Data | No Data | -11.2 | -33.9034 | -17.29 | -22.3136 | -27.6 | -32.5738
2019-03-04 13:00 | No Data | No Data | No Data | No Data | 57.2091 | 62.9701 | No Data | No Data | No Data | No Data | No Data | No Data | No Data | No Data | 1.2 | 32.8219 | -9.555 | -16.2913 | 12.5 | 38.3919
2019-03-04 13:30 | No Data | No Data | No Data | No Data | 59.0524 | 64.6494 | No Data | No Data | No Data | No Data | No Data | No Data | No Data | No Data | -13.6 | -31.4884 | 5.915 | 18.2738 | 24.1 | 49.9925
2019-03-04 14:00 | No Data | No Data | No Data | No Data | 59.0524 | 64.6494 | No Data | No Data | No Data | No Data | No Data | No Data | No Data | No Data | -8 | -31.435 | -10.01 | -17.296 | 27.6 | 54.0741
2019-03-04 14:30 | No Data | No Data | No Data | No Data | 59.1623 | 63.6155 | No Data | No Data | No Data | No Data | No Data | No Data | No Data | No Data | -2.8 | -33.3179 | -22.295 | -25.4556 | 19.8 | 47.0673
2019-03-04 15:00 | No Data | No Data | No Data | No Data | 55.5123 | 60.236 | No Data | No Data | No Data | No Data | No Data | No Data | No Data | No Data | -18.4 | -35.8776 | -26.845 | -28.0665 | 5.2 | 42.1222
2019-03-04 15:30 | No Data | No Data | No Data | No Data | 60.9567 | 65.2877 | No Data | No Data | No Data | No Data | No Data | No Data | No Data | No Data | -6 | -33.669 | -3.64 | -15.0081 | 30.1 | 54.0557
2019-03-04 16:00 | No Data | No Data | No Data | No Data | 61.5183 | 64.5796 | No Data | No Data | No Data | No Data | No Data | No Data | No Data | No Data | 8 | 35.318 | -4.095 | -14.6874 | 37.1 | 61.0628
2019-03-04 16:30 | No Data | No Data | No Data | No Data | 50.5928 | 52.7524 | No Data | No Data | No Data | No Data | No Data | No Data | No Data | No Data | -8.4 | -34.2462 | 6.37 | 15.4767 | 22 | 39.9945
2019-03-04 17:00 | No Data | No Data | No Data | No Data | 50.0801 | 52.6518 | No Data | No Data | No Data | No Data | No Data | No Data | No Data | No Data | 6.8 | 34.6733 | 11.375 | 18.4766 | 52 | 66.4677
2019-03-04 17:30 | No Data | No Data | No Data | No Data | 38.9105 | 40.9692 | No Data | No Data | No Data | No Data | No Data | No Data | No Data | No Data | 6 | 42.8224 | 14.56 | 23.3074 | 55.3 | 67.7267
2019-03-04 18:00 | No Data | No Data | No Data | No Data | 41.3153 | 43.2597 | No Data | No Data | No Data | No Data | No Data | No Data | No Data | No Data | -14.8 | -39.2938 | 40.04 | 45.8287 | 85.1 | 95.4825
2019-03-04 18:30 | No Data | No Data | No Data | No Data | 46.3935 | 48.6128 | No Data | No Data | No Data | No Data | No Data | No Data | No Data | No Data | -25.2 | -42.3207 | 50.96 | 56.3778 | 95.2 | 105.3425
2019-03-04 19:00 | No Data | No Data | No Data | No Data | 46.54 | 48.7526 | No Data | No Data | No Data | No Data | No Data | No Data | No Data | No Data | -33.6 | -47.2356 | 61.425 | 65.9891 | 107.2 | 114.4896
2019-03-04 19:30 | No Data | No Data | No Data | No Data | 46.6987 | 50.1581 | No Data | No Data | No Data | No Data | No Data | No Data | No Data | No Data | -34.4 | -47.531 | 62.79 | 67.5932 | 109.4 | 118.1797
2019-03-04 20:00 | No Data | No Data | No Data | No Data | 46.0883 | 51.0033 | No Data | No Data | No Data | No Data | No Data | No Data | No Data | No Data | -26.4 | -43.6807 | 56.42 | 62.481 | 102.6 | 112.0346
2019-03-04 20:30 | No Data | No Data | No Data | No Data | 42.4506 | 47.7415 | No Data | No Data | No Data | No Data | No Data | No Data | No Data | No Data | -16.4 | -35.9578 | 46.865 | 51.3263 | 91 | 99.3229
2019-03-04 21:00 | No Data | No Data | No Data | No Data | 44.6479 | 49.7054 | No Data | No Data | No Data | No Data | No Data | No Data | No Data | No Data | -21.2 | -34.8023 | 49.595 | 55.3475 | 94.6 | 99.4568
2019-03-04 21:30 | No Data | No Data | No Data | No Data | 47.7729 | 53.2584 | No Data | No Data | No Data | No Data | No Data | No Data | No Data | No Data | -26.8 | -37.9009 | 55.965 | 61.1209 | 97.5 | 101.1428
2019-03-04 22:00 | No Data | No Data | No Data | No Data | 47.7729 | 55.0906 | No Data | No Data | No Data | No Data | No Data | No Data | No Data | No Data | -29.6 | -40.4712 | 58.24 | 63.3889 | 97.4 | 100.9406
2019-03-04 22:30 | No Data | No Data | No Data | No Data | 53.5225 | 60.1447 | No Data | No Data | No Data | No Data | No Data | No Data | No Data | No Data | -25.6 | -38.2351 | 54.145 | 59.2724 | 95.6 | 97.9659
2019-03-04 23:00 | No Data | No Data | No Data | No Data | 53.4615 | 60.0904 | No Data | No Data | No Data | No Data | No Data | No Data | No Data | No Data | -26 | -39.6989 | 53.235 | 58.256 | 91.5 | 92.5498
2019-03-04 23:30 | No Data | No Data | No Data | No Data | 62.2873 | 68.062 | No Data | No Data | No Data | No Data | No Data | No Data | No Data | No Data | -30 | -39.962 | 60.97 | 65.7345 | 103.8 | 105.7856
2019-03-05 | No Data | No Data | No Data | No Data | 65.6199 | 71.1245 | No Data | No Data | No Data | No Data | No Data | No Data | No Data | No Data | -26.4 | -35.9489 | 57.33 | 63.1123 | 102.3 | 108.1217
2019-03-05 00:30 | No Data | No Data | No Data | No Data | 80.2319 | 83.127 | No Data | No Data | No Data | No Data | No Data | No Data | No Data | No Data | -21.6 | -33.1904 | 54.145 | 59.6484 | 108.4 | 117.2546
2019-03-05 01:00 | No Data | No Data | No Data | No Data | 72.3827 | 76.5885 | No Data | No Data | No Data | No Data | No Data | No Data | No Data | No Data | -27.6 | -37.6447 | 59.15 | 64.226 | 104 | 110.186
2019-03-05 01:30 | No Data | No Data | No Data | No Data | 65.51 | 71.406 | No Data | No Data | No Data | No Data | No Data | No Data | No Data | No Data | -30.8 | -40.8274 | 59.605 | 64.2984 | 98.7 | 102.9572
2019-03-05 02:00 | No Data | No Data | No Data | No Data | 62.1286 | 69.9083 | No Data | No Data | No Data | No Data | No Data | No Data | No Data | No Data | -30 | -39.962 | 58.24 | 63.7536 | 95.6 | 102.7284
2019-03-05 02:30 | No Data | No Data | No Data | No Data | 62.1286 | 69.9083 | No Data | No Data | No Data | No Data | No Data | No Data | No Data | No Data | -29.2 | -39.365 | 58.695 | 64.1695 | 94.3 | 101.5197
2019-03-05 03:00 | No Data | No Data | No Data | No Data | 58.3322 | 67.5686 | No Data | No Data | No Data | No Data | No Data | No Data | No Data | No Data | -33.6 | -42 | 61.88 | 67.0951 | 94.4 | 101.0315
2019-03-05 03:30 | No Data | No Data | No Data | No Data | 54.6456 | 64.4128 | No Data | No Data | No Data | No Data | No Data | No Data | No Data | No Data | -30 | -40.7647 | 56.42 | 62.0954 | 89.4 | 96.1536
2019-03-05 04:00 | No Data | No Data | No Data | No Data | 52.4971 | 64.7183 | No Data | No Data | No Data | No Data | No Data | No Data | No Data | No Data | -32.8 | -42.1046 | 60.515 | 65.8384 | 92.8 | 99.2516
2019-03-05 04:30 | No Data | No Data | No Data | No Data | 54.2306 | 65.1759 | No Data | No Data | No Data | No Data | No Data | No Data | No Data | No Data | -27.2 | -38.7505 | 54.145 | 59.8407 | 85.2 | 91.7335
2019-03-05 05:00 | No Data | No Data | No Data | No Data | 54.2306 | 65.1759 | No Data | No Data | No Data | No Data | No Data | No Data | No Data | No Data | -34.4 | -43.1203 | 60.06 | 65.4204 | 92.4 | 100.2934
2019-03-05 05:30 | No Data | No Data | No Data | No Data | 54.2306 | 63.9509 | No Data | No Data | No Data | No Data | No Data | No Data | No Data | No Data | -47.6 | -52.7788 | 74.62 | 79.3019 | 108.9 | 115.9794
2019-03-05 06:00 | No Data | No Data | No Data | No Data | 58.027 | 67.2004 | No Data | No Data | No Data | No Data | No Data | No Data | No Data | No Data | -23.2 | -38.8803 | 46.865 | 52.9151 | 82.4 | 90.1627
2019-03-05 06:30 | No Data | No Data | No Data | No Data | 63.1052 | 69.8049 | No Data | No Data | No Data | No Data | No Data | No Data | No Data | No Data | -14 | -33.1059 | 44.59 | 50.9112 | 81.3 | 90.084
2019-03-05 07:00 | No Data | No Data | No Data | No Data | 68.3299 | 73.1294 | No Data | No Data | No Data | No Data | No Data | No Data | No Data | No Data | 2.8 | 30.5287 | 37.31 | 43.699 | 76 | 87.7679
2019-03-05 07:30 | No Data | No Data | No Data | No Data | 71.87 | 75.2527 | No Data | No Data | No Data | No Data | No Data | No Data | No Data | No Data | 7.2 | 30.8519 | 35.49 | 41.9119 | 52.8 | 68.2842
2019-03-05 08:00 | No Data | No Data | No Data | No Data | 71.87 | 75.7538 | No Data | No Data | No Data | No Data | No Data | No Data | No Data | No Data | 3.2 | 28.9772 | 37.31 | 41.9193 | 54.1 | 63.0601
2019-03-05 08:30 | No Data | No Data | No Data | No Data | 59.7726 | 65.8553 | No Data | No Data | No Data | No Data | No Data | No Data | No Data | No Data | 2.4 | 30.8934 | 32.305 | 37.5341 | 69.5 | 76.6812
2019-03-05 09:00 | No Data | No Data | No Data | No Data | 57.3678 | 64.4075 | No Data | No Data | No Data | No Data | No Data | No Data | No Data | No Data | -2 | -34.8574 | 32.305 | 37.5341 | 50.8 | 57.8135
2019-03-05 09:30 | No Data | No Data | No Data | No Data | 55.671 | 62.9009 | No Data | No Data | No Data | No Data | No Data | No Data | No Data | No Data | 9.2 | 36.3824 | 32.305 | 37.5341 | 48.9 | 56.1513
2019-03-05 10:00 | No Data | No Data | No Data | No Data | 53.2662 | 60.7828 | No Data | No Data | No Data | No Data | No Data | No Data | No Data | No Data | 9.2 | 37.157 | 32.305 | 37.5341 | 37.4 | 45.779
2019-03-05 10:30 | No Data | No Data | No Data | No Data | 51.5206 | 59.259 | No Data | No Data | No Data | No Data | No Data | No Data | No Data | No Data | 17.6 | 43.7008 | 32.305 | 37.5341 | 21.4 | 32.7567
2019-03-05 11:00 | No Data | No Data | No Data | No Data | 49.9336 | 59.6997 | No Data | No Data | No Data | No Data | No Data | No Data | No Data | No Data | 22.8 | 44.3152 | 32.305 | 37.5341 | 15.4 | 27.9294
2019-03-05 11:30 | No Data | No Data | No Data | No Data | 48.188 | 58.2475 | No Data | No Data | No Data | No Data | No Data | No Data | No Data | No Data | 23.2 | 45.8955 | 32.305 | 37.5341 | 13.9 | 27.8212
2019-03-05 12:00 | No Data | No Data | No Data | No Data | 46.54 | 56.8917 | No Data | No Data | No Data | No Data | No Data | No Data | No Data | No Data | 15.6 | 39.97 | 32.305 | 37.5341 | 26.7 | 36.305
2019-03-05 12:30 | No Data | No Data | No Data | No Data | 41.8769 | 53.4715 | No Data | No Data | No Data | No Data | No Data | No Data | No Data | No Data | 29.2 | 46.6648 | 32.305 | 37.5341 | 9.2 | 30.5197
2019-03-05 13:00 | No Data | No Data | No Data | No Data | 49.8238 | 59.749 | No Data | No Data | No Data | No Data | No Data | No Data | No Data | No Data | 34 | 48.7311 | -8.3284 | -8.4538 | 12.9 | 28.6665
2019-03-05 13:30 | No Data | No Data | No Data | No Data | 42.8534 | 55.2787 | No Data | No Data | No Data | No Data | No Data | No Data | No Data | No Data | 37.6 | 50.9619 | -11.6463 | -11.7498 | 14.6 | 33.9949
2019-03-05 14:00 | No Data | No Data | No Data | No Data | 33.1609 | 46.2963 | No Data | No Data | No Data | No Data | No Data | No Data | No Data | No Data | 39.6 | 53.5178 | -13.7116 | -13.7321 | 14.2 | 30.7722
2019-03-05 14:30 | No Data | No Data | No Data | No Data | 32.8069 | 46.0434 | No Data | No Data | No Data | No Data | No Data | No Data | No Data | No Data | 26.4 | 42.1046 | -7.735 | -16.8902 | 28.1 | 43.6483
2019-03-05 15:00 | No Data | No Data | No Data | No Data | 16.0464 | 28.028 | No Data | No Data | No Data | No Data | No Data | No Data | No Data | No Data | 29.6 | 44.9729 | -8.19 | -17.1034 | 21.3 | 38.9416
2019-03-05 15:30 | No Data | No Data | No Data | No Data | 12.4575 | 19.0487 | No Data | No Data | No Data | No Data | No Data | No Data | No Data | No Data | 22.4 | 38.734 | 0.91 | 15.0426 | 26.4 | 38.4832
2019-03-05 16:00 | No Data | No Data | No Data | No Data | 2.1424 | 9.0287 | No Data | No Data | No Data | No Data | No Data | No Data | No Data | No Data | -4.8 | -24.8676 | 27.3 | 35.2471 | 59.1 | 69.7798
2019-03-05 16:30 | No Data | No Data | No Data | No Data | 2.4598 | 7.8957 | No Data | No Data | No Data | No Data | No Data | No Data | No Data | No Data | 4 | 16.4924 | 51.87 | 57.9924 | 84.7 | 97.4542
2019-03-05 17:00 | No Data | No Data | No Data | No Data | -0.98268 | -2.3238 | No Data | No Data | No Data | No Data | No Data | No Data | No Data | No Data | -16.4 | -29.0682 | 23.205 | 34.128 | 54.8 | 67.4354
2019-03-05 17:30 | No Data | No Data | No Data | No Data | -2.2644 | -2.2644 | No Data | No Data | No Data | No Data | No Data | No Data | No Data | No Data | -9.2 | -26.8269 | 17.29 | 28.9381 | 60.4 | 74.9043
2019-03-05 18:00 | No Data | No Data | No Data | No Data | 0.0061036 | 1.5442 | No Data | No Data | No Data | No Data | No Data | No Data | No Data | No Data | -33.6 | -38.8988 | 39.13 | 47.7121 | 73 | 85.9133
2019-03-05 18:30 | No Data | No Data | No Data | No Data | -1.6419 | -6.6217 | No Data | No Data | No Data | No Data | No Data | No Data | No Data | No Data | -20.8 | -29.9867 | 27.3 | 38.608 | 65.5 | 82.9522
2019-03-05 19:00 | No Data | No Data | No Data | No Data | -8.0507 | -10.3244 | No Data | No Data | No Data | No Data | No Data | No Data | No Data | No Data | -36 | -42.9325 | 45.955 | 54.4044 | 87.2 | 97.7172
2019-03-05 19:30 | No Data | No Data | No Data | No Data | -14.4106 | -14.6379 | No Data | No Data | No Data | No Data | No Data | No Data | No Data | No Data | -24.4 | -29.3993 | 56.875 | 63.4868 | 101.8 | 111.6694
2019-03-05 20:00 | No Data | No Data | No Data | No Data | -11.7494 | -11.7979 | No Data | No Data | No Data | No Data | No Data | No Data | No Data | No Data | -40.8 | -42.8822 | 73.71 | 80.4784 | 119.4 | 129.2158
2019-03-05 20:30 | No Data | No Data | No Data | No Data | -11.3832 | -11.4614 | No Data | No Data | No Data | No Data | No Data | No Data | No Data | No Data | -36.8 | -39.97 | 67.795 | 74.5214 | 112 | 119.303
2019-03-05 21:00 | No Data | No Data | No Data | No Data | -16.7666 | -16.8456 | No Data | No Data | No Data | No Data | No Data | No Data | No Data | No Data | -49.2 | -50.2872 | 83.72 | 90.237 | 123.9 | 131.649
2019-03-05 21:30 | No Data | No Data | No Data | No Data | -14.667 | -15.5718 | No Data | No Data | No Data | No Data | No Data | No Data | No Data | No Data | -48.4 | -49.679 | 81.445 | 87.2865 | 122.7 | 128.7489
2019-03-05 22:00 | No Data | No Data | No Data | No Data | -19.9039 | -20.3233 | No Data | No Data | No Data | No Data | No Data | No Data | No Data | No Data | -42 | -44.2719 | 77.35 | 83.3085 | 113.2 | 118.5169
2019-03-05 22:30 | No Data | No Data | No Data | No Data | -1.6419 | -20.6285 | No Data | No Data | No Data | No Data | No Data | No Data | No Data | No Data | -28 | -34.8804 | 58.24 | 65.7361 | 97.1 | 105.0544
2019-03-05 23:00 | No Data | No Data | No Data | No Data | -1.4954 | -22.2613 | No Data | No Data | No Data | No Data | No Data | No Data | No Data | No Data | -42.8 | -46.431 | 70.07 | 76.4143 | 106.1 | 112.532
2019-03-05 23:30 | No Data | No Data | No Data | No Data | 9.4301 | 24.13 | No Data | No Data | No Data | No Data | No Data | No Data | No Data | No Data | -52 | -53.1097 | 85.085 | 91.3383 | 124.9 | 134.7229
2019-03-06 | No Data | No Data | No Data | No Data | 13.6782 | 26.0849 | No Data | No Data | No Data | No Data | No Data | No Data | No Data | No Data | 47.2 | 60.5957 | -16.38 | -23.1648 | 24.2 | 39.0913
2019-03-06 00:30 | No Data | No Data | No Data | No Data | 32.1965 | 36.9102 | No Data | No Data | No Data | No Data | No Data | No Data | No Data | No Data | 25.2 | 42.6427 | 7.735 | 21.0385 | 56.1 | 72.866
2019-03-06 01:00 | No Data | No Data | No Data | No Data | 26.3493 | 31.9379 | No Data | No Data | No Data | No Data | No Data | No Data | No Data | No Data | 14 | 36.0311 | 15.925 | 26.2996 | 58.1 | 73.2446
2019-03-06 01:30 | No Data | No Data | No Data | No Data | 17.2183 | 26.1613 | No Data | No Data | No Data | No Data | No Data | No Data | No Data | No Data | 9.6 | 35.7144 | 15.47 | 25.6622 | 53.5 | 68.1402
2019-03-06 02:00 | No Data | No Data | No Data | No Data | -6.1585 | -15.5817 | No Data | No Data | No Data | No Data | No Data | No Data | No Data | No Data | 46 | 61.4869 | -19.11 | -23.7517 | 21 | 41.591
2019-03-06 02:30 | No Data | No Data | No Data | No Data | 0.0061036 | 15.8999 | No Data | No Data | No Data | No Data | No Data | No Data | No Data | No Data | 44 | 59.7341 | -17.745 | -23.2005 | 24 | 44.1861
2019-03-06 03:00 | No Data | No Data | No Data | No Data | -6.8788 | -16.6211 | No Data | No Data | No Data | No Data | No Data | No Data | No Data | No Data | 44.8 | 60.8644 | -18.2 | -23.5943 | 20.4 | 39.994
2019-03-06 03:30 | No Data | No Data | No Data | No Data | -21.0758 | -23.9072 | No Data | No Data | No Data | No Data | No Data | No Data | No Data | No Data | 46.8 | 63.4199 | -24.115 | -27.9371 | 13.8 | 38.3677
2019-03-06 04:00 | No Data | No Data | No Data | No Data | -26.2028 | -26.5153 | No Data | No Data | No Data | No Data | No Data | No Data | No Data | No Data | 49.6 | 66.3035 | -26.845 | -29.9126 | 10 | 40.0679
2019-03-06 04:30 | No Data | No Data | No Data | No Data | -18.6221 | -21.8257 | No Data | No Data | No Data | No Data | No Data | No Data | No Data | No Data | 50.8 | 66.9447 | -28.665 | -31.5561 | 8.4 | 36.967
2019-03-06 05:00 | No Data | No Data | No Data | No Data | -21.1856 | -22.7206 | No Data | No Data | No Data | No Data | No Data | No Data | No Data | No Data | 56 | 71.6547 | -34.125 | -36.1174 | 4.2 | 34.6554
2019-03-06 05:30 | No Data | No Data | No Data | No Data | -30.8659 | -31.2899 | No Data | No Data | No Data | No Data | No Data | No Data | No Data | No Data | -1.2 | -31.6632 | 23.205 | 34.4631 | 64.4 | 85.6715
2019-03-06 06:00 | No Data | No Data | No Data | No Data | -11.957 | -15.2964 | No Data | No Data | No Data | No Data | No Data | No Data | No Data | No Data | 10 | 37.3631 | 13.195 | 25.907 | 54.9 | 71.0494
2019-03-06 06:30 | No Data | No Data | No Data | No Data | -4.0589 | -12.2809 | No Data | No Data | No Data | No Data | No Data | No Data | No Data | No Data | -30.8 | -39.3975 | 55.055 | 61.452 | 91.8 | 101.035
2019-03-06 07:00 | No Data | No Data | No Data | No Data | 6.1463 | 13.1196 | No Data | No Data | No Data | No Data | No Data | No Data | No Data | No Data | -30.8 | -39.7955 | 57.33 | 63.3039 | 94.4 | 103.2001
2019-03-06 07:30 | No Data | No Data | No Data | No Data | 4.1444 | 8.8816 | No Data | No Data | No Data | No Data | No Data | No Data | No Data | No Data | -21.6 | -36.967 | 48.23 | 53.7208 | 63.1 | 69.3617
2019-03-06 08:00 | No Data | No Data | No Data | No Data | 6.4515 | 13.447 | No Data | No Data | No Data | No Data | No Data | No Data | No Data | No Data | -28 | -38.4832 | 53.235 | 58.256 | 71.1 | 78.301
2019-03-06 08:30 | No Data | No Data | No Data | No Data | 3.1678 | 12.4639 | No Data | No Data | No Data | No Data | No Data | No Data | No Data | No Data | -11.6 | -33.2866 | 34.125 | 39.5641 | 63.9 | 69.4874
2019-03-06 09:00 | No Data | No Data | No Data | No Data | -17.2793 | -17.7982 | No Data | No Data | No Data | No Data | No Data | No Data | No Data | No Data | -33.6 | -43.7374 | 31.85 | 38.3633 | 46.1 | 55.4423
2019-03-06 09:30 | No Data | No Data | No Data | No Data | -18.2559 | -20.4148 | No Data | No Data | No Data | No Data | No Data | No Data | No Data | No Data | -44.4 | -49.419 | 45.045 | 50.6707 | 60.4 | 71.0417
2019-03-06 10:00 | No Data | No Data | No Data | No Data | -35.285 | -35.2986 | No Data | No Data | No Data | No Data | No Data | No Data | No Data | No Data | -37.6 | -43.059 | 38.675 | 45.5773 | 53.7 | 67.6232
2019-03-06 10:30 | No Data | No Data | No Data | No Data | -37.5921 | -37.6034 | No Data | No Data | No Data | No Data | No Data | No Data | No Data | No Data | -23.6 | -36.3142 | 27.755 | 36.7678 | 38.6 | 56.6032
2019-03-06 11:00 | No Data | No Data | No Data | No Data | -30.8171 | -30.8378 | No Data | No Data | No Data | No Data | No Data | No Data | No Data | No Data | -35.2 | -44.2412 | 37.765 | 44.0881 | 50.5 | 62.1344
2019-03-06 11:30 | No Data | No Data | No Data | No Data | -28.8762 | -28.8762 | No Data | No Data | No Data | No Data | No Data | No Data | No Data | No Data | -28 | -38.2099 | 31.395 | 39.3121 | 40.2 | 58.3552
2019-03-06 12:00 | No Data | No Data | No Data | No Data | -22.4063 | -27.327 | No Data | No Data | No Data | No Data | No Data | No Data | No Data | No Data | -36 | -45.3625 | 37.31 | 43.699 | 42.3 | 54.522
2019-03-06 12:30 | No Data | No Data | No Data | No Data | -43.9399 | -45.1809 | No Data | No Data | No Data | No Data | No Data | No Data | No Data | No Data | 10 | 40.0679 | -12.285 | -18.7049 | -8.4 | -28.85
2019-03-06 13:00 | No Data | No Data | No Data | No Data | -42.5605 | -44.8064 | No Data | No Data | No Data | No Data | No Data | No Data | No Data | No Data | 28 | 47.5243 | -28.21 | -31.1434 | -26.5 | -35.0892
2019-03-06 13:30 | No Data | No Data | No Data | No Data | -35.4803 | -38.7122 | No Data | No Data | No Data | No Data | No Data | No Data | No Data | No Data | -36.4 | -42.9511 | 40.04 | 47.4598 | 45.8 | 60.8741
2019-03-06 14:00 | No Data | No Data | No Data | No Data | -41.5351 | -43.2219 | No Data | No Data | No Data | No Data | No Data | No Data | No Data | No Data | 20 | 41.1825 | -17.745 | -23.843 | -13 | -29.1584
2019-03-06 14:30 | No Data | No Data | No Data | No Data | -19.6475 | -26.613 | No Data | No Data | No Data | No Data | No Data | No Data | No Data | No Data | 28.4 | 48.0833 | -27.755 | -30.171 | -20.4 | -28.5685
2019-03-06 15:00 | No Data | No Data | No Data | No Data | -26.8254 | -30.9495 | No Data | No Data | No Data | No Data | No Data | No Data | No Data | No Data | 36.4 | 54.3794 | -33.67 | -35.1265 | -28.1 | -30.9196
2019-03-06 15:30 | No Data | No Data | No Data | No Data | -36.3592 | -38.8901 | No Data | No Data | No Data | No Data | No Data | No Data | No Data | No Data | 33.6 | 51.3264 | -32.305 | -33.9578 | -25.5 | -33.2256
2019-03-06 16:00 | No Data | No Data | No Data | No Data | -29.2302 | -31.6557 | No Data | No Data | No Data | No Data | No Data | No Data | No Data | No Data | -34 | -40.4969 | 38.675 | 43.033 | 47.8 | 59.6003
2019-03-06 16:30 | No Data | No Data | No Data | No Data | -22.4674 | -26.831 | No Data | No Data | No Data | No Data | No Data | No Data | No Data | No Data | -32 | -39.2917 | 33.215 | 41.8625 | 45.3 | 57.9873
2019-03-06 17:00 | No Data | No Data | No Data | No Data | -9.1371 | -24.1073 | No Data | No Data | No Data | No Data | No Data | No Data | No Data | No Data | -20.8 | -34.5601 | 23.66 | 33.1401 | 33.5 | 43.4688
2019-03-06 17:30 | No Data | No Data | No Data | No Data | -11.8471 | -21.8964 | No Data | No Data | No Data | No Data | No Data | No Data | No Data | No Data | -49.6 | -53.6313 | 50.96 | 57.8119 | 63.2 | 73.5391
2019-03-06 18:00 | No Data | No Data | No Data | No Data | -8.0018 | -23.9878 | No Data | No Data | No Data | No Data | No Data | No Data | No Data | No Data | -51.2 | -56.211 | 50.96 | 56.773 | 67.5 | 72.7369
2019-03-06 18:30 | No Data | No Data | No Data | No Data | -5.8534 | -29.7147 | No Data | No Data | No Data | No Data | No Data | No Data | No Data | No Data | -50.4 | -56.3489 | 51.415 | 56.9841 | 71.7 | 74.9867
2019-03-06 19:00 | No Data | No Data | No Data | No Data | -4.7791 | -27.6444 | No Data | No Data | No Data | No Data | No Data | No Data | No Data | No Data | -48.8 | -54.5601 | 56.42 | 59.8736 | 79.7 | 84.1172
2019-03-06 19:30 | No Data | No Data | No Data | No Data | 4.9622 | 31.1659 | No Data | No Data | No Data | No Data | No Data | No Data | No Data | No Data | -45.6 | -50.4571 | 71.435 | 75.8432 | 76.8 | 80.3443
2019-03-06 20:00 | No Data | No Data | No Data | No Data | 20.7095 | 40.1161 | No Data | No Data | No Data | No Data | No Data | No Data | No Data | No Data | -35.2 | -42.8299 | 67.795 | 72.4251 | 73.9 | 76.992
2019-03-06 20:30 | No Data | No Data | No Data | No Data | 30.6584 | 48.8217 | No Data | No Data | No Data | No Data | No Data | No Data | No Data | No Data | -30.8 | -41.0911 | 61.425 | 66.1567 | 92.3 | 95.8112
2019-03-06 21:00 | No Data | No Data | No Data | No Data | 30.4509 | 48.6916 | No Data | No Data | No Data | No Data | No Data | No Data | No Data | No Data | -25.6 | -38.5331 | 54.6 | 60.7046 | 85.9 | 88.9259
2019-03-06 21:30 | No Data | No Data | No Data | No Data | 30.0359 | 41.6229 | No Data | No Data | No Data | No Data | No Data | No Data | No Data | No Data | -26 | -38.2099 | 57.33 | 62.5538 | 87.6 | 92.7578
2019-03-06 22:00 | No Data | No Data | No Data | No Data | 31.7327 | 42.8634 | No Data | No Data | No Data | No Data | No Data | No Data | No Data | No Data | -32.4 | -42.3037 | 61.88 | 67.2723 | 90.2 | 94.8395
2019-03-06 22:30 | No Data | No Data | No Data | No Data | 38.9593 | 48.4576 | No Data | No Data | No Data | No Data | No Data | No Data | No Data | No Data | -36.4 | -44.9658 | 65.52 | 70.8062 | 98.9 | 104.5163
2019-03-06 23:00 | No Data | No Data | No Data | No Data | 33.3196 | 44.0512 | No Data | No Data | No Data | No Data | No Data | No Data | No Data | No Data | -37.2 | -45.6158 | 64.155 | 69.722 | 95.6 | 99.8439
2019-03-06 23:30 | No Data | No Data | No Data | No Data | 37.116 | 46.9884 | No Data | No Data | No Data | No Data | No Data | No Data | No Data | No Data | -40.8 | -47.3354 | 69.615 | 74.9439 | 107.2 | 113.2113
2019-03-07 | No Data | No Data | No Data | No Data | 47.3701 | 55.4458 | No Data | No Data | No Data | No Data | No Data | No Data | No Data | No Data | -38.4 | -46.1511 | 66.885 | 72.7687 | 105.2 | 110.7456
2019-03-07 00:30 | No Data | No Data | No Data | No Data | 58.1369 | 64.1351 | No Data | No Data | No Data | No Data | No Data | No Data | No Data | No Data | -21.2 | -35.1204 | 49.14 | 57.3823 | 96.5 | 102.9964
2019-03-07 01:00 | No Data | No Data | No Data | No Data | 50.7027 | 57.482 | No Data | No Data | No Data | No Data | No Data | No Data | No Data | No Data | -20.8 | -36.8348 | 47.775 | 53.5162 | 89.4 | 94.4596
2019-03-07 01:30 | No Data | No Data | No Data | No Data | 45.7221 | 53.1407 | No Data | No Data | No Data | No Data | No Data | No Data | No Data | No Data | -32 | -43.5908 | 57.785 | 62.9711 | 93.1 | 96.8806
2019-03-07 02:00 | No Data | No Data | No Data | No Data | 42.1332 | 51.3704 | No Data | No Data | No Data | No Data | No Data | No Data | No Data | No Data | -36 | -47.3776 | 61.88 | 64.226 | 93.5 | 96.2635
2019-03-07 02:30 | No Data | No Data | No Data | No Data | 45.9297 | 55.4262 | No Data | No Data | No Data | No Data | No Data | No Data | No Data | No Data | -39.2 | -47.9416 | 65.065 | 69.8762 | 98.2 | 101.5073
2019-03-07 03:00 | No Data | No Data | No Data | No Data | 40.9125 | 51.3455 | No Data | No Data | No Data | No Data | No Data | No Data | No Data | No Data | -44.4 | -52.4915 | 67.795 | 72.5864 | 96.2 | 99.1486
2019-03-07 03:30 | No Data | No Data | No Data | No Data | 40.9613 | 51.3844 | No Data | No Data | No Data | No Data | No Data | No Data | No Data | No Data | -40 | -50.7291 | 60.06 | 65.7865 | 99.5 | 101.9465
2019-03-07 04:00 | No Data | No Data | No Data | No Data | 44.2451 | 54.9939 | No Data | No Data | No Data | No Data | No Data | No Data | No Data | No Data | -31.6 | -45.5456 | 50.05 | 55.9576 | 87.5 | 89.5817
2019-03-07 04:30 | No Data | No Data | No Data | No Data | 47.6753 | 57.7896 | No Data | No Data | No Data | No Data | No Data | No Data | No Data | No Data | -31.2 | -45.269 | 48.685 | 54.9496 | 86.1 | 88.3924
2019-03-07 05:00 | No Data | No Data | No Data | No Data | 49.3599 | 59.187 | No Data | No Data | No Data | No Data | No Data | No Data | No Data | No Data | -25.2 | -43.9436 | 41.405 | 48.1462 | 80.2 | 82.2171
2019-03-07 05:30 | No Data | No Data | No Data | No Data | 49.3599 | 59.187 | No Data | No Data | No Data | No Data | No Data | No Data | No Data | No Data | -15.2 | -40.5561 | 31.395 | 39.3121 | 71.1 | 73.222
2019-03-07 06:00 | No Data | No Data | No Data | No Data | 52.6925 | 61.9935 | No Data | No Data | No Data | No Data | No Data | No Data | No Data | No Data | -5.2 | -40.3366 | 24.115 | 32.842 | 64.7 | 67.5173
2019-03-07 06:30 | No Data | No Data | No Data | No Data | 58.027 | 65.7772 | No Data | No Data | No Data | No Data | No Data | No Data | No Data | No Data | 13.2 | 39.8497 | 7.28 | 24.7547 | 41.4 | 47.5063
2019-03-07 07:00 | No Data | No Data | No Data | No Data | 64.741 | 70.0551 | No Data | No Data | No Data | No Data | No Data | No Data | No Data | No Data | 14 | 40.1218 | 8.19 | 25.4678 | 44.2 | 52.376
2019-03-07 07:30 | No Data | No Data | No Data | No Data | 68.2322 | 72.0961 | No Data | No Data | No Data | No Data | No Data | No Data | No Data | No Data | 1.6 | 32.4395 | 22.295 | 35.6007 | 50.5 | 61.2161
2019-03-07 08:00 | No Data | No Data | No Data | No Data | 64.802 | 68.8586 | No Data | No Data | No Data | No Data | No Data | No Data | No Data | No Data | -0.8 | -34.8574 | 16.38 | 26.5776 | 28.1 | 41.9144
2019-03-07 08:30 | No Data | No Data | No Data | No Data | 58.4421 | 63.5769 | No Data | No Data | No Data | No Data | No Data | No Data | No Data | No Data | -13.6 | -37.7359 | 10.01 | 21.977 | 32.3 | 41.5271
2019-03-07 09:00 | No Data | No Data | No Data | No Data | 56.7453 | 63.439 | No Data | No Data | No Data | No Data | No Data | No Data | No Data | No Data | -12 | -37.5681 | 9.1 | 21.1661 | 24.5 | 33.0619
2019-03-07 09:30 | No Data | No Data | No Data | No Data | 56.7453 | 64.2328 | No Data | No Data | No Data | No Data | No Data | No Data | No Data | No Data | -14 | -36.7696 | 8.645 | 20.2922 | 21.6 | 28.3746
2019-03-07 10:00 | No Data | No Data | No Data | No Data | 48.2856 | 57.0076 | No Data | No Data | No Data | No Data | No Data | No Data | No Data | No Data | 54.8 | 71.8053 | -57.785 | -57.9639 | -44.1 | -44.1328
2019-03-07 10:30 | No Data | No Data | No Data | No Data | 44.6967 | 54.9716 | No Data | No Data | No Data | No Data | No Data | No Data | No Data | No Data | 69.2 | 83.0942 | -68.705 | -68.7186 | -59.2 | -59.1487
2019-03-07 11:00 | No Data | No Data | No Data | No Data | 44.6967 | 54.9716 | No Data | No Data | No Data | No Data | No Data | No Data | No Data | No Data | 66.4 | 80.5501 | -66.885 | -66.8866 | -57.1 | -57.1043
2019-03-07 11:30 | No Data | No Data | No Data | No Data | 42.8534 | 53.4836 | No Data | No Data | No Data | No Data | No Data | No Data | No Data | No Data | 63.6 | 78.9633 | -62.335 | -62.3416 | -56.5 | -56.5107
2019-03-07 12:00 | No Data | No Data | No Data | No Data | 42.8534 | 54.4781 | No Data | No Data | No Data | No Data | No Data | No Data | No Data | No Data | 76.4 | 89.8042 | -74.62 | -76.4617 | -66.8 | -66.8431
2019-03-07 12:30 | No Data | No Data | No Data | No Data | 44.4892 | 55.774 | No Data | No Data | No Data | No Data | No Data | No Data | No Data | No Data | -0.8 | -37.2086 | 0 | 15.015 | 4.6 | 12.6649
2019-03-07 13:00 | No Data | No Data | No Data | No Data | 42.6459 | 55.3819 | No Data | No Data | No Data | No Data | No Data | No Data | No Data | No Data | -8.8 | -34.7333 | 8.19 | 19.5438 | 12.9 | 19.7841
2019-03-07 13:30 | No Data | No Data | No Data | No Data | 42.6459 | 54.3453 | No Data | No Data | No Data | No Data | No Data | No Data | No Data | No Data | -9.6 | -34.5601 | 10.92 | 20.8408 | 14.2 | 21.769
2019-03-07 14:00 | No Data | No Data | No Data | No Data | 42.707 | 54.3932 | No Data | No Data | No Data | No Data | No Data | No Data | No Data | No Data | -12.8 | -34.8368 | 15.47 | 24.2349 | 18.8 | 26.9431
2019-03-07 14:30 | No Data | No Data | No Data | No Data | 40.9613 | 53.0336 | No Data | No Data | No Data | No Data | No Data | No Data | No Data | No Data | -22 | -38.504 | 19.565 | 27.6691 | 26.3 | 32.86
2019-03-07 15:00 | No Data | No Data | No Data | No Data | 42.6459 | 54.3453 | No Data | No Data | No Data | No Data | No Data | No Data | No Data | No Data | -16.4 | -36.6715 | 12.285 | 22.3367 | 19.4 | 27.2947
2019-03-07 15:30 | No Data | No Data | No Data | No Data | 42.6459 | 52.9823 | No Data | No Data | No Data | No Data | No Data | No Data | No Data | No Data | -16.4 | -37.7486 | 12.74 | 21.4768 | 22.8 | 28.864
2019-03-07 16:00 | No Data | No Data | No Data | No Data | 44.5502 | 53.5664 | No Data | No Data | No Data | No Data | No Data | No Data | No Data | No Data | -18.4 | -36.2215 | 15.925 | 24.5278 | 28 | 34.4093
2019-03-07 16:30 | No Data | No Data | No Data | No Data | 49.5186 | 57.7644 | No Data | No Data | No Data | No Data | No Data | No Data | No Data | No Data | -27.6 | -41.06 | 23.66 | 30.9935 | 37.1 | 44.4596
2019-03-07 17:00 | No Data | No Data | No Data | No Data | 47.8828 | 56.3685 | No Data | No Data | No Data | No Data | No Data | No Data | No Data | No Data | -20 | -38.0757 | 18.655 | 26.7058 | 33.5 | 39.6445
2019-03-07 17:30 | No Data | No Data | No Data | No Data | 53.3638 | 61.0929 | No Data | No Data | No Data | No Data | No Data | No Data | No Data | No Data | -24.4 | -39.2938 | 23.205 | 30.9467 | 37.6 | 44.6606
2019-03-07 18:00 | No Data | No Data | No Data | No Data | 51.5694 | 59.5318 | No Data | No Data | No Data | No Data | No Data | No Data | No Data | No Data | -21.2 | -38.0526 | 17.29 | 26.4527 | 31.9 | 39.0366
2019-03-07 18:30 | No Data | No Data | No Data | No Data | 51.7769 | 59.7117 | No Data | No Data | No Data | No Data | No Data | No Data | No Data | No Data | -22.8 | -39.2917 | 17.745 | 26.4135 | 40.2 | 46.1172
2019-03-07 19:00 | No Data | No Data | No Data | No Data | 44.4892 | 53.5157 | No Data | No Data | No Data | No Data | No Data | No Data | No Data | No Data | -21.2 | -38.0526 | 30.94 | 37.3544 | 56.3 | 62.3963
2019-03-07 19:30 | No Data | No Data | No Data | No Data | 42.707 | 52.0435 | No Data | No Data | No Data | No Data | No Data | No Data | No Data | No Data | -7.6 | -30.5601 | 34.58 | 40.6583 | 66 | 71.6548
2019-03-07 20:00 | No Data | No Data | No Data | No Data | 31.574 | 43.3769 | No Data | No Data | No Data | No Data | No Data | No Data | No Data | No Data | -6 | -33.3443 | 35.49 | 41.9119 | 67.7 | 74.0088
2019-03-07 20:30 | No Data | No Data | No Data | No Data | 28.1437 | 40.9476 | No Data | No Data | No Data | No Data | No Data | No Data | No Data | No Data | -9.2 | -34.4511 | 37.31 | 43.699 | 69.5 | 75.3849
2019-03-07 21:00 | No Data | No Data | No Data | No Data | 31.8791 | 43.5995 | No Data | No Data | No Data | No Data | No Data | No Data | No Data | No Data | -12.8 | -35.582 | 38.675 | 45.3382 | 69.8 | 75.0219
2019-03-07 21:30 | No Data | No Data | No Data | No Data | 33.576 | 46.1734 | No Data | No Data | No Data | No Data | No Data | No Data | No Data | No Data | -14.8 | -31.6708 | 40.95 | 49.9858 | 71.3 | 76.1353
2019-03-07 22:00 | No Data | No Data | No Data | No Data | 36.9574 | 48.8549 | No Data | No Data | No Data | No Data | No Data | No Data | No Data | No Data | 4.8 | 36.7151 | 20.475 | 29.9368 | 48.6 | 52.4786
2019-03-07 22:30 | No Data | No Data | No Data | No Data | 42.3896 | 53.0832 | No Data | No Data | No Data | No Data | No Data | No Data | No Data | No Data | 2.8 | 36.5075 | 20.475 | 30.607 | 54.4 | 58.0293
2019-03-07 23:00 | No Data | No Data | No Data | No Data | 35.2117 | 47.5481 | No Data | No Data | No Data | No Data | No Data | No Data | No Data | No Data | -0.4 | -38.0021 | 22.295 | 31.8533 | 54.3 | 56.6937
2019-03-07 23:30 | No Data | No Data | No Data | No Data | 40.9613 | 51.9498 | No Data | No Data | No Data | No Data | No Data | No Data | No Data | No Data | 3.2 | 36.9389 | 22.295 | 31.2098 | 55.7 | 58.2658
2019-03-08 | No Data | No Data | No Data | No Data | 50.4952 | 59.7555 | No Data | No Data | No Data | No Data | No Data | No Data | No Data | No Data | -16.8 | -37.5659 | 42.77 | 49.1 | 80 | 83.2406
2019-03-08 00:30 | No Data | No Data | No Data | No Data | 64.2893 | 69.273 | No Data | No Data | No Data | No Data | No Data | No Data | No Data | No Data | -4 | -33.4401 | 31.395 | 39.5876 | 79.3 | 85.4757
2019-03-08 01:00 | No Data | No Data | No Data | No Data | 62.4949 | 66.7261 | No Data | No Data | No Data | No Data | No Data | No Data | No Data | No Data | -8.8 | -34.3465 | 36.855 | 43.796 | 76.2 | 80.0418
2019-03-08 01:30 | No Data | No Data | No Data | No Data | 53.9742 | 59.5165 | No Data | No Data | No Data | No Data | No Data | No Data | No Data | No Data | -20.8 | -37.1656 | 46.41 | 52.5126 | 91.1 | 94.1324
2019-03-08 02:00 | No Data | No Data | No Data | No Data | 48.957 | 56.5798 | No Data | No Data | No Data | No Data | No Data | No Data | No Data | No Data | -25.2 | -39.4867 | 50.05 | 55.9576 | 92.8 | 96.187
2019-03-08 02:30 | No Data | No Data | No Data | No Data | 48.957 | 57.4173 | No Data | No Data | No Data | No Data | No Data | No Data | No Data | No Data | -29.2 | -41.8645 | 52.78 | 58.8078 | 94.2 | 97.3557
2019-03-08 03:00 | No Data | No Data | No Data | No Data | 43.9277 | 53.1939 | No Data | No Data | No Data | No Data | No Data | No Data | No Data | No Data | -28.8 | -41.876 | 52.325 | 58.3997 | 90 | 93.0682
2019-03-08 03:30 | No Data | No Data | No Data | No Data | 35.1629 | 45.1765 | No Data | No Data | No Data | No Data | No Data | No Data | No Data | No Data | -32.4 | -43.9509 | 55.055 | 61.0531 | 92.7 | 95.4627
2019-03-08 04:00 | No Data | No Data | No Data | No Data | 33.5271 | 43.9153 | No Data | No Data | No Data | No Data | No Data | No Data | No Data | No Data | -38 | -48.168 | 58.24 | 63.94 | 97.4 | 99.6381
2019-03-08 04:30 | No Data | No Data | No Data | No Data | 35.1141 | 46.2156 | No Data | No Data | No Data | No Data | No Data | No Data | No Data | No Data | -35.6 | -47.0744 | 55.055 | 61.2512 | 91.6 | 94.3468
2019-03-08 05:00 | No Data | No Data | No Data | No Data | 35.0652 | 47.2674 | No Data | No Data | No Data | No Data | No Data | No Data | No Data | No Data | -30 | -44.4504 | 47.775 | 54.3606 | 84.9 | 87.6542
2019-03-08 05:30 | No Data | No Data | No Data | No Data | 29.3156 | 43.1746 | No Data | No Data | No Data | No Data | No Data | No Data | No Data | No Data | -35.6 | -47.8682 | 53.235 | 59.4171 | 80.9 | 84.6159
2019-03-08 06:00 | No Data | No Data | No Data | No Data | 27.4723 | 41.9448 | No Data | No Data | No Data | No Data | No Data | No Data | No Data | No Data | -34.8 | -46.6905 | 51.87 | 58.4051 | 81.6 | 86.2379
2019-03-08 06:30 | No Data | No Data | No Data | No Data | 36.6033 | 44.4888 | No Data | No Data | No Data | No Data | No Data | No Data | No Data | No Data | -55.6 | -60.0933 | 78.26 | 83.1891 | 114 | 119.4293
2019-03-08 07:00 | No Data | No Data | No Data | No Data | 45.1118 | 50.9076 | No Data | No Data | No Data | No Data | No Data | No Data | No Data | No Data | -81.6 | -82.7256 | 112.84 | 116.3128 | 134.1 | 138.8223
2019-03-08 07:30 | No Data | No Data | No Data | No Data | 51.2154 | 56.3873 | No Data | No Data | No Data | No Data | No Data | No Data | No Data | No Data | -50 | -56.1726 | 75.53 | 79.8587 | 88.8 | 95.3027
2019-03-08 08:00 | No Data | No Data | No Data | No Data | 54.8043 | 59.6659 | No Data | No Data | No Data | No Data | No Data | No Data | No Data | No Data | -63.2 | -66.7892 | 68.705 | 72.9662 | 73.7 | 79.8385
2019-03-08 08:30 | No Data | No Data | No Data | No Data | 48.9082 | 54.3003 | No Data | No Data | No Data | No Data | 69.723 | 79.2718 | No Data | No Data | -82.4 | -84.9847 | 35.49 | 42.9077 | 43.3 | 46.127
2019-03-08 09:00 | No Data | No Data | No Data | No Data | 45.4658 | 51.2215 | No Data | No Data | No Data | No Data | 35.433 | 50.1098 | No Data | No Data | -82.4 | -84.7925 | -3.185 | -16.6868 | -0.3 | -9.1049
2019-03-08 09:30 | No Data | No Data | No Data | No Data | 43.7324 | 49.6893 | No Data | No Data | No Data | No Data | 3.429 | 28.78 | No Data | No Data | -42 | -50.7007 | -43.225 | -43.7605 | -37.1 | -37.2132
2019-03-08 10:00 | No Data | No Data | No Data | No Data | 45.5756 | 53.5714 | No Data | No Data | No Data | No Data | 5.715 | 28.021 | No Data | No Data | -65.2 | -69.7573 | -19.11 | -22.01 | -36.6 | -36.6012
2019-03-08 10:30 | No Data | No Data | No Data | No Data | 42.6459 | 51.1022 | No Data | No Data | No Data | No Data | -19.431 | -30.8822 | No Data | No Data | -38.4 | -47.5243 | -47.32 | -47.584 | -70.5 | -70.9524
2019-03-08 11:00 | No Data | No Data | No Data | No Data | 37.3236 | 46.7526 | No Data | No Data | No Data | No Data | -10.287 | -27.1688 | No Data | No Data | -26.8 | -42.0476 | -35.49 | -36.5277 | -60.1 | -60.5179
2019-03-08 11:30 | No Data | No Data | No Data | No Data | 28.4489 | 40.0262 | No Data | No Data | No Data | No Data | 10.287 | 31.4481 | No Data | No Data | -22.8 | -41.2698 | -19.11 | -21.7878 | -41.5 | -41.5173
2019-03-08 12:00 | No Data | No Data | No Data | No Data | 26.4958 | 38.6624 | No Data | No Data | No Data | No Data | -2.286 | -27.5271 | No Data | No Data | 17.6 | 45.1699 | -22.75 | -24.5025 | -44.1 | -44.1599
2019-03-08 12:30 | No Data | No Data | No Data | No Data | 21.6251 | 33.7767 | No Data | No Data | No Data | No Data | -20.574 | -30.755 | No Data | No Data | -7.6 | -36.7935 | -48.23 | -48.5914 | -67.4 | -67.507
2019-03-08 13:00 | No Data | No Data | No Data | No Data | 28.9616 | 40.0028 | No Data | No Data | No Data | No Data | -11.43 | -27.6218 | No Data | No Data | 8.4 | 39.308 | -47.32 | -47.634 | -30.3 | -31.4162
2019-03-08 13:30 | No Data | No Data | No Data | No Data | 31.3176 | 43.048 | No Data | No Data | No Data | No Data | -25.146 | -32.4902 | No Data | No Data | -15.2 | -36.8782 | -38.22 | -38.9072 | -54.8 | -54.8402
2019-03-08 14:00 | No Data | No Data | No Data | No Data | 33.991 | 45.0303 | No Data | No Data | No Data | No Data | -5.715 | -28.021 | No Data | No Data | -10 | -35.824 | -14.56 | -19.9579 | -37.9 | -38.2551
2019-03-08 14:30 | No Data | No Data | No Data | No Data | 40.7538 | 50.331 | No Data | No Data | No Data | No Data | 4.572 | 31.1978 | No Data | No Data | -20 | -37.7359 | -15.925 | -21.8873 | -28.7 | -31.6319
2019-03-08 15:00 | No Data | No Data | No Data | No Data | 38.703 | 48.6853 | No Data | No Data | No Data | No Data | -11.43 | -26.5855 | No Data | No Data | -18.8 | -38.1534 | -33.215 | -34.562 | -51.4 | -51.9885
2019-03-08 15:30 | No Data | No Data | No Data | No Data | 37.0062 | 46.1618 | No Data | No Data | No Data | No Data | -9.144 | -26.7569 | No Data | No Data | -35.6 | -46.0435 | -45.5 | -45.8264 | -46.5 | -47.1497
2019-03-08 16:00 | No Data | No Data | No Data | No Data | 46.186 | 53.8015 | No Data | No Data | No Data | No Data | -17.145 | -27.6691 | No Data | No Data | -63.2 | -65.7133 | -44.59 | -44.7776 | -74.2 | -74.2006
2019-03-08 16:30 | No Data | No Data | No Data | No Data | 49.2622 | 55.6775 | No Data | No Data | No Data | No Data | 12.573 | 32.2682 | No Data | No Data | -27.2 | -41.7612 | -19.11 | -23.7517 | -0.5 | -18.5068
2019-03-08 17:00 | No Data | No Data | No Data | No Data | 49.7261 | 53.8101 | No Data | No Data | No Data | No Data | 37.719 | 50.9758 | No Data | No Data | -29.2 | -43.0256 | 14.56 | 24.7547 | 40.9 | 47.2705
2019-03-08 17:30 | No Data | No Data | No Data | No Data | 56.1349 | 61.2558 | No Data | No Data | No Data | No Data | 57.15 | 67.8522 | No Data | No Data | -56.4 | -60.9852 | 44.135 | 50.5132 | 47.4 | 55.1033
2019-03-08 18:00 | No Data | No Data | No Data | No Data | 59.7726 | 64.6058 | No Data | No Data | No Data | No Data | 57.15 | 68.4751 | No Data | No Data | -37.2 | -50.3968 | 44.59 | 52.2834 | 53.2 | 59.2135
2019-03-08 18:30 | No Data | No Data | No Data | No Data | 61.8723 | 66.5531 | No Data | No Data | No Data | No Data | 75.438 | 84.8596 | No Data | No Data | -29.2 | -37.7974 | 46.41 | 51.888 | 74.3 | 79.5785
2019-03-08 19:00 | No Data | No Data | No Data | No Data | 56.9528 | 62.671 | No Data | No Data | No Data | No Data | 96.012 | 104.013 | No Data | No Data | -30.8 | -44.9942 | 49.14 | 56.2141 | 80.8 | 86.1548
2019-03-08 19:30 | No Data | No Data | No Data | No Data | 53.4615 | 61.1012 | No Data | No Data | No Data | No Data | 102.87 | 110.7944 | No Data | No Data | -39.6 | -49.2016 | 62.335 | 68.8014 | 93.1 | 98.6712
2019-03-08 20:00 | No Data | No Data | No Data | No Data | 59.2111 | 66.9433 | No Data | No Data | No Data | No Data | 90.297 | 98.7621 | No Data | No Data | -34 | -42.0837 | 62.335 | 68.051 | 93.2 | 99.5904
2019-03-08 20:30 | No Data | No Data | No Data | No Data | 57.4166 | 65.3615 | No Data | No Data | No Data | No Data | 96.012 | 104.4579 | No Data | No Data | -36 | -43.2666 | 63.245 | 68.8856 | 95 | 101.6634
2019-03-08 21:00 | No Data | No Data | No Data | No Data | 59.1623 | 66.9001 | No Data | No Data | No Data | No Data | 92.583 | 100.8564 | No Data | No Data | -43.2 | -49.226 | 70.98 | 76.2135 | 102.5 | 108.4735
2019-03-08 21:30 | No Data | No Data | No Data | No Data | 56.8551 | 65.7515 | No Data | No Data | No Data | No Data | 85.725 | 94.1224 | No Data | No Data | -44.8 | -49.9103 | 73.255 | 78.3367 | 104.2 | 110.1784
2019-03-08 22:00 | No Data | No Data | No Data | No Data | 57.0016 | 65.8782 | No Data | No Data | No Data | No Data | 78.867 | 87.9219 | No Data | No Data | -42.8 | -49.2666 | 68.705 | 73.9302 | 99.1 | 103.8654
2019-03-08 22:30 | No Data | No Data | No Data | No Data | 65.6199 | 72.7364 | No Data | No Data | No Data | No Data | 72.009 | 81.2897 | No Data | No Data | -43.6 | -49.5774 | 70.98 | 76.049 | 105 | 110.3061
2019-03-08 23:00 | No Data | No Data | No Data | No Data | 65.6199 | 72.7364 | No Data | No Data | No Data | No Data | 70.866 | 80.279 | No Data | No Data | -45.2 | -51.5566 | 70.98 | 76.049 | 102.7 | 106.7978
2019-03-08 23:30 | No Data | No Data | No Data | No Data | 69.0501 | 75.8455 | No Data | No Data | No Data | No Data | 68.58 | 78.2684 | No Data | No Data | -36.4 | -44.7321 | 65.975 | 71.0572 | 99.8 | 104.4446
2019-03-09 | No Data | No Data | No Data | No Data | 72.4926 | 78.3384 | No Data | No Data | No Data | No Data | 80.01 | 88.9486 | No Data | No Data | -42.8 | -48.4941 | 73.71 | 78.7623 | 111.7 | 117.7316
2019-03-09 00:30 | No Data | No Data | No Data | No Data | 82.6856 | 86.2441 | No Data | No Data | No Data | No Data | 78.867 | 87.4227 | No Data | No Data | -36.4 | -43.6 | 66.43 | 71.6491 | 112.1 | 118.3656
2019-03-09 01:00 | No Data | No Data | No Data | No Data | 74.1772 | 78.369 | No Data | No Data | No Data | No Data | 84.582 | 92.6112 | No Data | No Data | -42.8 | -48.1232 | 74.62 | 79.3019 | 113.1 | 118.0426
2019-03-09 01:30 | No Data | No Data | No Data | No Data | 63.7766 | 70.0495 | No Data | No Data | No Data | No Data | 81.153 | 89.9781 | No Data | No Data | -45.6 | -51.9076 | 72.345 | 77.008 | 105.7 | 108.947
2019-03-09 02:00 | No Data | No Data | No Data | No Data | 58.3932 | 66.8588 | No Data | No Data | No Data | No Data | 70.866 | 80.8223 | No Data | No Data | -39.6 | -48.2692 | 64.61 | 69.965 | 94.3 | 98.256
2019-03-09 02:30 | No Data | No Data | No Data | No Data | 58.3932 | 66.8588 | No Data | No Data | No Data | No Data | 74.295 | 83.8451 | No Data | No Data | -46.8 | -53.5373 | 70.07 | 75.2004 | 100.7 | 103.8296
2019-03-09 03:00 | No Data | No Data | No Data | No Data | 54.8531 | 64.6988 | No Data | No Data | No Data | No Data | 78.867 | 88.433 | No Data | No Data | -48.8 | -55.4833 | 72.8 | 77.9114 | 101 | 103.4541
2019-03-09 03:30 | No Data | No Data | No Data | No Data | 53.1563 | 63.2666 | No Data | No Data | No Data | No Data | 76.581 | 85.8773 | No Data | No Data | -47.6 | -54.238 | 70.525 | 75.6245 | 98.2 | 100.4623
2019-03-09 04:00 | No Data | No Data | No Data | No Data | 47.8218 | 58.8556 | No Data | No Data | No Data | No Data | 73.152 | 82.834 | No Data | No Data | -48 | -54.781 | 70.525 | 75.6245 | 96.9 | 99.5692
2019-03-09 04:30 | No Data | No Data | No Data | No Data | 44.4404 | 56.1428 | No Data | No Data | No Data | No Data | 69.723 | 79.822 | No Data | No Data | -44.4 | -52.706 | 64.61 | 70.1409 | 91 | 93.4824
2019-03-09 05:00 | No Data | No Data | No Data | No Data | 42.8046 | 54.8571 | No Data | No Data | No Data | No Data | 62.865 | 73.3126 | No Data | No Data | -42 | -51.8475 | 60.97 | 66.8029 | 86.8 | 89.188
2019-03-09 05:30 | No Data | No Data | No Data | No Data | 39.8871 | 52.6122 | No Data | No Data | No Data | No Data | 0 | 6.858 | No Data | No Data | -36.8 | -48.5057 | 57.33 | 62.9234 | 84 | 87.0656
2019-03-09 06:00 | No Data | No Data | No Data | No Data | 42.1942 | 54.3822 | No Data | No Data | No Data | No Data | 0 | 6.858 | No Data | No Data | -32.4 | -45.2584 | 54.6 | 60.4465 | 82.1 | 85.9987
2019-03-09 06:30 | No Data | No Data | No Data | No Data | 47.3091 | 58.4398 | No Data | No Data | No Data | No Data | 0 | 6.858 | No Data | No Data | -30 | -42.4867 | 54.6 | 60.0617 | 84.4 | 87.6644
2019-03-09 07:00 | No Data | No Data | No Data | No Data | 47.3091 | 57.4047 | No Data | No Data | No Data | No Data | 0 | 6.858 | No Data | No Data | -24 | -39.0466 | 49.595 | 55.551 | 80.1 | 84.6892
2019-03-09 07:30 | No Data | No Data | No Data | No Data | 49.0059 | 57.8902 | No Data | No Data | No Data | No Data | 0 | 6.858 | No Data | No Data | -21.2 | -37.3909 | 48.23 | 53.7208 | 79.2 | 82.5281
2019-03-09 08:00 | No Data | No Data | No Data | No Data | 53.1075 | 62.2446 | No Data | No Data | No Data | No Data | 0 | 6.858 | No Data | No Data | -13.6 | -32.2118 | 40.95 | 45.9888 | 74.8 | 78.9309
2019-03-09 08:30 | No Data | No Data | No Data | No Data | 47.7729 | 57.7602 | No Data | No Data | No Data | No Data | 0 | 6.858 | No Data | No Data | -22.4 | -34.6225 | 49.14 | 54.1507 | 77 | 80.5943
2019-03-09 09:00 | No Data | No Data | No Data | No Data | 49.4209 | 59.1304 | No Data | No Data | No Data | No Data | 0 | 6.858 | No Data | No Data | -26.8 | -37.6191 | 49.14 | 53.7748 | 67.7 | 72.2032
2019-03-09 09:30 | No Data | No Data | No Data | No Data | 49.4209 | 60.4561 | No Data | No Data | No Data | No Data | 0 | 6.858 | No Data | No Data | -30 | -41.3105 | 44.135 | 48.8463 | 61.8 | 64.8639
2019-03-09 10:00 | No Data | No Data | No Data | No Data | 47.6753 | 59.0376 | No Data | No Data | No Data | No Data | 0 | 6.858 | No Data | No Data | -44.4 | -51.4525 | 45.5 | 50.8705 | 58.1 | 61.6105
2019-03-09 10:30 | No Data | No Data | No Data | No Data | 42.3896 | 54.8578 | No Data | No Data | No Data | No Data | 0 | 6.858 | No Data | No Data | -49.2 | -54.9181 | 50.505 | 55.3924 | 61.9 | 65.4622
2019-03-09 11:00 | No Data | No Data | No Data | No Data | 42.3896 | 54.8578 | No Data | No Data | No Data | No Data | 0 | 6.858 | No Data | No Data | -38.4 | -47.0574 | 41.405 | 45.991 | 50.4 | 53.2219
2019-03-09 11:30 | No Data | No Data | No Data | No Data | 40.5463 | 53.4463 | No Data | No Data | No Data | No Data | 0 | 6.858 | No Data | No Data | -36.4 | -45.6806 | 40.04 | 44.7661 | 49.2 | 52.153
2019-03-09 12:00 | No Data | No Data | No Data | No Data | 40.5463 | 53.4463 | No Data | No Data | No Data | No Data | 0 | 6.858 | No Data | No Data | -36.8 | -46.2411 | 40.495 | 44.7776 | 48.2 | 51.2445
2019-03-09 12:30 | No Data | No Data | No Data | No Data | 40.5463 | 53.4463 | No Data | No Data | No Data | No Data | 0 | 6.858 | No Data | No Data | -39.6 | -47.3726 | 45.5 | 50.0831 | 53.5 | 56.1664
2019-03-09 13:00 | No Data | No Data | No Data | No Data | 40.5463 | 54.5588 | No Data | No Data | No Data | No Data | 0 | 6.858 | No Data | No Data | -49.6 | -54.4235 | 53.235 | 57.7151 | 61.5 | 65.3842
2019-03-09 13:30 | No Data | No Data | No Data | No Data | 40.5463 | 54.5588 | No Data | No Data | No Data | No Data | 0 | 6.858 | No Data | No Data | -46.4 | -51.1812 | 54.145 | 58.3838 | 63 | 66.9988
2019-03-09 14:00 | No Data | No Data | No Data | No Data | 40.5463 | 52.1027 | No Data | No Data | No Data | No Data | 0 | 6.858 | No Data | No Data | -53.2 | -56.8352 | 60.97 | 65.0761 | 69.4 | 72.9871
2019-03-09 14:30 | No Data | No Data | No Data | No Data | 40.5463 | 52.1027 | No Data | No Data | No Data | No Data | 0 | 6.858 | No Data | No Data | -58 | -61.2222 | 65.52 | 69.5079 | 78.4 | 83.0832
2019-03-09 15:00 | No Data | No Data | No Data | No Data | 40.5463 | 52.1027 | No Data | No Data | No Data | No Data | 0 | 0 | No Data | No Data | -40.8 | -47.3354 | 47.775 | 52.1586 | 62 | 64.3953
2019-03-09 15:30 | No Data | No Data | No Data | No Data | 34.699 | 47.7946 | No Data | No Data | No Data | No Data | -11.43 | -26.5855 | No Data | No Data | -43.2 | -50.4206 | -36.4 | -37.2128 | -63.9 | -63.9451
2019-03-09 16:00 | No Data | No Data | No Data | No Data | 35.4192 | 48.32 | No Data | No Data | No Data | No Data | -17.145 | -28.575 | No Data | No Data | -0.8 | -32.4099 | -44.59 | -44.9806 | -69.7 | -69.7011
2019-03-09 16:30 | No Data | No Data | No Data | No Data | 37.3724 | 48.6734 | No Data | No Data | No Data | No Data | 10.287 | 31.4481 | No Data | No Data | -45.2 | -51.5566 | -24.57 | -27.4701 | -24.5 | -28.8849
2019-03-09 17:00 | No Data | No Data | No Data | No Data | 38.8617 | 48.8116 | No Data | No Data | No Data | No Data | 13.716 | 33.7717 | No Data | No Data | -4.4 | -29.9252 | 3.185 | 18.4766 | -19 | -22.7982
2019-03-09 17:30 | No Data | No Data | No Data | No Data | 40.705 | 50.2915 | No Data | No Data | No Data | No Data | 2.286 | 27.5271 | No Data | No Data | -4.4 | -34.2835 | -13.195 | -18.3416 | -30.3 | -31.1905
2019-03-09 18:00 | No Data | No Data | No Data | No Data | 44.6479 | 52.3209 | No Data | No Data | No Data | No Data | 32.004 | 46.0758 | No Data | No Data | -30.4 | -40.2631 | 23.205 | 31.2496 | 17.7 | 28.5491
2019-03-09 18:30 | No Data | No Data | No Data | No Data | 48.2368 | 56.2445 | No Data | No Data | No Data | No Data | 50.292 | 61.5206 | No Data | No Data | -37.2 | -43.6312 | 40.495 | 46.6724 | 26.3 | 35.8755
2019-03-09 19:00 | No Data | No Data | No Data | No Data | 44.5502 | 53.1167 | No Data | No Data | No Data | No Data | 48.006 | 59.6664 | No Data | No Data | -37.6 | -46.1736 | 17.745 | 26.7523 | 41.7 | 47.7193
2019-03-09 19:30 | No Data | No Data | No Data | No Data | 44.2939 | 52.9018 | No Data | No Data | No Data | No Data | 77.724 | 86.393 | No Data | No Data | -25.6 | -39.4381 | 49.595 | 55.3475 | 88.3 | 92.9715
2019-03-09 20:00 | No Data | No Data | No Data | No Data | 38.3978 | 48.0734 | No Data | No Data | No Data | No Data | 81.153 | 89.9781 | No Data | No Data | -25.6 | -40.6684 | 58.695 | 65.1222 | 99.8 | 104.0971
2019-03-09 20:30 | No Data | No Data | No Data | No Data | 40.6561 | 49.8957 | No Data | No Data | No Data | No Data | 77.724 | 86.393 | No Data | No Data | -25.6 | -35.9221 | 59.15 | 64.05 | 98.2 | 102.7979
2019-03-09 21:00 | No Data | No Data | No Data | No Data | 44.2451 | 53.8917 | No Data | No Data | No Data | No Data | 81.153 | 89.9781 | No Data | No Data | -29.6 | -38.6161 | 60.515 | 65.3127 | 98.1 | 101.3711
2019-03-09 21:30 | No Data | No Data | No Data | No Data | 39.2157 | 49.8453 | No Data | No Data | No Data | No Data | 76.581 | 86.4005 | No Data | No Data | -28.4 | -37.9684 | 60.97 | 65.9059 | 90.4 | 94.2041
2019-03-09 22:00 | No Data | No Data | No Data | No Data | 39.2157 | 51.0741 | No Data | No Data | No Data | No Data | 72.009 | 81.8263 | No Data | No Data | -30.8 | -40.8274 | 58.695 | 64.1695 | 91.9 | 95.399
2019-03-09 22:30 | No Data | No Data | No Data | No Data | 46.4424 | 56.8118 | No Data | No Data | No Data | No Data | 61.722 | 72.9374 | No Data | No Data | -25.2 | -39.4867 | 49.595 | 55.7575 | 85.9 | 89.6621
2019-03-09 23:00 | No Data | No Data | No Data | No Data | 42.8534 | 53.9176 | No Data | No Data | No Data | No Data | 60.579 | 71.362 | No Data | No Data | -20 | -39.4462 | 41.405 | 47.6883 | 77.2 | 79.6739
2019-03-09 23:30 | No Data | No Data | No Data | No Data | 55.1095 | 63.9303 | No Data | No Data | No Data | No Data | 52.578 | 64.0488 | No Data | No Data | -12.8 | -34.4651 | 42.315 | 48.4805 | 77.8 | 82.5172
2019-03-10 | No Data | No Data | No Data | No Data | 60.383 | 68.5283 | No Data | No Data | No Data | No Data | 57.15 | 68.4751 | No Data | No Data | -16.4 | -34.5416 | 46.41 | 52.3013 | 85.2 | 91.0064
2019-03-10 00:30 | No Data | No Data | No Data | No Data | 70.6981 | 76.3679 | No Data | No Data | No Data | No Data | 50.292 | 62.1859 | No Data | No Data | -8 | -32.9848 | 36.855 | 44.0434 | 83.5 | 90.4615
2019-03-10 01:00 | No Data | No Data | No Data | No Data | 64.033 | 69.4438 | No Data | No Data | No Data | No Data | 56.007 | 66.8924 | No Data | No Data | -20.8 | -36.8348 | 48.685 | 54.3301 | 87.6 | 92.627
2019-03-10 01:30 | No Data | No Data | No Data | No Data | 57.1603 | 65.8089 | No Data | No Data | No Data | No Data | 56.007 | 67.5241 | No Data | No Data | -23.6 | -38.8021 | 47.775 | 53.5162 | 82 | 85.4964
2019-03-10 02:00 | No Data | No Data | No Data | No Data | 53.7179 | 64.6071 | No Data | No Data | No Data | No Data | 53.721 | 64.9904 | No Data | No Data | -28 | -41.9218 | 51.415 | 56.9841 | 78.6 | 81.3312
2019-03-10 02:30 | No Data | No Data | No Data | No Data | 58.6984 | 68.8039 | No Data | No Data | No Data | No Data | 60.579 | 67.9869 | No Data | No Data | -32.8 | -49.0697 | 56.875 | 59.445 | 82.8 | 85.9084
2019-03-10 03:00 | No Data | No Data | No Data | No Data | 55.2071 | 65.8506 | No Data | No Data | No Data | No Data | 62.865 | 70.0315 | No Data | No Data | -31.2 | -48.5518 | 55.51 | 58.1404 | 83.6 | 86.3704
2019-03-10 03:30 | No Data | No Data | No Data | No Data | 53.5225 | 65.6092 | No Data | No Data | No Data | No Data | 73.152 | 79.8465 | No Data | No Data | -39.2 | -52.9528 | 62.79 | 65.3745 | 89.8 | 91.9355
2019-03-10 04:00 | No Data | No Data | No Data | No Data | 53.5225 | 66.8163 | No Data | No Data | No Data | No Data | 75.438 | 82.3991 | No Data | No Data | -41.2 | -53.9303 | 66.43 | 68.9997 | 91.6 | 93.5498
2019-03-10 04:30 | No Data | No Data | No Data | No Data | 51.1055 | 64.8963 | No Data | No Data | No Data | No Data | 75.438 | 81.946 | No Data | No Data | -40.4 | -54.3794 | 61.88 | 64.6308 | 87.3 | 89.1364
2019-03-10 05:00 | No Data | No Data | No Data | No Data | 49.4209 | 63.5782 | No Data | No Data | No Data | No Data | 75.438 | 82.3991 | No Data | No Data | -42.4 | -55.6216 | 63.7 | 66.3754 | 88.8 | 90.3939
2019-03-10 05:30 | No Data | No Data | No Data | No Data | 42.6459 | 58.4673 | No Data | No Data | No Data | No Data | 84.582 | 90.4343 | No Data | No Data | -49.6 | -60.3616 | 71.89 | 74.3866 | 97.9 | 99.8624
2019-03-10 06:00 | No Data | No Data | No Data | No Data | 38.4955 | 53.1618 | No Data | No Data | No Data | No Data | 89.154 | 94.7243 | No Data | No Data | -49.2 | -60.2634 | 70.98 | 73.3905 | 98.7 | 101.144
2019-03-10 06:30 | No Data | No Data | No Data | No Data | 35.2117 | 48.0683 | No Data | No Data | No Data | No Data | 96.012 | 99.854 | No Data | No Data | -46.8 | -61.5649 | 70.525 | 71.4364 | 98.9 | 101.1888
2019-03-10 07:00 | No Data | No Data | No Data | No Data | 29.7307 | 42.9702 | No Data | No Data | No Data | No Data | 102.87 | 106.4648 | No Data | No Data | -44.4 | -59.0051 | 72.345 | 73.3807 | 101.4 | 103.7169
2019-03-10 07:30 | No Data | No Data | No Data | No Data | 26.2394 | 40.6702 | No Data | No Data | No Data | No Data | 105.156 | 108.9693 | No Data | No Data | -43.2 | -59.1473 | 68.705 | 69.716 | 96.7 | 99.171
2019-03-10 08:00 | No Data | No Data | No Data | No Data | 30.4021 | 43.4724 | No Data | No Data | No Data | No Data | 91.44 | 95.4662 | No Data | No Data | -49.6 | -61.2875 | 60.06 | 60.679 | 76.5 | 78.6817
2019-03-10 08:30 | No Data | No Data | No Data | No Data | 24.9577 | 39.8553 | No Data | No Data | No Data | No Data | 62.865 | 68.1404 | No Data | No Data | -66.8 | -76.0736 | 37.765 | 38.4603 | 37.2 | 39.0267
2019-03-10 09:00 | No Data | No Data | No Data | No Data | 22.6017 | 38.4239 | No Data | No Data | No Data | No Data | 56.007 | 60.4927 | No Data | No Data | -93.2 | -97.7875 | 35.035 | 35.6094 | 22.6 | 24.7952
2019-03-10 09:30 | No Data | No Data | No Data | No Data | 24.9088 | 39.8247 | No Data | No Data | No Data | No Data | 35.433 | 41.5587 | No Data | No Data | -71.6 | -79.435 | 20.93 | 21.3268 | -1.9 | -3.3015
2019-03-10 10:00 | No Data | No Data | No Data | No Data | 20.502 | 37.2276 | No Data | No Data | No Data | No Data | 14.859 | 21.837 | No Data | No Data | -69.6 | -77.286 | -7.735 | -8.3651 | -32 | -32.249
2019-03-10 10:30 | No Data | No Data | No Data | No Data | 3.6805 | 27.5242 | No Data | No Data | No Data | No Data | 25.146 | 31.7787 | No Data | No Data | -72 | -79.2858 | -1.82 | -1.82 | -33.1 | -33.1024
2019-03-10 11:00 | No Data | No Data | No Data | No Data | -5.951 | -18.3793 | No Data | No Data | No Data | No Data | 49.149 | 54.2052 | No Data | No Data | -80.8 | -85.7793 | 26.39 | 26.8604 | 4.3 | 13.6927
2019-03-10 11:30 | No Data | No Data | No Data | No Data | -15.6435 | -15.9758 | No Data | No Data | No Data | No Data | 67.437 | 72.8029 | No Data | No Data | -63.2 | -71.5765 | 22.295 | 23.4535 | 22 | 33.3768
2019-03-10 12:00 | No Data | No Data | No Data | No Data | -22.3087 | -22.3087 | No Data | No Data | No Data | No Data | 75.438 | 80.6686 | No Data | No Data | -16 | -44.1977 | 26.39 | 26.9489 | 44.1 | 49.5537
2019-03-10 12:30 | No Data | No Data | No Data | No Data | -19.0738 | -21.4201 | No Data | No Data | No Data | No Data | 106.299 | 110.0727 | No Data | No Data | 13.6 | 54.1361 | -1.365 | -2.275 | 32.3 | 52.1947
2019-03-10 13:00 | No Data | No Data | No Data | No Data | -26.2516 | -27.8816 | No Data | No Data | No Data | No Data | 129.159 | 132.2822 | No Data | No Data | -15.6 | -45.5544 | 30.03 | 30.0438 | 46.9 | 64.4457
2019-03-10 13:30 | No Data | No Data | No Data | No Data | -25.1774 | -25.3774 | No Data | No Data | No Data | No Data | 75.438 | 79.8874 | No Data | No Data | 20.8 | 57.8674 | 13.195 | 13.2263 | 20.1 | 45.3031
2019-03-10 14:00 | No Data | No Data | No Data | No Data | 10.5531 | 20.7389 | No Data | No Data | No Data | No Data | 29.718 | 36.1448 | No Data | No Data | -29.6 | -53.0298 | -19.565 | -20.8755 | 11 | 31.1096
2019-03-10 14:30 | No Data | No Data | No Data | No Data | 10.2968 | 25.6502 | No Data | No Data | No Data | No Data | 28.575 | 35.8909 | No Data | No Data | -7.2 | -44.98 | -10.465 | -10.8152 | -0.4 | -12.9653
2019-03-10 15:00 | No Data | No Data | No Data | No Data | -0.93385 | -22.9381 | No Data | No Data | No Data | No Data | 32.004 | 39.3298 | No Data | No Data | -10 | -47.8565 | -14.56 | -14.8137 | -1.6 | -6.8884
2019-03-10 15:30 | No Data | No Data | No Data | No Data | 0.0061036 | 16.669 | No Data | No Data | No Data | No Data | 38.862 | 45.087 | No Data | No Data | 2.4 | 48.0067 | -1.82 | -2.9134 | 8.3 | 18.6489
2019-03-10 16:00 | No Data | No Data | No Data | No Data | 4.8646 | 19.3415 | No Data | No Data | No Data | No Data | 64.008 | 69.6386 | No Data | No Data | -5.6 | -44.3549 | 23.205 | 23.4888 | 38.6 | 42.4647
2019-03-10 16:30 | No Data | No Data | No Data | No Data | 8.4047 | 18.668 | No Data | No Data | No Data | No Data | 66.294 | 71.7454 | No Data | No Data | -39.2 | -56.2921 | 34.58 | 35.1618 | 19.2 | 29.5025
2019-03-10 17:00 | No Data | No Data | No Data | No Data | 7.2206 | 18.3114 | No Data | No Data | No Data | No Data | 32.004 | 40.005 | No Data | No Data | 8.8 | 54.7123 | -5.46 | -5.915 | -5 | -13.8351
2019-03-10 17:30 | No Data | No Data | No Data | No Data | 9.8939 | 21.1304 | No Data | No Data | No Data | No Data | 56.007 | 61.87 | No Data | No Data | -9.2 | -46.5188 | 10.01 | 10.1741 | 18 | 27.0562
2019-03-10 18:00 | No Data | No Data | No Data | No Data | 18.0362 | 27.2422 | No Data | No Data | No Data | No Data | 54.864 | 61.3398 | No Data | No Data | -18.8 | -50.064 | 12.285 | 12.8129 | 14.5 | 21.1521
2019-03-10 18:30 | No Data | No Data | No Data | No Data | 28.7541 | 38.7628 | No Data | No Data | No Data | No Data | 66.294 | 72.1902 | No Data | No Data | -23.2 | -49.0355 | 24.115 | 24.8298 | 45.1 | 49.3357
2019-03-10 19:00 | No Data | No Data | No Data | No Data | 38.9105 | 47.7302 | No Data | No Data | No Data | No Data | 60.579 | 67.4757 | No Data | No Data | -10.8 | -54.2852 | 24.57 | 26.7058 | 44.2 | 49.5973
2019-03-10 19:30 | No Data | No Data | No Data | No Data | 38.9105 | 48.6959 | No Data | No Data | No Data | No Data | 64.008 | 70.0968 | No Data | No Data | -8.4 | -53.464 | 28.665 | 30.6746 | 58.1 | 63.6523
2019-03-10 20:00 | No Data | No Data | No Data | No Data | 49.8726 | 59.8436 | No Data | No Data | No Data | No Data | 51.435 | 58.293 | No Data | No Data | -10.8 | -48.03 | 34.125 | 35.094 | 43.8 | 46.1377
2019-03-10 20:30 | No Data | No Data | No Data | No Data | 49.7749 | 59.7623 | No Data | No Data | No Data | No Data | 42.291 | 49.796 | No Data | No Data | -5.2 | -49.474 | 27.3 | 28.0333 | 46.8 | 48.4406
2019-03-10 21:00 | No Data | No Data | No Data | No Data | 53.4127 | 62.8244 | No Data | No Data | No Data | No Data | 52.578 | 59.304 | No Data | No Data | -20 | -50.8944 | 39.585 | 40.6175 | 49.8 | 52.5894
2019-03-10 21:30 | No Data | No Data | No Data | No Data | 51.6182 | 61.306 | No Data | No Data | No Data | No Data | 49.149 | 56.2862 | No Data | No Data | -10.4 | -49.5047 | 33.67 | 34.448 | 61.9 | 64.2185
2019-03-10 22:00 | No Data | No Data | No Data | No Data | 51.5694 | 61.2649 | No Data | No Data | No Data | No Data | 51.435 | 58.293 | No Data | No Data | -15.2 | -51.4945 | 34.58 | 35.4345 | 61.9 | 63.3338
2019-03-10 22:30 | No Data | No Data | No Data | No Data | 54.902 | 64.0953 | No Data | No Data | No Data | No Data | 45.72 | 53.3182 | No Data | No Data | -12.8 | -50.8378 | 34.125 | 34.9907 | 63.4 | 64.5631
2019-03-10 23:00 | No Data | No Data | No Data | No Data | 54.902 | 64.0953 | No Data | No Data | No Data | No Data | 52.578 | 59.304 | No Data | No Data | -19.2 | -50.5854 | 37.765 | 38.8459 | 66.8 | 69.4223
2019-03-10 23:30 | No Data | No Data | No Data | No Data | 59.0524 | 67.6844 | No Data | No Data | No Data | No Data | 60.579 | 66.9802 | No Data | No Data | -26 | -51.1077 | 48.23 | 49.3523 | 82.3 | 84.5099
2019-03-11 | No Data | No Data | No Data | No Data | 60.7492 | 68.4026 | No Data | No Data | No Data | No Data | 62.865 | 69.0546 | No Data | No Data | -30 | -52.9241 | 51.87 | 52.9151 | 89.6 | 91.9376
2019-03-11 00:30 | No Data | No Data | No Data | No Data | 71.4061 | 76.7388 | No Data | No Data | No Data | No Data | 57.15 | 62.9066 | No Data | No Data | -23.6 | -48.8754 | 47.32 | 48.5637 | 93 | 98.0623
2019-03-11 01:00 | No Data | No Data | No Data | No Data | 61.1521 | 68.0016 | No Data | No Data | No Data | No Data | 60.579 | 66.0373 | No Data | No Data | -29.2 | -53.8115 | 52.325 | 53.0343 | 91.4 | 95.2763
2019-03-11 01:30 | No Data | No Data | No Data | No Data | 52.3873 | 61.1224 | No Data | No Data | No Data | No Data | 64.008 | 69.6386 | No Data | No Data | -32.4 | -55.6129 | 55.055 | 55.6608 | 89.2 | 91.4147
2019-03-11 02:00 | No Data | No Data | No Data | No Data | 48.7495 | 58.0348 | No Data | No Data | No Data | No Data | 62.865 | 69.0546 | No Data | No Data | -34 | -55.6058 | 52.78 | 53.8075 | 82.5 | 84.3356
2019-03-11 02:30 | No Data | No Data | No Data | No Data | 50.3853 | 60.4126 | No Data | No Data | No Data | No Data | 68.58 | 74.295 | No Data | No Data | -33.2 | -55.1202 | 52.78 | 53.8978 | 82.4 | 84.6301
2019-03-11 03:00 | No Data | No Data | No Data | No Data | 45.2583 | 56.2078 | No Data | No Data | No Data | No Data | 70.866 | 76.845 | No Data | No Data | -37.6 | -57.2713 | 55.965 | 57.2975 | 81.7 | 84.1362
2019-03-11 03:30 | No Data | No Data | No Data | No Data | 43.6225 | 55.9075 | No Data | No Data | No Data | No Data | 73.152 | 78.9581 | No Data | No Data | -35.2 | -56.0357 | 55.055 | 56.3116 | 81 | 82.9759
2019-03-11 04:00 | No Data | No Data | No Data | No Data | 43.6225 | 55.9075 | No Data | No Data | No Data | No Data | 74.295 | 80.4497 | No Data | No Data | -37.6 | -56.9365 | 58.24 | 59.5216 | 82.4 | 84.5175
2019-03-11 04:30 | No Data | No Data | No Data | No Data | 43.5248 | 55.8314 | No Data | No Data | No Data | No Data | 73.152 | 78.9581 | No Data | No Data | -40.8 | -59.131 | 58.24 | 59.5216 | 82.4 | 84.5175
2019-03-11 05:00 | No Data | No Data | No Data | No Data | 45.3193 | 57.2413 | No Data | No Data | No Data | No Data | 72.009 | 77.9003 | No Data | No Data | -42.8 | -59.9653 | 58.24 | 59.5216 | 82.8 | 84.952
2019-03-11 05:30 | No Data | No Data | No Data | No Data | 47.1138 | 58.6723 | No Data | No Data | No Data | No Data | 70.866 | 76.845 | No Data | No Data | -42 | -60.2515 | 57.785 | 59.0765 | 83.3 | 85.6673
2019-03-11 06:00 | No Data | No Data | No Data | No Data | 48.7495 | 59.0553 | No Data | No Data | No Data | No Data | 70.866 | 76.845 | No Data | No Data | -41.6 | -59.9867 | 57.33 | 58.6315 | 83.7 | 85.8073
2019-03-11 06:30 | No Data | No Data | No Data | No Data | 52.3873 | 62.0922 | No Data | No Data | No Data | No Data | 69.723 | 75.3514 | No Data | No Data | -38 | -57.235 | 57.785 | 59.0765 | 86.8 | 88.8552
2019-03-11 07:00 | No Data | No Data | No Data | No Data | 57.3678 | 66.3481 | No Data | No Data | No Data | No Data | 73.152 | 78.9581 | No Data | No Data | -39.2 | -56.869 | 60.06 | 61.3035 | 88.4 | 91.1939
2019-03-11 07:30 | No Data | No Data | No Data | No Data | 55.7198 | 64.074 | No Data | No Data | No Data | No Data | 73.152 | 78.9581 | No Data | No Data | -36 | -55.0142 | 58.24 | 59.5216 | 88 | 90.6121
2019-03-11 08:00 | No Data | No Data | No Data | No Data | 53.4127 | 61.1831 | No Data | No Data | No Data | No Data | 61.722 | 68.0157 | No Data | No Data | -37.6 | -54.8977 | 42.77 | 43.7274 | 70.1 | 72.3246
2019-03-11 08:30 | No Data | No Data | No Data | No Data | 48.2368 | 57.6583 | No Data | No Data | No Data | No Data | 40.005 | 47.8697 | No Data | No Data | -57.2 | -70.4931 | 12.285 | 13.4437 | 34 | 35.8603
2019-03-11 09:00 | No Data | No Data | No Data | No Data | 42.8534 | 53.2363 | No Data | No Data | No Data | No Data | 17.145 | 26.7813 | No Data | No Data | -64.4 | -75.3923 | -13.195 | -13.2654 | 3.5 | 5.7801
2019-03-11 09:30 | No Data | No Data | No Data | No Data | 36.1395 | 49.0976 | No Data | No Data | No Data | No Data | 6.858 | 19.5316 | No Data | No Data | -61.2 | -72.8944 | -23.66 | -24.0935 | -14.7 | -14.7574
2019-03-11 10:00 | No Data | No Data | No Data | No Data | 28.864 | 42.788 | No Data | No Data | No Data | No Data | 1.143 | 17.1831 | No Data | No Data | -64 | -74.6362 | -25.025 | -25.6137 | -48.5 | -49.0315
2019-03-11 10:30 | No Data | No Data | No Data | No Data | 27.7287 | 42.0305 | No Data | No Data | No Data | No Data | -1.143 | -17.1831 | No Data | No Data | -71.2 | -79.4259 | -18.655 | -18.9249 | -56.1 | -56.535
2019-03-11 11:00 | No Data | No Data | No Data | No Data | 18.9639 | 36.8418 | No Data | No Data | No Data | No Data | 4.572 | 18.8508 | No Data | No Data | -52.4 | -65.9224 | -18.655 | -18.7932 | -51.8 | -51.8425
2019-03-11 11:30 | No Data | No Data | No Data | No Data | 18.5489 | 35.2291 | No Data | No Data | No Data | No Data | 12.573 | 24.1116 | No Data | No Data | -50.8 | -66.1695 | -10.465 | -10.5536 | -36.2 | -36.2233
2019-03-11 12:00 | No Data | No Data | No Data | No Data | 19.3179 | 35.64 | No Data | No Data | No Data | No Data | 9.144 | 22.5145 | No Data | No Data | -60 | -71.0211 | -19.565 | -19.7545 | -47.7 | -47.7009
2019-03-11 12:30 | No Data | No Data | No Data | No Data | 9.7353 | 31.4929 | No Data | No Data | No Data | No Data | 6.858 | 19.5316 | No Data | No Data | -40 | -57.4233 | -28.665 | -29.0239 | -49.6 | -49.6734
2019-03-11 13:00 | No Data | No Data | No Data | No Data | 17.4258 | 34.6509 | No Data | No Data | No Data | No Data | 16.002 | 26.9758 | No Data | No Data | -30.4 | -54.8044 | -14.105 | -14.1343 | -28.3 | -28.7559
2019-03-11 13:30 | No Data | No Data | No Data | No Data | 12.7626 | 32.5563 | No Data | No Data | No Data | No Data | 34.29 | 41.8563 | No Data | No Data | -44.4 | -58.9644 | 2.275 | 2.6531 | -28.3 | -29.464
2019-03-11 14:00 | No Data | No Data | No Data | No Data | 12.2988 | 32.3773 | No Data | No Data | No Data | No Data | 19.431 | 29.1409 | No Data | No Data | -26.8 | -53.2376 | -19.565 | -19.6126 | -36.2 | -36.8897
2019-03-11 14:30 | No Data | No Data | No Data | No Data | 15.1675 | 33.6156 | No Data | No Data | No Data | No Data | 13.716 | 23.7843 | No Data | No Data | -54.8 | -66.459 | -29.575 | -29.9955 | -60.6 | -60.6693
2019-03-11 15:00 | No Data | No Data | No Data | No Data | 5.0721 | 28.7533 | No Data | No Data | No Data | No Data | 0 | 14.859 | No Data | No Data | -45.2 | -60.0933 | -45.5 | -46.7921 | -78.8 | -78.8822
2019-03-11 15:30 | No Data | No Data | No Data | No Data | 1.886 | 23.4928 | No Data | No Data | No Data | No Data | 5.715 | 18.0724 | No Data | No Data | -33.2 | -52.2915 | -55.055 | -56.2178 | -59.9 | -60.5285
2019-03-11 16:00 | No Data | No Data | No Data | No Data | -2.4109 | -18.2087 | No Data | No Data | No Data | No Data | 6.858 | 19.5316 | No Data | No Data | -1.6 | -47.2271 | -67.34 | -68.5345 | -55.3 | -58.3442
2019-03-11 16:30 | No Data | No Data | No Data | No Data | -1.7029 | -20.0252 | No Data | No Data | No Data | No Data | -4.572 | -15.5465 | No Data | No Data | -11.6 | -51.7177 | -63.7 | -65.8871 | -81.9 | -82.596
2019-03-11 17:00 | No Data | No Data | No Data | No Data | 0.0061036 | 16.2051 | No Data | No Data | No Data | No Data | 22.86 | 32.3289 | No Data | No Data | -20 | -52.7394 | -34.125 | -34.8929 | -60.1 | -63.2776
2019-03-11 17:30 | No Data | No Data | No Data | No Data | 2.1424 | 16.3945 | No Data | No Data | No Data | No Data | 22.86 | 32.3289 | No Data | No Data | -38 | -59.6657 | -43.225 | -44.3689 | -46.9 | -50.2355
2019-03-11 18:00 | No Data | No Data | No Data | No Data | 1.2757 | 14.0657 | No Data | No Data | No Data | No Data | 19.431 | 29.1409 | No Data | No Data | -49.2 | -66.0049 | -42.315 | -43.3804 | -53.3 | -56.3866
2019-03-11 18:30 | No Data | No Data | No Data | No Data | 5.7923 | 20.7765 | No Data | No Data | No Data | No Data | 36.576 | 44.3861 | No Data | No Data | -49.2 | -66.5408 | -29.575 | -30.1607 | -30 | -36.5053
2019-03-11 19:00 | No Data | No Data | No Data | No Data | 11.7861 | 23.1737 | No Data | No Data | No Data | No Data | 59.436 | 66.4515 | No Data | No Data | -30 | -56.9435 | 1.365 | 3.4652 | 18.6 | 30.7605
2019-03-11 19:30 | No Data | No Data | No Data | No Data | 19.5743 | 30.4571 | No Data | No Data | No Data | No Data | 78.867 | 85.1132 | No Data | No Data | -22.8 | -57.5124 | 35.49 | 37.0008 | 54.7 | 61.6793
2019-03-11 20:00 | No Data | No Data | No Data | No Data | 27.631 | 38.647 | No Data | No Data | No Data | No Data | 75.438 | 81.946 | No Data | No Data | -17.6 | -57.5569 | 36.4 | 38.136 | 44.9 | 50.8178
2019-03-11 20:30 | No Data | No Data | No Data | No Data | 31.7815 | 41.7155 | No Data | No Data | No Data | No Data | 74.295 | 80.4497 | No Data | No Data | -24.4 | -53.1338 | 41.405 | 42.3932 | 50.6 | 55.8753
2019-03-11 21:00 | No Data | No Data | No Data | No Data | 37.1649 | 49.1796 | No Data | No Data | No Data | No Data | 73.152 | 79.3953 | No Data | No Data | -20 | -52 | 36.855 | 38.0735 | 67.7 | 74.3356
2019-03-11 21:30 | No Data | No Data | No Data | No Data | 31.0124 | 44.7121 | No Data | No Data | No Data | No Data | 68.58 | 75.2038 | No Data | No Data | -16.4 | -51.103 | 35.49 | 36.6381 | 62.4 | 68.2719
2019-03-11 22:00 | No Data | No Data | No Data | No Data | 32.8069 | 46.0092 | No Data | No Data | No Data | No Data | 74.295 | 80.4497 | No Data | No Data | -22.8 | -53.8635 | 38.22 | 39.3963 | 65.6 | 70.3819
2019-03-11 22:30 | No Data | No Data | No Data | No Data | 40.2899 | 50.5102 | No Data | No Data | No Data | No Data | 73.152 | 79.8465 | No Data | No Data | -15.2 | -53.0253 | 32.76 | 33.7682 | 67.8 | 72.3666
2019-03-11 23:00 | No Data | No Data | No Data | No Data | 34.0398 | 47.0393 | No Data | No Data | No Data | No Data | 75.438 | 81.5064 | No Data | No Data | -21.6 | -53.3667 | 35.945 | 37.1933 | 66.2 | 72.6804
2019-03-11 23:30 | No Data | No Data | No Data | No Data | 36.2371 | 47.5375 | No Data | No Data | No Data | No Data | 68.58 | 75.2038 | No Data | No Data | -14.8 | -52.1444 | 31.85 | 33.0024 | 65 | 70.2701
2019-03-12 | No Data | No Data | No Data | No Data | 21.0147 | 34.4333 | No Data | No Data | No Data | No Data | 72.009 | 77.9003 | No Data | No Data | -7.6 | -52.9483 | 25.48 | 26.4996 | 60.8 | 69.0357
2019-03-12 00:30 | No Data | No Data | No Data | No Data | 35.3704 | 41.4956 | No Data | No Data | No Data | No Data | 67.437 | 74.163 | No Data | No Data | 2 | 51.2 | 15.47 | 16.7301 | 61.5 | 69.8417
2019-03-12 01:00 | No Data | No Data | No Data | No Data | 39.057 | 45.5215 | No Data | No Data | No Data | No Data | 69.723 | 75.7922 | No Data | No Data | -10 | -52.1674 | 26.39 | 27.3757 | 67.2 | 73.4302
2019-03-12 01:30 | No Data | No Data | No Data | No Data | 20.502 | 29.8078 | No Data | No Data | No Data | No Data | 70.866 | 77.2942 | No Data | No Data | -9.6 | -52.8787 | 22.75 | 23.8864 | 68.1 | 73.2941
2019-03-12 02:00 | No Data | No Data | No Data | No Data | 12.604 | 28.298 | No Data | No Data | No Data | No Data | 74.295 | 80.4497 | No Data | No Data | -7.6 | -53.0072 | 21.84 | 23.0214 | 64.2 | 70.0004
2019-03-12 02:30 | No Data | No Data | No Data | No Data | 8.661 | 23.0233 | No Data | No Data | No Data | No Data | 40.005 | 48.5069 | No Data | No Data | 37.2 | 69.5793 | -23.205 | -23.2228 | 15.5 | 23.228
2019-03-12 03:00 | No Data | No Data | No Data | No Data | 10.8583 | 28.4086 | No Data | No Data | No Data | No Data | 66.294 | 72.6502 | No Data | No Data | 10.4 | 55.7781 | 1.82 | 4.9005 | 40.1 | 48.6803
2019-03-12 03:30 | No Data | No Data | No Data | No Data | 1.3733 | 23.7279 | No Data | No Data | No Data | No Data | 81.153 | 87.2357 | No Data | No Data | -8 | -53.0072 | 19.11 | 20.9745 | 54.7 | 59.6534
2019-03-12 04:00 | No Data | No Data | No Data | No Data | -4.3153 | -23.5257 | No Data | No Data | No Data | No Data | 50.292 | 57.843 | No Data | No Data | 32.4 | 68.1891 | -20.93 | -20.9498 | 12.5 | 20.2252
2019-03-12 04:30 | No Data | No Data | No Data | No Data | -13.8491 | -23.5713 | No Data | No Data | No Data | No Data | 51.435 | 58.8395 | No Data | No Data | 36.8 | 71.412 | -26.39 | -26.3939 | 7.2 | 14.9482
2019-03-12 05:00 | No Data | No Data | No Data | No Data | -18.3658 | -22.491 | No Data | No Data | No Data | No Data | 38.862 | 47.5686 | No Data | No Data | 37.6 | 71.4871 | -28.665 | -28.6686 | 6.2 | 14.8556
2019-03-12 05:30 | No Data | No Data | No Data | No Data | -18.9273 | -22.9518 | No Data | No Data | No Data | No Data | 0 | 0 | No Data | No Data | 0.8 | 55.2362 | 8.19 | 10.661 | 44.6 | 53.0363
2019-03-12 06:00 | No Data | No Data | No Data | No Data | -18.5122 | -20.9445 | No Data | No Data | No Data | No Data | 0 | 0 | No Data | No Data | -22.4 | -53.6954 | 31.85 | 33.2524 | 73.1 | 78.7534
2019-03-12 06:30 | No Data | No Data | No Data | No Data | -19.9527 | -19.9942 | No Data | No Data | No Data | No Data | 0 | 0 | No Data | No Data | -45.6 | -60.3947 | 62.335 | 63.9109 | 95 | 101.4513
2019-03-12 07:00 | No Data | No Data | No Data | No Data | -16.6201 | -16.9497 | No Data | No Data | No Data | No Data | 0 | 0 | No Data | No Data | -28.8 | -53.5955 | 46.41 | 47.5752 | 82.4 | 86.4348
2019-03-12 07:30 | No Data | No Data | No Data | No Data | -17.1817 | -17.5413 | No Data | No Data | No Data | No Data | 0 | 0 | No Data | No Data | -20 | -50.5268 | 39.585 | 40.518 | 77 | 82.2448
2019-03-12 08:00 | No Data | No Data | No Data | No Data | -7.9042 | -8.1799 | No Data | No Data | No Data | No Data | 0 | 0 | No Data | No Data | -42.8 | -57.235 | 65.065 | 65.6368 | 101.7 | 107.5867
2019-03-12 08:30 | No Data | No Data | No Data | No Data | 8.4047 | 17.7154 | No Data | No Data | No Data | No Data | 0 | 0 | No Data | No Data | -48.4 | -64.0825 | 50.05 | 50.5132 | 76.1 | 82.2475
2019-03-12 09:00 | No Data | No Data | No Data | No Data | 2.3499 | 16.0726 | No Data | No Data | No Data | No Data | 0 | 0 | No Data | No Data | -60.4 | -72.6658 | 56.42 | 56.9478 | 78 | 84.7717
2019-03-12 09:30 | No Data | No Data | No Data | No Data | -5.5482 | -16.6443 | No Data | No Data | No Data | No Data | 0 | 0 | No Data | No Data | -39.6 | -60.3947 | 35.945 | 36.3573 | 52.8 | 59.167
2019-03-12 10:00 | No Data | No Data | No Data | No Data | -5.951 | -14.5593 | No Data | No Data | No Data | No Data | 0 | 0 | No Data | No Data | -24.8 | -54.3838 | 21.84 | 21.9157 | 49.7 | 56.3235
2019-03-12 10:30 | No Data | No Data | No Data | No Data | -9.2348 | -12.3561 | No Data | No Data | No Data | No Data | 0 | 0 | No Data | No Data | -45.2 | -61.1595 | 45.045 | 45.5591 | 73.1 | 80.0398
2019-03-12 11:00 | No Data | No Data | No Data | No Data | -7.0863 | -10.2396 | No Data | No Data | No Data | No Data | 0 | 0 | No Data | No Data | -41.6 | -56.6138 | 58.24 | 58.7514 | 77.3 | 84.6903
2019-03-12 11:30 | No Data | No Data | No Data | No Data | -4.7181 | -10.9723 | No Data | No Data | No Data | No Data | 0 | 0 | No Data | No Data | -58.4 | -69.0275 | 59.15 | 59.7143 | 72.3 | 80.2392
2019-03-12 12:00 | No Data | No Data | No Data | No Data | -5.7435 | -10.6172 | No Data | No Data | No Data | No Data | 0 | 0 | No Data | No Data | -65.2 | -73.3485 | 63.7 | 64.6292 | 83.2 | 91.4671
2019-03-12 12:30 | No Data | No Data | No Data | No Data | -6.4149 | -12.8013 | No Data | No Data | No Data | No Data | 0 | 0 | No Data | No Data | -63.6 | -71.5598 | 64.155 | 65.0777 | 81.7 | 89.8535
2019-03-12 13:00 | No Data | No Data | No Data | No Data | -1.2879 | -15.0883 | No Data | No Data | No Data | No Data | 0 | 0 | No Data | No Data | -66.4 | -73.8832 | 66.43 | 67.3969 | 76.1 | 85.4204
2019-03-12 13:30 | No Data | No Data | No Data | No Data | 0.92164 | 17.3648 | No Data | No Data | No Data | No Data | 0 | 0 | No Data | No Data | -56 | -67.0093 | 61.88 | 62.3616 | 66.7 | 70.1411
2019-03-12 14:00 | No Data | No Data | No Data | No Data | 1.8372 | 19.7332 | No Data | No Data | No Data | No Data | 0 | 0 | No Data | No Data | -44 | -55.6058 | 76.895 | 77.4864 | 83.1 | 88.6242
2019-03-12 14:30 | No Data | No Data | No Data | No Data | 0.0061036 | 17.792 | No Data | No Data | No Data | No Data | 0 | 0 | No Data | No Data | -42.8 | -55.1623 | 72.345 | 72.9151 | 78 | 83.7148
2019-03-12 15:00 | No Data | No Data | No Data | No Data | 0.97047 | 18.4401 | No Data | No Data | No Data | No Data | 89.154 | 93.6214 | No Data | No Data | 9.2 | 48.8737 | 21.385 | 21.6209 | 32.3 | 38.3099
2019-03-12 15:30 | No Data | No Data | No Data | No Data | -2.9847 | -18.6549 | No Data | No Data | No Data | No Data | 16.002 | 25.172 | No Data | No Data | -23.6 | -52.0569 | -50.05 | -51.5357 | -84.8 | -85.0412
2019-03-12 16:00 | No Data | No Data | No Data | No Data | -10.5165 | -13.061 | No Data | No Data | No Data | No Data | 30.861 | 39.0966 | No Data | No Data | -36.4 | -55.8813 | -34.58 | -35.338 | -65.6 | -65.7218
2019-03-12 16:30 | No Data | No Data | No Data | No Data | -2.2644 | -13.2746 | No Data | No Data | No Data | No Data | 56.007 | 61.87 | No Data | No Data | -36.4 | -54.9764 | -24.115 | -24.3882 | -54.8 | -56.8158
2019-03-12 17:00 | No Data | No Data | No Data | No Data | -2.1546 | -15.7429 | No Data | No Data | No Data | No Data | 27.432 | 35.7085 | No Data | No Data | -37.6 | -56.3716 | -48.685 | -49.8946 | -75.6 | -75.6381
2019-03-12 17:30 | No Data | No Data | No Data | No Data | 4.1444 | 18.3753 | No Data | No Data | No Data | No Data | 46.863 | 53.1833 | No Data | No Data | -57.6 | -68.786 | -30.94 | -31.5889 | -55.1 | -55.4477
2019-03-12 18:00 | No Data | No Data | No Data | No Data | 0.0061036 | 17.9507 | No Data | No Data | No Data | No Data | 70.866 | 76.845 | No Data | No Data | -31.6 | -56.4695 | -4.095 | -4.1949 | -22.5 | -26.0357
2019-03-12 18:30 | No Data | No Data | No Data | No Data | 13.0678 | 28.8227 | No Data | No Data | No Data | No Data | 49.149 | 56.2862 | No Data | No Data | -36.8 | -59.5355 | -3.64 | -4.0696 | -25.1 | -26.4367
2019-03-12 19:00 | No Data | No Data | No Data | No Data | 15.2773 | 28.1873 | No Data | No Data | No Data | No Data | 94.869 | 99.7624 | No Data | No Data | -30.4 | -54.8044 | 29.12 | 29.7147 | 21.6 | 30.4059
2019-03-12 19:30 | No Data | No Data | No Data | No Data | 21.3199 | 34.4668 | No Data | No Data | No Data | No Data | 94.869 | 100.493 | No Data | No Data | -24 | -58.363 | 38.22 | 39.3963 | 51.4 | 56.4758
2019-03-12 20:00 | No Data | No Data | No Data | No Data | 30.8537 | 42.1503 | No Data | No Data | No Data | No Data | 86.868 | 92.5759 | No Data | No Data | -14.8 | -56.7634 | 36.855 | 38.0735 | 52 | 56.7789
2019-03-12 20:30 | No Data | No Data | No Data | No Data | 36.6033 | 47.5513 | No Data | No Data | No Data | No Data | 68.58 | 74.7421 | No Data | No Data | -14.4 | -50.8802 | 34.125 | 34.8008 | 50.2 | 54.4929
2019-03-12 21:00 | No Data | No Data | No Data | No Data | 40.2411 | 50.405 | No Data | No Data | No Data | No Data | 74.295 | 80.4497 | No Data | No Data | -17.2 | -51.7424 | 36.4 | 37.0343 | 65.9 | 69.2568
2019-03-12 21:30 | No Data | No Data | No Data | No Data | 36.2982 | 47.3168 | No Data | No Data | No Data | No Data | 67.437 | 73.6947 | No Data | No Data | -13.2 | -52.4869 | 33.215 | 33.6608 | 62.3 | 64.9888
2019-03-12 22:00 | No Data | No Data | No Data | No Data | 32.1355 | 45.6801 | No Data | No Data | No Data | No Data | 73.152 | 78.9581 | No Data | No Data | -16.8 | -52.7469 | 36.855 | 37.3266 | 64.6 | 66.8249
2019-03-12 22:30 | No Data | No Data | No Data | No Data | 41.6815 | 52.8331 | No Data | No Data | No Data | No Data | 66.294 | 72.6502 | No Data | No Data | -14.8 | -53.2962 | 32.76 | 33.2119 | 63.8 | 67.4217
2019-03-12 23:00 | No Data | No Data | No Data | No Data | 39.826 | 51.3819 | No Data | No Data | No Data | No Data | 60.579 | 66.9802 | No Data | No Data | -11.6 | -54.45 | 28.665 | 29.1804 | 56.8 | 59.5238
2019-03-12 23:30 | No Data | No Data | No Data | No Data | 50.2388 | 59.8157 | No Data | No Data | No Data | No Data | 62.865 | 69.0546 | No Data | No Data | -8.8 | -52.02 | 30.94 | 31.4181 | 63.9 | 68.0498
2019-03-13 | No Data | No Data | No Data | No Data | 58.7472 | 67.1209 | No Data | No Data | No Data | No Data | 58.293 | 64.92 | No Data | No Data | -11.2 | -52.1076 | 32.305 | 33.0181 | 69.5 | 74.2392
2019-03-13 00:30 | No Data | No Data | No Data | No Data | 72.7489 | 78.1761 | No Data | No Data | No Data | No Data | 45.72 | 52.1789 | No Data | No Data | 0 | 50 | 22.295 | 23.4535 | 68.3 | 74.5982
2019-03-13 01:00 | No Data | No Data | No Data | No Data | 65.2537 | 71.9678 | No Data | No Data | No Data | No Data | 51.435 | 57.7639 | No Data | No Data | -4 | -49.761 | 25.935 | 26.818 | 66.6 | 70.0461
2019-03-13 01:30 | No Data | No Data | No Data | No Data | 58.1857 | 66.4523 | No Data | No Data | No Data | No Data | 50.292 | 56.7485 | No Data | No Data | -10 | -50.9902 | 30.94 | 31.6838 | 64.8 | 67.0183
2019-03-13 02:00 | No Data | No Data | No Data | No Data | 53.1563 | 64.0864 | No Data | No Data | No Data | No Data | 44.577 | 51.1804 | No Data | No Data | -7.6 | -51.761 | 27.755 | 28.3783 | 59.3 | 60.862
2019-03-13 02:30 | No Data | No Data | No Data | No Data | 54.902 | 65.5416 | No Data | No Data | No Data | No Data | 37.719 | 45.3326 | No Data | No Data | -3.6 | -52.9226 | 23.66 | 24.2818 | 53.6 | 54.5807
2019-03-13 03:00 | No Data | No Data | No Data | No Data | 53.2662 | 65.1041 | No Data | No Data | No Data | No Data | 41.148 | 48.2232 | No Data | No Data | -2 | -52.4244 | 22.295 | 22.9538 | 59.7 | 61.1204
2019-03-13 03:30 | No Data | No Data | No Data | No Data | 49.7261 | 62.241 | No Data | No Data | No Data | No Data | 33.147 | 35.4514 | No Data | No Data | -2 | -65.678 | 19.11 | 20.9745 | 45 | 45.6882
2019-03-13 04:00 | No Data | No Data | No Data | No Data | 49.7261 | 62.241 | No Data | No Data | No Data | No Data | 35.433 | 37.5976 | No Data | No Data | 3.2 | 66.1743 | 13.65 | 16.4053 | 49.7 | 50.2777
2019-03-13 04:30 | No Data | No Data | No Data | No Data | 49.7261 | 62.241 | No Data | No Data | No Data | No Data | 30.861 | 33.3239 | No Data | No Data | 5.6 | 67.4329 | 11.83 | 15.4967 | 35.6 | 35.9089
2019-03-13 05:00 | No Data | No Data | No Data | No Data | 47.9805 | 60.8555 | No Data | No Data | No Data | No Data | 32.004 | 34.3851 | No Data | No Data | 6 | 67.4673 | 11.375 | 14.8137 | 35.9 | 36.5199
2019-03-13 05:30 | No Data | No Data | No Data | No Data | 51.2642 | 63.4766 | No Data | No Data | No Data | No Data | 26.289 | 28.6663 | No Data | No Data | 6 | 67.8657 | 10.465 | 13.8682 | 36.4 | 37.086
2019-03-13 06:00 | No Data | No Data | No Data | No Data | 52.9488 | 63.8802 | No Data | No Data | No Data | No Data | 18.288 | 20.9827 | No Data | No Data | 12 | 69.4447 | 3.64 | 10.6513 | 30.5 | 32.0358
2019-03-13 06:30 | No Data | No Data | No Data | No Data | 58.1857 | 65.6044 | No Data | No Data | No Data | No Data | 17.145 | 19.9943 | No Data | No Data | 18 | 69.569 | 2.73 | 10.3756 | 34.4 | 37.1022
2019-03-13 07:00 | No Data | No Data | No Data | No Data | 65.0584 | 70.293 | No Data | No Data | No Data | No Data | 17.145 | 19.431 | No Data | No Data | 14 | 67.4685 | 6.37 | 11.108 | 40.9 | 45.3538
2019-03-13 07:30 | No Data | No Data | No Data | No Data | 71.7723 | 75.2506 | No Data | No Data | No Data | No Data | 18.288 | 20.4466 | No Data | No Data | 10.4 | 66.3578 | 11.83 | 15.2068 | 48.5 | 56.2033
2019-03-13 08:00 | No Data | No Data | No Data | No Data | 75.1537 | 77.2565 | No Data | No Data | No Data | No Data | 25.146 | 27.6218 | No Data | No Data | -19.6 | -61.9806 | 23.66 | 25.0374 | 37.5 | 42.3132
2019-03-13 08:30 | No Data | No Data | No Data | No Data | 63.4592 | 67.6301 | No Data | No Data | No Data | No Data | 5.715 | 10.783 | No Data | No Data | -27.6 | -64.9554 | 2.275 | 12.0468 | 10.9 | 14.7248
2019-03-13 09:00 | No Data | No Data | No Data | No Data | 56.6964 | 61.329 | No Data | No Data | No Data | No Data | -14.859 | -14.9029 | No Data | No Data | -44.8 | -73.2874 | -16.835 | -24.7923 | -20.9 | -20.9955
2019-03-13 09:30 | No Data | No Data | No Data | No Data | 51.5206 | 56.5785 | No Data | No Data | No Data | No Data | -38.862 | -39.013 | No Data | No Data | -32 | -66.242 | -41.86 | -47.8616 | -64.7 | -65.0564
2019-03-13 10:00 | No Data | No Data | No Data | No Data | 49.7261 | 55.7147 | No Data | No Data | No Data | No Data | -36.576 | -36.7364 | No Data | No Data | -37.6 | -68.1175 | -44.59 | -51.3566 | -65.4 | -65.9246
2019-03-13 10:30 | No Data | No Data | No Data | No Data | 46.3447 | 55.7163 | No Data | No Data | No Data | No Data | -29.718 | -29.9152 | No Data | No Data | -5.6 | -63.8461 | -51.87 | -58.8289 | -46.1 | -46.6284
2019-03-13 11:00 | No Data | No Data | No Data | No Data | 42.9023 | 53.9861 | No Data | No Data | No Data | No Data | -26.289 | -26.3138 | No Data | No Data | -18.8 | -63.6402 | -38.675 | -45.5773 | -52 | -54.3493
2019-03-13 11:30 | No Data | No Data | No Data | No Data | 42.9023 | 53.9861 | No Data | No Data | No Data | No Data | -37.719 | -37.9951 | No Data | No Data | -34.4 | -64.364 | -53.235 | -59.4171 | -66.3 | -66.6791
2019-03-13 12:00 | No Data | No Data | No Data | No Data | 42.9023 | 53.9861 | No Data | No Data | No Data | No Data | -40.005 | -40.4112 | No Data | No Data | -4.8 | -62.9832 | -47.775 | -54.145 | -59.9 | -60.092
2019-03-13 12:30 | No Data | No Data | No Data | No Data | 40.8026 | 52.333 | No Data | No Data | No Data | No Data | -41.148 | -41.7156 | No Data | No Data | -25.6 | -63.7646 | -28.665 | -34.7055 | -69 | -69.0528
2019-03-13 13:00 | No Data | No Data | No Data | No Data | 40.7538 | 52.295 | No Data | No Data | No Data | No Data | -52.578 | -53.5749 | No Data | No Data | -16 | -60.938 | -57.33 | -63.8947 | -77.6 | -78.1673
2019-03-13 13:30 | No Data | No Data | No Data | No Data | 40.7538 | 52.295 | No Data | No Data | No Data | No Data | -42.291 | -42.8434 | No Data | No Data | -22.4 | -59.5718 | -58.695 | -65.1222 | -72.3 | -72.688
2019-03-13 14:00 | No Data | No Data | No Data | No Data | 40.705 | 52.2569 | No Data | No Data | No Data | No Data | -37.719 | -38.1495 | No Data | No Data | -20.8 | -59.3633 | -56.875 | -62.8921 | -69.1 | -69.4241
2019-03-13 14:30 | No Data | No Data | No Data | No Data | 37.0062 | 49.4302 | No Data | No Data | No Data | No Data | -33.147 | -33.4608 | No Data | No Data | -22.4 | -62.1752 | -50.05 | -56.1626 | -63.8 | -64.0116
2019-03-13 15:00 | No Data | No Data | No Data | No Data | 38.7518 | 50.7503 | No Data | No Data | No Data | No Data | -34.29 | -34.763 | No Data | No Data | -35.2 | -62.4628 | -42.77 | -49.325 | -86.8 | -87.4817
2019-03-13 15:30 | No Data | No Data | No Data | No Data | 36.6522 | 49.1658 | No Data | No Data | No Data | No Data | -32.004 | -32.0855 | No Data | No Data | -10 | -58.8558 | -24.115 | -31.0535 | -70.6 | -71.1219
2019-03-13 16:00 | No Data | No Data | No Data | No Data | 40.3387 | 51.9722 | No Data | No Data | No Data | No Data | -4.572 | -6.4658 | No Data | No Data | -20.8 | -61.2405 | -13.195 | -21.3898 | -21.4 | -22.1206
2019-03-13 16:30 | No Data | No Data | No Data | No Data | 41.9867 | 51.8093 | No Data | No Data | No Data | No Data | -13.716 | -13.7635 | No Data | No Data | -11.6 | -60.7184 | -18.655 | -26.0624 | -43.4 | -43.4139
2019-03-13 17:00 | No Data | No Data | No Data | No Data | 41.9867 | 51.8093 | No Data | No Data | No Data | No Data | -37.719 | -38.3374 | No Data | No Data | -28.8 | -60.8473 | -58.24 | -69.4125 | -56.3 | -56.3555
2019-03-13 17:30 | No Data | No Data | No Data | No Data | 44.4892 | 53.8573 | No Data | No Data | No Data | No Data | -20.574 | -20.7006 | No Data | No Data | -48.8 | -70.731 | -51.415 | -59.0887 | -34.2 | -34.2374
2019-03-13 18:00 | No Data | No Data | No Data | No Data | 46.4424 | 55.4816 | No Data | No Data | No Data | No Data | -26.289 | -26.3138 | No Data | No Data | -27.2 | -64.4236 | -47.775 | -54.145 | -43.3 | -43.3074
2019-03-13 18:30 | No Data | No Data | No Data | No Data | 48.1392 | 56.9096 | No Data | No Data | No Data | No Data | -3.429 | -5.715 | No Data | No Data | -55.2 | -75.8356 | -16.835 | -24.4602 | -11.3 | -14.0801
2019-03-13 19:00 | No Data | No Data | No Data | No Data | 52.1798 | 60.3659 | No Data | No Data | No Data | No Data | 30.861 | 32.9097 | No Data | No Data | -42 | -68.7267 | 22.295 | 24.0806 | 38.3 | 42.7095
2019-03-13 19:30 | No Data | No Data | No Data | No Data | 52.1798 | 60.3659 | No Data | No Data | No Data | No Data | 44.577 | 46.6394 | No Data | No Data | -20.8 | -66.5348 | 37.765 | 37.9864 | 67.9 | 72.2873
2019-03-13 20:00 | No Data | No Data | No Data | No Data | 46.54 | 56.5082 | No Data | No Data | No Data | No Data | 49.149 | 51.346 | No Data | No Data | -18.8 | -66.3204 | 39.13 | 39.2594 | 70.7 | 76.1909
2019-03-13 20:30 | No Data | No Data | No Data | No Data | 44.8066 | 55.0893 | No Data | No Data | No Data | No Data | 54.864 | 56.8405 | No Data | No Data | -20.4 | -59.6 | 40.95 | 41.375 | 72.7 | 77.9208
2019-03-13 21:00 | No Data | No Data | No Data | No Data | 39.472 | 50.8453 | No Data | No Data | No Data | No Data | 52.578 | 54.6373 | No Data | No Data | -18.8 | -60.2103 | 38.22 | 38.8246 | 67.5 | 72.3343
2019-03-13 21:30 | No Data | No Data | No Data | No Data | 39.472 | 50.8453 | No Data | No Data | No Data | No Data | 48.006 | 50.6028 | No Data | No Data | -11.6 | -60.3258 | 31.395 | 32.228 | 61.4 | 65.3584
2019-03-13 22:00 | No Data | No Data | No Data | No Data | 36.0906 | 48.2674 | No Data | No Data | No Data | No Data | 37.719 | 40.1354 | No Data | No Data | -2.4 | -62.4628 | 22.295 | 24.2562 | 48.6 | 50.8917
2019-03-13 22:30 | No Data | No Data | No Data | No Data | 41.2177 | 52.2121 | No Data | No Data | No Data | No Data | 34.29 | 36.9315 | No Data | No Data | 3.2 | 63.281 | 17.745 | 20.8358 | 50.9 | 52.7638
2019-03-13 23:00 | No Data | No Data | No Data | No Data | 32.5505 | 45.6809 | No Data | No Data | No Data | No Data | 33.147 | 35.4514 | No Data | No Data | 6.4 | 65.5963 | 12.285 | 17.3736 | 45.8 | 46.6004
2019-03-13 23:30 | No Data | No Data | No Data | No Data | 36.4446 | 48.5326 | No Data | No Data | No Data | No Data | 40.005 | 42.291 | No Data | No Data | 2.4 | 63.6453 | 18.655 | 21.171 | 53.9 | 55.7391
2019-03-14 | No Data | No Data | No Data | No Data | 48.6519 | 58.2598 | No Data | No Data | No Data | No Data | 36.576 | 39.0632 | No Data | No Data | 5.6 | 63.8461 | 15.47 | 18.4261 | 52.2 | 54.8985
2019-03-14 00:30 | No Data | No Data | No Data | No Data | 62.8977 | 68.8474 | No Data | No Data | No Data | No Data | 33.147 | 35.4514 | No Data | No Data | 12.8 | 64.5638 | 10.01 | 14.4816 | 56.1 | 62.1727
2019-03-14 01:00 | No Data | No Data | No Data | No Data | 57.673 | 64.1095 | No Data | No Data | No Data | No Data | 34.29 | 36.5224 | No Data | No Data | 2.8 | 62.8624 | 17.29 | 19.7545 | 56.7 | 61.0381
2019-03-14 01:30 | No Data | No Data | No Data | No Data | 52.4971 | 60.2892 | No Data | No Data | No Data | No Data | 29.718 | 32.2682 | No Data | No Data | 4.8 | 63.382 | 15.925 | 19.3094 | 48.9 | 52.2472
2019-03-14 02:00 | No Data | No Data | No Data | No Data | 47.1138 | 56.6949 | No Data | No Data | No Data | No Data | 28.575 | 30.7762 | No Data | No Data | 6 | 65.0415 | 14.105 | 18.1202 | 44.1 | 46.2387
2019-03-14 02:30 | No Data | No Data | No Data | No Data | 47.1138 | 56.4113 | No Data | No Data | No Data | No Data | 26.289 | 28.6663 | No Data | No Data | 9.2 | 66.6381 | 10.92 | 16.0995 | 45.5 | 47.1332
2019-03-14 03:00 | No Data | No Data | No Data | No Data | 41.828 | 52.0779 | No Data | No Data | No Data | No Data | 35.433 | 37.5976 | No Data | No Data | -4 | -64.1797 | 25.025 | 26.9527 | 50.8 | 52.0854
2019-03-14 03:30 | No Data | No Data | No Data | No Data | 40.1434 | 53.4062 | No Data | No Data | No Data | No Data | 33.147 | 35.4514 | No Data | No Data | -4 | -65.678 | 20.93 | 23.6074 | 46.5 | 47.2526
2019-03-14 04:00 | No Data | No Data | No Data | No Data | 43.5248 | 57.1066 | No Data | No Data | No Data | No Data | 35.433 | 37.5976 | No Data | No Data | -6.4 | -64.7172 | 22.295 | 24.6289 | 58.3 | 59.3473
2019-03-14 04:30 | No Data | No Data | No Data | No Data | 40.0336 | 53.364 | No Data | No Data | No Data | No Data | 32.004 | 34.3851 | No Data | No Data | -5.2 | -65.0083 | 22.295 | 24.8257 | 47.4 | 48.1386
2019-03-14 05:00 | No Data | No Data | No Data | No Data | 40.0336 | 53.364 | No Data | No Data | No Data | No Data | 33.147 | 35.4514 | No Data | No Data | -7.2 | -64.8012 | 23.66 | 25.6904 | 49.8 | 50.9365
2019-03-14 05:30 | No Data | No Data | No Data | No Data | 40.0336 | 53.364 | No Data | No Data | No Data | No Data | 25.146 | 27.1688 | No Data | No Data | 4.8 | 66.1743 | 12.74 | 16.7796 | 39.9 | 41.0386
2019-03-14 06:00 | No Data | No Data | No Data | No Data | 47.2602 | 58.9793 | No Data | No Data | No Data | No Data | 29.718 | 31.8403 | No Data | No Data | 0 | 64 | 16.835 | 19.5862 | 50.5 | 53.13
2019-03-14 06:30 | No Data | No Data | No Data | No Data | 56.025 | 63.2654 | No Data | No Data | No Data | No Data | 33.147 | 35.4514 | No Data | No Data | -1.6 | -61.6208 | 22.75 | 24.5025 | 55.1 | 58.79
2019-03-14 07:00 | No Data | No Data | No Data | No Data | 61.5183 | 66.7472 | No Data | No Data | No Data | No Data | 33.147 | 35.4514 | No Data | No Data | -1.6 | -60.821 | 21.84 | 23.3251 | 57.3 | 64.1755
2019-03-14 07:30 | No Data | No Data | No Data | No Data | 67.0481 | 70.6313 | No Data | No Data | No Data | No Data | 29.718 | 31.8403 | No Data | No Data | 0.8 | 59.6054 | 23.205 | 24.763 | 50.2 | 56.7652
2019-03-14 08:00 | No Data | No Data | No Data | No Data | 65.4124 | 69.0805 | No Data | No Data | No Data | No Data | 25.146 | 27.1688 | No Data | No Data | -10.4 | -59.3188 | 18.2 | 20.5557 | 42.2 | 49.7775
2019-03-14 08:30 | No Data | No Data | No Data | No Data | 48.2368 | 53.9236 | No Data | No Data | No Data | No Data | -4.572 | -6.4658 | No Data | No Data | -27.2 | -62.9768 | -11.375 | -19.5703 | -13.1 | -18.2455
2019-03-14 09:00 | No Data | No Data | No Data | No Data | 43.2197 | 51.5553 | No Data | No Data | No Data | No Data | -30.861 | -31.0509 | No Data | No Data | -37.2 | -64.9159 | -40.04 | -46.2782 | -66 | -66.0473
2019-03-14 09:30 | No Data | No Data | No Data | No Data | 41.5717 | 50.1818 | No Data | No Data | No Data | No Data | -42.291 | -42.8434 | No Data | No Data | -34 | -64.1511 | -47.775 | -54.8006 | -80.2 | -81.2468
2019-03-14 10:00 | No Data | No Data | No Data | No Data | 38.349 | 49.0672 | No Data | No Data | No Data | No Data | -44.577 | -45.5052 | No Data | No Data | -36.4 | -64.4608 | -50.05 | -57.2306 | -87.2 | -88.3653
2019-03-14 10:30 | No Data | No Data | No Data | No Data | 34.8577 | 46.3897 | No Data | No Data | No Data | No Data | -48.006 | -48.8691 | No Data | No Data | -30.4 | -61.6208 | -55.055 | -62.2818 | -95.4 | -96.6833
2019-03-14 11:00 | No Data | No Data | No Data | No Data | 33.1121 | 45.0928 | No Data | No Data | No Data | No Data | -49.149 | -49.9924 | No Data | No Data | -24.8 | -59.7863 | -60.97 | -67.9643 | -100.9 | -103.2071
2019-03-14 11:30 | No Data | No Data | No Data | No Data | 33.1121 | 46.2273 | No Data | No Data | No Data | No Data | -51.435 | -52.6897 | No Data | No Data | -20.4 | -58.4739 | -60.515 | -67.9658 | -103 | -104.7926
2019-03-14 12:00 | No Data | No Data | No Data | No Data | 31.3664 | 44.9934 | No Data | No Data | No Data | No Data | -49.149 | -50.214 | No Data | No Data | -22 | -57.9393 | -57.33 | -64.7188 | -100.9 | -102.8826
2019-03-14 12:30 | No Data | No Data | No Data | No Data | 27.3747 | 42.3075 | No Data | No Data | No Data | No Data | -48.006 | -49.0958 | No Data | No Data | -18 | -57.3006 | -59.605 | -67.1568 | -103.2 | -105.3149
2019-03-14 13:00 | No Data | No Data | No Data | No Data | 27.1672 | 42.1735 | No Data | No Data | No Data | No Data | -44.577 | -45.5052 | No Data | No Data | -18.8 | -57.9351 | -59.605 | -67.1568 | -101.4 | -103.5315
2019-03-14 13:30 | No Data | No Data | No Data | No Data | 25.214 | 40.9426 | No Data | No Data | No Data | No Data | -42.291 | -43.0412 | No Data | No Data | -20.8 | -58.2409 | -58.695 | -66.3505 | -102.5 | -104.5496
2019-03-14 14:00 | No Data | No Data | No Data | No Data | 25.214 | 40.9426 | No Data | No Data | No Data | No Data | -43.434 | -44.1648 | No Data | No Data | -15.2 | -57.6403 | -63.7 | -71.2188 | -106.6 | -108.405
2019-03-14 14:30 | No Data | No Data | No Data | No Data | 25.0675 | 40.8526 | No Data | No Data | No Data | No Data | -43.434 | -44.3861 | No Data | No Data | -4 | -57.369 | -76.44 | -84.4696 | -92.7 | -93.7662
2019-03-14 15:00 | No Data | No Data | No Data | No Data | 26.8132 | 41.9463 | No Data | No Data | No Data | No Data | -42.291 | -43.0412 | No Data | No Data | -18.4 | -57.4275 | -64.155 | -71.4249 | -103.6 | -105.4378
2019-03-14 15:30 | No Data | No Data | No Data | No Data | 29.218 | 42.2806 | No Data | No Data | No Data | No Data | -40.005 | -40.7973 | No Data | No Data | -19.6 | -57.0712 | -62.335 | -69.7947 | -101 | -102.4709
2019-03-14 16:00 | No Data | No Data | No Data | No Data | 30.9148 | 43.4705 | No Data | No Data | No Data | No Data | -30.861 | -31.1978 | No Data | No Data | -21.6 | -57.7886 | -60.97 | -68.3712 | -97.7 | -98.9219
2019-03-14 16:30 | No Data | No Data | No Data | No Data | 31.1711 | 42.4494 | No Data | No Data | No Data | No Data | -22.86 | -23.1157 | No Data | No Data | -27.6 | -59.2243 | -58.695 | -65.7251 | -92.7 | -93.3983
2019-03-14 17:00 | No Data | No Data | No Data | No Data | 27.5822 | 39.8885 | No Data | No Data | No Data | No Data | -17.145 | -17.1831 | No Data | No Data | -34.4 | -61.6831 | -50.96 | -57.8119 | -81.6 | -82.0948
2019-03-14 17:30 | No Data | No Data | No Data | No Data | 32.0378 | 43.0899 | No Data | No Data | No Data | No Data | -18.288 | -18.3237 | No Data | No Data | -30.4 | -59.8892 | -51.87 | -59.0449 | -81.9 | -82.4607
2019-03-14 18:00 | No Data | No Data | No Data | No Data | 15.375 | 27.4364 | No Data | No Data | No Data | No Data | -9.144 | -9.4254 | No Data | No Data | -37.2 | -63.9362 | -41.405 | -48.38 | -67.1 | -67.2935
2019-03-14 18:30 | No Data | No Data | No Data | No Data | 15.4726 | 26.1062 | No Data | No Data | No Data | No Data | 13.716 | 15.8791 | No Data | No Data | -46.4 | -69.9909 | -19.11 | -26.7058 | -25.9 | -26.2383
2019-03-14 19:00 | No Data | No Data | No Data | No Data | 23.3219 | 32.8443 | No Data | No Data | No Data | No Data | 52.578 | 54.6373 | No Data | No Data | -33.6 | -63.6 | 15.47 | 18.4261 | 32 | 38.6078
2019-03-14 19:30 | No Data | No Data | No Data | No Data | 29.3767 | 38.4287 | No Data | No Data | No Data | No Data | 82.296 | 84.3035 | No Data | No Data | -16.8 | -61.5376 | 40.495 | 40.7015 | 71.9 | 77.4908
2019-03-14 20:00 | No Data | No Data | No Data | No Data | 27.4235 | 36.9571 | No Data | No Data | No Data | No Data | 81.153 | 83.1881 | No Data | No Data | -8.4 | -62.1701 | 36.855 | 37.1348 | 69.1 | 74.9775
2019-03-14 20:30 | No Data | No Data | No Data | No Data | 25.1652 | 35.3138 | No Data | No Data | No Data | No Data | 0 | 0 | No Data | No Data | -4.4 | -57.401 | 30.94 | 32.0056 | 62 | 68.0294
2019-03-14 21:00 | No Data | No Data | No Data | No Data | 26.6545 | 37.5229 | No Data | No Data | No Data | No Data | 0 | 0 | No Data | No Data | -2 | -57.6347 | 28.665 | 29.9402 | 59.3 | 64.1237
2019-03-14 21:30 | No Data | No Data | No Data | No Data | 28.6076 | 37.7722 | No Data | No Data | No Data | No Data | 0 | 0 | No Data | No Data | 4.4 | 60.1611 | 20.93 | 23.0079 | 49.7 | 54.2308
2019-03-14 22:00 | No Data | No Data | No Data | No Data | 28.2902 | 38.6687 | No Data | No Data | No Data | No Data | 0 | 0 | No Data | No Data | 8.4 | 64.5489 | 11.83 | 16.7301 | 39.4 | 42.4129
2019-03-14 22:30 | No Data | No Data | No Data | No Data | 37.116 | 45.525 | No Data | No Data | No Data | No Data | 0 | 0 | No Data | No Data | 11.2 | 65.3667 | 10.01 | 15.4967 | 39.7 | 43.1867
2019-03-14 23:00 | No Data | No Data | No Data | No Data | 38.9105 | 49.1025 | No Data | No Data | No Data | No Data | 0 | 0 | No Data | No Data | 6 | 64.6789 | 15.015 | 18.566 | 43.8 | 46.9834
2019-03-14 23:30 | No Data | No Data | No Data | No Data | 49.5186 | 57.8716 | No Data | No Data | No Data | No Data | 0 | 0 | No Data | No Data | 10.8 | 64.5105 | 11.375 | 15.7682 | 43.5 | 47.3097
2019-03-15 | No Data | No Data | No Data | No Data | 52.9 | 59.2192 | No Data | No Data | No Data | No Data | 0 | 0 | No Data | No Data | 8.8 | 64.2059 | 11.83 | 15.7945 | 48.9 | 53.7034
2019-03-15 00:30 | No Data | No Data | No Data | No Data | 65.4124 | 69.3965 | No Data | No Data | No Data | No Data | 0 | 0 | No Data | No Data | 20.4 | 67.5538 | 2.73 | 12.1409 | 47.2 | 55.4495
2019-03-15 01:00 | No Data | No Data | No Data | No Data | 56.4889 | 61.7418 | No Data | No Data | No Data | No Data | 0 | 0 | No Data | No Data | 10.8 | 64.5105 | 10.01 | 14.8137 | 49.6 | 54.8427
2019-03-15 01:30 | No Data | No Data | No Data | No Data | 49.7749 | 56.4221 | No Data | No Data | No Data | No Data | 0 | 0 | No Data | No Data | 12.8 | 67.2298 | 5.915 | 13.6348 | 40.9 | 44.8483
2019-03-15 02:00 | No Data | No Data | No Data | No Data | 47.3091 | 57.1981 | No Data | No Data | No Data | No Data | 0 | 0 | No Data | No Data | 0.8 | 63.605 | 18.655 | 21.3898 | 48.9 | 52.3894
2019-03-15 02:30 | No Data | No Data | No Data | No Data | 47.3091 | 57.1981 | No Data | No Data | No Data | No Data | 0 | 0 | No Data | No Data | 1.2 | 62.482 | 15.47 | 17.7217 | 46.4 | 48.7337
2019-03-15 03:00 | No Data | No Data | No Data | No Data | 43.6225 | 55.1822 | No Data | No Data | No Data | No Data | 0 | 0 | No Data | No Data | -7.6 | -62.0671 | 23.66 | 24.8923 | 51.4 | 53.5721
2019-03-15 03:30 | No Data | No Data | No Data | No Data | 41.7792 | 53.7369 | No Data | No Data | No Data | No Data | 0 | 0 | No Data | No Data | -4 | -63.6616 | 17.29 | 18.9413 | 52.4 | 54.0862
2019-03-15 04:00 | No Data | No Data | No Data | No Data | 38.2879 | 51.0697 | No Data | No Data | No Data | No Data | 0 | 0 | No Data | No Data | 2.4 | 64.4447 | 11.83 | 14.9251 | 47.2 | 48.677
2019-03-15 04:30 | No Data | No Data | No Data | No Data | 38.2879 | 51.0697 | No Data | No Data | No Data | No Data | 0 | 0 | No Data | No Data | 4.8 | 64.9775 | 9.555 | 13.195 | 43.1 | 44.7126
2019-03-15 05:00 | No Data | No Data | No Data | No Data | 40.1923 | 52.5125 | No Data | No Data | No Data | No Data | 0 | 0 | No Data | No Data | -1.2 | -63.6113 | 13.65 | 15.6893 | 48.6 | 50.632
2019-03-15 05:30 | No Data | No Data | No Data | No Data | 41.9379 | 53.8603 | No Data | No Data | No Data | No Data | 0 | 0 | No Data | No Data | -0.8 | -63.2051 | 13.195 | 15.0701 | 50.1 | 52.9057
2019-03-15 06:00 | No Data | No Data | No Data | No Data | 44.0375 | 54.3152 | No Data | No Data | No Data | No Data | 0 | 0 | No Data | No Data | -3.2 | -61.6831 | 15.925 | 17.3259 | 54.8 | 58.1326
2019-03-15 06:30 | No Data | No Data | No Data | No Data | 50.3365 | 56.5632 | No Data | No Data | No Data | No Data | 0 | 0 | No Data | No Data | 2 | 62.0116 | 15.47 | 17.296 | 46.9 | 50.4169
2019-03-15 07:00 | No Data | No Data | No Data | No Data | 55.5123 | 60.0808 | No Data | No Data | No Data | No Data | 0 | 0 | No Data | No Data | 9.6 | 63.1341 | 9.555 | 12.5847 | 44.2 | 49.0212
2019-03-15 07:30 | No Data | No Data | No Data | No Data | 55.4147 | 58.758 | No Data | No Data | No Data | No Data | 0 | 0 | No Data | No Data | 6.4 | 60.7816 | 16.835 | 19.1371 | 28.9 | 32.4238
2019-03-15 08:00 | No Data | No Data | No Data | No Data | 51.8746 | 55.4319 | No Data | No Data | No Data | No Data | 0 | 0 | No Data | No Data | 2 | 60.8329 | 6.825 | 12.4939 | 7.8 | 16.2012
2019-03-15 08:30 | No Data | No Data | No Data | No Data | 35.1629 | 40.2262 | No Data | No Data | No Data | No Data | 0 | 0 | No Data | No Data | -22.4 | -58.4616 | -14.105 | -17.5632 | -41 | -41.0352
2019-03-15 09:00 | No Data | No Data | No Data | No Data | 34.9554 | 41.2782 | No Data | No Data | No Data | No Data | 0 | 0 | No Data | No Data | -26.4 | -56.8957 | -51.415 | -54.8516 | -76 | -76.5791
2019-03-15 09:30 | No Data | No Data | No Data | No Data | 29.4255 | 36.7133 | No Data | No Data | No Data | No Data | 0 | 0 | No Data | No Data | -31.6 | -50.9761 | -83.265 | -89.4778 | -116.8 | -119.1027
2019-03-15 10:00 | No Data | No Data | No Data | No Data | 23.8346 | 34.229 | No Data | No Data | No Data | No Data | 0 | 0 | No Data | No Data | -32.4 | -46.6768 | -96.46 | -104.2665 | -135.3 | -139.0789
2019-03-15 10:30 | No Data | No Data | No Data | No Data | 18.5489 | 32.1436 | No Data | No Data | No Data | No Data | 0 | 0 | No Data | No Data | -31.2 | -45.5456 | -97.825 | -106.0501 | -136.1 | -139.9499
2019-03-15 11:00 | No Data | No Data | No Data | No Data | 11.6884 | 27.2499 | No Data | No Data | No Data | No Data | 0 | 0 | No Data | No Data | -36.4 | -48.998 | -94.185 | -102.1655 | -132.5 | -136.4754
2019-03-15 11:30 | No Data | No Data | No Data | No Data | 13.8857 | 29.8382 | No Data | No Data | No Data | No Data | 0 | 0 | No Data | No Data | -33.2 | -51.0654 | -85.085 | -91.8435 | -122.6 | -125.8239
2019-03-15 12:00 | No Data | No Data | No Data | No Data | 13.9956 | 29.8895 | No Data | No Data | No Data | No Data | 0 | 0 | No Data | No Data | -45.2 | -56.0828 | -78.26 | -85.7443 | -118.4 | -121.9475
2019-03-15 12:30 | No Data | No Data | No Data | No Data | 14.2519 | 30.0104 | No Data | No Data | No Data | No Data | 0 | 0 | No Data | No Data | -29.2 | -56.184 | -58.695 | -63.987 | -91.8 | -94.5171
2019-03-15 13:00 | No Data | No Data | No Data | No Data | 11.7861 | 29.0659 | No Data | No Data | No Data | No Data | 0 | 0 | No Data | No Data | -48 | -58.1364 | -77.805 | -85.7068 | -96.9 | -98.9831
2019-03-15 13:30 | No Data | No Data | No Data | No Data | 14.1421 | 29.9583 | No Data | No Data | No Data | No Data | 0 | 0 | No Data | No Data | -36.8 | -58.2862 | -55.055 | -60.2888 | -95 | -98.1837
2019-03-15 14:00 | No Data | No Data | No Data | No Data | 15.8389 | 33.7404 | No Data | No Data | No Data | No Data | 0 | 0 | No Data | No Data | -56.4 | -64.262 | -69.16 | -76.3329 | -108.4 | -112.1863
2019-03-15 14:30 | No Data | No Data | No Data | No Data | 17.5235 | 34.5632 | No Data | No Data | No Data | No Data | 0 | 0 | No Data | No Data | -50 | -59.5799 | -76.895 | -84.6899 | -104 | -107.7293
2019-03-15 15:00 | No Data | No Data | No Data | No Data | 13.6782 | 31.3026 | No Data | No Data | No Data | No Data | 0 | 0 | No Data | No Data | -53.6 | -62.2215 | -74.62 | -82.0528 | -110.8 | -114.5831
2019-03-15 15:30 | No Data | No Data | No Data | No Data | 15.5825 | 32.1803 | No Data | No Data | No Data | No Data | 0 | 0 | No Data | No Data | -43.6 | -62.228 | -55.51 | -60.7046 | -91.6 | -94.6919
2019-03-15 16:00 | No Data | No Data | No Data | No Data | 14.8623 | 30.305 | No Data | No Data | No Data | No Data | 0 | 0 | No Data | No Data | -34.8 | -59.9373 | -45.955 | -50.3099 | -81.2 | -83.0434
2019-03-15 16:30 | No Data | No Data | No Data | No Data | 19.9893 | 33.1222 | No Data | No Data | No Data | No Data | 0 | 0 | No Data | No Data | -35.6 | -58.8014 | -52.78 | -57.2957 | -86.4 | -87.8328
2019-03-15 17:00 | No Data | No Data | No Data | No Data | 16.144 | 29.4784 | No Data | No Data | No Data | No Data | 0 | 0 | No Data | No Data | -28.4 | -56.117 | -51.87 | -56.4585 | -79.4 | -81.3708
2019-03-15 17:30 | No Data | No Data | No Data | No Data | 16.8154 | 29.8918 | No Data | No Data | No Data | No Data | 0 | 0 | No Data | No Data | -35.2 | -58.8802 | -46.41 | -50.9112 | -76.4 | -77.9169
2019-03-15 18:00 | No Data | No Data | No Data | No Data | 5.9876 | 23.8419 | No Data | No Data | No Data | No Data | 0 | 0 | No Data | No Data | -40 | -62.482 | -40.495 | -44.7776 | -62.8 | -64.4075
2019-03-15 18:30 | No Data | No Data | No Data | No Data | -2.5208 | -21.4805 | No Data | No Data | No Data | No Data | 0 | 0 | No Data | No Data | -41.6 | -62.9158 | -20.93 | -24.0419 | -23.6 | -25.1525
2019-03-15 19:00 | No Data | No Data | No Data | No Data | 0.0061036 | 23.5645 | No Data | No Data | No Data | No Data | 0 | 0 | No Data | No Data | -25.2 | -56.707 | 11.375 | 12.821 | 28.1 | 33.6982
2019-03-15 19:30 | No Data | No Data | No Data | No Data | 2.2522 | 19.8247 | No Data | No Data | No Data | No Data | 0 | 0 | No Data | No Data | -11.2 | -57.5013 | 33.215 | 33.215 | 67.4 | 72.3495
2019-03-15 20:00 | No Data | No Data | No Data | No Data | 9.7841 | 25.0661 | No Data | No Data | No Data | No Data | 0 | 0 | No Data | No Data | 2.4 | 60.048 | 23.66 | 23.66 | 56.4 | 62.4866
2019-03-15 20:30 | No Data | No Data | No Data | No Data | 15.0698 | 28.9458 | No Data | No Data | No Data | No Data | 0 | 0 | No Data | No Data | 14 | 57.3355 | 10.01 | 10.8152 | 41.9 | 48.9459
2019-03-15 21:00 | No Data | No Data | No Data | No Data | 11.1147 | 27.0979 | No Data | No Data | No Data | No Data | 0 | 0 | No Data | No Data | 16 | 59.3956 | 8.645 | 9.9893 | 38.2 | 44.3338
2019-03-15 21:30 | No Data | No Data | No Data | No Data | 10.5531 | 26.8724 | No Data | No Data | No Data | No Data | 0 | 0 | No Data | No Data | 21.6 | 62.6418 | 2.73 | 6.5146 | 31.1 | 36.1354
2019-03-15 22:00 | No Data | No Data | No Data | No Data | 13.7392 | 29.727 | No Data | No Data | No Data | No Data | 0 | 0 | No Data | No Data | 22 | 63.9062 | 0 | 5.46 | 26.7 | 31.0247
2019-03-15 22:30 | No Data | No Data | No Data | No Data | 23.8346 | 35.5389 | No Data | No Data | No Data | No Data | 0 | 0 | No Data | No Data | 28 | 66.9376 | -4.095 | -9.1567 | 27.7 | 32.7116
2019-03-15 23:00 | No Data | No Data | No Data | No Data | 16.4492 | 31.0726 | No Data | No Data | No Data | No Data | 0 | 0 | No Data | No Data | 27.6 | 66.7712 | -4.55 | -9.369 | 22.8 | 27.0202
2019-03-15 23:30 | No Data | No Data | No Data | No Data | 22.2477 | 35.8465 | No Data | No Data | No Data | No Data | 0 | 0 | No Data | No Data | 24 | 63.8799 | 1.365 | 5.628 | 35.1 | 42.6339
2019-03-16 | No Data | No Data | No Data | No Data | 22.3453 | 34.5951 | No Data | No Data | No Data | No Data | 0 | 0 | No Data | No Data | 17.2 | 60.1132 | 6.37 | 8.101 | 42.2 | 50.1523
2019-03-16 00:30 | No Data | No Data | No Data | No Data | 27.8874 | 37.2621 | No Data | No Data | No Data | No Data | 0 | 0 | No Data | No Data | 24 | 63.5094 | 1.365 | 4.7503 | 45.8 | 53.4734
2019-03-16 01:00 | No Data | No Data | No Data | No Data | 20.148 | 30.4793 | No Data | No Data | No Data | No Data | 0 | 0 | No Data | No Data | 14 | 60.4437 | 7.735 | 9.213 | 48 | 52.5137
2019-03-16 01:30 | No Data | No Data | No Data | No Data | 5.536 | 23.5307 | No Data | No Data | No Data | No Data | 0 | 0 | No Data | No Data | 14.4 | 58.9847 | 9.1 | 11.108 | 41.4 | 46.4215
2019-03-16 02:00 | No Data | No Data | No Data | No Data | 1.5808 | 22.8761 | No Data | No Data | No Data | No Data | 0 | 0 | No Data | No Data | 11.2 | 58.2862 | 6.825 | 8.7403 | 38.7 | 46.2361
2019-03-16 02:30 | No Data | No Data | No Data | No Data | 11.5785 | 28.647 | No Data | No Data | No Data | No Data | 0 | 0 | No Data | No Data | 14.4 | 57.8218 | 6.37 | 7.8281 | 44.5 | 50.7986
2019-03-16 03:00 | No Data | No Data | No Data | No Data | 11.5297 | 30.143 | No Data | No Data | No Data | No Data | 0 | 0 | No Data | No Data | 12.8 | 57.8342 | 8.19 | 9.5982 | 44.6 | 49.9091
2019-03-16 03:30 | No Data | No Data | No Data | No Data | 17.4258 | 32.8531 | No Data | No Data | No Data | No Data | 0 | 0 | No Data | No Data | 12 | 58.4452 | 8.19 | 9.5982 | 44.2 | 49.7341
2019-03-16 04:00 | No Data | No Data | No Data | No Data | 21.2711 | 36.6955 | No Data | No Data | No Data | No Data | 0 | 0 | No Data | No Data | 13.2 | 59.8732 | 5.915 | 7.7484 | 39.8 | 44.2327
2019-03-16 04:30 | No Data | No Data | No Data | No Data | 21.0636 | 36.5756 | No Data | No Data | No Data | No Data | 0 | 0 | No Data | No Data | 9.2 | 58.7251 | 8.645 | 9.9893 | 44.5 | 49.8648
2019-03-16 05:00 | No Data | No Data | No Data | No Data | 24.3961 | 38.5911 | No Data | No Data | No Data | No Data | 0 | 0 | No Data | No Data | 10 | 59.25 | 7.28 | 8.8345 | 41 | 44.6972
2019-03-16 05:30 | No Data | No Data | No Data | No Data | 26.1906 | 39.7499 | No Data | No Data | No Data | No Data | 0 | 0 | No Data | No Data | 4 | 58.2326 | 11.83 | 12.5187 | 46.5 | 50.232
2019-03-16 06:00 | No Data | No Data | No Data | No Data | 18.9151 | 35.382 | No Data | No Data | No Data | No Data | 0 | 0 | No Data | No Data | 6.4 | 57.9545 | 10.92 | 11.6626 | 48.1 | 51.535
2019-03-16 06:30 | No Data | No Data | No Data | No Data | 20.856 | 34.2979 | No Data | No Data | No Data | No Data | 0 | 0 | No Data | No Data | 10 | 59.6443 | 10.01 | 12.1153 | 39.7 | 42.6185
2019-03-16 07:00 | No Data | No Data | No Data | No Data | 25.7877 | 37.5018 | No Data | No Data | No Data | No Data | 0 | 0 | No Data | No Data | 3.2 | 56.4907 | 17.745 | 18.566 | 49 | 51.7677
2019-03-16 07:30 | No Data | No Data | No Data | No Data | 34.7601 | 46.3164 | No Data | No Data | No Data | No Data | 0 | 0 | No Data | No Data | -12.4 | -53.069 | 33.67 | 33.7192 | 64 | 67.8068
2019-03-16 08:00 | No Data | No Data | No Data | No Data | 29.9382 | 42.8164 | No Data | No Data | No Data | No Data | 0 | 0 | No Data | No Data | -23.2 | -54.3956 | 42.77 | 42.8087 | 39.5 | 41.8084
2019-03-16 08:30 | No Data | No Data | No Data | No Data | 29.8283 | 42.7396 | No Data | No Data | No Data | No Data | 0 | 0 | No Data | No Data | -13.6 | -55.2985 | 20.93 | 21.6305 | 14.5 | 17.5011
2019-03-16 09:00 | No Data | No Data | No Data | No Data | 29.8283 | 42.7396 | No Data | No Data | No Data | No Data | 0 | 0 | No Data | No Data | -12.4 | -55.4054 | 7.28 | 10.9579 | -13.1 | -13.1973
2019-03-16 09:30 | No Data | No Data | No Data | No Data | 26.3004 | 40.3567 | No Data | No Data | No Data | No Data | 0 | 0 | No Data | No Data | -1.2 | -56.0057 | -1.82 | -11.5197 | -32 | -32.0899
2019-03-16 10:00 | No Data | No Data | No Data | No Data | 29.7795 | 42.7056 | No Data | No Data | No Data | No Data | 0 | 0 | No Data | No Data | -0.4 | -55.692 | 0.455 | 11.83 | -35.1 | -35.4543
2019-03-16 10:30 | No Data | No Data | No Data | No Data | 25.5314 | 39.8597 | No Data | No Data | No Data | No Data | 0 | 0 | No Data | No Data | -32 | -56.6943 | -45.5 | -50.8705 | -84.1 | -85.8209
2019-03-16 11:00 | No Data | No Data | No Data | No Data | 25.4215 | 39.7895 | No Data | No Data | No Data | No Data | 0 | 0 | No Data | No Data | -36 | -59.3619 | -43.68 | -49.2494 | -80.2 | -81.7609
2019-03-16 11:30 | No Data | No Data | No Data | No Data | 23.4806 | 38.5783 | No Data | No Data | No Data | No Data | 0 | 0 | No Data | No Data | -33.6 | -54.0992 | -45.5 | -48.058 | -84.5 | -86.5014
2019-03-16 12:00 | No Data | No Data | No Data | No Data | 25.1164 | 39.5952 | No Data | No Data | No Data | No Data | 0 | 0 | No Data | No Data | -23.6 | -49.5774 | -55.055 | -58.1297 | -72.2 | -73.3434
2019-03-16 12:30 | No Data | No Data | No Data | No Data | 23.4806 | 38.5783 | No Data | No Data | No Data | No Data | 0 | 0 | No Data | No Data | -31.2 | -52.9649 | -45.5 | -48.2064 | -82.8 | -84.588
2019-03-16 13:00 | No Data | No Data | No Data | No Data | 23.4806 | 38.5783 | No Data | No Data | No Data | No Data | 0 | 0 | No Data | No Data | -40 | -57.137 | -37.31 | -39.5745 | -73.5 | -75.0756
2019-03-16 13:30 | No Data | No Data | No Data | No Data | 25.8854 | 43.7125 | No Data | No Data | No Data | No Data | 0 | 0 | No Data | No Data | -34.8 | -54.5439 | -29.575 | -31.8533 | -68.1 | -69.2558
2019-03-16 14:00 | No Data | No Data | No Data | No Data | 27.631 | 44.7683 | No Data | No Data | No Data | No Data | 0 | 0 | No Data | No Data | -41.2 | -56.3205 | -29.12 | -31.6053 | -65.5 | -66.3682
2019-03-16 14:30 | No Data | No Data | No Data | No Data | 29.3156 | 45.8272 | No Data | No Data | No Data | No Data | 0 | 0 | No Data | No Data | -46 | -59.6657 | -28.665 | -31.0102 | -63.5 | -64.2067
2019-03-16 15:00 | No Data | No Data | No Data | No Data | 31.0613 | 46.963 | No Data | No Data | No Data | No Data | 0 | 0 | No Data | No Data | -49.6 | -62 | -29.12 | -31.4312 | -58.9 | -59.0872
2019-03-16 15:30 | No Data | No Data | No Data | No Data | 32.9656 | 47.0627 | No Data | No Data | No Data | No Data | 0 | 0 | No Data | No Data | -41.6 | -56.6138 | -37.765 | -40.1562 | -67.9 | -68.1825
2019-03-16 16:00 | No Data | No Data | No Data | No Data | 36.2982 | 48.3582 | No Data | No Data | No Data | No Data | 0 | 0 | No Data | No Data | -44.4 | -58.702 | -36.4 | -38.5651 | -61.1 | -61.2243
2019-03-16 16:30 | No Data | No Data | No Data | No Data | 38.1415 | 48.5859 | No Data | No Data | No Data | No Data | 0 | 0 | No Data | No Data | -48 | -60.7276 | -35.49 | -37.5561 | -58.3 | -58.3193
2019-03-16 17:00 | No Data | No Data | No Data | No Data | 38.1903 | 47.0521 | No Data | No Data | No Data | No Data | 0 | 0 | No Data | No Data | -51.2 | -62.8204 | -30.485 | -32.2312 | -49.7 | -49.7064
2019-03-16 17:30 | No Data | No Data | No Data | No Data | 41.7304 | 49.9682 | No Data | No Data | No Data | No Data | 0 | 0 | No Data | No Data | -54.4 | -65.903 | -14.56 | -15.8925 | -38.8 | -39.0056
2019-03-16 18:00 | No Data | No Data | No Data | No Data | 40.1434 | 48.6508 | No Data | No Data | No Data | No Data | 0 | 0 | No Data | No Data | -59.2 | -68.8744 | -15.925 | -16.835 | -26.9 | -28.4951
2019-03-16 18:30 | No Data | No Data | No Data | No Data | 41.828 | 50.0498 | No Data | No Data | No Data | No Data | 0 | 0 | No Data | No Data | -77.2 | -83.1173 | 25.025 | 25.2883 | 11.5 | 22.4664
2019-03-16 19:00 | No Data | No Data | No Data | No Data | 44.4404 | 52.2527 | No Data | No Data | No Data | No Data | 0 | 0 | No Data | No Data | -29.2 | -49.2016 | 23.205 | 23.365 | 32 | 40.9176
2019-03-16 19:30 | No Data | No Data | No Data | No Data | 41.059 | 50.4575 | No Data | No Data | No Data | No Data | 0 | 0 | No Data | No Data | -13.6 | -49.1203 | 38.22 | 38.9949 | 59.3 | 66.7756
2019-03-16 20:00 | No Data | No Data | No Data | No Data | 32.1355 | 43.5065 | No Data | No Data | No Data | No Data | 0 | 0 | No Data | No Data | -12 | -42.5281 | 40.95 | 41.2547 | 56.9 | 62.5174
2019-03-16 20:30 | No Data | No Data | No Data | No Data | 34.0887 | 44.9684 | No Data | No Data | No Data | No Data | 0 | 0 | No Data | No Data | -4 | -42.9865 | 31.85 | 32.0573 | 56.3 | 61.2413
2019-03-16 21:00 | No Data | No Data | No Data | No Data | 30.4997 | 42.3126 | No Data | No Data | No Data | No Data | 0 | 0 | No Data | No Data | -0.4 | -43.6165 | 29.12 | 29.2477 | 62 | 65.3012
2019-03-16 21:30 | No Data | No Data | No Data | No Data | 28.9128 | 39.9254 | No Data | No Data | No Data | No Data | 0 | 0 | No Data | No Data | 4.8 | 46.2498 | 23.205 | 23.2763 | 54 | 56.8581
2019-03-16 22:00 | No Data | No Data | No Data | No Data | 27.7775 | 40.2882 | No Data | No Data | No Data | No Data | 0 | 0 | No Data | No Data | 2.8 | 47.283 | 24.115 | 24.1536 | 53.5 | 56.1058
2019-03-16 22:30 | No Data | No Data | No Data | No Data | 34.8089 | 45.4226 | No Data | No Data | No Data | No Data | 0 | 0 | No Data | No Data | -0.4 | -46.4017 | 25.935 | 26.0783 | 59.2 | 62.2666
2019-03-16 23:00 | No Data | No Data | No Data | No Data | 31.4763 | 44.1617 | No Data | No Data | No Data | No Data | 0 | 0 | No Data | No Data | -6.4 | -47.2356 | 30.485 | 30.6509 | 60.4 | 62.6662
2019-03-16 23:30 | No Data | No Data | No Data | No Data | 35.8343 | 46.8988 | No Data | No Data | No Data | No Data | 0 | 0 | No Data | No Data | -7.6 | -46.6236 | 31.85 | 32.0089 | 65.4 | 68.2739
2019-03-17 | No Data | No Data | No Data | No Data | 39.3744 | 49.6562 | No Data | No Data | No Data | No Data | 0 | 0 | No Data | No Data | -12.8 | -45.824 | 37.31 | 37.5864 | 73.7 | 76.8566
2019-03-17 00:30 | No Data | No Data | No Data | No Data | 51.2642 | 59.5266 | No Data | No Data | No Data | No Data | 0 | 0 | No Data | No Data | -17.2 | -45.0156 | 40.95 | 41.375 | 85.5 | 90.2522
2019-03-17 01:00 | No Data | No Data | No Data | No Data | 38.7518 | 49.164 | No Data | No Data | No Data | No Data | 0 | 0 | No Data | No Data | -20.4 | -47.0523 | 45.045 | 45.4317 | 82.8 | 85.9351
2019-03-17 01:30 | No Data | No Data | No Data | No Data | 31.9402 | 43.9952 | No Data | No Data | No Data | No Data | 0 | 0 | No Data | No Data | -19.2 | -48.3735 | 42.77 | 43.0619 | 76.8 | 78.9968
2019-03-17 02:00 | No Data | No Data | No Data | No Data | 33.8811 | 46.6048 | No Data | No Data | No Data | No Data | 0 | 0 | No Data | No Data | -20.4 | -48.4991 | 42.77 | 43.0619 | 72.1 | 73.9863
2019-03-17 02:30 | No Data | No Data | No Data | No Data | 39.057 | 50.4928 | No Data | No Data | No Data | No Data | 0 | 0 | No Data | No Data | -18.4 | -49.1723 | 39.585 | 39.9002 | 67.5 | 68.9569
2019-03-17 03:00 | No Data | No Data | No Data | No Data | 35.7244 | 49.1435 | No Data | No Data | No Data | No Data | 0 | 0 | No Data | No Data | -15.2 | -46.9297 | 34.125 | 34.8008 | 60.3 | 61.3868
2019-03-17 03:30 | No Data | No Data | No Data | No Data | 33.3196 | 47.4241 | No Data | No Data | No Data | No Data | 0 | 0 | No Data | No Data | -12 | -47.5395 | 30.94 | 31.5889 | 55.6 | 56.3237
2019-03-17 04:00 | No Data | No Data | No Data | No Data | 33.3196 | 48.8243 | No Data | No Data | No Data | No Data | 0 | 0 | No Data | No Data | -14 | -47.7007 | 32.305 | 32.927 | 55.2 | 56.5976
2019-03-17 04:30 | No Data | No Data | No Data | No Data | 33.3196 | 48.8243 | No Data | No Data | No Data | No Data | 0 | 0 | No Data | No Data | -11.6 | -48.2162 | 28.21 | 28.9203 | 51.4 | 52.649
2019-03-17 05:00 | No Data | No Data | No Data | No Data | 35.7244 | 50.4961 | No Data | No Data | No Data | No Data | 0 | 0 | No Data | No Data | -12 | -47.9266 | 27.3 | 28.1402 | 52.2 | 53.7944
2019-03-17 05:30 | No Data | No Data | No Data | No Data | 34.0398 | 49.3186 | No Data | No Data | No Data | No Data | 0 | 0 | No Data | No Data | -8 | -48.6621 | 23.205 | 23.8387 | 57.9 | 58.9924
2019-03-17 06:00 | No Data | No Data | No Data | No Data | 34.2962 | 49.4959 | No Data | No Data | No Data | No Data | 0 | 0 | No Data | No Data | -15.2 | -48.8262 | 28.665 | 29.4663 | 66.2 | 67.8781
2019-03-17 06:30 | No Data | No Data | No Data | No Data | 44.4404 | 55.9568 | No Data | No Data | No Data | No Data | 0 | 0 | No Data | No Data | -18.4 | -47.3236 | 37.765 | 38.4603 | 75.6 | 77.1726
2019-03-17 07:00 | No Data | No Data | No Data | No Data | 49.5186 | 60.0692 | No Data | No Data | No Data | No Data | 0 | 0 | No Data | No Data | -18 | -47.1695 | 37.765 | 38.6429 | 76.1 | 78.2928
2019-03-17 07:30 | No Data | No Data | No Data | No Data | 45.5756 | 55.8363 | No Data | No Data | No Data | No Data | 0 | 0 | No Data | No Data | -19.2 | -46.9093 | 40.95 | 41.5921 | 70.5 | 71.7068
2019-03-17 08:00 | No Data | No Data | No Data | No Data | 45.5756 | 55.8363 | No Data | No Data | No Data | No Data | 0 | 0 | No Data | No Data | -24.8 | -54.7401 | 36.4 | 37.6332 | 59.6 | 62.0046
2019-03-17 08:30 | No Data | No Data | No Data | No Data | 38.2879 | 50.0651 | No Data | No Data | No Data | No Data | 0 | 0 | No Data | No Data | -42.4 | -58.5655 | 11.375 | 11.698 | 22.8 | 24.0019
2019-03-17 09:00 | No Data | No Data | No Data | No Data | 36.6522 | 50.4802 | No Data | No Data | No Data | No Data | 0 | 0 | No Data | No Data | -48.8 | -62.0967 | -20.02 | -20.6361 | -19.6 | -19.6041
2019-03-17 09:30 | No Data | No Data | No Data | No Data | 34.9554 | 49.262 | No Data | No Data | No Data | No Data | 0 | 0 | No Data | No Data | -48 | -60.9734 | -28.665 | -29.6903 | -48.2 | -48.9094
2019-03-17 10:00 | No Data | No Data | No Data | No Data | 34.9554 | 49.262 | No Data | No Data | No Data | No Data | 0 | 0 | No Data | No Data | -48.8 | -60.8802 | -29.12 | -30.2498 | -65.2 | -65.7389
2019-03-17 10:30 | No Data | No Data | No Data | No Data | 36.701 | 50.5157 | No Data | No Data | No Data | No Data | 0 | 0 | No Data | No Data | -48.4 | -60.0826 | -30.03 | -31.1268 | -70.3 | -70.9798
2019-03-17 11:00 | No Data | No Data | No Data | No Data | 36.701 | 51.8427 | No Data | No Data | No Data | No Data | 0 | 0 | No Data | No Data | -47.2 | -59.1202 | -29.575 | -30.6881 | -68.9 | -69.4346
2019-03-17 11:30 | No Data | No Data | No Data | No Data | 36.701 | 51.8427 | No Data | No Data | No Data | No Data | 0 | 0 | No Data | No Data | -46.8 | -58.8014 | -27.3 | -28.502 | -66.2 | -66.9362
2019-03-17 12:00 | No Data | No Data | No Data | No Data | 36.701 | 51.8427 | No Data | No Data | No Data | No Data | 0 | 0 | No Data | No Data | -45.2 | -58.0345 | -29.12 | -30.3762 | -65.4 | -66.2061
2019-03-17 12:30 | No Data | No Data | No Data | No Data | 36.701 | 51.8427 | No Data | No Data | No Data | No Data | 0 | 0 | No Data | No Data | -43.2 | -57.0095 | -30.94 | -32.1251 | -65.5 | -66.1154
2019-03-17 13:00 | No Data | No Data | No Data | No Data | 36.701 | 51.8427 | No Data | No Data | No Data | No Data | 0 | 0 | No Data | No Data | -48.8 | -60.6419 | -25.935 | -27.0639 | -59.2 | -59.6124
2019-03-17 13:30 | No Data | No Data | No Data | No Data | 35.0652 | 50.6978 | No Data | No Data | No Data | No Data | 0 | 0 | No Data | No Data | -49.2 | -60.9643 | -24.57 | -25.6258 | -58.9 | -59.3264
2019-03-17 14:00 | No Data | No Data | No Data | No Data | 33.3196 | 49.5065 | No Data | No Data | No Data | No Data | 0 | 0 | No Data | No Data | -41.2 | -55.7781 | -31.85 | -33.0024 | -59.1 | -59.3196
2019-03-17 14:30 | No Data | No Data | No Data | No Data | 31.5251 | 48.317 | No Data | No Data | No Data | No Data | 0 | 0 | No Data | No Data | -46 | -58.6597 | -29.575 | -30.6881 | -62 | -62.0233
2019-03-17 15:00 | No Data | No Data | No Data | No Data | 31.5251 | 45.8431 | No Data | No Data | No Data | No Data | 0 | 0 | No Data | No Data | -43.6 | -57.3132 | -32.305 | -33.4417 | -60.1 | -61.6591
2019-03-17 15:30 | No Data | No Data | No Data | No Data | 33.0632 | 46.9141 | No Data | No Data | No Data | No Data | 0 | 0 | No Data | No Data | -44 | -57.6181 | -34.58 | -35.7573 | -61.9 | -61.9013
2019-03-17 16:00 | No Data | No Data | No Data | No Data | 36.6522 | 47.1404 | No Data | No Data | No Data | No Data | 0 | 0 | No Data | No Data | -46.8 | -58.5601 | -30.94 | -32.0056 | -57.2 | -58.1104
2019-03-17 16:30 | No Data | No Data | No Data | No Data | 37.4701 | 47.7791 | No Data | No Data | No Data | No Data | 0 | 0 | No Data | No Data | -42.4 | -56.6703 | -41.405 | -43.0618 | -41.7 | -41.7307
2019-03-17 17:00 | No Data | No Data | No Data | No Data | 25.275 | 37.7184 | No Data | No Data | No Data | No Data | 0 | 0 | No Data | No Data | -48.8 | -61.3619 | -26.845 | -27.8146 | -45.3 | -45.3134
2019-03-17 17:30 | No Data | No Data | No Data | No Data | 27.2648 | 39.0796 | No Data | No Data | No Data | No Data | 0 | 0 | No Data | No Data | -48.4 | -59.3795 | -26.39 | -27.5002 | -39.1 | -39.3041
2019-03-17 18:00 | No Data | No Data | No Data | No Data | 22.7604 | 31.6913 | No Data | No Data | No Data | No Data | 0 | 0 | No Data | No Data | -26 | -49.0567 | 5.915 | 5.915 | 0.9 | 14.1287
2019-03-17 18:30 | No Data | No Data | No Data | No Data | 20.9171 | 27.6672 | No Data | No Data | No Data | No Data | 0 | 0 | No Data | No Data | -28 | -48.173 | 15.015 | 15.0769 | 26.1 | 32.64
2019-03-17 19:00 | No Data | No Data | No Data | No Data | 24.445 | 31.4234 | No Data | No Data | No Data | No Data | 0 | 0 | No Data | No Data | -32.8 | -47.8213 | 37.765 | 37.9864 | 48.9 | 52.4615
2019-03-17 19:30 | No Data | No Data | No Data | No Data | 32.4529 | 39.2914 | No Data | No Data | No Data | No Data | 0 | 0 | No Data | No Data | -6 | -48.4248 | 35.945 | 36.3573 | 56.9 | 61.7544
2019-03-17 20:00 | No Data | No Data | No Data | No Data | 34.2962 | 43.8588 | No Data | No Data | No Data | No Data | 0 | 0 | No Data | No Data | -4.8 | -41.876 | 38.22 | 38.3174 | 64 | 68.4225
2019-03-17 20:30 | No Data | No Data | No Data | No Data | 30.7073 | 41.1133 | No Data | No Data | No Data | No Data | 0 | 0 | No Data | No Data | 2.8 | 44.8874 | 29.575 | 29.589 | 65.2 | 68.6848
2019-03-17 21:00 | No Data | No Data | No Data | No Data | 27.216 | 38.5756 | No Data | No Data | No Data | No Data | 0 | 0 | No Data | No Data | 4.4 | 46.6082 | 26.39 | 26.3939 | 61.5 | 63.7009
2019-03-17 21:30 | No Data | No Data | No Data | No Data | 29.0593 | 39.8975 | No Data | No Data | No Data | No Data | 0 | 0 | No Data | No Data | -3.2 | -48.1065 | 28.21 | 28.2137 | 61.6 | 63.238
2019-03-17 22:00 | No Data | No Data | No Data | No Data | 31.0124 | 43.8668 | No Data | No Data | No Data | No Data | 0 | 0 | No Data | No Data | -2.8 | -48.0816 | 27.3 | 27.3152 | 58.4 | 60.3964
2019-03-17 22:30 | No Data | No Data | No Data | No Data | 38.6053 | 49.5268 | No Data | No Data | No Data | No Data | 0 | 0 | No Data | No Data | -6.4 | -48.0283 | 30.94 | 30.9935 | 65.6 | 67.5468
2019-03-17 23:00 | No Data | No Data | No Data | No Data | 33.6736 | 45.7869 | No Data | No Data | No Data | No Data | 0 | 0 | No Data | No Data | -7.2 | -49.3283 | 29.12 | 29.152 | 61.6 | 62.1567
2019-03-17 23:30 | No Data | No Data | No Data | No Data | 42.2431 | 52.4119 | No Data | No Data | No Data | No Data | 0 | 0 | No Data | No Data | -7.6 | -46.6236 | 32.305 | 32.6238 | 66.8 | 71.6815
2019-03-18 | No Data | No Data | No Data | No Data | 49.0059 | 58.0009 | No Data | No Data | No Data | No Data | 0 | 0 | No Data | No Data | -14 | -46.9366 | 37.765 | 38.1577 | 75.7 | 81.9923
2019-03-18 00:30 | No Data | No Data | No Data | No Data | 57.9294 | 64.1397 | No Data | No Data | No Data | No Data | 0 | 0 | No Data | No Data | -4.4 | -44.6587 | 30.485 | 30.8931 | 76.9 | 84.6986
2019-03-18 01:00 | No Data | No Data | No Data | No Data | 49.3111 | 57.2986 | No Data | No Data | No Data | No Data | 0 | 0 | No Data | No Data | -8 | -45.5807 | 30.03 | 30.5223 | 69.1 | 75.8172
2019-03-18 01:30 | No Data | No Data | No Data | No Data | 38.703 | 49.4734 | No Data | No Data | No Data | No Data | 0 | 0 | No Data | No Data | -14.4 | -47.0574 | 36.855 | 37.2572 | 71.5 | 76.2182
2019-03-18 02:00 | No Data | No Data | No Data | No Data | 36.9085 | 48.0826 | No Data | No Data | No Data | No Data | 0 | 0 | No Data | No Data | -11.2 | -47.3438 | 32.76 | 33.2119 | 72.6 | 76.5271
2019-03-18 02:30 | No Data | No Data | No Data | No Data | 40.3998 | 50.8118 | No Data | No Data | No Data | No Data | 0 | 0 | No Data | No Data | -6 | -48.3735 | 24.57 | 24.9089 | 65.2 | 69.5115
2019-03-18 03:00 | No Data | No Data | No Data | No Data | 35.4192 | 46.9491 | No Data | No Data | No Data | No Data | 0 | 0 | No Data | No Data | -8.8 | -49.1935 | 25.025 | 25.4353 | 63.1 | 67.3582
2019-03-18 03:30 | No Data | No Data | No Data | No Data | 30.341 | 43.2467 | No Data | No Data | No Data | No Data | 0 | 0 | No Data | No Data | -10.4 | -50.2872 | 24.57 | 24.9877 | 63.4 | 66.9785
2019-03-18 04:00 | No Data | No Data | No Data | No Data | 32.9046 | 45.0822 | No Data | No Data | No Data | No Data | 0 | 0 | No Data | No Data | -6 | -50.3587 | 20.93 | 21.5201 | 58.8 | 63.3966
2019-03-18 04:30 | No Data | No Data | No Data | No Data | 34.699 | 46.4082 | No Data | No Data | No Data | No Data | 0 | 0 | No Data | No Data | -11.6 | -49.7707 | 25.935 | 26.5035 | 62.2 | 66.7419
2019-03-18 05:00 | No Data | No Data | No Data | No Data | 38.349 | 49.1969 | No Data | No Data | No Data | No Data | 0 | 0 | No Data | No Data | -11.6 | -50.549 | 25.935 | 26.5035 | 61.5 | 65.9604
2019-03-18 05:30 | No Data | No Data | No Data | No Data | 38.349 | 49.1969 | No Data | No Data | No Data | No Data | 0 | 0 | No Data | No Data | -9.6 | -50.1278 | 24.115 | 24.7254 | 62.3 | 66.9443
2019-03-18 06:00 | No Data | No Data | No Data | No Data | 40.3387 | 50.7633 | No Data | No Data | No Data | No Data | 0 | 0 | No Data | No Data | -11.6 | -49.7707 | 26.845 | 27.4889 | 68.9 | 74.1114
2019-03-18 06:30 | No Data | No Data | No Data | No Data | 42.0356 | 51.0259 | No Data | No Data | No Data | No Data | 0 | 0 | No Data | No Data | -4.8 | -47.8414 | 24.115 | 24.5405 | 68.5 | 73.9639
2019-03-18 07:00 | No Data | No Data | No Data | No Data | 46.3935 | 53.8182 | No Data | No Data | No Data | No Data | 0 | 0 | No Data | No Data | -2 | -47.642 | 23.205 | 23.6469 | 60.4 | 68.0283
2019-03-18 07:30 | No Data | No Data | No Data | No Data | 47.8828 | 53.2231 | No Data | No Data | No Data | No Data | 0 | 0 | No Data | No Data | -5.2 | -45.1008 | 29.12 | 29.4733 | 68.2 | 75.808
2019-03-18 08:00 | No Data | No Data | No Data | No Data | 44.4404 | 50.1486 | No Data | No Data | No Data | No Data | 0 | 0 | No Data | No Data | -21.6 | -53.0011 | 37.765 | 38.6429 | 44.6 | 51.5749
2019-03-18 08:30 | No Data | No Data | No Data | No Data | 30.8049 | 39.6232 | No Data | No Data | No Data | No Data | 0 | 0 | No Data | No Data | -44 | -58.9291 | 18.2 | 18.3416 | -0.1 | -16.6003
2019-03-18 09:00 | No Data | No Data | No Data | No Data | 28.4489 | 37.8206 | No Data | No Data | No Data | No Data | 0 | 0 | No Data | No Data | -48.8 | -61.3619 | -14.105 | -14.8207 | -26.5 | -30.3041
2019-03-18 09:30 | No Data | No Data | No Data | No Data | 24.9577 | 35.2696 | No Data | No Data | No Data | No Data | 0 | 0 | No Data | No Data | -49.6 | -61.7608 | -23.205 | -24.1879 | -45.5 | -47.4322
2019-03-18 10:00 | No Data | No Data | No Data | No Data | 17.9385 | 30.7058 | No Data | No Data | No Data | No Data | 0 | 0 | No Data | No Data | -53.6 | -64.3453 | -20.93 | -22.4753 | -50.6 | -50.9545
2019-03-18 10:30 | No Data | No Data | No Data | No Data | 16.144 | 29.6932 | No Data | No Data | No Data | No Data | 0 | 0 | No Data | No Data | -52.4 | -64.0312 | -25.935 | -27.3379 | -56.1 | -56.464
2019-03-18 11:00 | No Data | No Data | No Data | No Data | 16.3516 | 31.7608 | No Data | No Data | No Data | No Data | 0 | 0 | No Data | No Data | -55.6 | -66.4554 | -22.75 | -24.1793 | -54.1 | -54.3399
2019-03-18 11:30 | No Data | No Data | No Data | No Data | 15.2773 | 32.9818 | No Data | No Data | No Data | No Data | 0 | 0 | No Data | No Data | -50 | -59.3633 | -25.935 | -26.0346 | -56.4 | -56.5873
2019-03-18 12:00 | No Data | No Data | No Data | No Data | 15.8877 | 33.2689 | No Data | No Data | No Data | No Data | 0 | 0 | No Data | No Data | -51.2 | -59.9573 | -23.66 | -23.7299 | -53 | -53.4218
2019-03-18 12:30 | No Data | No Data | No Data | No Data | 16.4004 | 33.5168 | No Data | No Data | No Data | No Data | 0 | 0 | No Data | No Data | -50.4 | -59.2756 | -24.115 | -24.269 | -52.1 | -52.8888
2019-03-18 13:00 | No Data | No Data | No Data | No Data | 16.6567 | 33.643 | No Data | No Data | No Data | No Data | 0 | 0 | No Data | No Data | -49.2 | -58.0455 | -25.935 | -26.0783 | -52.9 | -53.694
2019-03-18 13:30 | No Data | No Data | No Data | No Data | 18.6099 | 34.6516 | No Data | No Data | No Data | No Data | 0 | 0 | No Data | No Data | -51.6 | -60.0933 | -22.295 | -22.3692 | -48.8 | -49.7743
2019-03-18 14:00 | No Data | No Data | No Data | No Data | 20.148 | 35.5014 | No Data | No Data | No Data | No Data | 0 | 0 | No Data | No Data | -52 | -59.8344 | -20.02 | -20.0665 | -43.9 | -45.6724
2019-03-18 14:30 | No Data | No Data | No Data | No Data | 21.2222 | 34.7631 | No Data | No Data | No Data | No Data | 0 | 0 | No Data | No Data | -48 | -56.6039 | -22.75 | -22.9132 | -44.1 | -46.6787
2019-03-18 15:00 | No Data | No Data | No Data | No Data | 17.0718 | 32.3965 | No Data | No Data | No Data | No Data | 0 | 0 | No Data | No Data | -44 | -53.9392 | -29.12 | -29.3466 | -50.9 | -53.6956
2019-03-18 15:30 | No Data | No Data | No Data | No Data | 23.4806 | 36.186 | No Data | No Data | No Data | No Data | 0 | 0 | No Data | No Data | -50.4 | -58.0483 | -20.93 | -20.93 | -43.9 | -48.8382
2019-03-18 16:00 | No Data | No Data | No Data | No Data | 22.7115 | 34.3265 | No Data | No Data | No Data | No Data | 0 | 0 | No Data | No Data | -50.4 | -58.0483 | -25.48 | -25.5165 | -42.3 | -47.8649
2019-03-18 16:30 | No Data | No Data | No Data | No Data | 23.7858 | 33.252 | No Data | No Data | No Data | No Data | 0 | 0 | No Data | No Data | -52.8 | -62.1585 | -18.655 | -18.8537 | -38 | -40.3942
2019-03-18 17:00 | No Data | No Data | No Data | No Data | 23.5294 | 33.0691 | No Data | No Data | No Data | No Data | 0 | 0 | No Data | No Data | -45.2 | -56.5601 | -29.12 | -29.547 | -45.1 | -46.4941
2019-03-18 17:30 | No Data | No Data | No Data | No Data | 23.2242 | 32.8527 | No Data | No Data | No Data | No Data | 0 | 0 | No Data | No Data | -42.4 | -54.8015 | -21.385 | -21.7735 | -32.4 | -36.4049
2019-03-18 18:00 | No Data | No Data | No Data | No Data | 16.9619 | 27.4165 | No Data | No Data | No Data | No Data | 0 | 0 | No Data | No Data | -56.8 | -64.6133 | -3.185 | -3.3124 | -7.4 | -26.7442
2019-03-18 18:30 | No Data | No Data | No Data | No Data | 10.8095 | 20.6678 | No Data | No Data | No Data | No Data | 0 | 0 | No Data | No Data | -53.6 | -62.0194 | 11.83 | 12.0468 | 26.1 | 40.9079
2019-03-18 19:00 | No Data | No Data | No Data | No Data | 5.7923 | 18.3749 | No Data | No Data | No Data | No Data | 0 | 0 | No Data | No Data | -20.8 | -44.0236 | 44.59 | 45.5091 | 51.2 | 63.7608
2019-03-18 19:30 | No Data | No Data | No Data | No Data | 2.3499 | 17.5956 | No Data | No Data | No Data | No Data | 0 | 0 | No Data | No Data | -12.4 | -44.176 | 48.685 | 49.797 | 76.9 | 85.9545
2019-03-18 20:00 | No Data | No Data | No Data | No Data | 0.0061036 | 17.438 | No Data | No Data | No Data | No Data | 0 | 0 | No Data | No Data | -6 | -34.9193 | 43.225 | 43.8338 | 84.3 | 92.3869
2019-03-18 20:30 | No Data | No Data | No Data | No Data | -4.3641 | -18.1772 | No Data | No Data | No Data | No Data | 0 | 0 | No Data | No Data | -8 | -37.7465 | 40.95 | 41.6741 | 80.4 | 88.7153
2019-03-18 21:00 | No Data | No Data | No Data | No Data | -6.1097 | -16.9422 | No Data | No Data | No Data | No Data | 0 | 0 | No Data | No Data | -10.8 | -37.9684 | 42.77 | 43.4638 | 80 | 86.539
2019-03-18 21:30 | No Data | No Data | No Data | No Data | -1.8982 | -19.7876 | No Data | No Data | No Data | No Data | 0 | 0 | No Data | No Data | -2.8 | -36.8543 | 34.58 | 35.8758 | 69.8 | 76.9532
2019-03-18 22:00 | No Data | No Data | No Data | No Data | -3.18 | -21.4712 | No Data | No Data | No Data | No Data | 0 | 0 | No Data | No Data | -7.2 | -37.1053 | 39.13 | 40.2797 | 70.9 | 75.9743
2019-03-18 22:30 | No Data | No Data | No Data | No Data | 11.2245 | 25.4762 | No Data | No Data | No Data | No Data | 0 | 0 | No Data | No Data | -14.4 | -37.2924 | 45.955 | 47.1315 | 82.8 | 87.8313
2019-03-18 23:00 | No Data | No Data | No Data | No Data | 15.0698 | 28.9458 | No Data | No Data | No Data | No Data | 0 | 0 | No Data | No Data | -20.4 | -39.6505 | 50.96 | 52.1169 | 84.5 | 88.008
2019-03-18 23:30 | No Data | No Data | No Data | No Data | 24.2985 | 35.8517 | No Data | No Data | No Data | No Data | 0 | 0 | No Data | No Data | -22.4 | -39.719 | 54.145 | 55.2352 | 91.6 | 95.1912
2019-03-19 | No Data | No Data | No Data | No Data | 32.2454 | 42.977 | No Data | No Data | No Data | No Data | 0 | 0 | No Data | No Data | -26 | -41.855 | 55.055 | 56.6141 | 95.5 | 100.9109
2019-03-19 00:30 | No Data | No Data | No Data | No Data | 40.2411 | 49.2606 | No Data | No Data | No Data | No Data | 0 | 0 | No Data | No Data | -17.2 | -38.103 | 45.955 | 47.6883 | 97 | 104.0325
2019-03-19 01:00 | No Data | No Data | No Data | No Data | 34.9554 | 45.0459 | No Data | No Data | No Data | No Data | 0 | 0 | No Data | No Data | -16 | -39.7613 | 43.68 | 45.2536 | 85.5 | 90.2522
2019-03-19 01:30 | No Data | No Data | No Data | No Data | 29.1691 | 40.7197 | No Data | No Data | No Data | No Data | 0 | 0 | No Data | No Data | -24.4 | -43.4898 | 50.505 | 51.872 | 85.9 | 88.5985
2019-03-19 02:00 | No Data | No Data | No Data | No Data | 25.0187 | 39.7321 | No Data | No Data | No Data | No Data | 0 | 0 | No Data | No Data | -28.4 | -44.9177 | 52.325 | 53.9631 | 85.3 | 90.3886
2019-03-19 02:30 | No Data | No Data | No Data | No Data | 29.9382 | 43 | No Data | No Data | No Data | No Data | 0 | 0 | No Data | No Data | -23.2 | -43.5026 | 44.135 | 46.1976 | 86.5 | 90.827
2019-03-19 03:00 | No Data | No Data | No Data | No Data | 20.5508 | 35.6018 | No Data | No Data | No Data | No Data | 0 | 0 | No Data | No Data | -26.8 | -46.4999 | 45.955 | 47.8118 | 75.6 | 78.4092
2019-03-19 03:30 | No Data | No Data | No Data | No Data | 22.7604 | 36.9213 | No Data | No Data | No Data | No Data | 0 | 0 | No Data | No Data | -24.8 | -45.3766 | 44.59 | 46.6325 | 82.8 | 85.6217
2019-03-19 04:00 | No Data | No Data | No Data | No Data | 28.0949 | 41.7376 | No Data | No Data | No Data | No Data | 0 | 0 | No Data | No Data | -19.2 | -43.2906 | 39.585 | 41.7263 | 76 | 79.7296
2019-03-19 04:30 | No Data | No Data | No Data | No Data | 26.3981 | 40.6149 | No Data | No Data | No Data | No Data | 0 | 0 | No Data | No Data | -18.4 | -44.0291 | 35.945 | 38.1359 | 74.1 | 77.5284
2019-03-19 05:00 | No Data | No Data | No Data | No Data | 31.9402 | 45.6475 | No Data | No Data | No Data | No Data | 0 | 0 | No Data | No Data | -13.2 | -43.2629 | 32.76 | 34.9877 | 68.9 | 72.7959
2019-03-19 05:30 | No Data | No Data | No Data | No Data | 31.574 | 44.2314 | No Data | No Data | No Data | No Data | 0 | 0 | No Data | No Data | -39.2 | -52.3633 | 58.24 | 60.0324 | 96.3 | 101.3833
2019-03-19 06:00 | No Data | No Data | No Data | No Data | 33.2708 | 45.4582 | No Data | No Data | No Data | No Data | 0 | 0 | No Data | No Data | -32 | -48.4661 | 52.78 | 54.6322 | 93.4 | 98.8601
2019-03-19 06:30 | No Data | No Data | No Data | No Data | 39.118 | 49.8971 | No Data | No Data | No Data | No Data | 0 | 0 | No Data | No Data | -16.8 | -41.548 | 42.77 | 44.3759 | 74.8 | 82.0822
2019-03-19 07:00 | No Data | No Data | No Data | No Data | 44.184 | 51.5572 | No Data | No Data | No Data | No Data | 0 | 0 | No Data | No Data | -16.8 | -40.4534 | 42.315 | 43.9375 | 77.4 | 86.1371
2019-03-19 07:30 | No Data | No Data | No Data | No Data | 50.0801 | 54.2964 | No Data | No Data | No Data | No Data | 0 | 0 | No Data | No Data | -10 | -40.0679 | 34.58 | 36.2632 | 58.7 | 70.9206
2019-03-19 08:00 | No Data | No Data | No Data | No Data | 49.9825 | 54.2063 | No Data | No Data | No Data | No Data | 0 | 0 | No Data | No Data | -11.2 | -38.0841 | 34.58 | 35.8758 | 54.7 | 65.4835
2019-03-19 08:30 | No Data | No Data | No Data | No Data | 38.8617 | 44.1623 | No Data | No Data | No Data | No Data | 0 | 0 | No Data | No Data | -21.2 | -42.8168 | 26.845 | 28.2027 | 49.3 | 59.4368
2019-03-19 09:00 | No Data | No Data | No Data | No Data | 42.707 | 48.6893 | No Data | No Data | No Data | No Data | 0 | 0 | No Data | No Data | -14.4 | -41.0112 | 27.3 | 28.502 | 46.4 | 55.8585
2019-03-19 09:30 | No Data | No Data | No Data | No Data | 37.9339 | 44.5617 | No Data | No Data | No Data | No Data | 0 | 0 | No Data | No Data | -24 | -44.2701 | 20.475 | 21.7307 | 35.6 | 44.5
2019-03-19 10:00 | No Data | No Data | No Data | No Data | 38.8006 | 47.5488 | No Data | No Data | No Data | No Data | 0 | 0 | No Data | No Data | -24 | -43.9345 | 24.115 | 25.1899 | 36.2 | 43.544
2019-03-19 10:30 | No Data | No Data | No Data | No Data | 35.2728 | 44.7165 | No Data | No Data | No Data | No Data | 0 | 0 | No Data | No Data | -36.4 | -50.3587 | 35.49 | 36.5277 | 32.7 | 40.152
2019-03-19 11:00 | No Data | No Data | No Data | No Data | 35.2728 | 50.5085 | No Data | No Data | No Data | No Data | 0 | 0 | No Data | No Data | -28.8 | -45.4805 | 29.575 | 30.8126 | 40.1 | 47.7913
2019-03-19 11:30 | No Data | No Data | No Data | No Data | 31.8791 | 49.5226 | No Data | No Data | No Data | No Data | 0 | 0 | No Data | No Data | -30 | -45.9461 | 29.12 | 30.5088 | 42.1 | 50.3405
2019-03-19 12:00 | No Data | No Data | No Data | No Data | 25.8854 | 45.894 | No Data | No Data | No Data | No Data | 0 | 0 | No Data | No Data | -28.4 | -44.6085 | 27.3 | 28.6361 | 41.7 | 50.8498
2019-03-19 12:30 | No Data | No Data | No Data | No Data | 29.8894 | 48.2657 | No Data | No Data | No Data | No Data | 0 | 0 | No Data | No Data | -33.6 | -46.4 | 34.58 | 35.8758 | 50.6 | 59.0298
2019-03-19 13:00 | No Data | No Data | No Data | No Data | 20.1968 | 41.4535 | No Data | No Data | No Data | No Data | 0 | 0 | No Data | No Data | -31.6 | -45.5456 | 30.485 | 31.8142 | 44.1 | 53.0571
2019-03-19 13:30 | No Data | No Data | No Data | No Data | 17.2183 | 40.0867 | No Data | No Data | No Data | No Data | 0 | 0 | No Data | No Data | -32.4 | -45.0156 | 35.945 | 37.3128 | 50.8 | 62.1472
2019-03-19 14:00 | No Data | No Data | No Data | No Data | 14.9599 | 37.6185 | No Data | No Data | No Data | No Data | 0 | 0 | No Data | No Data | -30 | -42.9958 | 33.67 | 34.8781 | 51.6 | 63.4946
2019-03-19 14:30 | No Data | No Data | No Data | No Data | 15.6802 | 36.1854 | No Data | No Data | No Data | No Data | 0 | 0 | No Data | No Data | -30.8 | -44.4144 | 34.125 | 35.5628 | 55.1 | 67.3328
2019-03-19 15:00 | No Data | No Data | No Data | No Data | 9.8329 | 34.0617 | No Data | No Data | No Data | No Data | 0 | 0 | No Data | No Data | -34.8 | -45.6859 | 40.95 | 42.5005 | 61.1 | 72.7019
2019-03-19 15:30 | No Data | No Data | No Data | No Data | 15.6313 | 36.1643 | No Data | No Data | No Data | No Data | 0 | 0 | No Data | No Data | -4.8 | -35.9221 | 8.645 | 12.2428 | 29.9 | 44.8282
2019-03-19 16:00 | No Data | No Data | No Data | No Data | 4.4495 | 29.1567 | No Data | No Data | No Data | No Data | 0 | 0 | No Data | No Data | -40.4 | -49.1545 | -34.58 | -34.6069 | -51.7 | -54.0313
2019-03-19 16:30 | No Data | No Data | No Data | No Data | 7.5257 | 29.7817 | No Data | No Data | No Data | No Data | 0 | 0 | No Data | No Data | -26.4 | -41.4845 | -46.865 | -47.1315 | -63.6 | -65.5332
2019-03-19 17:00 | No Data | No Data | No Data | No Data | 10.248 | 30.5832 | No Data | No Data | No Data | No Data | 0 | 0 | No Data | No Data | -22 | -39.8276 | -50.05 | -50.7157 | -64 | -64.3497
2019-03-19 17:30 | No Data | No Data | No Data | No Data | 0.86061 | 28.828 | No Data | No Data | No Data | No Data | 0 | 0 | No Data | No Data | -24.8 | -41.1203 | -41.86 | -42.2146 | -55.2 | -55.8659
2019-03-19 18:00 | No Data | No Data | No Data | No Data | 12.1401 | 32.9859 | No Data | No Data | No Data | No Data | 0 | 0 | No Data | No Data | -34.4 | -47.2559 | -29.575 | -29.6624 | -32 | -33.9366
2019-03-19 18:30 | No Data | No Data | No Data | No Data | 18.2437 | 37.1442 | No Data | No Data | No Data | No Data | 0 | 0 | No Data | No Data | -37.6 | -49.3737 | -5.46 | -5.7553 | 7.8 | 23.1534
2019-03-19 19:00 | No Data | No Data | No Data | No Data | 20.856 | 39.973 | No Data | No Data | No Data | No Data | 0 | 0 | No Data | No Data | -19.6 | -37.8671 | 28.665 | 29.6903 | 58.1 | 65.9473
2019-03-19 19:30 | No Data | No Data | No Data | No Data | 23.3707 | 41.3408 | No Data | No Data | No Data | No Data | 0 | 0 | No Data | No Data | -18 | -40.6074 | 52.78 | 54.2958 | 84.7 | 91.0475
2019-03-19 20:00 | No Data | No Data | No Data | No Data | 23.4806 | 42.893 | No Data | No Data | No Data | No Data | 0 | 0 | No Data | No Data | -17.6 | -34.4372 | 54.145 | 55.2352 | 91.1 | 97.8088
2019-03-19 20:30 | No Data | No Data | No Data | No Data | 28.4001 | 48.9747 | No Data | No Data | No Data | No Data | 0 | 0 | No Data | No Data | -12 | -33.0551 | 46.41 | 47.6774 | 87.3 | 95.0529
2019-03-19 21:00 | No Data | No Data | No Data | No Data | 28.2414 | 48.8828 | No Data | No Data | No Data | No Data | 0 | 0 | No Data | No Data | -13.2 | -35.3565 | 45.045 | 46.2447 | 83.2 | 90.0311
2019-03-19 21:30 | No Data | No Data | No Data | No Data | 29.1203 | 49.3958 | No Data | No Data | No Data | No Data | 0 | 0 | No Data | No Data | -16.4 | -35.6022 | 49.14 | 50.242 | 85.2 | 90.6987
2019-03-19 22:00 | No Data | No Data | No Data | No Data | 26.9596 | 48.1537 | No Data | No Data | No Data | No Data | 0 | 0 | No Data | No Data | -21.6 | -40.281 | 51.415 | 52.5619 | 84.4 | 88.6441
2019-03-19 22:30 | No Data | No Data | No Data | No Data | 35.9319 | 48.7301 | No Data | No Data | No Data | No Data | 0 | 0 | No Data | No Data | -24.4 | -42.8299 | 50.96 | 52.2141 | 88.5 | 92.854
2019-03-19 23:00 | No Data | No Data | No Data | No Data | 34.345 | 47.572 | No Data | No Data | No Data | No Data | 0 | 0 | No Data | No Data | -34.4 | -47.531 | 61.88 | 63.0877 | 94.4 | 97.8096
2019-03-19 23:30 | No Data | No Data | No Data | No Data | 43.2197 | 54.3273 | No Data | No Data | No Data | No Data | 0 | 0 | No Data | No Data | -27.6 | -43.1741 | 57.785 | 59.0765 | 93.5 | 96.6566
2019-03-20 | No Data | No Data | No Data | No Data | 49.5186 | 59.4609 | No Data | No Data | No Data | No Data | 0 | 0 | No Data | No Data | -28.8 | -44.5583 | 56.42 | 57.8405 | 96.2 | 100.6803
2019-03-20 00:30 | No Data | No Data | No Data | No Data | 67.8782 | 72.8175 | No Data | No Data | No Data | No Data | 0 | 0 | No Data | No Data | -26.4 | -42.1046 | 52.325 | 54.1928 | 102.6 | 109.5155
2019-03-20 01:00 | No Data | No Data | No Data | No Data | 61.0544 | 67.2544 | No Data | No Data | No Data | No Data | 0 | 0 | No Data | No Data | -32.8 | -46.6699 | 58.24 | 59.9237 | 100.9 | 105.4962
2019-03-20 01:30 | No Data | No Data | No Data | No Data | 52.4361 | 61.2967 | No Data | No Data | No Data | No Data | 0 | 0 | No Data | No Data | -32 | -47.2762 | 55.965 | 57.2975 | 92.2 | 95.0985
2019-03-20 02:00 | No Data | No Data | No Data | No Data | 47.4678 | 57.1045 | No Data | No Data | No Data | No Data | 0 | 0 | No Data | No Data | -34.8 | -48.3735 | 57.33 | 59.0396 | 90.3 | 95.6695
2019-03-20 02:30 | No Data | No Data | No Data | No Data | 45.771 | 55.702 | No Data | No Data | No Data | No Data | 0 | 0 | No Data | No Data | -35.2 | -47.5714 | 59.15 | 61.026 | 102.9 | 107.325
2019-03-20 03:00 | No Data | No Data | No Data | No Data | 44.3427 | 55.532 | No Data | No Data | No Data | No Data | 0 | 0 | No Data | No Data | -40 | -50.1677 | 64.155 | 65.8886 | 104.4 | 109.3715
2019-03-20 03:30 | No Data | No Data | No Data | No Data | 44.3427 | 55.532 | No Data | No Data | No Data | No Data | 0 | 0 | No Data | No Data | -40.4 | -50.5601 | 65.065 | 66.8788 | 104.5 | 109.892
2019-03-20 04:00 | No Data | No Data | No Data | No Data | 44.5502 | 55.6979 | No Data | No Data | No Data | No Data | 0 | 0 | No Data | No Data | -38.8 | -50.04 | 62.79 | 64.6677 | 100.1 | 105.5252
2019-03-20 04:30 | No Data | No Data | No Data | No Data | 44.5502 | 55.6979 | No Data | No Data | No Data | No Data | 0 | 0 | No Data | No Data | -35.6 | -49.5047 | 57.33 | 59.2636 | 84.7 | 89.7562
2019-03-20 05:00 | No Data | No Data | No Data | No Data | 44.5502 | 55.6979 | No Data | No Data | No Data | No Data | 0 | 0 | No Data | No Data | -35.6 | -49.2276 | 56.875 | 58.8236 | 84.7 | 90.0241
2019-03-20 05:30 | No Data | No Data | No Data | No Data | 41.828 | 53.5454 | No Data | No Data | No Data | No Data | 0 | 0 | No Data | No Data | -68.8 | -72.8659 | 95.095 | 96.654 | 125.4 | 131.9014
2019-03-20 06:00 | No Data | No Data | No Data | No Data | 45.3193 | 56.3149 | No Data | No Data | No Data | No Data | 0 | 0 | No Data | No Data | -73.6 | -77.666 | 99.19 | 100.32 | 132.4 | 138.5144
2019-03-20 06:30 | No Data | No Data | No Data | No Data | 52.2408 | 60.2903 | No Data | No Data | No Data | No Data | 0 | 0 | No Data | No Data | -50.8 | -58.3959 | 77.35 | 78.7084 | 113.9 | 121.1565
2019-03-20 07:00 | No Data | No Data | No Data | No Data | 55.8297 | 63.4254 | No Data | No Data | No Data | No Data | 0 | 0 | No Data | No Data | -14 | -41.625 | 39.585 | 40.9449 | 78.8 | 88.8281
2019-03-20 07:30 | No Data | No Data | No Data | No Data | 62.6902 | 67.5571 | No Data | No Data | No Data | No Data | 0 | 0 | No Data | No Data | -14.4 | -41.0112 | 39.585 | 40.831 | 53.5 | 69.1425
2019-03-20 08:00 | No Data | No Data | No Data | No Data | 60.8957 | 65.2878 | No Data | No Data | No Data | No Data | 0 | 0 | No Data | No Data | -3.6 | -38.5684 | 28.21 | 29.0239 | 53.2 | 66.3802
2019-03-20 08:30 | No Data | No Data | No Data | No Data | 56.8551 | 62.3697 | No Data | No Data | No Data | No Data | 0 | 0 | No Data | No Data | -8.8 | -40.566 | 19.11 | 19.7545 | 41.8 | 50.5351
2019-03-20 09:00 | No Data | No Data | No Data | No Data | 54.3404 | 60.8517 | No Data | No Data | No Data | No Data | 0 | 0 | No Data | No Data | -14.4 | -42.1369 | 13.195 | 14.6521 | 31.3 | 41.4017
2019-03-20 09:30 | No Data | No Data | No Data | No Data | 51.9844 | 59.6149 | No Data | No Data | No Data | No Data | 0 | 0 | No Data | No Data | -18.8 | -42.0381 | 18.655 | 20.195 | 30.8 | 42.5103
2019-03-20 10:00 | No Data | No Data | No Data | No Data | 50.2388 | 59.2331 | No Data | No Data | No Data | No Data | 0 | 0 | No Data | No Data | -16.8 | -41.548 | 16.835 | 18.1658 | 29.7 | 42.4285
2019-03-20 10:30 | No Data | No Data | No Data | No Data | 50.2388 | 59.2331 | No Data | No Data | No Data | No Data | 0 | 0 | No Data | No Data | -20.4 | -41.7267 | 19.565 | 20.7212 | 31.6 | 43.9182
2019-03-20 11:00 | No Data | No Data | No Data | No Data | 50.2388 | 59.2331 | No Data | No Data | No Data | No Data | 0 | 0 | No Data | No Data | -15.6 | -40.7077 | 16.38 | 17.745 | 28 | 39.9531
2019-03-20 11:30 | No Data | No Data | No Data | No Data | 48.2856 | 57.5858 | No Data | No Data | No Data | No Data | 0 | 0 | No Data | No Data | -19.6 | -39.94 | 20.93 | 22.1599 | 32.4 | 43.4753
2019-03-20 12:00 | No Data | No Data | No Data | No Data | 48.2856 | 57.5858 | No Data | No Data | No Data | No Data | 0 | 0 | No Data | No Data | -16.8 | -39.7271 | 18.655 | 20.0252 | 31.1 | 42.0488
2019-03-20 12:30 | No Data | No Data | No Data | No Data | 46.4912 | 56.0897 | No Data | No Data | No Data | No Data | 0 | 0 | No Data | No Data | -17.2 | -40.2592 | 19.11 | 20.2922 | 30.8 | 42.5678
2019-03-20 13:00 | No Data | No Data | No Data | No Data | 46.4912 | 56.0897 | No Data | No Data | No Data | No Data | 0 | 0 | No Data | No Data | -27.2 | -43.8543 | 26.845 | 28.2027 | 40.9 | 52.4481
2019-03-20 13:30 | No Data | No Data | No Data | No Data | 46.4912 | 55.1912 | No Data | No Data | No Data | No Data | 0 | 0 | No Data | No Data | -27.2 | -42.6108 | 29.12 | 30.7924 | 43.9 | 56.9004
2019-03-20 14:00 | No Data | No Data | No Data | No Data | 46.2348 | 54.9754 | No Data | No Data | No Data | No Data | 0 | 0 | No Data | No Data | -16 | -39.0302 | 17.29 | 19.3308 | 32 | 53.3968
2019-03-20 14:30 | No Data | No Data | No Data | No Data | 44.0864 | 52.284 | No Data | No Data | No Data | No Data | 0 | 0 | No Data | No Data | -20.8 | -41.5769 | 22.75 | 24.1793 | 40.5 | 53.0084
2019-03-20 15:00 | No Data | No Data | No Data | No Data | 44.0864 | 53.2702 | No Data | No Data | No Data | No Data | 0 | 0 | No Data | No Data | -27.2 | -41.6941 | 27.3 | 29.753 | 56.9 | 76.2775
2019-03-20 15:30 | No Data | No Data | No Data | No Data | 45.6245 | 53.0256 | No Data | No Data | No Data | No Data | 0 | 0 | No Data | No Data | -34.8 | -45.6859 | 34.58 | 37.1766 | 57.7 | 74.3566
2019-03-20 16:00 | No Data | No Data | No Data | No Data | 42.1942 | 49.1101 | No Data | No Data | No Data | No Data | 0 | 0 | No Data | No Data | -38.4 | -49.7305 | -12.285 | -13.4437 | -32.3 | -39.8269
2019-03-20 16:30 | No Data | No Data | No Data | No Data | 38.1415 | 45.6751 | No Data | No Data | No Data | No Data | 0 | 0 | No Data | No Data | -52.4 | -58.8558 | -25.935 | -25.9988 | -44.6 | -51.08
2019-03-20 17:00 | No Data | No Data | No Data | No Data | 32.343 | 38.8862 | No Data | No Data | No Data | No Data | 0 | 0 | No Data | No Data | -37.2 | -48.2958 | -39.13 | -39.1723 | -55.3 | -58.3442
2019-03-20 17:30 | No Data | No Data | No Data | No Data | 30.2434 | 37.1581 | No Data | No Data | No Data | No Data | 0 | 0 | No Data | No Data | -25.6 | -40.98 | -46.41 | -46.5192 | -49 | -54.0448
2019-03-20 18:00 | No Data | No Data | No Data | No Data | 26.3004 | 34.0261 | No Data | No Data | No Data | No Data | 0 | 0 | No Data | No Data | -29.6 | -43.5908 | -39.13 | -39.1538 | -42.9 | -48.4423
2019-03-20 18:30 | No Data | No Data | No Data | No Data | 23.8346 | 32.1582 | No Data | No Data | No Data | No Data | 0 | 0 | No Data | No Data | -27.2 | -43.2296 | -18.2 | -18.5604 | -1.7 | -32.3303
2019-03-20 19:00 | No Data | No Data | No Data | No Data | 20.0381 | 29.4549 | No Data | No Data | No Data | No Data | 0 | 0 | No Data | No Data | -6.8 | -34.6733 | 13.65 | 16.4053 | 48.8 | 63.2893
2019-03-20 19:30 | No Data | No Data | No Data | No Data | 19.8917 | 31.3266 | No Data | No Data | No Data | No Data | 0 | 0 | No Data | No Data | 0 | 40.8 | 30.03 | 32.6207 | 75.8 | 84.3922
2019-03-20 20:00 | No Data | No Data | No Data | No Data | 23.2242 | 35.3253 | No Data | No Data | No Data | No Data | 0 | 0 | No Data | No Data | -6.8 | -35.0657 | 37.765 | 39.0691 | 80.8 | 92.4859
2019-03-20 20:30 | No Data | No Data | No Data | No Data | 19.379 | 32.925 | No Data | No Data | No Data | No Data | 0 | 0 | No Data | No Data | -5.2 | -36.3736 | 35.49 | 36.7537 | 76.2 | 87.5446
2019-03-20 21:00 | No Data | No Data | No Data | No Data | 20.4044 | 33.5387 | No Data | No Data | No Data | No Data | 0 | 0 | No Data | No Data | -16 | -38.6657 | 45.045 | 46.459 | 83.7 | 92.81
2019-03-20 21:30 | No Data | No Data | No Data | No Data | 18.146 | 32.2147 | No Data | No Data | No Data | No Data | 0 | 0 | No Data | No Data | -16 | -38.302 | 44.59 | 45.8016 | 81.4 | 88.965
2019-03-20 22:00 | No Data | No Data | No Data | No Data | 17.7798 | 33.4755 | No Data | No Data | No Data | No Data | 0 | 0 | No Data | No Data | -19.6 | -39.94 | 43.68 | 45.3747 | 79 | 84.3282
2019-03-20 22:30 | No Data | No Data | No Data | No Data | 29.3156 | 40.7908 | No Data | No Data | No Data | No Data | 0 | 0 | No Data | No Data | -21.2 | -39.0548 | 45.045 | 47.2017 | 82.8 | 91.3495
2019-03-20 23:00 | No Data | No Data | No Data | No Data | 31.574 | 42.4429 | No Data | No Data | No Data | No Data | 0 | 0 | No Data | No Data | -26 | -42.1692 | 48.23 | 50.3798 | 82.4 | 88.6882
2019-03-20 23:30 | No Data | No Data | No Data | No Data | 40.705 | 49.6123 | No Data | No Data | No Data | No Data | 0 | 0 | No Data | No Data | -21.2 | -37.7211 | 50.05 | 51.9995 | 87.9 | 94.5381
2019-03-21 | No Data | No Data | No Data | No Data | 48.2856 | 55.9999 | No Data | No Data | No Data | No Data | 0 | 0 | No Data | No Data | -18.4 | -36.9129 | 45.955 | 48.0709 | 87.3 | 95.3722
2019-03-21 00:30 | No Data | No Data | No Data | No Data | 62.385 | 67.1966 | No Data | No Data | No Data | No Data | 0 | 0 | No Data | No Data | -9.6 | -35.3293 | 36.855 | 39.3016 | 88.5 | 98.9684
2019-03-21 01:00 | No Data | No Data | No Data | No Data | 53.4615 | 59.0053 | No Data | No Data | No Data | No Data | 0 | 0 | No Data | No Data | -12.8 | -37.8312 | 37.31 | 39.5745 | 80.5 | 88.2649
2019-03-21 01:30 | No Data | No Data | No Data | No Data | 47.5166 | 54.844 | No Data | No Data | No Data | No Data | 0 | 0 | No Data | No Data | -5.6 | -37.2236 | 30.94 | 33.2897 | 77.6 | 83.1971
2019-03-21 02:00 | No Data | No Data | No Data | No Data | 42.7558 | 51.7031 | No Data | No Data | No Data | No Data | 0 | 0 | No Data | No Data | -6.8 | -43.3368 | 30.485 | 30.9701 | 75 | 79.2165
2019-03-21 02:30 | No Data | No Data | No Data | No Data | 45.2583 | 54.8435 | No Data | No Data | No Data | No Data | 0 | 0 | No Data | No Data | -0.8 | -43.6073 | 27.3 | 27.6054 | 69.4 | 73.5976
2019-03-21 03:00 | No Data | No Data | No Data | No Data | 45.0629 | 56.9191 | No Data | No Data | No Data | No Data | 0 | 0 | No Data | No Data | -3.6 | -42.9511 | 30.485 | 30.9701 | 71.7 | 76.1668
2019-03-21 03:30 | No Data | No Data | No Data | No Data | 45.0629 | 56.9191 | No Data | No Data | No Data | No Data | 0 | 0 | No Data | No Data | -4.8 | -43.0683 | 29.575 | 30.2532 | 69.5 | 75.1927
2019-03-21 04:00 | No Data | No Data | No Data | No Data | 45.3681 | 57.161 | No Data | No Data | No Data | No Data | 0 | 0 | No Data | No Data | -9.2 | -43.3866 | 32.305 | 33.1151 | 71.5 | 77.4231
2019-03-21 04:30 | No Data | No Data | No Data | No Data | 43.5737 | 55.7474 | No Data | No Data | No Data | No Data | 0 | 0 | No Data | No Data | -1.2 | -44.8161 | 25.48 | 26.2642 | 62 | 68.2367
2019-03-21 05:00 | No Data | No Data | No Data | No Data | 41.7792 | 54.3563 | No Data | No Data | No Data | No Data | 0 | 0 | No Data | No Data | 0.4 | 45.6018 | 23.66 | 24.2818 | 51.2 | 58.2128
2019-03-21 05:30 | No Data | No Data | No Data | No Data | 39.6307 | 51.518 | No Data | No Data | No Data | No Data | 0 | 0 | No Data | No Data | 2.8 | 48.0816 | 17.745 | 18.319 | 46.9 | 53.6733
2019-03-21 06:00 | No Data | No Data | No Data | No Data | 43.0121 | 52.0043 | No Data | No Data | No Data | No Data | 0 | 0 | No Data | No Data | 8 | 49.0567 | 13.65 | 14.127 | 45.7 | 51.9711
2019-03-21 06:30 | No Data | No Data | No Data | No Data | 47.3091 | 54.7686 | No Data | No Data | No Data | No Data | 0 | 0 | No Data | No Data | 16.8 | 49.724 | 9.555 | 9.9374 | 45.1 | 53.946
2019-03-21 07:00 | No Data | No Data | No Data | No Data | 53.2052 | 59.1946 | No Data | No Data | No Data | No Data | 0 | 0 | No Data | No Data | 20.8 | 50.1199 | 6.825 | 7.3507 | 44.1 | 55.93
2019-03-21 07:30 | No Data | No Data | No Data | No Data | 55.2071 | 59.6222 | No Data | No Data | No Data | No Data | 0 | 0 | No Data | No Data | 20 | 50.5268 | 7.28 | 7.6272 | 28.4 | 43.6898
2019-03-21 08:00 | No Data | No Data | No Data | No Data | 52.6436 | 56.593 | No Data | No Data | No Data | No Data | 0 | 0 | No Data | No Data | 11.2 | 43.4677 | 15.47 | 15.7945 | 31.7 | 46.4854
2019-03-21 08:30 | No Data | No Data | No Data | No Data | 42.3407 | 48.8723 | No Data | No Data | No Data | No Data | 0 | 0 | No Data | No Data | -10 | -44.7321 | -10.01 | -10.01 | -20.9 | -28.6484
2019-03-21 09:00 | No Data | No Data | No Data | No Data | 44.0864 | 50.3922 | No Data | No Data | No Data | No Data | 0 | 0 | No Data | No Data | -21.6 | -46.8734 | -41.86 | -42.4883 | -56.8 | -58.0332
2019-03-21 09:30 | No Data | No Data | No Data | No Data | 45.3193 | 51.4743 | No Data | No Data | No Data | No Data | 0 | 0 | No Data | No Data | -13.6 | -44.147 | -56.42 | -57.742 | -79.4 | -80.125
2019-03-21 10:00 | No Data | No Data | No Data | No Data | 38.1903 | 45.324 | No Data | No Data | No Data | No Data | 0 | 0 | No Data | No Data | -13.6 | -44.9088 | -52.325 | -53.6456 | -80 | -80.06
2019-03-21 10:30 | No Data | No Data | No Data | No Data | 38.6542 | 45.7155 | No Data | No Data | No Data | No Data | 0 | 0 | No Data | No Data | -8 | -45.5087 | -47.32 | -48.1871 | -75.2 | -75.3936
2019-03-21 11:00 | No Data | No Data | No Data | No Data | 34.3938 | 42.1747 | No Data | No Data | No Data | No Data | 0 | 0 | No Data | No Data | -24 | -46.8188 | -51.415 | -52.5619 | -79.7 | -79.7277
2019-03-21 11:30 | No Data | No Data | No Data | No Data | 36.4935 | 45.2271 | No Data | No Data | No Data | No Data | 0 | 0 | No Data | No Data | -24.4 | -46.8547 | -54.6 | -56.0666 | -83.2 | -83.3816
2019-03-21 12:00 | No Data | No Data | No Data | No Data | 31.9402 | 42.846 | No Data | No Data | No Data | No Data | 0 | 0 | No Data | No Data | 4.4 | 45.4137 | -60.515 | -61.8415 | -88.7 | -89.0165
2019-03-21 12:30 | No Data | No Data | No Data | No Data | 32.5505 | 43.3029 | No Data | No Data | No Data | No Data | 0 | 0 | No Data | No Data | -1.2 | -42.4019 | -67.795 | -69.5376 | -96.2 | -96.3869
2019-03-21 13:00 | No Data | No Data | No Data | No Data | 34.4427 | 44.7426 | No Data | No Data | No Data | No Data | 0 | 0 | No Data | No Data | -20.8 | -45.0848 | -54.6 | -56.2804 | -77.6 | -77.6109
2019-03-21 13:30 | No Data | No Data | No Data | No Data | 32.5994 | 43.3396 | No Data | No Data | No Data | No Data | 0 | 0 | No Data | No Data | -23.2 | -45.5509 | -51.87 | -53.4117 | -70.3 | -70.4314
2019-03-21 14:00 | No Data | No Data | No Data | No Data | 32.5994 | 43.3396 | No Data | No Data | No Data | No Data | 0 | 0 | No Data | No Data | -19.6 | -44.1851 | -48.685 | -50.2111 | -69.4 | -69.5799
2019-03-21 14:30 | No Data | No Data | No Data | No Data | 35.8831 | 45.8607 | No Data | No Data | No Data | No Data | 0 | 0 | No Data | No Data | -39.2 | -52.6847 | -34.125 | -35.094 | -50.9 | -51.7071
2019-03-21 15:00 | No Data | No Data | No Data | No Data | 30.4997 | 41.7832 | No Data | No Data | No Data | No Data | 0 | 0 | No Data | No Data | -25.2 | -46.9383 | -42.77 | -43.7274 | -63.8 | -64.0722
2019-03-21 15:30 | No Data | No Data | No Data | No Data | 34.8089 | 42.5138 | No Data | No Data | No Data | No Data | 0 | 0 | No Data | No Data | -2.8 | -44.4288 | -21.385 | -21.8637 | -13.1 | -28.4016
2019-03-21 16:00 | No Data | No Data | No Data | No Data | 34.5037 | 42.2643 | No Data | No Data | No Data | No Data | 0 | 0 | No Data | No Data | -54 | -61.969 | -21.385 | -21.6926 | -29.1 | -38.4948
2019-03-21 16:30 | No Data | No Data | No Data | No Data | 33.1609 | 41.6838 | No Data | No Data | No Data | No Data | 0 | 0 | No Data | No Data | -44 | -56.3475 | -23.205 | -23.6469 | -20.2 | -40.7578
2019-03-21 17:00 | No Data | No Data | No Data | No Data | 37.116 | 40.5632 | No Data | No Data | No Data | No Data | 0 | 0 | No Data | No Data | -22 | -43.5633 | 2.73 | 2.7677 | 30.8 | 58.2151
2019-03-21 17:30 | No Data | No Data | No Data | No Data | 39.3133 | 42.583 | No Data | No Data | No Data | No Data | 0 | 0 | No Data | No Data | 8.4 | 41.6557 | 0 | 1.365 | 34.4 | 59.5426
2019-03-21 18:00 | No Data | No Data | No Data | No Data | 37.9339 | 41.3711 | No Data | No Data | No Data | No Data | 0 | 0 | No Data | No Data | 11.2 | 52.02 | 4.095 | 6.1214 | 36.7 | 57.7585
2019-03-21 18:30 | No Data | No Data | No Data | No Data | 38.7518 | 42.7951 | No Data | No Data | No Data | No Data | 0 | 0 | No Data | No Data | 0.8 | 41.6077 | 11.375 | 11.5197 | 51.3 | 65.4842
2019-03-21 19:00 | No Data | No Data | No Data | No Data | 37.6287 | 41.7809 | No Data | No Data | No Data | No Data | 0 | 0 | No Data | No Data | -6.4 | -41.6941 | 11.83 | 11.9692 | 54 | 66.6694
2019-03-21 19:30 | No Data | No Data | No Data | No Data | 30.2434 | 35.5681 | No Data | No Data | No Data | No Data | 99.441 | 104.1197 | No Data | No Data | 1.2 | 48.015 | 28.21 | 28.8235 | 69.5 | 79.5483
2019-03-21 20:00 | No Data | No Data | No Data | No Data | 32.3919 | 38.3938 | No Data | No Data | No Data | No Data | 106.299 | 110.6882 | No Data | No Data | 3.2 | 42.1217 | 27.3 | 27.6054 | 68.2 | 80.2529
2019-03-21 20:30 | No Data | No Data | No Data | No Data | 30.5974 | 36.8924 | No Data | No Data | No Data | No Data | 112.014 | 116.1875 | No Data | No Data | -0.8 | -40.8314 | 31.395 | 31.5135 | 71.5 | 80.0066
2019-03-21 21:00 | No Data | No Data | No Data | No Data | 31.4275 | 38.5122 | No Data | No Data | No Data | No Data | 110.871 | 115.086 | No Data | No Data | -6.8 | -39.7854 | 36.4 | 36.6296 | 74.3 | 83.7284
2019-03-21 21:30 | No Data | No Data | No Data | No Data | 31.574 | 42.0617 | No Data | No Data | No Data | No Data | 105.156 | 109.2746 | No Data | No Data | -10.8 | -39.7834 | 40.495 | 40.8614 | 76.5 | 87.28
2019-03-21 22:00 | No Data | No Data | No Data | No Data | 31.574 | 42.0617 | No Data | No Data | No Data | No Data | 93.726 | 98.3246 | No Data | No Data | -4.8 | -41.4787 | 30.485 | 30.9701 | 64.8 | 77.3843
2019-03-21 22:30 | No Data | No Data | No Data | No Data | 39.2157 | 49.0645 | No Data | No Data | No Data | No Data | 75.438 | 80.6686 | No Data | No Data | 9.2 | 46.1268 | 17.745 | 18.0286 | 53.3 | 64.9407
2019-03-21 23:00 | No Data | No Data | No Data | No Data | 35.3216 | 46.0116 | No Data | No Data | No Data | No Data | 68.58 | 73.8629 | No Data | No Data | 8.8 | 47.6202 | 16.38 | 16.5372 | 49.7 | 59.3283
2019-03-21 23:30 | No Data | No Data | No Data | No Data | 47.7729 | 56.1401 | No Data | No Data | No Data | No Data | 74.295 | 79.1976 | No Data | No Data | 9.6 | 45.426 | 20.02 | 20.2718 | 56.5 | 69.0532
2019-03-22 | No Data | No Data | No Data | No Data | 52.8023 | 60.4776 | No Data | No Data | No Data | No Data | 70.866 | 75.9902 | No Data | No Data | 12 | 47.9266 | 15.47 | 15.709 | 55.9 | 67.7621
2019-03-22 00:30 | No Data | No Data | No Data | No Data | 59.7726 | 64.354 | No Data | No Data | No Data | No Data | 58.293 | 63.9467 | No Data | No Data | 24 | 52.9513 | 2.275 | 2.3201 | 54.3 | 69.5754
2019-03-22 01:00 | No Data | No Data | No Data | No Data | 54.6456 | 60.6242 | No Data | No Data | No Data | No Data | 59.436 | 64.5365 | No Data | No Data | 17.2 | 50.9886 | 9.1 | 9.2802 | 61.9 | 72.1666
2019-03-22 01:30 | No Data | No Data | No Data | No Data | 52.7535 | 60.4588 | No Data | No Data | No Data | No Data | 52.578 | 58.2818 | No Data | No Data | 18 | 52.3893 | 4.55 | 4.5727 | 52.8 | 62.2643
2019-03-22 02:00 | No Data | No Data | No Data | No Data | 45.771 | 55.3839 | No Data | No Data | No Data | No Data | 57.15 | 62.4375 | No Data | No Data | 20.8 | 53.4161 | 6.37 | 6.37 | 47 | 56.8595
2019-03-22 02:30 | No Data | No Data | No Data | No Data | 51.313 | 60.281 | No Data | No Data | No Data | No Data | 57.15 | 62.4375 | No Data | No Data | 18 | 51.6387 | 7.735 | 7.7883 | 51.2 | 58.7442
2019-03-22 03:00 | No Data | No Data | No Data | No Data | 49.5186 | 58.7611 | No Data | No Data | No Data | No Data | 64.008 | 69.1964 | No Data | No Data | 8.8 | 45.6561 | 17.29 | 17.8787 | 57.2 | 63.1671
2019-03-22 03:30 | No Data | No Data | No Data | No Data | 49.5186 | 59.8352 | No Data | No Data | No Data | No Data | 57.15 | 62.9066 | No Data | No Data | 4.8 | 47.1339 | 15.47 | 16.4053 | 53.2 | 60.353
2019-03-22 04:00 | No Data | No Data | No Data | No Data | 49.5186 | 59.8352 | No Data | No Data | No Data | No Data | 51.435 | 57.2528 | No Data | No Data | 8.4 | 50.3063 | 11.83 | 12.6748 | 37.9 | 44.7532
2019-03-22 04:30 | No Data | No Data | No Data | No Data | 47.7729 | 58.3988 | No Data | No Data | No Data | No Data | 49.149 | 54.6971 | No Data | No Data | 12 | 51.4198 | 7.28 | 8.1393 | 34.2 | 41.7809
2019-03-22 05:00 | No Data | No Data | No Data | No Data | 49.5186 | 59.8352 | No Data | No Data | No Data | No Data | 45.72 | 51.6378 | No Data | No Data | 8 | 51.031 | 8.645 | 9.3801 | 35.5 | 42.9638
2019-03-22 05:30 | No Data | No Data | No Data | No Data | 51.667 | 61.6251 | No Data | No Data | No Data | No Data | 0 | 6.858 | No Data | No Data | -11.2 | -49.679 | 25.48 | 26.1576 | 54.7 | 61.772
2019-03-22 06:00 | No Data | No Data | No Data | No Data | 54.9996 | 64.4447 | No Data | No Data | No Data | No Data | 0 | 6.858 | No Data | No Data | -15.6 | -49.7112 | 29.12 | 30.0162 | 59.9 | 68.0063
2019-03-22 06:30 | No Data | No Data | No Data | No Data | 60.3342 | 67.5886 | No Data | No Data | No Data | No Data | 0 | 6.858 | No Data | No Data | -8.8 | -48.537 | 25.025 | 25.7145 | 58.1 | 68.0872
2019-03-22 07:00 | No Data | No Data | No Data | No Data | 63.7766 | 68.9681 | No Data | No Data | No Data | No Data | 0 | 6.858 | No Data | No Data | -4.8 | -49.4336 | 19.565 | 20.195 | 54.4 | 64.3106
2019-03-22 07:30 | No Data | No Data | No Data | No Data | 72.3827 | 75.9098 | No Data | No Data | No Data | No Data | 0 | 6.858 | No Data | No Data | -21.6 | -49.0159 | 39.585 | 40.6175 | 77.7 | 84.6537
2019-03-22 08:00 | No Data | No Data | No Data | No Data | 74.1772 | 80.7664 | No Data | No Data | No Data | No Data | 0 | 6.858 | No Data | No Data | -33.6 | -53.4745 | 50.96 | 51.4774 | 68.1 | 74.5366
2019-03-22 08:30 | No Data | No Data | No Data | No Data | 67.9271 | 77.659 | No Data | No Data | No Data | No Data | 0 | 6.858 | No Data | No Data | -23.2 | -48.6835 | 41.86 | 42.2758 | 74.8 | 80.4438
2019-03-22 09:00 | No Data | No Data | No Data | No Data | 67.8172 | 78.3454 | No Data | No Data | No Data | No Data | 0 | 6.858 | No Data | No Data | -38.4 | -56.3716 | 32.305 | 32.842 | 54.4 | 61.001
2019-03-22 09:30 | No Data | No Data | No Data | No Data | 65.4612 | 76.7133 | No Data | No Data | No Data | No Data | 0 | 6.858 | No Data | No Data | -32.4 | -55.9385 | 19.565 | 19.9007 | 22.6 | 28.7063
2019-03-22 10:00 | No Data | No Data | No Data | No Data | 63.2029 | 74.7954 | No Data | No Data | No Data | No Data | 0 | 6.858 | No Data | No Data | -15.6 | -52.7591 | 3.64 | 3.64 | 13.9 | 20.7454
2019-03-22 10:30 | No Data | No Data | No Data | No Data | 61.0056 | 72.9482 | No Data | No Data | No Data | No Data | 0 | 6.858 | No Data | No Data | -40.4 | -60.0293 | -9.1 | -9.801 | -18.1 | -19.9123
2019-03-22 11:00 | No Data | No Data | No Data | No Data | 59.1623 | 67.1641 | No Data | No Data | No Data | No Data | 0 | 6.858 | No Data | No Data | -35.2 | -57.9227 | -15.925 | -17.1518 | -26.9 | -27.3792
2019-03-22 11:30 | No Data | No Data | No Data | No Data | 55.7198 | 64.1525 | No Data | No Data | No Data | No Data | 0 | 6.858 | No Data | No Data | -21.2 | -53.5731 | -30.03 | -31.1268 | -39.5 | -39.6215
2019-03-22 12:00 | No Data | No Data | No Data | No Data | 55.7198 | 64.1525 | No Data | No Data | No Data | No Data | 0 | 6.858 | No Data | No Data | -24.4 | -54.2026 | -25.025 | -25.939 | -31.6 | -32.3234
2019-03-22 12:30 | No Data | No Data | No Data | No Data | 53.315 | 62.0752 | No Data | No Data | No Data | No Data | 0 | 6.858 | No Data | No Data | -20 | -54.2232 | -24.115 | -25.939 | -30.1 | -30.1106
2019-03-22 13:00 | No Data | No Data | No Data | No Data | 51.6182 | 61.5309 | No Data | No Data | No Data | No Data | 0 | 6.858 | No Data | No Data | -38.8 | -59.5691 | -13.195 | -14.1123 | -21 | -23.5236
2019-03-22 13:30 | No Data | No Data | No Data | No Data | 49.8726 | 60.074 | No Data | No Data | No Data | No Data | 0 | 6.858 | No Data | No Data | -24.4 | -53.1338 | -20.93 | -22.3136 | -17.3 | -21.1691
2019-03-22 14:00 | No Data | No Data | No Data | No Data | 48.0781 | 58.5928 | No Data | No Data | No Data | No Data | 0 | 6.858 | No Data | No Data | -31.2 | -54.9225 | -12.74 | -14.6733 | -17.3 | -21.64
2019-03-22 14:30 | No Data | No Data | No Data | No Data | 48.0781 | 58.5928 | No Data | No Data | No Data | No Data | 0 | 6.858 | No Data | No Data | -24.4 | -52.4244 | -11.83 | -13.6576 | -12.9 | -20.4749
2019-03-22 15:00 | No Data | No Data | No Data | No Data | 49.8726 | 60.074 | No Data | No Data | No Data | No Data | 2.286 | 15.0338 | No Data | No Data | -33.2 | -53.5373 | -15.015 | -15.3491 | -9 | -22.4802
2019-03-22 15:30 | No Data | No Data | No Data | No Data | 51.7769 | 60.229 | No Data | No Data | No Data | No Data | -5.715 | -13.8109 | No Data | No Data | -58.8 | -67.723 | -22.75 | -23.5064 | -42.7 | -44.3005
2019-03-22 16:00 | No Data | No Data | No Data | No Data | 51.7281 | 58.315 | No Data | No Data | No Data | No Data | -17.145 | -19.431 | No Data | No Data | -31.2 | -50.1007 | -49.14 | -50.7646 | -41.8 | -44.5813
2019-03-22 16:30 | No Data | No Data | No Data | No Data | 53.4615 | 59.858 | No Data | No Data | No Data | No Data | -21.717 | -23.144 | No Data | No Data | -41.6 | -55.0142 | -41.86 | -42.6537 | -60.7 | -62.14
2019-03-22 17:00 | No Data | No Data | No Data | No Data | 58.6496 | 63.8061 | No Data | No Data | No Data | No Data | 4.572 | 14.4579 | No Data | No Data | -14.4 | -47.8029 | -8.645 | -9.5658 | -15.4 | -21.4979
2019-03-22 17:30 | No Data | No Data | No Data | No Data | 55.4635 | 60.8904 | No Data | No Data | No Data | No Data | -2.286 | -15.0338 | No Data | No Data | -46.8 | -59.3579 | -25.935 | -26.818 | -25.3 | -26.5047
2019-03-22 18:00 | No Data | No Data | No Data | No Data | 57.1115 | 62.3952 | No Data | No Data | No Data | No Data | 16.002 | 24.3005 | No Data | No Data | -36.4 | -54.3794 | -22.75 | -23.7517 | 8.8 | 17.737
2019-03-22 18:30 | No Data | No Data | No Data | No Data | 58.6496 | 63.8061 | No Data | No Data | No Data | No Data | 38.862 | 45.087 | No Data | No Data | -33.2 | -51.6759 | 12.285 | 12.2934 | 33.6 | 38.6
2019-03-22 19:00 | No Data | No Data | No Data | No Data | 62.2873 | 69.3591 | No Data | No Data | No Data | No Data | 61.722 | 66.225 | No Data | No Data | -23.6 | -43.3811 | 40.04 | 40.4106 | 78.9 | 84.5539
2019-03-22 19:30 | No Data | No Data | No Data | No Data | 56.3912 | 64.1167 | No Data | No Data | No Data | No Data | 72.009 | 76.6577 | No Data | No Data | -18.8 | -48.9539 | 46.41 | 47.7837 | 90.3 | 96.466
2019-03-22 20:00 | No Data | No Data | No Data | No Data | 55.9274 | 63.7091 | No Data | No Data | No Data | No Data | 70.866 | 75.1952 | No Data | No Data | -22.8 | -42.6127 | 51.87 | 52.4436 | 94.3 | 99.9405
2019-03-22 20:30 | No Data | No Data | No Data | No Data | 50.8003 | 59.2592 | No Data | No Data | No Data | No Data | 65.151 | 69.432 | No Data | No Data | -22.8 | -44.3152 | 50.505 | 51.027 | 92 | 96.5227
2019-03-22 21:00 | No Data | No Data | No Data | No Data | 43.8788 | 53.4447 | No Data | No Data | No Data | No Data | 76.581 | 80.9677 | No Data | No Data | -25.6 | -46.4844 | 52.325 | 53.0343 | 90.7 | 94.6907
2019-03-22 21:30 | No Data | No Data | No Data | No Data | 38.703 | 49.2839 | No Data | No Data | No Data | No Data | 78.867 | 83.1331 | No Data | No Data | -32.4 | -51.7873 | 54.6 | 55.2802 | 92.2 | 95.6082
2019-03-22 22:00 | No Data | No Data | No Data | No Data | 33.576 | 45.3687 | No Data | No Data | No Data | No Data | 86.868 | 90.7588 | No Data | No Data | -34.4 | -53.9807 | 55.51 | 56.0463 | 90.7 | 93.2831
2019-03-22 22:30 | No Data | No Data | No Data | No Data | 30.1457 | 42.8922 | No Data | No Data | No Data | No Data | 92.583 | 96.5615 | No Data | No Data | -31.2 | -52.6422 | 50.505 | 51.027 | 89.5 | 92.0931
2019-03-22 23:00 | No Data | No Data | No Data | No Data | 15.5337 | 32.4242 | No Data | No Data | No Data | No Data | 108.585 | 111.9965 | No Data | No Data | -34.4 | -54.9108 | 54.145 | 54.5184 | 90.4 | 92.1165
2019-03-22 23:30 | No Data | No Data | No Data | No Data | 20.5997 | 35.1338 | No Data | No Data | No Data | No Data | 121.158 | 124.4821 | No Data | No Data | -33.6 | -53.4745 | 56.42 | 56.8313 | 96.1 | 98.2414
2019-03-23 | No Data | No Data | No Data | No Data | 10.1991 | 27.1195 | No Data | No Data | No Data | No Data | 125.73 | 129.1944 | No Data | No Data | -32.4 | -51.7873 | 56.42 | 56.8313 | 98.2 | 100.5475
2019-03-23 00:30 | No Data | No Data | No Data | No Data | 5.7313 | 13.4912 | No Data | No Data | No Data | No Data | 126.873 | 130.0511 | No Data | No Data | -31.2 | -50.4143 | 56.875 | 57.339 | 107.8 | 111.9234
2019-03-23 01:00 | No Data | No Data | No Data | No Data | 0.0061036 | 12.2133 | No Data | No Data | No Data | No Data | 133.731 | 136.7498 | No Data | No Data | -38.8 | -54.8715 | 64.155 | 64.5667 | 106.4 | 108.9213
2019-03-23 01:30 | No Data | No Data | No Data | No Data | -6.1585 | -13.6782 | No Data | No Data | No Data | No Data | 131.445 | 134.5151 | No Data | No Data | -39.6 | -54.3323 | 65.065 | 65.5784 | 100.6 | 104.8926
2019-03-23 02:00 | No Data | No Data | No Data | No Data | -11.6396 | -15.2844 | No Data | No Data | No Data | No Data | 124.587 | 128.0823 | No Data | No Data | -35.2 | -52.6847 | 57.785 | 58.3004 | 91.5 | 95.4573
2019-03-23 02:30 | No Data | No Data | No Data | No Data | -5.6947 | -12.9141 | No Data | No Data | No Data | No Data | 114.3 | 117.8177 | No Data | No Data | -28.8 | -49.6145 | 52.325 | 52.829 | 86.1 | 89.5179
2019-03-23 03:00 | No Data | No Data | No Data | No Data | -1.3855 | -13.566 | No Data | No Data | No Data | No Data | 115.443 | 119.2067 | No Data | No Data | -26.8 | -49.1496 | 48.685 | 49.2956 | 80.4 | 84.7175
2019-03-23 03:30 | No Data | No Data | No Data | No Data | -5.4383 | -14.5497 | No Data | No Data | No Data | No Data | 130.302 | 133.6479 | No Data | No Data | -24 | -46.9911 | 46.865 | 47.4271 | 76.6 | 82.523
2019-03-23 04:00 | No Data | No Data | No Data | No Data | -13.1289 | -16.3809 | No Data | No Data | No Data | No Data | 140.589 | 143.6956 | No Data | No Data | -28.4 | -48.7311 | 51.415 | 52.0632 | 80.9 | 88.5077
2019-03-23 04:30 | No Data | No Data | No Data | No Data | -16.2051 | -18.936 | No Data | No Data | No Data | No Data | 128.016 | 131.4202 | No Data | No Data | -16.8 | -46.3517 | 40.95 | 41.5149 | 67 | 73.4507
2019-03-23 05:00 | No Data | No Data | No Data | No Data | -15.9487 | -18.7171 | No Data | No Data | No Data | No Data | 110.871 | 114.7847 | No Data | No Data | -10 | -46.293 | 31.85 | 32.3146 | 59.1 | 64.1313
2019-03-23 05:30 | No Data | No Data | No Data | No Data | -10.9316 | -14.6788 | No Data | No Data | No Data | No Data | 116.586 | 120.0368 | No Data | No Data | -20.8 | -47.5866 | 42.315 | 42.7918 | 71.9 | 75.8315
2019-03-23 06:00 | No Data | No Data | No Data | No Data | -14.667 | -17.5233 | No Data | No Data | No Data | No Data | 102.87 | 106.4648 | No Data | No Data | -20 | -47.2424 | 40.95 | 41.5149 | 70.2 | 75.541
2019-03-23 06:30 | No Data | No Data | No Data | No Data | -19.1348 | -19.5381 | No Data | No Data | No Data | No Data | 105.156 | 108.6752 | No Data | No Data | -15.2 | -45.7961 | 37.765 | 38.3768 | 67.8 | 74.3444
2019-03-23 07:00 | No Data | No Data | No Data | No Data | -13.7514 | -14.9027 | No Data | No Data | No Data | No Data | 78.867 | 83.1331 | No Data | No Data | 1.6 | 47.2271 | 20.475 | 20.796 | 50.6 | 56.5279
2019-03-23 07:30 | No Data | No Data | No Data | No Data | -5.0355 | -9.116 | No Data | No Data | No Data | No Data | 89.154 | 93.2789 | No Data | No Data | -4.4 | -43.4235 | 30.94 | 31.3422 | 63 | 68.9827
2019-03-23 08:00 | No Data | No Data | No Data | No Data | -17.2793 | -17.7033 | No Data | No Data | No Data | No Data | 105.156 | 108.6752 | No Data | No Data | -4 | -41.876 | 32.76 | 33.0745 | 65.4 | 71.9942
2019-03-23 08:30 | No Data | No Data | No Data | No Data | -12.2133 | -13.7729 | No Data | No Data | No Data | No Data | 118.872 | 122.2583 | No Data | No Data | -22 | -43.909 | 46.865 | 47.182 | 77.7 | 83.6188
2019-03-23 09:00 | No Data | No Data | No Data | No Data | -7.7455 | -12.8097 | No Data | No Data | No Data | No Data | 106.299 | 109.7816 | No Data | No Data | -19.2 | -44.0091 | 41.405 | 41.6542 | 71.8 | 77.6621
2019-03-23 09:30 | No Data | No Data | No Data | No Data | -3.5462 | -18.3455 | No Data | No Data | No Data | No Data | 101.727 | 105.979 | No Data | No Data | -17.6 | -50.7496 | 39.13 | 39.8014 | 67.7 | 73.1098
2019-03-23 10:00 | No Data | No Data | No Data | No Data | -9.2836 | -18.4961 | No Data | No Data | No Data | No Data | 82.296 | 86.393 | No Data | No Data | -3.2 | -44.9141 | 12.285 | 12.285 | 37.1 | 42.6311
2019-03-23 10:30 | No Data | No Data | No Data | No Data | -24.7745 | -26.7548 | No Data | No Data | No Data | No Data | 76.581 | 80.9677 | No Data | No Data | -4.4 | -45.0156 | 13.195 | 13.2028 | 25.7 | 32.14
2019-03-23 11:00 | No Data | No Data | No Data | No Data | -26.8254 | -29.644 | No Data | No Data | No Data | No Data | 59.436 | 64.0998 | No Data | No Data | -0.4 | -48.4017 | -7.28 | -8.5849 | -9 | -13.3795
2019-03-23 11:30 | No Data | No Data | No Data | No Data | -18.8174 | -22.7715 | No Data | No Data | No Data | No Data | 53.721 | 58.3826 | No Data | No Data | -18.4 | -50.6596 | -6.825 | -9.0315 | -18.4 | -18.5084
2019-03-23 12:00 | No Data | No Data | No Data | No Data | -23.4928 | -25.9529 | No Data | No Data | No Data | No Data | 48.006 | 53.171 | No Data | No Data | -15.6 | -49.5047 | -19.565 | -21.0385 | -19 | -19.6726
2019-03-23 12:30 | No Data | No Data | No Data | No Data | -26.6178 | -28.8124 | No Data | No Data | No Data | No Data | 58.293 | 63.0414 | No Data | No Data | -28 | -51.4805 | -12.285 | -13.6348 | -23.4 | -24.9303
2019-03-23 13:00 | No Data | No Data | No Data | No Data | -33.637 | -34.6127 | No Data | No Data | No Data | No Data | 45.72 | 50.6157 | No Data | No Data | -29.2 | -52.1429 | -14.56 | -15.5501 | -27.5 | -27.8498
2019-03-23 13:30 | No Data | No Data | No Data | No Data | -37.641 | -38.0766 | No Data | No Data | No Data | No Data | 44.577 | 49.5857 | No Data | No Data | -18.8 | -48.9539 | -22.75 | -23.8864 | -25.9 | -26.9364
2019-03-23 14:00 | No Data | No Data | No Data | No Data | -34.2596 | -35.7177 | No Data | No Data | No Data | No Data | 49.149 | 54.2052 | No Data | No Data | -20.4 | -49.226 | -21.385 | -22.4477 | -17.4 | -20.8569
2019-03-23 14:30 | No Data | No Data | No Data | No Data | -36.1028 | -36.3541 | No Data | No Data | No Data | No Data | 41.148 | 46.0049 | No Data | No Data | -17.2 | -48.736 | -27.755 | -28.8127 | -34 | -35.3023
2019-03-23 15:00 | No Data | No Data | No Data | No Data | -34.5159 | -34.8031 | No Data | No Data | No Data | No Data | 58.293 | 63.0414 | No Data | No Data | -17.6 | -46.6476 | -23.66 | -24.5025 | -30.4 | -34.9778
2019-03-23 15:30 | No Data | No Data | No Data | No Data | -34.8699 | -34.9765 | No Data | No Data | No Data | No Data | 40.005 | 46.0758 | No Data | No Data | -29.6 | -48.168 | -56.42 | -58.0477 | -43.1 | -45.5057
2019-03-23 16:00 | No Data | No Data | No Data | No Data | -34.5159 | -32.644 | No Data | No Data | No Data | No Data | 66.294 | 70.9029 | No Data | No Data | -44 | -56.9083 | -20.475 | -21.443 | -23.7 | -29.1084
2019-03-23 16:30 | No Data | No Data | No Data | No Data | -22.2599 | -22.4591 | No Data | No Data | No Data | No Data | 61.722 | 67.0874 | No Data | No Data | -32 | -51.225 | -14.56 | -14.9043 | -25.3 | -35.0104
2019-03-23 17:00 | No Data | No Data | No Data | No Data | -18.2071 | -18.2644 | No Data | No Data | No Data | No Data | 56.007 | 60.9338 | No Data | No Data | -52 | -62.1289 | -21.84 | -22.75 | -40.1 | -45.9811
2019-03-23 17:30 | No Data | No Data | No Data | No Data | -14.6181 | -15.0307 | No Data | No Data | No Data | No Data | 97.155 | 101.5985 | No Data | No Data | -23.6 | -45.0724 | 23.205 | 23.5636 | 44.7 | 55.8001
2019-03-23 18:00 | No Data | No Data | No Data | No Data | 5.9876 | 12.3677 | No Data | No Data | No Data | No Data | 108.585 | 112.5782 | No Data | No Data | -36.4 | -50.3587 | 40.495 | 40.993 | 76.1 | 83.973
2019-03-23 18:30 | No Data | No Data | No Data | No Data | 7.6356 | 14.6217 | No Data | No Data | No Data | No Data | 108.585 | 112.5782 | No Data | No Data | -29.2 | -46.9774 | 39.585 | 39.9598 | 75 | 82.8071
2019-03-23 19:00 | No Data | No Data | No Data | No Data | 16.6079 | 25.0616 | No Data | No Data | No Data | No Data | 117.729 | 121.1472 | No Data | No Data | -30.4 | -51.524 | 52.325 | 53.5471 | 92.3 | 100.6744
2019-03-23 19:30 | No Data | No Data | No Data | No Data | 21.4786 | 29.9468 | No Data | No Data | No Data | No Data | 110.871 | 114.7847 | No Data | No Data | -26.8 | -50.8378 | 55.055 | 56.3116 | 95.6 | 101.8744
2019-03-23 20:00 | No Data | No Data | No Data | No Data | 29.633 | 37.4321 | No Data | No Data | No Data | No Data | 98.298 | 102.3671 | No Data | No Data | -22 | -44.9515 | 50.505 | 51.1647 | 89.4 | 94.2043
2019-03-23 20:30 | No Data | No Data | No Data | No Data | 29.3156 | 37.1814 | No Data | No Data | No Data | No Data | 99.441 | 103.4652 | No Data | No Data | -29.2 | -47.6067 | 55.965 | 56.5611 | 94 | 97.4499
2019-03-23 21:00 | No Data | No Data | No Data | No Data | 33.3196 | 43.1925 | No Data | No Data | No Data | No Data | 88.011 | 92.187 | No Data | No Data | -25.6 | -47.828 | 49.595 | 50.1265 | 87.2 | 90.2335
2019-03-23 21:30 | No Data | No Data | No Data | No Data | 33.3196 | 44.5986 | No Data | No Data | No Data | No Data | 67.437 | 72.38 | No Data | No Data | -9.6 | -47.7745 | 30.485 | 30.7588 | 64.7 | 66.5075
2019-03-23 22:00 | No Data | No Data | No Data | No Data | 27.6799 | 40.5588 | No Data | No Data | No Data | No Data | 72.009 | 76.6577 | No Data | No Data | -18 | -50.5157 | 34.58 | 35.0084 | 68.2 | 70.5354
2019-03-23 22:30 | No Data | No Data | No Data | No Data | 40.1923 | 49.9425 | No Data | No Data | No Data | No Data | 66.294 | 70.9029 | No Data | No Data | -20 | -50.5268 | 39.585 | 40.0245 | 74.6 | 76.4903
2019-03-23 23:00 | No Data | No Data | No Data | No Data | 36.0418 | 46.6675 | No Data | No Data | No Data | No Data | 68.58 | 73.4461 | No Data | No Data | -23.2 | -51.1625 | 41.86 | 42.2758 | 73.3 | 75.0905
2019-03-23 23:30 | No Data | No Data | No Data | No Data | 40.7538 | 50.3955 | No Data | No Data | No Data | No Data | 58.293 | 63.0414 | No Data | No Data | -18 | -49.8606 | 36.855 | 37.2572 | 73.7 | 75.231
2019-03-24 | No Data | No Data | No Data | No Data | 48.4443 | 56.7125 | No Data | No Data | No Data | No Data | 52.578 | 57.3326 | No Data | No Data | -18.8 | -50.4349 | 36.4 | 36.8072 | 76.4 | 77.9169
2019-03-24 00:30 | No Data | No Data | No Data | No Data | 59.5163 | 67.1624 | No Data | No Data | No Data | No Data | 49.149 | 53.7332 | No Data | No Data | -15.6 | -48.9522 | 35.945 | 36.5051 | 81.6 | 84.8889
2019-03-24 01:00 | No Data | No Data | No Data | No Data | 54.3404 | 62.6217 | No Data | No Data | No Data | No Data | 53.721 | 58.3826 | No Data | No Data | -21.6 | -51.1625 | 40.04 | 40.4745 | 78.8 | 82.9473
2019-03-24 01:30 | No Data | No Data | No Data | No Data | 47.0527 | 57.4586 | No Data | No Data | No Data | No Data | 49.149 | 53.7332 | No Data | No Data | -26 | -52.1444 | 41.405 | 42.0401 | 73.9 | 77.824
2019-03-24 02:00 | No Data | No Data | No Data | No Data | 44.6967 | 59.383 | No Data | No Data | No Data | No Data | 49.149 | 53.7332 | No Data | No Data | -27.2 | -53.7848 | 40.495 | 41.0661 | 70.5 | 73.282
2019-03-24 02:30 | No Data | No Data | No Data | No Data | 46.4912 | 59.4974 | No Data | No Data | No Data | No Data | 48.006 | 52.6897 | No Data | No Data | -26.8 | -54.2778 | 40.495 | 40.993 | 70.3 | 72.7963
2019-03-24 03:00 | No Data | No Data | No Data | No Data | 37.8363 | 53.0103 | No Data | No Data | No Data | No Data | 53.721 | 58.3826 | No Data | No Data | -30 | -55.9271 | 42.315 | 42.7918 | 69.1 | 71.1366
2019-03-24 03:30 | No Data | No Data | No Data | No Data | 36.0906 | 51.7788 | No Data | No Data | No Data | No Data | 58.293 | 62.6151 | No Data | No Data | -39.6 | -58.9644 | 51.87 | 52.4436 | 78.8 | 81.2252
2019-03-24 04:00 | No Data | No Data | No Data | No Data | 34.5525 | 50.7187 | No Data | No Data | No Data | No Data | 53.721 | 58.3826 | No Data | No Data | -34.8 | -57.4401 | 46.865 | 47.4271 | 72.1 | 73.8757
2019-03-24 04:30 | No Data | No Data | No Data | No Data | 37.9339 | 53.08 | No Data | No Data | No Data | No Data | 48.006 | 52.6897 | No Data | No Data | -32 | -56.3645 | 45.5 | 46.0787 | 69.1 | 70.6116
2019-03-24 05:00 | No Data | No Data | No Data | No Data | 39.6796 | 54.3413 | No Data | No Data | No Data | No Data | 50.292 | 54.7806 | No Data | No Data | -36 | -58.0978 | 47.775 | 48.3971 | 72.9 | 74.9246
2019-03-24 05:30 | No Data | No Data | No Data | No Data | 42.0356 | 56.0847 | No Data | No Data | No Data | No Data | 48.006 | 53.171 | No Data | No Data | -34 | -57.2014 | 44.59 | 45.2559 | 70.5 | 72.1838
2019-03-24 06:00 | No Data | No Data | No Data | No Data | 43.7812 | 57.4047 | No Data | No Data | No Data | No Data | 46.863 | 51.6504 | No Data | No Data | -33.6 | -56.9646 | 44.59 | 45.2559 | 71.5 | 73.2034
2019-03-24 06:30 | No Data | No Data | No Data | No Data | 47.3091 | 59.0769 | No Data | No Data | No Data | No Data | 44.577 | 49.5857 | No Data | No Data | -26.4 | -53.7327 | 38.675 | 39.3542 | 66.4 | 68.5417
2019-03-24 07:00 | No Data | No Data | No Data | No Data | 47.9805 | 59.6159 | No Data | No Data | No Data | No Data | 49.149 | 54.2052 | No Data | No Data | -30.4 | -54.472 | 43.225 | 43.9116 | 72.7 | 75.4009
2019-03-24 07:30 | No Data | No Data | No Data | No Data | 52.9488 | 63.6829 | No Data | No Data | No Data | No Data | 58.293 | 63.0414 | No Data | No Data | -33.6 | -55.6805 | 46.865 | 47.5753 | 76.2 | 78.781
2019-03-24 08:00 | No Data | No Data | No Data | No Data | 51.2642 | 61.3413 | No Data | No Data | No Data | No Data | 56.007 | 60.4927 | No Data | No Data | -32.8 | -55.2015 | 41.86 | 42.4883 | 69.5 | 72.7792
2019-03-24 08:30 | No Data | No Data | No Data | No Data | 50.959 | 62.129 | No Data | No Data | No Data | No Data | 54.864 | 59.436 | No Data | No Data | -42 | -59.1148 | 41.86 | 42.4127 | 62.4 | 64.7806
2019-03-24 09:00 | No Data | No Data | No Data | No Data | 50.8003 | 61.9989 | No Data | No Data | No Data | No Data | 50.292 | 55.7264 | No Data | No Data | -37.6 | -63.8461 | 38.22 | 39.1855 | 54.3 | 56.6651
2019-03-24 09:30 | No Data | No Data | No Data | No Data | 47.5166 | 59.8019 | No Data | No Data | No Data | No Data | 42.291 | 47.5411 | No Data | No Data | -34 | -54.6611 | 24.115 | 25.0622 | 37.8 | 39.3961
2019-03-24 10:00 | No Data | No Data | No Data | No Data | 38.0926 | 52.6259 | No Data | No Data | No Data | No Data | 40.005 | 44.9854 | No Data | No Data | -37.2 | -56.707 | 19.565 | 20.0871 | 29.5 | 30.6454
2019-03-24 10:30 | No Data | No Data | No Data | No Data | 29.7795 | 45.6979 | No Data | No Data | No Data | No Data | 40.005 | 45.5195 | No Data | No Data | -41.6 | -59.9733 | 20.93 | 21.6305 | 30.9 | 31.9953
2019-03-24 11:00 | No Data | No Data | No Data | No Data | 23.4195 | 40.3183 | No Data | No Data | No Data | No Data | 30.861 | 37.0903 | No Data | No Data | -64 | -73.8257 | 0 | 0 | -6 | -6.9462
2019-03-24 11:30 | No Data | No Data | No Data | No Data | 15.8389 | 34.6926 | No Data | No Data | No Data | No Data | 56.007 | 61.393 | No Data | No Data | -40.8 | -56.8577 | 28.21 | 29.1342 | 2 | 9.8061
2019-03-24 12:00 | No Data | No Data | No Data | No Data | -4.3641 | -29.3972 | No Data | No Data | No Data | No Data | 53.721 | 59.315 | No Data | No Data | -18 | -49.3964 | -0.91 | -2.0348 | -10.2 | -12.9016
2019-03-24 12:30 | No Data | No Data | No Data | No Data | -9.5399 | -26.4909 | No Data | No Data | No Data | No Data | 61.722 | 66.6478 | No Data | No Data | -31.2 | -53.9392 | -14.56 | -14.5884 | -26.9 | -29.5373
2019-03-24 13:00 | No Data | No Data | No Data | No Data | -19.44 | -28.0414 | No Data | No Data | No Data | No Data | 57.15 | 62.4375 | No Data | No Data | -22 | -49.9103 | -36.855 | -37.1348 | -41.5 | -42.9588
2019-03-24 13:30 | No Data | No Data | No Data | No Data | -34.052 | -37.0764 | No Data | No Data | No Data | No Data | 49.149 | 54.6971 | No Data | No Data | -0.8 | -48.4809 | -45.955 | -46.2267 | -56.5 | -58.0638
2019-03-24 14:00 | No Data | No Data | No Data | No Data | -39.3866 | -40.1409 | No Data | No Data | No Data | No Data | 69.723 | 74.9254 | No Data | No Data | 10.8 | 53.5014 | -40.95 | -41.2547 | -42.2 | -45.8004
2019-03-24 14:30 | No Data | No Data | No Data | No Data | -40.9735 | -41.1267 | No Data | No Data | No Data | No Data | 69.723 | 74.9254 | No Data | No Data | 17.6 | 55.2768 | -47.775 | -48.1398 | -39.8 | -44.4531
2019-03-24 15:00 | No Data | No Data | No Data | No Data | -44.3061 | -44.6011 | No Data | No Data | No Data | No Data | 92.583 | 97.2356 | No Data | No Data | 3.6 | 50.5284 | -25.48 | -25.48 | -12.1 | -32.8125
2019-03-24 15:30 | No Data | No Data | No Data | No Data | -38.9715 | -39.52 | No Data | No Data | No Data | No Data | 100.584 | 105.2119 | No Data | No Data | 17.6 | 63.2961 | -26.845 | -26.9412 | -9.6 | -31.4033
2019-03-24 16:00 | No Data | No Data | No Data | No Data | -38.6175 | -39.3842 | No Data | No Data | No Data | No Data | 109.728 | 113.6811 | No Data | No Data | 13.6 | 61.132 | -19.11 | -19.5438 | 0.9 | 29.6
2019-03-24 16:30 | No Data | No Data | No Data | No Data | -39.5819 | -40.8355 | No Data | No Data | No Data | No Data | 113.157 | 117.2898 | No Data | No Data | 8.4 | 51.0952 | -15.925 | -16.0287 | 6.8 | 32.9102
2019-03-24 17:00 | No Data | No Data | No Data | No Data | -31.5373 | -32.6381 | No Data | No Data | No Data | No Data | 110.871 | 115.086 | No Data | No Data | 15.6 | 61.2209 | -16.38 | -17.0002 | 10.7 | 32.7002
2019-03-24 17:30 | No Data | No Data | No Data | No Data | -21.5396 | -21.5718 | No Data | No Data | No Data | No Data | 116.586 | 120.6014 | No Data | No Data | 3.2 | 58.0882 | -8.645 | -9.7693 | 20.2 | 34.5259
2019-03-24 18:00 | No Data | No Data | No Data | No Data | -19.0249 | -19.1043 | No Data | No Data | No Data | No Data | 117.729 | 122.0015 | No Data | No Data | 6.4 | 58.2697 | -2.73 | -6.9304 | 23.7 | 37.0667
2019-03-24 18:30 | No Data | No Data | No Data | No Data | -18.8174 | -18.8174 | No Data | No Data | No Data | No Data | 112.014 | 116.1875 | No Data | No Data | 12 | 59.6201 | -4.55 | -7.1073 | 24 | 33.6595
2019-03-24 19:00 | No Data | No Data | No Data | No Data | -22.4063 | -22.4063 | No Data | No Data | No Data | No Data | 102.87 | 107.0766 | No Data | No Data | 17.6 | 62.1443 | -8.645 | -9.5658 | 22.6 | 31.4006
2019-03-24 19:30 | No Data | No Data | No Data | No Data | -33.8445 | -33.8599 | No Data | No Data | No Data | No Data | 104.013 | 107.8667 | No Data | No Data | 10.4 | 51.8536 | 2.275 | 4.2925 | 31.9 | 41.1535
2019-03-24 20:00 | No Data | No Data | No Data | No Data | -11.4931 | -27.0783 | No Data | No Data | No Data | No Data | 92.583 | 96.8924 | No Data | No Data | 16.8 | 55.0273 | -3.64 | -4.0696 | 25.6 | 31.8804
2019-03-24 20:30 | No Data | No Data | No Data | No Data | -6.1097 | -25.268 | No Data | No Data | No Data | No Data | 93.726 | 97.9852 | No Data | No Data | 19.2 | 56.935 | -3.64 | -4.0696 | 24.1 | 31.446
2019-03-24 21:00 | No Data | No Data | No Data | No Data | -17.6455 | -28.8475 | No Data | No Data | No Data | No Data | 104.013 | 108.1751 | No Data | No Data | 7.6 | 51.761 | 6.37 | 7.8281 | 34 | 40.3347
2019-03-24 21:30 | No Data | No Data | No Data | No Data | -22.7237 | -30.5484 | No Data | No Data | No Data | No Data | 104.013 | 108.1751 | No Data | No Data | 8.8 | 54.3176 | 2.275 | 3.9141 | 28.9 | 34.6965
2019-03-24 22:00 | No Data | No Data | No Data | No Data | -47.3823 | -47.5139 | No Data | No Data | No Data | No Data | 107.442 | 111.4762 | No Data | No Data | 13.6 | 54.9108 | -1.365 | -2.6531 | 22.9 | 33.463
2019-03-24 22:30 | No Data | No Data | No Data | No Data | -41.3275 | -41.4127 | No Data | No Data | No Data | No Data | 110.871 | 114.4941 | No Data | No Data | 10 | 54.5249 | 0.455 | 3.6683 | 28.7 | 38.3919
2019-03-24 23:00 | No Data | No Data | No Data | No Data | -42.6093 | -42.6093 | No Data | No Data | No Data | No Data | 106.299 | 110.375 | No Data | No Data | 14.8 | 56.3773 | -3.64 | -4.0696 | 20.5 | 32.7965
2019-03-24 23:30 | No Data | No Data | No Data | No Data | -36.5667 | -36.5667 | No Data | No Data | No Data | No Data | 115.443 | 119.2067 | No Data | No Data | 12 | 53.3667 | 0.455 | 3.6683 | 31.5 | 44.9027
2019-03-25 | No Data | No Data | No Data | No Data | -20.5142 | -21.8764 | No Data | No Data | No Data | No Data | 122.301 | 126.1346 | No Data | No Data | 1.6 | 51.6248 | 10.465 | 11.8037 | 45.5 | 50.1965
2019-03-25 00:30 | No Data | No Data | No Data | No Data | -15.5459 | -16.3562 | No Data | No Data | No Data | No Data | 124.587 | 128.3523 | No Data | No Data | 3.6 | 52.5235 | 9.1 | 10.3856 | 54.1 | 56.36
2019-03-25 01:00 | No Data | No Data | No Data | No Data | -22.8214 | -23.5212 | No Data | No Data | No Data | No Data | 128.016 | 131.4202 | No Data | No Data | -5.2 | -51.4634 | 15.47 | 16.1252 | 54.3 | 55.9051
2019-03-25 01:30 | No Data | No Data | No Data | No Data | -30.6096 | -30.8509 | No Data | No Data | No Data | No Data | 128.016 | 131.4202 | No Data | No Data | 0.8 | 53.2015 | 10.465 | 11.08 | 42.7 | 45.0309
2019-03-25 02:00 | No Data | No Data | No Data | No Data | -27.4846 | -28.4328 | No Data | No Data | No Data | No Data | 130.302 | 133.6479 | No Data | No Data | -3.6 | -50.1294 | 15.47 | 16.7301 | 42.9 | 51.2837
2019-03-25 02:30 | No Data | No Data | No Data | No Data | -30.9758 | -33.4894 | No Data | No Data | No Data | No Data | 107.442 | 111.1769 | No Data | No Data | 20.4 | 59.2243 | -10.465 | -10.4749 | 16.7 | 28.748
2019-03-25 03:00 | No Data | No Data | No Data | No Data | -26.9718 | -29.1397 | No Data | No Data | No Data | No Data | 98.298 | 102.3671 | No Data | No Data | 20 | 58.7115 | -9.555 | -9.7268 | 14.2 | 26.2688
2019-03-25 03:30 | No Data | No Data | No Data | No Data | -27.8996 | -30.0005 | No Data | No Data | No Data | No Data | 93.726 | 97.9852 | No Data | No Data | 19.6 | 58.5764 | -11.375 | -11.5197 | 12.6 | 23.8606
2019-03-25 04:00 | No Data | No Data | No Data | No Data | -31.3298 | -32.7077 | No Data | No Data | No Data | No Data | 75.438 | 79.8874 | No Data | No Data | 38.4 | 69.5598 | -29.575 | -29.6065 | -6 | -19.0686
2019-03-25 04:30 | No Data | No Data | No Data | No Data | -27.8996 | -30.0185 | No Data | No Data | No Data | No Data | 82.296 | 86.7476 | No Data | No Data | 32.8 | 65.9369 | -21.385 | -21.4044 | 2.1 | 20.5351
2019-03-25 05:00 | No Data | No Data | No Data | No Data | -31.7937 | -33.1214 | No Data | No Data | No Data | No Data | 84.582 | 89.2785 | No Data | No Data | 32.8 | 65.9369 | -22.75 | -22.7682 | 0.1 | 20.2002
2019-03-25 05:30 | No Data | No Data | No Data | No Data | -30.2068 | -30.5204 | No Data | No Data | No Data | No Data | 110.871 | 114.7847 | No Data | No Data | 8.4 | 54.6494 | 0.91 | 4.1949 | 26.7 | 36.6456
2019-03-25 06:00 | No Data | No Data | No Data | No Data | -27.3381 | -27.6998 | No Data | No Data | No Data | No Data | 110.871 | 114.7847 | No Data | No Data | 5.2 | 52.6574 | 4.095 | 6.1214 | 30.4 | 38.7939
2019-03-25 06:30 | No Data | No Data | No Data | No Data | -21.3809 | -21.5467 | No Data | No Data | No Data | No Data | 112.014 | 115.8892 | No Data | No Data | -0.4 | -50.0144 | 12.285 | 13.4437 | 41 | 47.1088
2019-03-25 07:00 | No Data | No Data | No Data | No Data | -19.5865 | -19.6163 | No Data | No Data | No Data | No Data | 106.299 | 110.375 | No Data | No Data | 0 | 48.4 | 12.74 | 14.0462 | 46.1 | 52.0194
2019-03-25 07:30 | No Data | No Data | No Data | No Data | -17.6455 | -17.6808 | No Data | No Data | No Data | No Data | 97.155 | 101.2701 | No Data | No Data | -2.4 | -47.261 | 20.02 | 21.009 | 31.1 | 37.9796
2019-03-25 08:00 | No Data | No Data | No Data | No Data | -13.3852 | -13.4317 | No Data | No Data | No Data | No Data | 102.87 | 107.0766 | No Data | No Data | 0 | 46 | 19.11 | 19.8747 | 53.9 | 59.1656
2019-03-25 08:30 | No Data | No Data | No Data | No Data | -27.1794 | -27.2054 | No Data | No Data | No Data | No Data | 91.44 | 95.8009 | No Data | No Data | -3.2 | -52.4549 | 14.105 | 15.4767 | 36.4 | 41.6293
2019-03-25 09:00 | No Data | No Data | No Data | No Data | -29.1814 | -29.2215 | No Data | No Data | No Data | No Data | 88.011 | 92.5336 | No Data | No Data | 10 | 56.4921 | -5.915 | -6.1887 | 10.9 | 20.5322
2019-03-25 09:30 | No Data | No Data | No Data | No Data | -39.8383 | -40.0182 | No Data | No Data | No Data | No Data | 52.578 | 58.784 | No Data | No Data | -8.4 | -48.3355 | -32.305 | -32.6904 | -15.4 | -16.2542
2019-03-25 10:00 | No Data | No Data | No Data | No Data | -47.5776 | -47.9606 | No Data | No Data | No Data | No Data | 21.717 | 30.7125 | No Data | No Data | 10.4 | 46.381 | -87.815 | -90.1704 | -81.4 | -81.5534
2019-03-25 10:30 | No Data | No Data | No Data | No Data | -38.5565 | -38.5716 | No Data | No Data | No Data | No Data | 22.86 | 30.0024 | No Data | No Data | 54 | 77.2207 | -77.805 | -80.1175 | -65.9 | -66.1726
2019-03-25 11:00 | No Data | No Data | No Data | No Data | -41.3764 | -41.3877 | No Data | No Data | No Data | No Data | 28.575 | 35.2111 | No Data | No Data | 26.4 | 54.5601 | -85.995 | -87.9952 | -86.1 | -86.1423
2019-03-25 11:30 | No Data | No Data | No Data | No Data | -47.126 | -47.2259 | No Data | No Data | No Data | No Data | -9.144 | -14.6375 | No Data | No Data | 22 | 49.5516 | -112.84 | -116.6514 | -141.3 | -142.7366
2019-03-25 12:00 | No Data | No Data | No Data | No Data | -41.5839 | -41.6971 | No Data | No Data | No Data | No Data | 16.002 | 24.3005 | No Data | No Data | 36.8 | 62.7286 | -88.725 | -91.0569 | -98.5 | -98.6319
2019-03-25 12:30 | No Data | No Data | No Data | No Data | -45.5879 | -45.6911 | No Data | No Data | No Data | No Data | -9.144 | -13.7635 | No Data | No Data | 34 | 59.4764 | -114.205 | -118.3219 | -142.8 | -143.5142
2019-03-25 13:00 | No Data | No Data | No Data | No Data | -45.2705 | -45.3483 | No Data | No Data | No Data | No Data | -3.429 | -13.0322 | No Data | No Data | 48.4 | 71.6268 | -106.47 | -110.2613 | -135.6 | -135.724
2019-03-25 13:30 | No Data | No Data | No Data | No Data | -53.2174 | -53.399 | No Data | No Data | No Data | No Data | -1.143 | -12.6248 | No Data | No Data | 30.8 | 57.0319 | -106.925 | -111.4388 | -137.2 | -137.3102
2019-03-25 14:00 | No Data | No Data | No Data | No Data | -53.5836 | -53.9706 | No Data | No Data | No Data | No Data | 13.716 | 21.9563 | No Data | No Data | 50.4 | 74.9581 | -92.82 | -95.9014 | -117.2 | -117.2359
2019-03-25 14:30 | No Data | No Data | No Data | No Data | -56.2936 | -56.9175 | No Data | No Data | No Data | No Data | -6.858 | -14.3217 | No Data | No Data | 18.4 | 49.9151 | -103.285 | -106.832 | -135.8 | -136.7629
2019-03-25 15:00 | No Data | No Data | No Data | No Data | -57.9904 | -58.5963 | No Data | No Data | No Data | No Data | -9.144 | -13.7635 | No Data | No Data | 40.8 | 63.3024 | -126.945 | -132.839 | -128.5 | -129.1261
2019-03-25 15:30 | No Data | No Data | No Data | No Data | -49.5796 | -50.0119 | No Data | No Data | No Data | No Data | 1.143 | 14.9029 | No Data | No Data | 9.6 | 44.5852 | -92.365 | -95.5771 | -120.6 | -121.1376
2019-03-25 16:00 | No Data | No Data | No Data | No Data | -48.3467 | -49.0531 | No Data | No Data | No Data | No Data | 1.143 | 16.0428 | No Data | No Data | 59.6 | 81.2355 | -105.105 | -109.1867 | -110.8 | -111.0273
2019-03-25 16:30 | No Data | No Data | No Data | No Data | -46.0395 | -46.4352 | No Data | No Data | No Data | No Data | 3.429 | 16.3653 | No Data | No Data | 57.2 | 79.2141 | -89.18 | -91.8153 | -119.8 | -119.8961
2019-03-25 17:00 | No Data | No Data | No Data | No Data | -45.8442 | -46.5995 | No Data | No Data | No Data | No Data | 1.143 | 14.9029 | No Data | No Data | 29.6 | 57.0319 | -101.01 | -104.5164 | -126.9 | -127.4756
2019-03-25 17:30 | No Data | No Data | No Data | No Data | -41.8402 | -42.5313 | No Data | No Data | No Data | No Data | 27.432 | 34.9877 | No Data | No Data | 26.8 | 57.4359 | -84.175 | -86.9622 | -96.2 | -96.6778
2019-03-25 18:00 | No Data | No Data | No Data | No Data | -37.3358 | -38 | No Data | No Data | No Data | No Data | 66.294 | 71.7454 | No Data | No Data | -4 | -49.4336 | -39.585 | -40.4234 | -47.3 | -47.3052
2019-03-25 18:30 | No Data | No Data | No Data | No Data | -29.8405 | -30.1795 | No Data | No Data | No Data | No Data | 59.436 | 65.9482 | No Data | No Data | 3.2 | 49.304 | -22.75 | -22.9719 | -10.9 | -16.965
2019-03-25 19:00 | No Data | No Data | No Data | No Data | -20.8194 | -21.0446 | No Data | No Data | No Data | No Data | 86.868 | 92.187 | No Data | No Data | -3.2 | -52.0246 | 14.56 | 15.8925 | 39.7 | 49.223
2019-03-25 19:30 | No Data | No Data | No Data | No Data | -7.4403 | -10.8196 | No Data | No Data | No Data | No Data | 77.724 | 83.2117 | No Data | No Data | -6.4 | -53.1865 | 26.39 | 27.9149 | 38.4 | 46.6563
2019-03-25 20:00 | No Data | No Data | No Data | No Data | -5.9998 | -11.0537 | No Data | No Data | No Data | No Data | 77.724 | 83.2117 | No Data | No Data | -9.2 | -48.0883 | 27.755 | 28.287 | 37.2 | 43.6835
2019-03-25 20:30 | No Data | No Data | No Data | No Data | 0.0061036 | 11.4931 | No Data | No Data | No Data | No Data | 72.009 | 77.4715 | No Data | No Data | -8.8 | -49.1935 | 27.755 | 28.287 | 35.6 | 43.0465
2019-03-25 21:00 | No Data | No Data | No Data | No Data | -7.599 | -13.3936 | No Data | No Data | No Data | No Data | 85.725 | 90.3621 | No Data | No Data | -7.2 | -49.1675 | 23.205 | 23.5636 | 50.1 | 56.3988
2019-03-25 21:30 | No Data | No Data | No Data | No Data | -11.5419 | -16.5399 | No Data | No Data | No Data | No Data | 77.724 | 82.8103 | No Data | No Data | -3.2 | -50.1023 | 20.475 | 20.9745 | 47.2 | 52.816
2019-03-25 22:00 | No Data | No Data | No Data | No Data | -12.9824 | -19.4324 | No Data | No Data | No Data | No Data | 68.58 | 73.8629 | No Data | No Data | -3.6 | -50.4397 | 19.11 | 19.3736 | 45.1 | 49.2549
2019-03-25 22:30 | No Data | No Data | No Data | No Data | -12.665 | -16.8263 | No Data | No Data | No Data | No Data | 76.581 | 81.346 | No Data | No Data | -0.8 | -50.8063 | 20.02 | 20.1488 | 46.9 | 51.5102
2019-03-25 23:00 | No Data | No Data | No Data | No Data | -21.0269 | -22.2361 | No Data | No Data | No Data | No Data | 76.581 | 81.346 | No Data | No Data | -1.6 | -50.4254 | 19.565 | 19.7545 | 47.4 | 51.3308
2019-03-25 23:30 | No Data | No Data | No Data | No Data | -15.436 | -18.7678 | No Data | No Data | No Data | No Data | 81.153 | 86.0369 | No Data | No Data | 0 | 49.2 | 18.655 | 19.0068 | 52.5 | 59.2663
2019-03-26 | No Data | No Data | No Data | No Data | -9.3935 | -15.8567 | No Data | No Data | No Data | No Data | 81.153 | 86.4232 | No Data | No Data | 0 | 49.2016 | 21.84 | 22.1413 | 56.1 | 63.0607
2019-03-26 00:30 | No Data | No Data | No Data | No Data | 0.0061036 | 12.2622 | No Data | No Data | No Data | No Data | 70.866 | 75.5851 | No Data | No Data | 3.2 | 48.5057 | 16.835 | 17.1336 | 63.5 | 71.6554
2019-03-26 01:00 | No Data | No Data | No Data | No Data | -7.4403 | -14.6888 | No Data | No Data | No Data | No Data | 75.438 | 80.2708 | No Data | No Data | -4.8 | -48.7229 | 25.025 | 25.2883 | 66.3 | 71.5493
2019-03-26 01:30 | No Data | No Data | No Data | No Data | -16.6201 | -19.8594 | No Data | No Data | No Data | No Data | 81.153 | 86.0369 | No Data | No Data | -7.6 | -49.3883 | 26.39 | 26.6399 | 61.1 | 65.2504
2019-03-26 02:00 | No Data | No Data | No Data | No Data | -20.7706 | -22.667 | No Data | No Data | No Data | No Data | 86.868 | 91.4471 | No Data | No Data | -10.8 | -50.3714 | 29.575 | 29.7982 | 58.7 | 62.9003
2019-03-26 02:30 | No Data | No Data | No Data | No Data | -16.3149 | -19.6932 | No Data | No Data | No Data | No Data | 94.869 | 99.4147 | No Data | No Data | -14.8 | -49.466 | 33.67 | 34.04 | 63.4 | 68.6769
2019-03-26 03:00 | No Data | No Data | No Data | No Data | -21.1856 | -25.0338 | No Data | No Data | No Data | No Data | 93.726 | 98.3246 | No Data | No Data | -14 | -50 | 32.76 | 33.0745 | 59.1 | 64.0925
2019-03-26 03:30 | No Data | No Data | No Data | No Data | -19.3912 | -22.6163 | No Data | No Data | No Data | No Data | 101.727 | 105.979 | No Data | No Data | -18.8 | -51.5504 | 32.76 | 33.2119 | 58.1 | 65.9001
2019-03-26 04:00 | No Data | No Data | No Data | No Data | -25.7389 | -27.362 | No Data | No Data | No Data | No Data | 94.869 | 99.4147 | No Data | No Data | -14 | -51.5379 | 27.3 | 27.6766 | 52.4 | 58.993
2019-03-26 04:30 | No Data | No Data | No Data | No Data | -22.8214 | -25.3044 | No Data | No Data | No Data | No Data | 105.156 | 109.2746 | No Data | No Data | -14.8 | -50.6123 | 29.575 | 30.0748 | 64 | 72.4238
2019-03-26 05:00 | No Data | No Data | No Data | No Data | -20.9293 | -23.584 | No Data | No Data | No Data | No Data | 99.441 | 103.7867 | No Data | No Data | -11.6 | -49.7707 | 25.935 | 26.5035 | 59.6 | 69.2185
2019-03-26 05:30 | No Data | No Data | No Data | No Data | -23.1266 | -24.294 | No Data | No Data | No Data | No Data | 96.012 | 100.174 | No Data | No Data | -10 | -51.3825 | 23.205 | 23.7386 | 49.8 | 57.5281
2019-03-26 06:00 | No Data | No Data | No Data | No Data | -23.6393 | -24.7825 | No Data | No Data | No Data | No Data | 82.296 | 87.1158 | No Data | No Data | -2 | -52.0384 | 16.835 | 17.224 | 43.7 | 50.3954
2019-03-26 06:30 | No Data | No Data | No Data | No Data | -22.0523 | -22.6309 | No Data | No Data | No Data | No Data | 80.01 | 84.582 | No Data | No Data | 4.4 | 51.7873 | 13.195 | 13.574 | 45.7 | 53.753
2019-03-26 07:00 | No Data | No Data | No Data | No Data | -18.1582 | -18.4452 | No Data | No Data | No Data | No Data | 69.723 | 74.5145 | No Data | No Data | 7.6 | 51.3654 | 11.83 | 11.9692 | 47.4 | 54.2561
2019-03-26 07:30 | No Data | No Data | No Data | No Data | -7.599 | -9.373 | No Data | No Data | No Data | No Data | 67.437 | 72.38 | No Data | No Data | 10.4 | 50.6786 | 11.83 | 12.1409 | 49.8 | 60.4692
2019-03-26 08:00 | No Data | No Data | No Data | No Data | -7.8553 | -11.1784 | No Data | No Data | No Data | No Data | 68.58 | 73.0448 | No Data | No Data | -9.2 | -42.6052 | 32.305 | 32.5635 | 41.3 | 55.5835
2019-03-26 08:30 | No Data | No Data | No Data | No Data | -18.6709 | -19.6758 | No Data | No Data | No Data | No Data | 49.149 | 54.2052 | No Data | No Data | -36.4 | -55.5784 | 15.925 | 15.9834 | 6.7 | 22.8064
2019-03-26 09:00 | No Data | No Data | No Data | No Data | -19.8428 | -21.4138 | No Data | No Data | No Data | No Data | 24.003 | 30.8822 | No Data | No Data | -60.8 | -70.6586 | -1.82 | -2.9134 | -28.5 | -31.0015
2019-03-26 09:30 | No Data | No Data | No Data | No Data | -15.5947 | -18.5013 | No Data | No Data | No Data | No Data | -1.143 | -13.7635 | No Data | No Data | -45.2 | -59.5288 | -35.035 | -36.437 | -66.7 | -66.7396
2019-03-26 10:00 | No Data | No Data | No Data | No Data | -24.921 | -27.7529 | No Data | No Data | No Data | No Data | -8.001 | -13.9521 | No Data | No Data | -40 | -56.0057 | -46.865 | -48.5658 | -86.7 | -86.7922
2019-03-26 10:30 | No Data | No Data | No Data | No Data | -35.4314 | -36.4288 | No Data | No Data | No Data | No Data | 0 | 12.573 | No Data | No Data | -35.6 | -54.45 | -53.69 | -55.8743 | -80 | -80.0999
2019-03-26 11:00 | No Data | No Data | No Data | No Data | -37.1283 | -37.2239 | No Data | No Data | No Data | No Data | -5.715 | -12.7791 | No Data | No Data | -28.8 | -51.9199 | -62.335 | -65.3333 | -78.6 | -79.2086
2019-03-26 11:30 | No Data | No Data | No Data | No Data | -37.4823 | -37.6637 | No Data | No Data | No Data | No Data | -4.572 | -13.3785 | No Data | No Data | -7.6 | -50.9698 | -41.86 | -43.6255 | -73.7 | -74.0806
2019-03-26 12:00 | No Data | No Data | No Data | No Data | -37.2259 | -37.6516 | No Data | No Data | No Data | No Data | -10.287 | -15.3775 | No Data | No Data | -17.6 | -49.6258 | -42.315 | -43.9375 | -82.3 | -83.3677
2019-03-26 12:30 | No Data | No Data | No Data | No Data | -26.7155 | -28.9824 | No Data | No Data | No Data | No Data | -6.858 | -14.3217 | No Data | No Data | -17.6 | -50.7496 | -52.325 | -54.4367 | -75.2 | -75.9434
2019-03-26 13:00 | No Data | No Data | No Data | No Data | -26.8742 | -32.4064 | No Data | No Data | No Data | No Data | -10.287 | -14.548 | No Data | No Data | -26.4 | -52 | -56.42 | -58.6244 | -86.3 | -87.215
2019-03-26 13:30 | No Data | No Data | No Data | No Data | -25.6413 | -31.4762 | No Data | No Data | No Data | No Data | -6.858 | -13.3296 | No Data | No Data | -30 | -51.614 | -56.875 | -59.1867 | -78.4 | -78.8487
2019-03-26 14:00 | No Data | No Data | No Data | No Data | -18.2071 | -27.0835 | No Data | No Data | No Data | No Data | -12.573 | -16.2451 | No Data | No Data | -36 | -54.4118 | -50.05 | -51.9995 | -91.5 | -92.2966
2019-03-26 14:30 | No Data | No Data | No Data | No Data | -18.9761 | -27.6063 | No Data | No Data | No Data | No Data | -22.86 | -23.8665 | No Data | No Data | -24 | -49.0697 | -58.24 | -60.7523 | -96.6 | -97.6527
2019-03-26 15:00 | No Data | No Data | No Data | No Data | -15.6435 | -25.1529 | No Data | No Data | No Data | No Data | -17.145 | -19.431 | No Data | No Data | -32 | -51.225 | -54.6 | -56.7493 | -94.7 | -95.5345
2019-03-26 15:30 | No Data | No Data | No Data | No Data | -15.9487 | -25.5435 | No Data | No Data | No Data | No Data | -24.003 | -25.3014 | No Data | No Data | -26.8 | -48.8148 | -60.06 | -62.2536 | -100.2 | -101.2581
2019-03-26 16:00 | No Data | No Data | No Data | No Data | -8.368 | -21.6364 | No Data | No Data | No Data | No Data | -20.574 | -22.075 | No Data | No Data | -26 | -48.718 | -64.61 | -66.8835 | -102.3 | -103.2671
2019-03-26 16:30 | No Data | No Data | No Data | No Data | -7.9042 | -19.8936 | No Data | No Data | No Data | No Data | -13.716 | -16.4846 | No Data | No Data | -32.8 | -51.4198 | -58.695 | -60.6995 | -94.6 | -95.17
2019-03-26 17:00 | No Data | No Data | No Data | No Data | -4.8768 | -18.9432 | No Data | No Data | No Data | No Data | -14.859 | -18.0724 | No Data | No Data | -35.2 | -53.2826 | -55.965 | -57.9442 | -89.8 | -90.3888
2019-03-26 17:30 | No Data | No Data | No Data | No Data | 0.0061036 | 20.7218 | No Data | No Data | No Data | No Data | -11.43 | -15.3775 | No Data | No Data | -38 | -55.4631 | -51.415 | -53.1961 | -80.6 | -80.996
2019-03-26 18:00 | No Data | No Data | No Data | No Data | 0.0061036 | 20.7218 | No Data | No Data | No Data | No Data | 1.143 | 13.7635 | No Data | No Data | -46 | -60.959 | -39.13 | -40.6252 | -55.2 | -55.2073
2019-03-26 18:30 | No Data | No Data | No Data | No Data | 12.2011 | 27.2007 | No Data | No Data | No Data | No Data | 30.861 | 37.0903 | No Data | No Data | -40 | -59.1689 | -7.28 | -7.9462 | -4 | -11.0494
2019-03-26 19:00 | No Data | No Data | No Data | No Data | 19.5743 | 31.2116 | No Data | No Data | No Data | No Data | 56.007 | 60.9338 | No Data | No Data | -15.2 | -48.8262 | 15.47 | 15.5767 | 41.1 | 46.1088
2019-03-26 19:30 | No Data | No Data | No Data | No Data | 21.1734 | 34.9854 | No Data | No Data | No Data | No Data | 73.152 | 78.1264 | No Data | No Data | -9.6 | -55.6345 | 27.755 | 28.9381 | 59.1 | 63.977
2019-03-26 20:00 | No Data | No Data | No Data | No Data | 31.0124 | 42.7928 | No Data | No Data | No Data | No Data | 61.722 | 67.0874 | No Data | No Data | -6.8 | -47.6873 | 27.755 | 28.1255 | 59.6 | 65.1448
2019-03-26 20:30 | No Data | No Data | No Data | No Data | 34.5525 | 45.4239 | No Data | No Data | No Data | No Data | 49.149 | 54.6971 | No Data | No Data | 4.4 | 49.3315 | 16.835 | 17.0549 | 48 | 53.0543
2019-03-26 21:00 | No Data | No Data | No Data | No Data | 34.5525 | 46.5024 | No Data | No Data | No Data | No Data | 48.006 | 53.6723 | No Data | No Data | -6 | -49.0763 | 25.48 | 25.7387 | 30.8 | 35.6741
2019-03-26 21:30 | No Data | No Data | No Data | No Data | 36.9574 | 48.3161 | No Data | No Data | No Data | No Data | 50.292 | 55.7264 | No Data | No Data | -14.8 | -50.9949 | 32.305 | 32.6238 | 34.7 | 38.5966
2019-03-26 22:00 | No Data | No Data | No Data | No Data | 40.5463 | 51.1136 | No Data | No Data | No Data | No Data | 44.577 | 50.6286 | No Data | No Data | 0.8 | 52.8061 | 15.47 | 15.5767 | 41.9 | 44.675
2019-03-26 22:30 | No Data | No Data | No Data | No Data | 49.5674 | 58.528 | No Data | No Data | No Data | No Data | 41.148 | 47.0716 | No Data | No Data | 2 | 52.8061 | 15.925 | 16.0287 | 44.9 | 46.8856
2019-03-26 23:00 | No Data | No Data | No Data | No Data | 47.7729 | 59.1165 | No Data | No Data | No Data | No Data | 49.149 | 55.2082 | No Data | No Data | -4.8 | -51.0263 | 22.295 | 22.4615 | 51 | 53.0487
2019-03-26 23:30 | No Data | No Data | No Data | No Data | 56.3424 | 66.2342 | No Data | No Data | No Data | No Data | 51.435 | 57.2528 | No Data | No Data | -6 | -49.1675 | 25.935 | 26.3311 | 60 | 63.1513
2019-03-27 | No Data | No Data | No Data | No Data | 61.3596 | 69.7296 | No Data | No Data | No Data | No Data | 53.721 | 59.315 | No Data | No Data | -7.6 | -48.9931 | 28.21 | 28.5746 | 64.7 | 68.4027
2019-03-27 00:30 | No Data | No Data | No Data | No Data | 73.5668 | 78.4609 | No Data | No Data | No Data | No Data | 48.006 | 53.6723 | No Data | No Data | -0.8 | -47.2068 | 23.66 | 24.1836 | 69.8 | 76.1728
2019-03-27 01:00 | No Data | No Data | No Data | No Data | 66.6941 | 72.6964 | No Data | No Data | No Data | No Data | 52.578 | 57.7978 | No Data | No Data | -7.6 | -47.4131 | 30.03 | 30.5223 | 70.1 | 75.1921
2019-03-27 01:30 | No Data | No Data | No Data | No Data | 59.7238 | 69.0292 | No Data | No Data | No Data | No Data | 50.292 | 55.7264 | No Data | No Data | -8.8 | -49.5871 | 29.12 | 29.4733 | 64.3 | 67.1629
2019-03-27 02:00 | No Data | No Data | No Data | No Data | 53.0587 | 64.2591 | No Data | No Data | No Data | No Data | 44.577 | 50.6286 | No Data | No Data | -9.2 | -48.4809 | 26.845 | 27.4889 | 57.6 | 59.3992
2019-03-27 02:30 | No Data | No Data | No Data | No Data | 54.6944 | 65.6163 | No Data | No Data | No Data | No Data | 45.72 | 51.1165 | No Data | No Data | -11.2 | -49.2 | 26.845 | 27.4889 | 62.3 | 63.5026
2019-03-27 03:00 | No Data | No Data | No Data | No Data | 51.313 | 62.8255 | No Data | No Data | No Data | No Data | 45.72 | 51.1165 | No Data | No Data | -11.2 | -50.0688 | 28.21 | 28.7335 | 61.4 | 61.919
2019-03-27 03:30 | No Data | No Data | No Data | No Data | 48.0293 | 60.1733 | No Data | No Data | No Data | No Data | 38.862 | 45.087 | No Data | No Data | -12 | -51.031 | 26.845 | 27.3946 | 52.2 | 53.0754
2019-03-27 04:00 | No Data | No Data | No Data | No Data | 48.0293 | 60.1733 | No Data | No Data | No Data | No Data | 38.862 | 45.087 | No Data | No Data | -14.8 | -50.6123 | 29.575 | 30.1607 | 55.5 | 56.1933
2019-03-27 04:30 | No Data | No Data | No Data | No Data | 46.3447 | 58.8374 | No Data | No Data | No Data | No Data | 34.29 | 40.5886 | No Data | No Data | -10.8 | -50.7622 | 25.025 | 25.6137 | 51.4 | 52.3259
2019-03-27 05:00 | No Data | No Data | No Data | No Data | 49.6162 | 61.4474 | No Data | No Data | No Data | No Data | 34.29 | 40.5886 | No Data | No Data | -11.6 | -50.1597 | 25.935 | 26.5035 | 52.2 | 53.4518
2019-03-27 05:30 | No Data | No Data | No Data | No Data | 51.313 | 62.8255 | No Data | No Data | No Data | No Data | 34.29 | 40.5886 | No Data | No Data | -11.2 | -50.1597 | 25.935 | 26.601 | 52.9 | 54.4979
2019-03-27 06:00 | No Data | No Data | No Data | No Data | 54.6944 | 65.6163 | No Data | No Data | No Data | No Data | 36.576 | 42.5374 | No Data | No Data | -12.8 | -48.1332 | 30.03 | 30.6982 | 58.4 | 60.6321
2019-03-27 06:30 | No Data | No Data | No Data | No Data | 63.2029 | 71.2609 | No Data | No Data | No Data | No Data | 34.29 | 40.5886 | No Data | No Data | -1.6 | -46.1112 | 23.66 | 24.3882 | 56 | 59.4643
2019-03-27 07:00 | No Data | No Data | No Data | No Data | 68.3909 | 74.0579 | No Data | No Data | No Data | No Data | 27.432 | 34.29 | No Data | No Data | 4.4 | 46.6082 | 18.655 | 19.4376 | 54.3 | 59.4079
2019-03-27 07:30 | No Data | No Data | No Data | No Data | 77.2534 | 80.9553 | No Data | No Data | No Data | No Data | 37.719 | 43.5241 | No Data | No Data | -1.6 | -44.4288 | 24.57 | 25.6258 | 65.8 | 73.2563
2019-03-27 08:00 | No Data | No Data | No Data | No Data | 77.2534 | 80.9553 | No Data | No Data | No Data | No Data | 32.004 | 38.0466 | No Data | No Data | -14 | -44.6515 | 37.765 | 37.9864 | 47.2 | 52.1177
2019-03-27 08:30 | No Data | No Data | No Data | No Data | 63.4592 | 69.4052 | No Data | No Data | No Data | No Data | 4.572 | 16.6423 | No Data | No Data | -25.6 | -50.5601 | 2.275 | 2.275 | 11.3 | 13.1883
2019-03-27 09:00 | No Data | No Data | No Data | No Data | 56.7453 | 63.3248 | No Data | No Data | No Data | No Data | -25.146 | -26.3882 | No Data | No Data | -38 | -55.7552 | -27.755 | -28.6939 | -43 | -44.6163
2019-03-27 09:30 | No Data | No Data | No Data | No Data | 49.8726 | 59.5085 | No Data | No Data | No Data | No Data | -46.863 | -46.863 | No Data | No Data | -33.6 | -51.6294 | -45.5 | -47.1293 | -75.8 | -78.1207
2019-03-27 10:00 | No Data | No Data | No Data | No Data | 44.6967 | 56.2198 | No Data | No Data | No Data | No Data | -56.007 | -56.0187 | No Data | No Data | -30 | -49.0453 | -51.415 | -53.4368 | -87.6 | -90.5185
2019-03-27 10:30 | No Data | No Data | No Data | No Data | 43.0121 | 54.89 | No Data | No Data | No Data | No Data | -52.578 | -52.6277 | No Data | No Data | -31.2 | -49.7883 | -50.96 | -52.9992 | -89.5 | -92.4554
2019-03-27 11:00 | No Data | No Data | No Data | No Data | 39.3133 | 52.0424 | No Data | No Data | No Data | No Data | -54.864 | -54.8759 | No Data | No Data | -30.4 | -47.1186 | -52.325 | -53.4523 | -90 | -92.6737
2019-03-27 11:30 | No Data | No Data | No Data | No Data | 37.6776 | 50.818 | No Data | No Data | No Data | No Data | -62.865 | -62.8754 | No Data | No Data | -20 | -43.2962 | -59.15 | -60.2338 | -99.7 | -102.6662
2019-03-27 12:00 | No Data | No Data | No Data | No Data | 36.0418 | 49.6173 | No Data | No Data | No Data | No Data | -57.15 | -57.15 | No Data | No Data | -26.4 | -45.9426 | -52.325 | -53.3612 | -91.9 | -94.7344
2019-03-27 12:30 | No Data | No Data | No Data | No Data | 36.0418 | 49.6173 | No Data | No Data | No Data | No Data | -53.721 | -53.7332 | No Data | No Data | -30.4 | -48.6637 | -49.595 | -50.507 | -88.8 | -91.6803
2019-03-27 13:00 | No Data | No Data | No Data | No Data | 34.1375 | 48.2518 | No Data | No Data | No Data | No Data | -49.149 | -49.1623 | No Data | No Data | -32.8 | -49.5952 | -47.775 | -48.6339 | -85.6 | -88.4068
2019-03-27 13:30 | No Data | No Data | No Data | No Data | 34.1375 | 48.2518 | No Data | No Data | No Data | No Data | -51.435 | -51.4477 | No Data | No Data | -32.4 | -49.0306 | -48.685 | -49.6138 | -85.6 | -87.8376
2019-03-27 14:00 | No Data | No Data | No Data | No Data | 34.1375 | 49.4214 | No Data | No Data | No Data | No Data | -48.006 | -48.0604 | No Data | No Data | -35.2 | -50.9243 | -46.865 | -47.6557 | -84.5 | -86.7434
2019-03-27 14:30 | No Data | No Data | No Data | No Data | 34.1375 | 49.4214 | No Data | No Data | No Data | No Data | -49.149 | -49.2021 | No Data | No Data | -33.2 | -48.9718 | -50.05 | -50.9539 | -85.7 | -88.0484
2019-03-27 15:00 | No Data | No Data | No Data | No Data | 35.9808 | 50.7122 | No Data | No Data | No Data | No Data | -40.005 | -40.4112 | No Data | No Data | -42 | -54.8 | -41.86 | -42.6537 | -78.9 | -81.3222
2019-03-27 15:30 | No Data | No Data | No Data | No Data | 37.6776 | 51.9298 | No Data | No Data | No Data | No Data | -40.005 | -40.2654 | No Data | No Data | -41.6 | -53.9807 | -43.225 | -43.9941 | -77.3 | -79.8705
2019-03-27 16:00 | No Data | No Data | No Data | No Data | 37.6776 | 50.818 | No Data | No Data | No Data | No Data | -43.434 | -43.674 | No Data | No Data | -43.6 | -55.5367 | -44.59 | -45.3359 | -79.2 | -81.0888
2019-03-27 16:30 | No Data | No Data | No Data | No Data | 42.7558 | 54.6894 | No Data | No Data | No Data | No Data | -42.291 | -42.5374 | No Data | No Data | -42.8 | -54.6611 | -46.865 | -47.5753 | -79.3 | -80.7062
2019-03-27 17:00 | No Data | No Data | No Data | No Data | 42.8046 | 53.7235 | No Data | No Data | No Data | No Data | -44.577 | -44.7087 | No Data | No Data | -43.6 | -55.5367 | -45.955 | -46.6014 | -73.9 | -75.5493
2019-03-27 17:30 | No Data | No Data | No Data | No Data | 46.0883 | 56.3748 | No Data | No Data | No Data | No Data | -32.004 | -32.7305 | No Data | No Data | -52.8 | -61.9484 | -32.305 | -32.6904 | -56.4 | -57.2797
2019-03-27 18:00 | No Data | No Data | No Data | No Data | 48.0781 | 58.0128 | No Data | No Data | No Data | No Data | -16.002 | -19.6649 | No Data | No Data | -59.6 | -67.6473 | -18.655 | -18.7049 | -30.7 | -30.8274
2019-03-27 18:30 | No Data | No Data | No Data | No Data | 49.7261 | 59.3857 | No Data | No Data | No Data | No Data | 28.575 | 36.5939 | No Data | No Data | -69.2 | -76.0736 | 25.48 | 26.9066 | 34.4 | 36.5329
2019-03-27 19:00 | No Data | No Data | No Data | No Data | 49.7261 | 59.3857 | No Data | No Data | No Data | No Data | 49.149 | 55.2082 | No Data | No Data | -38.8 | -55.6216 | 49.14 | 51.1243 | 74.6 | 78.0357
2019-03-27 19:30 | No Data | No Data | No Data | No Data | 47.9805 | 58.8642 | No Data | No Data | No Data | No Data | 57.15 | 62.9066 | No Data | No Data | -37.2 | -56.1056 | 59.15 | 61.2563 | 91.1 | 94.7651
2019-03-27 20:00 | No Data | No Data | No Data | No Data | 44.5991 | 55.128 | No Data | No Data | No Data | No Data | 51.435 | 57.2528 | No Data | No Data | -33.6 | -49.5371 | 53.235 | 54.5336 | 85.5 | 88.5136
2019-03-27 20:30 | No Data | No Data | No Data | No Data | 46.3935 | 56.5896 | No Data | No Data | No Data | No Data | 52.578 | 58.784 | No Data | No Data | -30.8 | -48.6637 | 50.96 | 52.2141 | 81.2 | 82.8995
2019-03-27 21:00 | No Data | No Data | No Data | No Data | 48.3345 | 58.1914 | No Data | No Data | No Data | No Data | 56.007 | 61.87 | No Data | No Data | -34.8 | -50.94 | 54.6 | 55.7723 | 83.6 | 84.6671
2019-03-27 21:30 | No Data | No Data | No Data | No Data | 50.0313 | 61.3703 | No Data | No Data | No Data | No Data | 54.864 | 61.3398 | No Data | No Data | -31.6 | -49.1154 | 51.415 | 52.6583 | 80.1 | 81.7218
2019-03-27 22:00 | No Data | No Data | No Data | No Data | 46.4424 | 58.4814 | No Data | No Data | No Data | No Data | 57.15 | 62.9066 | No Data | No Data | -35.6 | -51.4898 | 55.965 | 57.1093 | 82.3 | 83.4991
2019-03-27 22:30 | No Data | No Data | No Data | No Data | 52.3384 | 63.2653 | No Data | No Data | No Data | No Data | 57.15 | 63.3927 | No Data | No Data | -31.6 | -48.8098 | 53.69 | 54.8818 | 84.4 | 85.3353
2019-03-27 23:00 | No Data | No Data | No Data | No Data | 50.5928 | 61.8289 | No Data | No Data | No Data | No Data | 54.864 | 61.3398 | No Data | No Data | -29.6 | -47.8531 | 50.05 | 51.646 | 77.3 | 79.7462
2019-03-27 23:30 | No Data | No Data | No Data | No Data | 54.0352 | 64.6761 | No Data | No Data | No Data | No Data | 52.578 | 59.304 | No Data | No Data | -28.4 | -46.8017 | 47.775 | 49.5637 | 81.2 | 84.233
2019-03-28 | No Data | No Data | No Data | No Data | 59.4186 | 68.279 | No Data | No Data | No Data | No Data | 56.007 | 62.8754 | No Data | No Data | -27.2 | -46.4069 | 48.685 | 50.4414 | 84.5 | 87.6535
2019-03-28 00:30 | No Data | No Data | No Data | No Data | 66.8528 | 73.1905 | No Data | No Data | No Data | No Data | 56.007 | 62.3642 | No Data | No Data | -22.4 | -43.7667 | 44.135 | 46.1976 | 89.4 | 95.2271
2019-03-28 01:00 | No Data | No Data | No Data | No Data | 60.0778 | 66.9454 | No Data | No Data | No Data | No Data | 59.436 | 65.4611 | No Data | No Data | -27.2 | -46.0834 | 45.955 | 47.8118 | 86.7 | 90.5434
2019-03-28 01:30 | No Data | No Data | No Data | No Data | 56.6476 | 64.7105 | No Data | No Data | No Data | No Data | 64.008 | 70.0968 | No Data | No Data | -32 | -48.1664 | 52.325 | 54.0761 | 86.5 | 89.7945
2019-03-28 02:00 | No Data | No Data | No Data | No Data | 51.4717 | 61.0971 | No Data | No Data | No Data | No Data | 65.151 | 71.142 | No Data | No Data | -29.6 | -48.8016 | 47.32 | 49.1253 | 88 | 90.4478
2019-03-28 02:30 | No Data | No Data | No Data | No Data | 51.4717 | 62.3153 | No Data | No Data | No Data | No Data | 62.865 | 69.0546 | No Data | No Data | -29.2 | -48.8803 | 45.045 | 46.9378 | 85.6 | 87.5763
2019-03-28 03:00 | No Data | No Data | No Data | No Data | 41.059 | 54.0342 | No Data | No Data | No Data | No Data | 59.436 | 65.9482 | No Data | No Data | -24.8 | -47.746 | 40.95 | 42.7531 | 77.3 | 78.7229
2019-03-28 03:30 | No Data | No Data | No Data | No Data | 32.3919 | 47.7817 | No Data | No Data | No Data | No Data | 58.293 | 64.92 | No Data | No Data | -20 | -47.2424 | 35.035 | 36.8353 | 70.3 | 71.8001
2019-03-28 04:00 | No Data | No Data | No Data | No Data | 30.7073 | 46.6561 | No Data | No Data | No Data | No Data | 62.865 | 69.5354 | No Data | No Data | -19.6 | -46.711 | 34.58 | 36.2632 | 70.2 | 71.6819
2019-03-28 04:30 | No Data | No Data | No Data | No Data | 27.3259 | 43.224 | No Data | No Data | No Data | No Data | 62.865 | 69.5354 | No Data | No Data | -14.8 | -46.0435 | 29.12 | 30.9433 | 64.7 | 66.1346
2019-03-28 05:00 | No Data | No Data | No Data | No Data | 22.1378 | 40.1459 | No Data | No Data | No Data | No Data | 68.58 | 75.2038 | No Data | No Data | -13.2 | -45.1717 | 29.12 | 31.1002 | 63.9 | 65.4588
2019-03-28 05:30 | No Data | No Data | No Data | No Data | 23.8834 | 41.1343 | No Data | No Data | No Data | No Data | 61.722 | 68.5038 | No Data | No Data | -12.8 | -45.824 | 26.845 | 28.8127 | 54.1 | 56.6189
2019-03-28 06:00 | No Data | No Data | No Data | No Data | 30.7073 | 45.4373 | No Data | No Data | No Data | No Data | 67.437 | 73.6947 | No Data | No Data | -17.6 | -45.1699 | 34.125 | 35.9709 | 62.6 | 65.4199
2019-03-28 06:30 | No Data | No Data | No Data | No Data | 39.2157 | 51.5702 | No Data | No Data | No Data | No Data | 69.723 | 75.7922 | No Data | No Data | -14.4 | -42.5131 | 34.125 | 36.1174 | 67.9 | 73.0344
2019-03-28 07:00 | No Data | No Data | No Data | No Data | 47.9805 | 56.183 | No Data | No Data | No Data | No Data | 73.152 | 78.9581 | No Data | No Data | -14.8 | -42.2753 | 35.945 | 37.9864 | 70.7 | 76.0059
2019-03-28 07:30 | No Data | No Data | No Data | No Data | 47.9805 | 54.4772 | No Data | No Data | No Data | No Data | 67.437 | 73.6947 | No Data | No Data | -5.6 | -41.9752 | 28.665 | 30.2156 | 67.4 | 75.8538
2019-03-28 08:00 | No Data | No Data | No Data | No Data | 44.3915 | 51.3444 | No Data | No Data | No Data | No Data | 58.293 | 64.4251 | No Data | No Data | -15.6 | -41.0775 | 35.945 | 37.1933 | 50.5 | 60.879
2019-03-28 08:30 | No Data | No Data | No Data | No Data | 28.2902 | 38.288 | No Data | No Data | No Data | No Data | 36.576 | 44.3861 | No Data | No Data | -33.6 | -51.0247 | 8.645 | 9.9893 | 10.4 | 22.72
2019-03-28 09:00 | No Data | No Data | No Data | No Data | 25.0187 | 35.9385 | No Data | No Data | No Data | No Data | -3.429 | -18.6067 | No Data | No Data | -37.6 | -52.9286 | -30.03 | -30.1161 | -49.8 | -49.994
2019-03-28 09:30 | No Data | No Data | No Data | No Data | 24.6525 | 37.4968 | No Data | No Data | No Data | No Data | -22.86 | -25.5583 | No Data | No Data | -22 | -43.909 | -61.425 | -62.2353 | -57.7 | -57.7631
2019-03-28 10:00 | No Data | No Data | No Data | No Data | 27.2648 | 41.689 | No Data | No Data | No Data | No Data | -30.861 | -32.1872 | No Data | No Data | -32.4 | -48.433 | -53.69 | -54.3815 | -79.2 | -79.7677
2019-03-28 10:30 | No Data | No Data | No Data | No Data | 19.7818 | 39.4232 | No Data | No Data | No Data | No Data | -38.862 | -39.4625 | No Data | No Data | -28 | -46.5601 | -57.33 | -58.2773 | -87.9 | -88.8127
2019-03-28 11:00 | No Data | No Data | No Data | No Data | 11.8349 | 30.6322 | No Data | No Data | No Data | No Data | -32.004 | -32.989 | No Data | No Data | -33.2 | -48.3868 | -55.055 | -55.802 | -96.1 | -97.0858
2019-03-28 11:30 | No Data | No Data | No Data | No Data | 4.5106 | 25.1818 | No Data | No Data | No Data | No Data | -28.575 | -30.0024 | No Data | No Data | -22.8 | -45.0031 | -61.425 | -62.4694 | -91.5 | -92.3772
2019-03-28 12:00 | No Data | No Data | No Data | No Data | -4.3153 | -23.4297 | No Data | No Data | No Data | No Data | -20.574 | -23.5358 | No Data | No Data | -17.6 | -43.335 | -60.06 | -60.8885 | -87.2 | -87.749
2019-03-28 12:30 | No Data | No Data | No Data | No Data | -11.8959 | -22.046 | No Data | No Data | No Data | No Data | -16.002 | -21.837 | No Data | No Data | -18.4 | -46.5876 | -64.61 | -65.452 | -81.2 | -81.5834
2019-03-28 13:00 | No Data | No Data | No Data | No Data | -9.7963 | -20.9876 | No Data | No Data | No Data | No Data | -6.858 | -16.3653 | No Data | No Data | -22.8 | -44.6587 | -57.785 | -58.8078 | -69.1 | -69.5501
2019-03-28 13:30 | No Data | No Data | No Data | No Data | -10.4189 | -21.3386 | No Data | No Data | No Data | No Data | -14.859 | -20.2217 | No Data | No Data | -25.6 | -44.8286 | -55.055 | -55.6608 | -94.7 | -95.4447
2019-03-28 14:00 | No Data | No Data | No Data | No Data | -13.1777 | -21.6145 | No Data | No Data | No Data | No Data | -17.145 | -21.261 | No Data | No Data | -24.8 | -44.3766 | -56.42 | -57.0785 | -92.2 | -92.8188
2019-03-28 14:30 | No Data | No Data | No Data | No Data | -11.6396 | -22.0848 | No Data | No Data | No Data | No Data | -18.288 | -21.5661 | No Data | No Data | -21.2 | -42.8168 | -60.06 | -60.8885 | -94.7 | -95.2265
2019-03-28 15:00 | No Data | No Data | No Data | No Data | -13.08 | -22.7967 | No Data | No Data | No Data | No Data | -17.145 | -20.6057 | No Data | No Data | -28.4 | -44.6085 | -51.87 | -52.5126 | -88 | -88.3276
2019-03-28 15:30 | No Data | No Data | No Data | No Data | -10.6752 | -21.9112 | No Data | No Data | No Data | No Data | -24.003 | -26.1145 | No Data | No Data | -20.8 | -41.5769 | -64.61 | -65.6841 | -99.5 | -100.2091
2019-03-28 16:00 | No Data | No Data | No Data | No Data | -3.0335 | -19.5667 | No Data | No Data | No Data | No Data | -16.002 | -20.3505 | No Data | No Data | -23.2 | -45.8955 | -55.055 | -56.1275 | -84.1 | -84.5386
2019-03-28 16:30 | No Data | No Data | No Data | No Data | -5.8534 | -20.1969 | No Data | No Data | No Data | No Data | -8.001 | -16.8762 | No Data | No Data | -36.8 | -50.9243 | -47.32 | -48.1871 | -77.7 | -77.719
2019-03-28 17:00 | No Data | No Data | No Data | No Data | 6.0487 | 20.2544 | No Data | No Data | No Data | No Data | 20.574 | 29.096 | No Data | No Data | -30 | -48.1016 | -11.83 | -11.9085 | -39 | -39.3859
2019-03-28 17:30 | No Data | No Data | No Data | No Data | 8.9662 | 23.523 | No Data | No Data | No Data | No Data | 26.289 | 34.099 | No Data | No Data | -32 | -49.3737 | -9.1 | -9.1 | -24.4 | -26.9318
2019-03-28 18:00 | No Data | No Data | No Data | No Data | 9.3202 | 25.172 | No Data | No Data | No Data | No Data | 24.003 | 32.3693 | No Data | No Data | -40 | -55.1725 | -10.465 | -10.5045 | -14.3 | -21.6836
2019-03-28 18:30 | No Data | No Data | No Data | No Data | 20.2945 | 32.3383 | No Data | No Data | No Data | No Data | 57.15 | 63.3927 | No Data | No Data | -34 | -50.9902 | 41.405 | 42.2979 | 39.5 | 47.9026
2019-03-28 19:00 | No Data | No Data | No Data | No Data | 31.1101 | 41.6821 | No Data | No Data | No Data | No Data | 76.581 | 81.7385 | No Data | No Data | -54.4 | -61.7414 | 57.33 | 58.4476 | 64.2 | 71.3798
2019-03-28 19:30 | No Data | No Data | No Data | No Data | 33.8811 | 44.8833 | No Data | No Data | No Data | No Data | 86.868 | 91.8107 | No Data | No Data | -43.6 | -58.8992 | 67.795 | 69.6403 | 90.7 | 97.3635
2019-03-28 20:00 | No Data | No Data | No Data | No Data | 35.5779 | 47.4385 | No Data | No Data | No Data | No Data | 80.01 | 85.3508 | No Data | No Data | -40.8 | -52.8545 | 64.61 | 65.7676 | 72.5 | 79.0874
2019-03-28 20:30 | No Data | No Data | No Data | No Data | 44.2451 | 54.2425 | No Data | No Data | No Data | No Data | 98.298 | 102.692 | No Data | No Data | -40.4 | -52.803 | 63.7 | 64.7892 | 95.6 | 102.0133
2019-03-28 21:00 | No Data | No Data | No Data | No Data | 44.1352 | 54.1529 | No Data | No Data | No Data | No Data | 94.869 | 99.7624 | No Data | No Data | -44.4 | -55.4401 | 66.43 | 67.5564 | 97.7 | 102.6832
2019-03-28 21:30 | No Data | No Data | No Data | No Data | 37.2137 | 48.6773 | No Data | No Data | No Data | No Data | 94.869 | 99.7624 | No Data | No Data | -36.4 | -51.761 | 56.42 | 57.742 | 90.7 | 95.8838
2019-03-28 22:00 | No Data | No Data | No Data | No Data | 35.5291 | 47.4019 | No Data | No Data | No Data | No Data | 81.153 | 86.4232 | No Data | No Data | -37.6 | -52.6118 | 56.42 | 57.8405 | 84.9 | 89.684
2019-03-28 22:30 | No Data | No Data | No Data | No Data | 43.061 | 53.281 | No Data | No Data | No Data | No Data | 81.153 | 86.4232 | No Data | No Data | -36 | -52.0554 | 56.42 | 57.742 | 87.2 | 91.7082
2019-03-28 23:00 | No Data | No Data | No Data | No Data | 41.2665 | 51.8415 | No Data | No Data | No Data | No Data | 92.583 | 97.5911 | No Data | No Data | -39.2 | -54.3176 | 59.15 | 60.3214 | 88.5 | 91.6444
2019-03-28 23:30 | No Data | No Data | No Data | No Data | 46.3447 | 55.9683 | No Data | No Data | No Data | No Data | 97.155 | 102.2905 | No Data | No Data | -37.2 | -51.2141 | 61.88 | 63.0007 | 95.2 | 99.6069
2019-03-29 | No Data | No Data | No Data | No Data | 48.0781 | 57.4119 | No Data | No Data | No Data | No Data | 93.726 | 98.6761 | No Data | No Data | -34 | -50.1023 | 58.24 | 59.4293 | 93.4 | 97.6515
2019-03-29 00:30 | No Data | No Data | No Data | No Data | 60.383 | 66.178 | No Data | No Data | No Data | No Data | 89.154 | 93.9766 | No Data | No Data | -29.6 | -46.6064 | 54.145 | 55.6236 | 99.7 | 106.484
2019-03-29 01:00 | No Data | No Data | No Data | No Data | 49.1646 | 56.9619 | No Data | No Data | No Data | No Data | 89.154 | 93.9766 | No Data | No Data | -32.8 | -48.998 | 56.875 | 58.1867 | 96.9 | 101.6772
2019-03-29 01:30 | No Data | No Data | No Data | No Data | 39.057 | 48.5072 | No Data | No Data | No Data | No Data | 78.867 | 84.2803 | No Data | No Data | -25.6 | -46.8188 | 47.775 | 48.9077 | 82 | 85.2461
2019-03-29 02:00 | No Data | No Data | No Data | No Data | 28.8029 | 40.7076 | No Data | No Data | No Data | No Data | 77.724 | 84.0552 | No Data | No Data | -20.8 | -44.0236 | 40.95 | 42.6245 | 71.8 | 74.0708
2019-03-29 02:30 | No Data | No Data | No Data | No Data | 28.8029 | 40.7076 | No Data | No Data | No Data | No Data | 81.153 | 87.6615 | No Data | No Data | -20 | -44.0073 | 39.585 | 41.4475 | 69.4 | 72.1146
2019-03-29 03:00 | No Data | No Data | No Data | No Data | 20.0381 | 35.0575 | No Data | No Data | No Data | No Data | 84.582 | 90.8451 | No Data | No Data | -10.8 | -42.592 | 30.94 | 33.1245 | 66.6 | 68.9119
2019-03-29 03:30 | No Data | No Data | No Data | No Data | 10.663 | 30.679 | No Data | No Data | No Data | No Data | 91.44 | 97.658 | No Data | No Data | -6.4 | -43.2759 | 24.115 | 26.6632 | 59.6 | 62.6779
2019-03-29 04:00 | No Data | No Data | No Data | No Data | 5.3285 | 25.6395 | No Data | No Data | No Data | No Data | 98.298 | 104.4892 | No Data | No Data | -5.2 | -43.909 | 22.295 | 25.0291 | 57.6 | 61.6584
2019-03-29 04:30 | No Data | No Data | No Data | No Data | -6.9764 | -24.4483 | No Data | No Data | No Data | No Data | 75.438 | 82.8655 | No Data | No Data | 29.6 | 57.7609 | -12.74 | -13.5281 | 21.7 | 27.6279
2019-03-29 05:00 | No Data | No Data | No Data | No Data | -10.5165 | -20.3637 | No Data | No Data | No Data | No Data | 78.867 | 86.461 | No Data | No Data | 30.4 | 58.4739 | -13.65 | -14.5387 | 19.3 | 27.5786
2019-03-29 05:30 | No Data | No Data | No Data | No Data | -14.0078 | -17.9273 | No Data | No Data | No Data | No Data | 89.154 | 96.3651 | No Data | No Data | 28.8 | 56.6646 | -10.01 | -11.627 | 24 | 33.6595
2019-03-29 06:00 | No Data | No Data | No Data | No Data | -14.2641 | -15.8361 | No Data | No Data | No Data | No Data | 104.013 | 109.167 | No Data | No Data | 8.4 | 45.9739 | 6.825 | 11.375 | 46.2 | 51.2138
2019-03-29 06:30 | No Data | No Data | No Data | No Data | -8.307 | -9.6081 | No Data | No Data | No Data | No Data | 86.868 | 93.3909 | No Data | No Data | 14 | 48.4661 | 7.735 | 10.9389 | 37.8 | 41.1252
2019-03-29 07:00 | No Data | No Data | No Data | No Data | -4.6693 | -5.6219 | No Data | No Data | No Data | No Data | 82.296 | 88.7207 | No Data | No Data | 14.8 | 48.3223 | 6.825 | 10.661 | 40.1 | 44.8108
2019-03-29 07:30 | No Data | No Data | No Data | No Data | 0.0061036 | 4.828 | No Data | No Data | No Data | No Data | 75.438 | 81.946 | No Data | No Data | 18 | 50.5157 | 3.64 | 6.9453 | 16.3 | 23.0517
2019-03-29 08:00 | No Data | No Data | No Data | No Data | -4.3153 | -12.0369 | No Data | No Data | No Data | No Data | 81.153 | 87.6615 | No Data | No Data | 10 | 43.1741 | 11.83 | 14.1343 | 22.9 | 32.6696
2019-03-29 08:30 | No Data | No Data | No Data | No Data | -14.2031 | -20.3468 | No Data | No Data | No Data | No Data | 77.724 | 84.497 | No Data | No Data | 14 | 53.8516 | -0.91 | -7.7883 | 12.9 | 21.7407
2019-03-29 09:00 | No Data | No Data | No Data | No Data | -16.9741 | -21.6471 | No Data | No Data | No Data | No Data | 54.864 | 62.3957 | No Data | No Data | 11.6 | 46.2774 | -31.395 | -31.4247 | -16.7 | -20.4482
2019-03-29 09:30 | No Data | No Data | No Data | No Data | -13.3364 | -30.6482 | No Data | No Data | No Data | No Data | 21.717 | 32.3693 | No Data | No Data | -4.4 | -42.2298 | -58.24 | -58.6385 | -59.3 | -59.3008
2019-03-29 10:00 | No Data | No Data | No Data | No Data | -29.0227 | -37.301 | No Data | No Data | No Data | No Data | 4.572 | 18.8508 | No Data | No Data | -15.2 | -41.2989 | -72.345 | -73.3059 | -93.5 | -93.7188
2019-03-29 10:30 | No Data | No Data | No Data | No Data | -25.8 | -30.4411 | No Data | No Data | No Data | No Data | -4.572 | -17.7441 | No Data | No Data | -4.8 | -40.6842 | -73.71 | -75.1343 | -93 | -93.8631
2019-03-29 11:00 | No Data | No Data | No Data | No Data | -34.1009 | -35.4936 | No Data | No Data | No Data | No Data | 8.001 | 21.0138 | No Data | No Data | -3.2 | -40.9253 | -78.26 | -79.7744 | -89.9 | -90.953
2019-03-29 11:30 | No Data | No Data | No Data | No Data | -35.1751 | -37.2672 | No Data | No Data | No Data | No Data | -10.287 | -18.0724 | No Data | No Data | 2 | 40.849 | -87.815 | -90.1704 | -111.5 | -112.2553
2019-03-29 12:00 | No Data | No Data | No Data | No Data | -43.1708 | -44.0431 | No Data | No Data | No Data | No Data | 11.43 | 24.5413 | No Data | No Data | -0.8 | -40.05 | -73.71 | -74.6533 | -101.5 | -102.1271
2019-03-29 12:30 | No Data | No Data | No Data | No Data | -51.0689 | -51.3012 | No Data | No Data | No Data | No Data | 18.288 | 29.2751 | No Data | No Data | 43.2 | 64.2806 | -80.08 | -81.235 | -108.6 | -108.6166
2019-03-29 13:00 | No Data | No Data | No Data | No Data | -53.5836 | -53.6779 | No Data | No Data | No Data | No Data | 18.288 | 29.2751 | No Data | No Data | 52 | 72.1388 | -85.085 | -86.6473 | -89.4 | -89.6217
2019-03-29 13:30 | No Data | No Data | No Data | No Data | -53.3761 | -53.465 | No Data | No Data | No Data | No Data | 32.004 | 41.417 | No Data | No Data | 53.2 | 73.283 | -79.625 | -81.0283 | -90.8 | -90.822
2019-03-29 14:00 | No Data | No Data | No Data | No Data | -56.0983 | -56.1829 | No Data | No Data | No Data | No Data | 38.862 | 46.9187 | No Data | No Data | 69.6 | 86.1673 | -69.615 | -70.6907 | -71.3 | -71.4012
2019-03-29 14:30 | No Data | No Data | No Data | No Data | -57.2213 | -57.2747 | No Data | No Data | No Data | No Data | 33.147 | 42.3064 | No Data | No Data | 62.4 | 79.7115 | -75.985 | -77.1222 | -78 | -78.0369
2019-03-29 15:00 | No Data | No Data | No Data | No Data | -57.734 | -57.734 | No Data | No Data | No Data | No Data | 2.286 | 17.2967 | No Data | No Data | 70.4 | 85.4325 | -126.945 | -130.5541 | -109.6 | -109.9063
2019-03-29 15:30 | No Data | No Data | No Data | No Data | -44.1474 | -45.1357 | No Data | No Data | No Data | No Data | 6.858 | 20.6057 | No Data | No Data | 38.8 | 58.3644 | -124.67 | -128.9024 | -104.6 | -104.6843
2019-03-29 16:00 | No Data | No Data | No Data | No Data | -39.7894 | -40.2558 | No Data | No Data | No Data | No Data | 5.715 | 21.353 | No Data | No Data | 33.6 | 55.6805 | -110.565 | -113.6708 | -93.8 | -93.894
2019-03-29 16:30 | No Data | No Data | No Data | No Data | -39.4354 | -40.6105 | No Data | No Data | No Data | No Data | 3.429 | 17.4845 | No Data | No Data | 35.6 | 58.1667 | -111.02 | -114.1134 | -101.9 | -101.9196
2019-03-29 17:00 | No Data | No Data | No Data | No Data | -35.5413 | -36.2796 | No Data | No Data | No Data | No Data | 29.718 | 39.6771 | No Data | No Data | 20 | 49.7932 | -65.065 | -65.7628 | -66.4 | -66.6888
2019-03-29 17:30 | No Data | No Data | No Data | No Data | -27.0817 | -27.6224 | No Data | No Data | No Data | No Data | 22.86 | 31.6138 | No Data | No Data | 64 | 82.4621 | -53.235 | -54.4367 | -34.6 | -34.8662
2019-03-29 18:00 | No Data | No Data | No Data | No Data | -33.6858 | -33.7123 | No Data | No Data | No Data | No Data | 21.717 | 31.5311 | No Data | No Data | 58.4 | 77.666 | -84.175 | -86.1201 | -73.5 | -73.5197
2019-03-29 18:30 | No Data | No Data | No Data | No Data | -5.4871 | -17.2593 | No Data | No Data | No Data | No Data | 60.579 | 67.9869 | No Data | No Data | 64 | 87.7269 | -48.23 | -48.5914 | -30.4 | -30.9483
2019-03-29 19:00 | No Data | No Data | No Data | No Data | -2.2156 | -19.9176 | No Data | No Data | No Data | No Data | 83.439 | 89.7819 | No Data | No Data | 44.4 | 71.4658 | -21.385 | -21.4285 | 7.4 | 15.2201
2019-03-29 19:30 | No Data | No Data | No Data | No Data | -0.98268 | -19.6111 | No Data | No Data | No Data | No Data | 65.151 | 72.5872 | No Data | No Data | 41.6 | 65.3507 | -16.38 | -16.38 | 14.7 | 19.361
2019-03-29 20:00 | No Data | No Data | No Data | No Data | -4.9256 | -20.1963 | No Data | No Data | No Data | No Data | 53.721 | 61.9544 | No Data | No Data | 38.8 | 63.605 | -15.47 | -15.47 | 15 | 19.3982
2019-03-29 20:30 | No Data | No Data | No Data | No Data | -4.828 | -18.094 | No Data | No Data | No Data | No Data | 54.864 | 62.3957 | No Data | No Data | 36 | 61.6117 | -12.74 | -12.7725 | 17.5 | 23.7794
2019-03-29 21:00 | No Data | No Data | No Data | No Data | 6.5614 | 22.3184 | No Data | No Data | No Data | No Data | 49.149 | 57.435 | No Data | No Data | 33.2 | 59.6858 | -9.1 | -9.1114 | 19.6 | 25.2383
2019-03-29 21:30 | No Data | No Data | No Data | No Data | 2.7161 | 21.5043 | No Data | No Data | No Data | No Data | 50.292 | 58.4161 | No Data | No Data | 32 | 59.7006 | -8.645 | -8.645 | 19.2 | 22.7482
2019-03-29 22:00 | No Data | No Data | No Data | No Data | -1.5442 | -21.4975 | No Data | No Data | No Data | No Data | 43.434 | 51.9908 | No Data | No Data | 40.8 | 64.2246 | -16.38 | -16.4053 | 10.6 | 11.7201
2019-03-29 22:30 | No Data | No Data | No Data | No Data | -3.595 | -19.9737 | No Data | No Data | No Data | No Data | 53.721 | 61.393 | No Data | No Data | 35.6 | 61.0534 | -10.465 | -10.5536 | 17.3 | 18.6625
2019-03-29 23:00 | No Data | No Data | No Data | No Data | -1.0803 | -19.6772 | No Data | No Data | No Data | No Data | 54.864 | 62.3957 | No Data | No Data | 31.6 | 58.1378 | -9.555 | -9.8221 | 18 | 19.9922
2019-03-29 23:30 | No Data | No Data | No Data | No Data | 7.2206 | 22.6714 | No Data | No Data | No Data | No Data | 65.151 | 72.0906 | No Data | No Data | 29.2 | 56.184 | -5.005 | -5.9325 | 25.3 | 29.8814
2019-03-30 | No Data | No Data | No Data | No Data | 8.5023 | 23.1116 | No Data | No Data | No Data | No Data | 60.579 | 67.4757 | No Data | No Data | 30.8 | 57.0319 | -8.645 | -9.3801 | 27.7 | 32.2419
2019-03-30 00:30 | No Data | No Data | No Data | No Data | 17.9385 | 26.677 | No Data | No Data | No Data | No Data | 21.717 | 33.2257 | No Data | No Data | 63.2 | 82.0975 | -40.95 | -40.9727 | 4.3 | 13.5978
2019-03-30 01:00 | No Data | No Data | No Data | No Data | 23.1144 | 31.9128 | No Data | No Data | No Data | No Data | 38.862 | 47.5686 | No Data | No Data | 37.2 | 62.9641 | -16.38 | -16.5372 | 21.8 | 23.9015
2019-03-30 01:30 | No Data | No Data | No Data | No Data | 5.536 | 19.3691 | No Data | No Data | No Data | No Data | 36.576 | 45.72 | No Data | No Data | 37.2 | 64.9159 | -19.565 | -19.6495 | 12.6 | 13.593
2019-03-30 02:00 | No Data | No Data | No Data | No Data | 2.2034 | 20.4259 | No Data | No Data | No Data | No Data | 54.864 | 60.3521 | No Data | No Data | 24.8 | 63.0796 | -10.92 | -11.375 | 29.1 | 29.2441
2019-03-30 02:30 | No Data | No Data | No Data | No Data | 3.6316 | 18.5178 | No Data | No Data | No Data | No Data | 58.293 | 63.9467 | No Data | No Data | 22.4 | 61.4296 | -5.915 | -5.9846 | 30.8 | 31.6304
2019-03-30 03:00 | No Data | No Data | No Data | No Data | -4.1566 | -21.0268 | No Data | No Data | No Data | No Data | 57.15 | 62.9066 | No Data | No Data | 25.2 | 62.505 | -11.375 | -11.8125 | 24.6 | 25.2073
2019-03-30 03:30 | No Data | No Data | No Data | No Data | -13.8003 | -23.2568 | No Data | No Data | No Data | No Data | 53.721 | 59.8085 | No Data | No Data | 28.8 | 65.8337 | -15.47 | -15.7945 | 18 | 18.2165
2019-03-30 04:00 | No Data | No Data | No Data | No Data | -21.3809 | -27.2087 | No Data | No Data | No Data | No Data | 67.437 | 72.8029 | No Data | No Data | 28.4 | 64.9394 | -15.47 | -15.709 | 17.1 | 18.1221
2019-03-30 04:30 | No Data | No Data | No Data | No Data | -7.2816 | -25.1323 | No Data | No Data | No Data | No Data | 78.867 | 83.884 | No Data | No Data | 28.4 | 65.6597 | -15.925 | -16.3357 | 18.5 | 20.2766
2019-03-30 05:00 | No Data | No Data | No Data | No Data | -5.9022 | -24.1163 | No Data | No Data | No Data | No Data | 81.153 | 85.664 | No Data | No Data | 20.8 | 60.8644 | -6.825 | -7.1942 | 25.1 | 26.4683
2019-03-30 05:30 | No Data | No Data | No Data | No Data | -6.6712 | -24.316 | No Data | No Data | No Data | No Data | 78.867 | 83.5016 | No Data | No Data | 24.4 | 62.5549 | -10.01 | -10.2653 | 23.7 | 25.1446
2019-03-30 06:00 | No Data | No Data | No Data | No Data | -12.3598 | -20.673 | No Data | No Data | No Data | No Data | 76.581 | 81.7385 | No Data | No Data | 23.2 | 60.9852 | -9.1 | -9.2018 | 26 | 27.9659
2019-03-30 06:30 | No Data | No Data | No Data | No Data | -18.8785 | -19.5897 | No Data | No Data | No Data | No Data | 66.294 | 71.7454 | No Data | No Data | 20.4 | 58.849 | -4.55 | -4.55 | 22 | 25.7597
2019-03-30 07:00 | No Data | No Data | No Data | No Data | -10.9804 | -14.6503 | No Data | No Data | No Data | No Data | 56.007 | 61.87 | No Data | No Data | 17.6 | 56.4156 | 0 | 0 | 25.7 | 30.1684
2019-03-30 07:30 | No Data | No Data | No Data | No Data | -0.82399 | -13.3131 | No Data | No Data | No Data | No Data | 53.721 | 59.315 | No Data | No Data | 24 | 57.9986 | 0 | 0 | 26.3 | 32.3867
2019-03-30 08:00 | No Data | No Data | No Data | No Data | -8.307 | -18.9966 | No Data | No Data | No Data | No Data | 64.008 | 69.1964 | No Data | No Data | 16.4 | 51.482 | 7.28 | 7.3367 | 22.6 | 26.7442
2019-03-30 08:30 | No Data | No Data | No Data | No Data | 2.5574 | 20.673 | No Data | No Data | No Data | No Data | 44.577 | 50.6286 | No Data | No Data | 2.4 | 49.2585 | -19.11 | -19.6442 | -41.1 | -41.1886
2019-03-30 09:00 | No Data | No Data | No Data | No Data | 4.303 | 24.6886 | No Data | No Data | No Data | No Data | 8.001 | 18.92 | No Data | No Data | -12 | -47.9266 | -52.78 | -54.4044 | -62.2 | -62.4006
2019-03-30 09:30 | No Data | No Data | No Data | No Data | -10.4677 | -21.9824 | No Data | No Data | No Data | No Data | -14.859 | -17.4471 | No Data | No Data | -10 | -45.9025 | -70.525 | -73.0682 | -102.3 | -103.6866
2019-03-30 10:00 | No Data | No Data | No Data | No Data | -24.8722 | -30.202 | No Data | No Data | No Data | No Data | -16.002 | -18.4303 | No Data | No Data | -21.6 | -48.6572 | -69.615 | -72.1903 | -105.3 | -106.8274
2019-03-30 10:30 | No Data | No Data | No Data | No Data | -10.3578 | -23.1663 | No Data | No Data | No Data | No Data | -19.431 | -21.0138 | No Data | No Data | 0.8 | 46.8068 | -84.63 | -87.7537 | -123.1 | -125.5339
2019-03-30 11:00 | No Data | No Data | No Data | No Data | -30.7683 | -32.1989 | No Data | No Data | No Data | No Data | -10.287 | -14.548 | No Data | No Data | 0.4 | 44.8018 | -94.185 | -97.6905 | -133.8 | -135.1143
2019-03-30 11:30 | No Data | No Data | No Data | No Data | -31.9524 | -33.3462 | No Data | No Data | No Data | No Data | -11.43 | -16.1645 | No Data | No Data | 4.8 | 45.8519 | -97.825 | -101.3221 | -140.3 | -142.9697
2019-03-30 12:00 | No Data | No Data | No Data | No Data | -34.7112 | -36.4998 | No Data | No Data | No Data | No Data | 12.573 | 20.3505 | No Data | No Data | 21.6 | 58.9033 | -71.89 | -74.271 | -114.8 | -116.3454
2019-03-30 12:30 | No Data | No Data | No Data | No Data | -27.8996 | -31.0561 | No Data | No Data | No Data | No Data | 0 | 12.7791 | No Data | No Data | 0 | 45.6281 | -92.82 | -96.1343 | -138.7 | -140.5615
2019-03-30 13:00 | No Data | No Data | No Data | No Data | -34.8211 | -36.526 | No Data | No Data | No Data | No Data | 29.718 | 36.1448 | No Data | No Data | 16.8 | 56.553 | -60.515 | -62.2419 | -99.8 | -100.214
2019-03-30 13:30 | No Data | No Data | No Data | No Data | -44.3061 | -44.3402 | No Data | No Data | No Data | No Data | 19.431 | 25.9136 | No Data | No Data | 6.8 | 50.064 | -66.885 | -69.1989 | -108.5 | -109.9342
2019-03-30 14:00 | No Data | No Data | No Data | No Data | -53.7911 | -53.8133 | No Data | No Data | No Data | No Data | 6.858 | 15.335 | No Data | No Data | -2.4 | -44.8642 | -89.18 | -92.5027 | -134.1 | -135.4818
2019-03-30 14:30 | No Data | No Data | No Data | No Data | -36.2493 | -36.6864 | No Data | No Data | No Data | No Data | 18.288 | 25.0679 | No Data | No Data | 8 | 51.031 | -85.085 | -88.4364 | -92.7 | -93.1855
2019-03-30 15:00 | No Data | No Data | No Data | No Data | -50.6539 | -50.7061 | No Data | No Data | No Data | No Data | 19.431 | 26.6836 | No Data | No Data | 15.6 | 53.9066 | -88.725 | -92.5665 | -85.6 | -85.9919
2019-03-30 15:30 | No Data | No Data | No Data | No Data | -43.7934 | -43.8544 | No Data | No Data | No Data | No Data | 30.861 | 36.4687 | No Data | No Data | 5.6 | 50.3126 | -72.345 | -75.4395 | -106 | -106.0397
2019-03-30 16:00 | No Data | No Data | No Data | No Data | -34.1985 | -34.7573 | No Data | No Data | No Data | No Data | 14.859 | 22.6879 | No Data | No Data | -14 | -46.5549 | -81.445 | -84.5627 | -113.6 | -113.7801
2019-03-30 16:30 | No Data | No Data | No Data | No Data | -30.6706 | -30.7961 | No Data | No Data | No Data | No Data | 20.574 | 26.7813 | No Data | No Data | 13.6 | 55.2985 | -78.26 | -81.2503 | -82.9 | -82.9005
2019-03-30 17:00 | No Data | No Data | No Data | No Data | -27.3869 | -27.5896 | No Data | No Data | No Data | No Data | -3.429 | -14.1381 | No Data | No Data | 22.4 | 59.5718 | -84.63 | -87.8751 | -101.5 | -102.1271
2019-03-30 17:30 | No Data | No Data | No Data | No Data | -18.4634 | -20.7156 | No Data | No Data | No Data | No Data | 25.146 | 33.2257 | No Data | No Data | 7.6 | 52.5524 | -65.52 | -67.6483 | -61.9 | -61.9505
2019-03-30 18:00 | No Data | No Data | No Data | No Data | -23.5416 | -24.5675 | No Data | No Data | No Data | No Data | 44.577 | 51.1804 | No Data | No Data | 16 | 57.4721 | -36.855 | -37.9618 | -36 | -36.6182
2019-03-30 18:30 | No Data | No Data | No Data | No Data | -5.3895 | -13.6742 | No Data | No Data | No Data | No Data | 44.577 | 51.1804 | No Data | No Data | 11.6 | 56.4057 | -22.295 | -23.0663 | -8.6 | -15.5039
2019-03-30 19:00 | No Data | No Data | No Data | No Data | -1.0803 | -15.5225 | No Data | No Data | No Data | No Data | 30.861 | 38.4055 | No Data | No Data | 14.4 | 63.742 | -3.64 | -3.64 | -5.4 | -11.1893
2019-03-30 19:30 | No Data | No Data | No Data | No Data | -8.6244 | -17.7246 | No Data | No Data | No Data | No Data | 42.291 | 49.2021 | No Data | No Data | 11.6 | 62.6827 | 4.55 | 4.7503 | 9.2 | 17.6819
2019-03-30 20:00 | No Data | No Data | No Data | No Data | 1.6907 | 17.8236 | No Data | No Data | No Data | No Data | 46.863 | 52.6525 | No Data | No Data | 15.2 | 57.2545 | 2.73 | 3.5537 | 6.6 | 16.0225
2019-03-30 20:30 | No Data | No Data | No Data | No Data | 4.4495 | 18.2926 | No Data | No Data | No Data | No Data | 45.72 | 51.6378 | No Data | No Data | 14 | 58.1116 | 2.275 | 3.2173 | 11 | 17.0294
2019-03-30 21:00 | No Data | No Data | No Data | No Data | 7.3793 | 22.7686 | No Data | No Data | No Data | No Data | 36.576 | 43.1322 | No Data | No Data | 20.4 | 60.7289 | -3.64 | -3.8875 | 22.6 | 27.5182
2019-03-30 21:30 | No Data | No Data | No Data | No Data | 3.6316 | 21.7955 | No Data | No Data | No Data | No Data | 34.29 | 41.8563 | No Data | No Data | 18.8 | 60.2103 | -0.455 | -1.4388 | 23.2 | 26.9941
2019-03-30 22:00 | No Data | No Data | No Data | No Data | 7.892 | 24.3437 | No Data | No Data | No Data | No Data | 40.005 | 46.0758 | No Data | No Data | 9.2 | 55.1725 | 5.915 | 5.915 | 30.9 | 31.7277
2019-03-30 22:30 | No Data | No Data | No Data | No Data | 3.4852 | 24.7042 | No Data | No Data | No Data | No Data | 34.29 | 41.2115 | No Data | No Data | 7.2 | 54.4779 | 8.645 | 8.6928 | 35.9 | 37.1357
2019-03-30 23:00 | No Data | No Data | No Data | No Data | -3.8514 | -20.6207 | No Data | No Data | No Data | No Data | 38.862 | 45.087 | No Data | No Data | 3.6 | 54.1199 | 11.83 | 11.9085 | 36.2 | 36.5716
2019-03-30 23:30 | No Data | No Data | No Data | No Data | -2.2644 | -17.9355 | No Data | No Data | No Data | No Data | 49.149 | 55.2082 | No Data | No Data | -0.4 | -52.8379 | 17.29 | 17.439 | 47.7 | 48.8206
2019-03-31 | No Data | No Data | No Data | No Data | -2.9236 | -16.3706 | No Data | No Data | No Data | No Data | 58.293 | 63.9467 | No Data | No Data | -6.8 | -52.0461 | 22.75 | 23.0394 | 59.2 | 60.444
2019-03-31 00:30 | No Data | No Data | No Data | No Data | 8.7098 | 20.1831 | No Data | No Data | No Data | No Data | 45.72 | 51.6378 | No Data | No Data | 9.6 | 53.6656 | 10.01 | 10.1741 | 53.2 | 56.9059
2019-03-31 01:00 | No Data | No Data | No Data | No Data | -5.5482 | -15.4873 | No Data | No Data | No Data | No Data | 64.008 | 69.1964 | No Data | No Data | -4 | -51.356 | 22.295 | 22.4615 | 60.8 | 62.5284
2019-03-31 01:30 | No Data | No Data | No Data | No Data | -11.0292 | -20.0282 | No Data | No Data | No Data | No Data | 67.437 | 72.38 | No Data | No Data | -2 | -50.8142 | 19.11 | 19.2449 | 63.2 | 64.6049
2019-03-31 02:00 | No Data | No Data | No Data | No Data | -19.2813 | -23.2719 | No Data | No Data | No Data | No Data | 58.293 | 63.9467 | No Data | No Data | 2.4 | 53.6537 | 11.83 | 11.9692 | 51.7 | 52.4269
2019-03-31 02:30 | No Data | No Data | No Data | No Data | -14.8257 | -19.6342 | No Data | No Data | No Data | No Data | 58.293 | 63.9467 | No Data | No Data | 1.6 | 53.206 | 15.47 | 15.5767 | 54.3 | 55.0739
2019-03-31 03:00 | No Data | No Data | No Data | No Data | -22.2599 | -25.9995 | No Data | No Data | No Data | No Data | 69.723 | 74.9254 | No Data | No Data | -2.4 | -52.4549 | 17.745 | 17.9538 | 53 | 54.1912
2019-03-31 03:30 | No Data | No Data | No Data | No Data | -23.8956 | -28.2311 | No Data | No Data | No Data | No Data | 70.866 | 76.4102 | No Data | No Data | -2.4 | -52.9226 | 15.47 | 15.8925 | 49.2 | 50.5261
2019-03-31 04:00 | No Data | No Data | No Data | No Data | -18.4146 | -24.8385 | No Data | No Data | No Data | No Data | 74.295 | 79.6007 | No Data | No Data | -6.4 | -51.9954 | 21.385 | 21.6209 | 54.3 | 54.9925
2019-03-31 04:30 | No Data | No Data | No Data | No Data | -20.5631 | -26.4706 | No Data | No Data | No Data | No Data | 84.582 | 89.2785 | No Data | No Data | -9.2 | -51.2328 | 22.75 | 23.1156 | 56.4 | 58.0401
2019-03-31 05:00 | No Data | No Data | No Data | No Data | -22.1012 | -27.6237 | No Data | No Data | No Data | No Data | 84.582 | 89.2785 | No Data | No Data | -2.4 | -52.0984 | 16.38 | 16.7796 | 48.6 | 50.9816
2019-03-31 05:30 | No Data | No Data | No Data | No Data | -21.0758 | -26.4301 | No Data | No Data | No Data | No Data | 89.154 | 93.9766 | No Data | No Data | -6.8 | -51.6496 | 19.11 | 19.5438 | 52.9 | 54.7987
2019-03-31 06:00 | No Data | No Data | No Data | No Data | -19.1836 | -25.0492 | No Data | No Data | No Data | No Data | 93.726 | 98.3246 | No Data | No Data | -8 | -51.4261 | 20.475 | 20.9745 | 55.6 | 57.6933
2019-03-31 06:30 | No Data | No Data | No Data | No Data | -12.9213 | -20.6878 | No Data | No Data | No Data | No Data | 100.584 | 104.8823 | No Data | No Data | -17.2 | -52.1199 | 30.94 | 31.5003 | 67.2 | 69.1251
2019-03-31 07:00 | No Data | No Data | No Data | No Data | -11.3832 | -19.7637 | No Data | No Data | No Data | No Data | 86.868 | 91.4471 | No Data | No Data | -13.6 | -51.8166 | 28.665 | 29.0987 | 56 | 57.4
2019-03-31 07:30 | No Data | No Data | No Data | No Data | -5.597 | -19.1413 | No Data | No Data | No Data | No Data | 83.439 | 88.1964 | No Data | No Data | -11.6 | -51.7177 | 25.025 | 25.4353 | 54.1 | 55.5707
2019-03-31 08:00 | No Data | No Data | No Data | No Data | -11.6396 | -20.2906 | No Data | No Data | No Data | No Data | 68.58 | 73.4461 | No Data | No Data | -14.8 | -51.761 | 29.12 | 29.2937 | 31.5 | 33.0191
2019-03-31 08:30 | No Data | No Data | No Data | No Data | -8.6732 | -20.4875 | No Data | No Data | No Data | No Data | 58.293 | 63.4854 | No Data | No Data | -16 | -57.8564 | 23.205 | 23.8387 | 19.6 | 21.6095
2019-03-31 09:00 | No Data | No Data | No Data | No Data | -1.3367 | -23.677 | No Data | No Data | No Data | No Data | 62.865 | 67.7077 | No Data | No Data | -37.2 | -58.2313 | 17.745 | 17.7974 | 17.8 | 19.9912
2019-03-31 09:30 | No Data | No Data | No Data | No Data | 0.0061036 | 25.3361 | No Data | No Data | No Data | No Data | 66.294 | 70.9029 | No Data | No Data | -36 | -57.1608 | 28.21 | 28.3892 | 22 | 24.4205
2019-03-31 10:00 | No Data | No Data | No Data | No Data | -4.7181 | -23.8542 | No Data | No Data | No Data | No Data | 44.577 | 50.0968 | No Data | No Data | -61.2 | -73.3321 | -13.195 | -14.1123 | -7.2 | -7.3756
2019-03-31 10:30 | No Data | No Data | No Data | No Data | -14.667 | -26.0995 | No Data | No Data | No Data | No Data | 35.433 | 40.973 | No Data | No Data | -56.4 | -70.0822 | -17.29 | -17.9998 | -28.8 | -29.0241
2019-03-31 11:00 | No Data | No Data | No Data | No Data | -10.8705 | -24.1709 | No Data | No Data | No Data | No Data | 20.574 | 27.5271 | No Data | No Data | -10.8 | -53.5014 | -34.125 | -35.9709 | -29.3 | -29.5203
2019-03-31 11:30 | No Data | No Data | No Data | No Data | -12.0058 | -24.8411 | No Data | No Data | No Data | No Data | 33.147 | 39.013 | No Data | No Data | -29.2 | -56.184 | -8.645 | -9.213 | -17.5 | -17.514
2019-03-31 12:00 | No Data | No Data | No Data | No Data | -9.9062 | -22.5502 | No Data | No Data | No Data | No Data | 29.718 | 35.5067 | No Data | No Data | -24.4 | -54.9181 | -14.56 | -15.2544 | -16.9 | -17.2586
2019-03-31 12:30 | No Data | No Data | No Data | No Data | -0.82399 | -25.4471 | No Data | No Data | No Data | No Data | 35.433 | 41.5587 | No Data | No Data | -34.8 | -58.642 | -1.82 | -2.275 | -13 | -13.2981
2019-03-31 13:00 | No Data | No Data | No Data | No Data | -7.0863 | -26.4025 | No Data | No Data | No Data | No Data | 24.003 | 31.6138 | No Data | No Data | -33.2 | -57.3801 | -10.465 | -11.4113 | -26.9 | -27.7218
2019-03-31 13:30 | No Data | No Data | No Data | No Data | -10.3578 | -25.251 | No Data | No Data | No Data | No Data | -3.429 | -14.1381 | No Data | No Data | -32 | -57.0249 | -42.77 | -44.142 | -44.5 | -46.0636
2019-03-31 14:00 | No Data | No Data | No Data | No Data | -18.1582 | -27.1322 | No Data | No Data | No Data | No Data | 4.572 | 16.6423 | No Data | No Data | -13.6 | -52.9755 | -34.58 | -35.5366 | -39.3 | -40.3398
2019-03-31 14:30 | No Data | No Data | No Data | No Data | -8.0018 | -25.0031 | No Data | No Data | No Data | No Data | 5.715 | 18.0724 | No Data | No Data | -12 | -52.5875 | -26.845 | -27.9371 | -29.2 | -29.7901
2019-03-31 15:00 | No Data | No Data | No Data | No Data | 0.0061036 | 25.3849 | No Data | No Data | No Data | No Data | 0 | 14.859 | No Data | No Data | 1.6 | 53.6373 | -38.22 | -39.1855 | -36.8 | -37.5766
2019-03-31 15:30 | No Data | No Data | No Data | No Data | 0.0061036 | 25.2262 | No Data | No Data | No Data | No Data | 0 | 16.002 | No Data | No Data | -2 | -53.6731 | -45.955 | -47.4533 | -46.8 | -47.4621
2019-03-31 16:00 | No Data | No Data | No Data | No Data | 4.5594 | 25.695 | No Data | No Data | No Data | No Data | -13.716 | -17.8542 | No Data | No Data | -15.2 | -49.968 | -63.245 | -65.4473 | -53.2 | -53.9229
2019-03-31 16:30 | No Data | No Data | No Data | No Data | 2.9725 | 25.4614 | No Data | No Data | No Data | No Data | 1.143 | 14.9029 | No Data | No Data | 12.4 | 57.3564 | -52.78 | -53.8075 | -36.3 | -36.3352
2019-03-31 17:00 | No Data | No Data | No Data | No Data | 8.7098 | 25.1012 | No Data | No Data | No Data | No Data | -19.431 | -21.986 | No Data | No Data | -2.8 | -51.6387 | -64.155 | -65.7865 | -43.5 | -43.6175
2019-03-31 17:30 | No Data | No Data | No Data | No Data | 17.9873 | 30.9426 | No Data | No Data | No Data | No Data | 2.286 | 16.1645 | No Data | No Data | 28.4 | 64.2209 | -44.135 | -45.1575 | -19.7 | -19.7365
2019-03-31 18:00 | No Data | No Data | No Data | No Data | 20.087 | 32.2085 | No Data | No Data | No Data | No Data | 21.717 | 29.9152 | No Data | No Data | 7.6 | 55.3245 | -27.755 | -28.3783 | -0.5 | -5.6223
2019-03-31 18:30 | No Data | No Data | No Data | No Data | 30.0359 | 40.3035 | No Data | No Data | No Data | No Data | 25.146 | 32.4902 | No Data | No Data | 0.8 | 59.2054 | 1.365 | 3.4652 | 31.5 | 34.4305
2019-03-31 19:00 | No Data | No Data | No Data | No Data | 31.8791 | 41.6954 | No Data | No Data | No Data | No Data | 32.004 | 38.6767 | No Data | No Data | 3.6 | 59.7086 | 6.825 | 8.2026 | 35.2 | 38.4213
2019-03-31 19:30 | No Data | No Data | No Data | No Data | 35.8831 | 45.8607 | No Data | No Data | No Data | No Data | 32.004 | 38.6767 | No Data | No Data | -2.4 | -59.2486 | 13.65 | 15.2612 | 42.1 | 45.4028
2019-03-31 20:00 | No Data | No Data | No Data | No Data | 30.8049 | 42.0065 | No Data | No Data | No Data | No Data | 34.29 | 40.5886 | No Data | No Data | -4 | -52.1536 | 13.65 | 14.127 | 41.4 | 45.3455
2019-03-31 20:30 | No Data | No Data | No Data | No Data | 32.5017 | 44.4378 | No Data | No Data | No Data | No Data | 36.576 | 42.5374 | No Data | No Data | -6.4 | -52.3924 | 16.38 | 16.8841 | 43.7 | 47.0367
2019-03-31 21:00 | No Data | No Data | No Data | No Data | 32.5505 | 44.4735 | No Data | No Data | No Data | No Data | 33.147 | 39.6277 | No Data | No Data | -6 | -53.5373 | 15.47 | 15.8925 | 41 | 43.6578
2019-03-31 21:30 | No Data | No Data | No Data | No Data | 38.8617 | 50.3109 | No Data | No Data | No Data | No Data | 34.29 | 40.5886 | No Data | No Data | -6.4 | -53.1865 | 15.47 | 15.8925 | 41.7 | 44.5576
2019-03-31 22:00 | No Data | No Data | No Data | No Data | 40.8026 | 51.8248 | No Data | No Data | No Data | No Data | 37.719 | 43.5241 | No Data | No Data | -5.6 | -53.4939 | 13.65 | 14.0167 | 39.1 | 41.3324
2019-03-31 22:30 | No Data | No Data | No Data | No Data | 46.7475 | 56.6241 | No Data | No Data | No Data | No Data | 36.576 | 42.5374 | No Data | No Data | -8.8 | -53.1338 | 17.745 | 18.2114 | 46.1 | 48.4481
2019-03-31 23:00 | No Data | No Data | No Data | No Data | 45.3193 | 56.6208 | No Data | No Data | No Data | No Data | 41.148 | 47.0716 | No Data | No Data | -14.4 | -53.957 | 24.115 | 24.5405 | 49.4 | 50.6983
2019-03-31 23:30 | No Data | No Data | No Data | No Data | 52.2896 | 62.34 | No Data | No Data | No Data | No Data | 42.291 | 48.074 | No Data | No Data | -14 | -53.4655 | 23.205 | 23.7386 | 54.1 | 55.8077
2019-04-01 | No Data | No Data | No Data | No Data | 59.8215 | 67.9123 | No Data | No Data | No Data | No Data | 43.434 | 49.0825 | No Data | No Data | -18 | -54.2719 | 27.3 | 27.8406 | 61.2 | 63.9062
2019-04-01 00:30 | No Data | No Data | No Data | No Data | 72.5902 | 77.1044 | No Data | No Data | No Data | No Data | 36.576 | 42.5374 | No Data | No Data | -6.8 | -51.2531 | 17.745 | 18.566 | 61.9 | 66.833
2019-04-01 01:00 | No Data | No Data | No Data | No Data | 65.7664 | 71.3398 | No Data | No Data | No Data | No Data | 42.291 | 48.074 | No Data | No Data | -14.4 | -51.264 | 25.025 | 25.939 | 62 | 65.5243
2019-04-01 01:30 | No Data | No Data | No Data | No Data | 59.1012 | 66.7267 | No Data | No Data | No Data | No Data | 46.863 | 51.6504 | No Data | No Data | -25.6 | -54.0474 | 32.76 | 33.3736 | 78.1 | 80.7203
2019-04-01 02:00 | No Data | No Data | No Data | No Data | 54.0352 | 63.1704 | No Data | No Data | No Data | No Data | 36.576 | 42.5374 | No Data | No Data | -13.2 | -53.6492 | 20.02 | 20.3482 | 49.3 | 49.9773
2019-04-01 02:30 | No Data | No Data | No Data | No Data | 53.9254 | 63.9403 | No Data | No Data | No Data | No Data | 29.718 | 36.1448 | No Data | No Data | -10.4 | -54.207 | 16.38 | 16.6868 | 46.2 | 46.9396
2019-04-01 03:00 | No Data | No Data | No Data | No Data | 50.5928 | 62.0897 | No Data | No Data | No Data | No Data | 26.289 | 33.3826 | No Data | No Data | -9.2 | -54.3838 | 13.65 | 13.8383 | 41.4 | 42.0214
2019-04-01 03:30 | No Data | No Data | No Data | No Data | 47.2114 | 60.3801 | No Data | No Data | No Data | No Data | 9.144 | 19.431 | No Data | No Data | 3.2 | 56.451 | 1.82 | 1.82 | 27.9 | 28.4429
2019-04-01 04:00 | No Data | No Data | No Data | No Data | 45.4658 | 59.0252 | No Data | No Data | No Data | No Data | 14.859 | 22.6879 | No Data | No Data | -4.4 | -55.7738 | 9.555 | 9.5982 | 33.8 | 34.1977
2019-04-01 04:30 | No Data | No Data | No Data | No Data | 45.4658 | 59.0252 | No Data | No Data | No Data | No Data | 13.716 | 21.9563 | No Data | No Data | -3.6 | -55.271 | 9.555 | 9.5982 | 32.4 | 32.8146
2019-04-01 05:00 | No Data | No Data | No Data | No Data | 45.4658 | 59.0252 | No Data | No Data | No Data | No Data | 10.287 | 19.9943 | No Data | No Data | -0.8 | -55.2058 | 7.28 | 7.2942 | 30.5 | 31.4326
2019-04-01 05:30 | No Data | No Data | No Data | No Data | 47.5166 | 59.5803 | No Data | No Data | No Data | No Data | 17.145 | 25.0679 | No Data | No Data | -4.4 | -53.3816 | 12.74 | 12.9415 | 37.6 | 39.6869
2019-04-01 06:00 | No Data | No Data | No Data | No Data | 59.5163 | 70.1477 | No Data | No Data | No Data | No Data | 13.716 | 21.9563 | No Data | No Data | -2.8 | -53.6731 | 10.92 | 11.0706 | 38.7 | 40.316
2019-04-01 06:30 | No Data | No Data | No Data | No Data | 63.4592 | 71.9203 | No Data | No Data | No Data | No Data | 0 | 8.001 | No Data | No Data | -12.8 | -53.5522 | 22.75 | 22.7682 | 54.3 | 57.5282
2019-04-01 07:00 | No Data | No Data | No Data | No Data | 72.5414 | 77.7743 | No Data | No Data | No Data | No Data | 0 | 8.001 | No Data | No Data | -3.6 | -51.7254 | 16.835 | 16.9331 | 51.8 | 59.0351
2019-04-01 07:30 | No Data | No Data | No Data | No Data | 79.7681 | 83.1833 | No Data | No Data | No Data | No Data | 0 | 8.001 | No Data | No Data | -10 | -50.9902 | 25.935 | 25.9988 | 59.5 | 65.2161
2019-04-01 08:00 | No Data | No Data | No Data | No Data | 83.1006 | 85.8468 | No Data | No Data | No Data | No Data | 0 | 8.001 | No Data | No Data | -24.4 | -51.0137 | 43.225 | 43.2633 | 76.5 | 84.0434
2019-04-01 08:30 | No Data | No Data | No Data | No Data | 69.2577 | 74.9754 | No Data | No Data | No Data | No Data | 0 | 8.001 | No Data | No Data | 14.8 | 64.9098 | 0 | 1.365 | 28.7 | 35.7405
2019-04-01 09:00 | No Data | No Data | No Data | No Data | 69.0013 | 79.1982 | No Data | No Data | No Data | No Data | 0 | 8.001 | No Data | No Data | -1.2 | -52.8379 | 15.925 | 16.835 | 43.4 | 45.3922
2019-04-01 09:30 | No Data | No Data | No Data | No Data | 66.9505 | 79.307 | No Data | No Data | No Data | No Data | 0 | 8.001 | No Data | No Data | 9.2 | 57.9351 | 0 | 8.645 | 20.9 | 21.2078
2019-04-01 10:00 | No Data | No Data | No Data | No Data | 63.0076 | 76.0078 | No Data | No Data | No Data | No Data | 0 | 8.001 | No Data | No Data | 11.6 | 58.7564 | -10.465 | -15.4566 | 8.6 | 10.4293
2019-04-01 10:30 | No Data | No Data | No Data | No Data | 59.4675 | 73.1001 | No Data | No Data | No Data | No Data | 0 | 8.001 | No Data | No Data | 16 | 62.0967 | -28.21 | -32.1734 | -12.7 | -12.7318
2019-04-01 11:00 | No Data | No Data | No Data | No Data | 56.1349 | 66.6566 | No Data | No Data | No Data | No Data | 0 | 8.001 | No Data | No Data | 17.2 | 62.4167 | -35.49 | -39.2805 | -24.8 | -24.8453
2019-04-01 11:30 | No Data | No Data | No Data | No Data | 56.1837 | 66.757 | No Data | No Data | No Data | No Data | 0 | 8.001 | No Data | No Data | 18.4 | 61.2301 | -32.76 | -36.229 | -21.6 | -21.7221
2019-04-01 12:00 | No Data | No Data | No Data | No Data | 54.0352 | 64.9592 | No Data | No Data | No Data | No Data | 0 | 8.001 | No Data | No Data | 25.2 | 63.605 | -30.94 | -34.592 | -24.6 | -24.6051
2019-04-01 12:30 | No Data | No Data | No Data | No Data | 53.8766 | 64.8273 | No Data | No Data | No Data | No Data | 0 | 8.001 | No Data | No Data | 21.2 | 61.3775 | -20.93 | -24.9877 | -16.5 | -16.5873
2019-04-01 13:00 | No Data | No Data | No Data | No Data | 52.1309 | 63.384 | No Data | No Data | No Data | No Data | 0 | 8.001 | No Data | No Data | 14.4 | 57.8218 | -24.57 | -28.3308 | -15.7 | -15.7458
2019-04-01 13:30 | No Data | No Data | No Data | No Data | 50.4463 | 62.0058 | No Data | No Data | No Data | No Data | 0 | 6.858 | No Data | No Data | 22.4 | 61.8023 | -42.77 | -46.3051 | -35.9 | -36.3341
2019-04-01 14:00 | No Data | No Data | No Data | No Data | 50.4463 | 62.0058 | No Data | No Data | No Data | No Data | 0 | 8.001 | No Data | No Data | 31.2 | 66.9185 | -32.76 | -36.4256 | -29.5 | -29.888
2019-04-01 14:30 | No Data | No Data | No Data | No Data | 48.188 | 60.1828 | No Data | No Data | No Data | No Data | 0 | 8.001 | No Data | No Data | 20.4 | 61.8605 | -43.68 | -46.812 | -34.7 | -35.1177
2019-04-01 15:00 | No Data | No Data | No Data | No Data | 48.188 | 60.1828 | No Data | No Data | No Data | No Data | 0 | 8.001 | No Data | No Data | 12.8 | 59.0051 | -37.31 | -40.218 | -33.1 | -33.1183
2019-04-01 15:30 | No Data | No Data | No Data | No Data | 46.2837 | 58.6692 | No Data | No Data | No Data | No Data | -46.863 | -46.863 | No Data | No Data | -51.6 | -64.8012 | -41.405 | -43.3207 | -80.1 | -81.702
2019-04-01 16:00 | No Data | No Data | No Data | No Data | 47.8828 | 58.9622 | No Data | No Data | No Data | No Data | -53.721 | -53.7696 | No Data | No Data | -28 | -52.1536 | -62.335 | -65.1985 | -73.4 | -74.4235
2019-04-01 16:30 | No Data | No Data | No Data | No Data | 47.7241 | 56.7827 | No Data | No Data | No Data | No Data | -64.008 | -64.2626 | No Data | No Data | -19.6 | -48.8999 | -71.89 | -75.2678 | -96.2 | -97.0744
2019-04-01 17:00 | No Data | No Data | No Data | No Data | 47.7241 | 56.7827 | No Data | No Data | No Data | No Data | -62.865 | -63.031 | No Data | No Data | -24 | -49.419 | -65.52 | -68.124 | -97.8 | -98.3728
2019-04-01 17:30 | No Data | No Data | No Data | No Data | 50.0801 | 57.9066 | No Data | No Data | No Data | No Data | -56.007 | -56.0536 | No Data | No Data | -26.4 | -50.6281 | -62.335 | -64.8116 | -88.3 | -88.6892
2019-04-01 18:00 | No Data | No Data | No Data | No Data | 57.4655 | 65.1611 | No Data | No Data | No Data | No Data | -29.718 | -30.499 | No Data | No Data | -36.4 | -56.1854 | -45.045 | -46.6902 | -55.7 | -55.7057
2019-04-01 18:30 | No Data | No Data | No Data | No Data | 62.9465 | 70.0425 | No Data | No Data | No Data | No Data | -1.143 | -13.7635 | No Data | No Data | -24.4 | -53.1338 | -10.465 | -11.08 | 0.3 | 14.5031
2019-04-01 19:00 | No Data | No Data | No Data | No Data | 62.9465 | 70.0425 | No Data | No Data | No Data | No Data | 29.718 | 35.5067 | No Data | No Data | -13.6 | -51.8166 | 25.48 | 25.807 | 54.4 | 61.183
2019-04-01 19:30 | No Data | No Data | No Data | No Data | 63.5691 | 70.6025 | No Data | No Data | No Data | No Data | 35.433 | 41.5587 | No Data | No Data | -13.2 | -55.2014 | 29.12 | 29.9091 | 60.1 | 67.3963
2019-04-01 20:00 | No Data | No Data | No Data | No Data | 61.5183 | 68.7618 | No Data | No Data | No Data | No Data | 32.004 | 38.0466 | No Data | No Data | -9.2 | -48.4809 | 24.57 | 24.8382 | 54.3 | 61.8438
2019-04-01 20:30 | No Data | No Data | No Data | No Data | 56.1349 | 63.9907 | No Data | No Data | No Data | No Data | 30.861 | 37.0903 | No Data | No Data | -6 | -49.2179 | 21.385 | 21.5586 | 50.5 | 56.573
2019-04-01 21:00 | No Data | No Data | No Data | No Data | 45.1606 | 54.6184 | No Data | No Data | No Data | No Data | 29.718 | 36.1448 | No Data | No Data | -4.4 | -50.5917 | 20.93 | 20.9745 | 46.8 | 51.8845
2019-04-01 21:30 | No Data | No Data | No Data | No Data | 39.9847 | 50.4229 | No Data | No Data | No Data | No Data | 37.719 | 43.5241 | No Data | No Data | -4.4 | -51.3264 | 20.475 | 20.4801 | 46.2 | 49.3077
2019-04-01 22:00 | No Data | No Data | No Data | No Data | 32.5017 | 43.3711 | No Data | No Data | No Data | No Data | 43.434 | 49.0825 | No Data | No Data | -4.4 | -52.1858 | 19.11 | 19.11 | 44.7 | 46.6653
2019-04-01 22:30 | No Data | No Data | No Data | No Data | 37.5799 | 49.288 | No Data | No Data | No Data | No Data | 40.005 | 45.5195 | No Data | No Data | -6.8 | -51.2531 | 22.295 | 22.3136 | 51.3 | 54.9168
2019-04-01 23:00 | No Data | No Data | No Data | No Data | 41.7792 | 52.5601 | No Data | No Data | No Data | No Data | 42.291 | 48.074 | No Data | No Data | -12.8 | -51.6124 | 27.3 | 27.3341 | 55.1 | 58.028
2019-04-01 23:30 | No Data | No Data | No Data | No Data | 45.9297 | 55.9159 | No Data | No Data | No Data | No Data | 32.004 | 38.0466 | No Data | No Data | -2.8 | -50.0783 | 22.295 | 22.3136 | 54 | 57.8538
2019-04-02 | No Data | No Data | No Data | No Data | 51.0567 | 60.1984 | No Data | No Data | No Data | No Data | 29.718 | 36.1448 | No Data | No Data | 3.2 | 50.5015 | 17.29 | 17.29 | 51.7 | 55.8022
2019-04-02 00:30 | No Data | No Data | No Data | No Data | 56.0861 | 63.6281 | No Data | No Data | No Data | No Data | 21.717 | 28.3915 | No Data | No Data | 11.6 | 52.8878 | 8.645 | 8.645 | 55.1 | 62.5947
2019-04-02 01:00 | No Data | No Data | No Data | No Data | 48.3345 | 56.9132 | No Data | No Data | No Data | No Data | 19.431 | 26.6836 | No Data | No Data | 9.2 | 53.5955 | 8.645 | 8.657 | 48.5 | 52.931
2019-04-02 01:30 | No Data | No Data | No Data | No Data | 42.7558 | 52.2584 | No Data | No Data | No Data | No Data | 22.86 | 30.0024 | No Data | No Data | 8 | 54.5894 | 8.19 | 8.303 | 41.5 | 43.4587
2019-04-02 02:00 | No Data | No Data | No Data | No Data | 35.6268 | 46.6064 | No Data | No Data | No Data | No Data | 25.146 | 31.7787 | No Data | No Data | 7.6 | 55.7207 | 6.825 | 6.9602 | 47.8 | 48.8971
2019-04-02 02:30 | No Data | No Data | No Data | No Data | 43.2197 | 54.0841 | No Data | No Data | No Data | No Data | 29.718 | 36.1448 | No Data | No Data | 3.6 | 53.3217 | 12.74 | 12.74 | 51.4 | 53.5161
2019-04-02 03:00 | No Data | No Data | No Data | No Data | 41.3153 | 54.1266 | No Data | No Data | No Data | No Data | 11.43 | 20.6057 | No Data | No Data | 18 | 59.5839 | -1.365 | -3.4652 | 23 | 23.6719
2019-04-02 03:30 | No Data | No Data | No Data | No Data | 39.6307 | 52.8519 | No Data | No Data | No Data | No Data | 10.287 | 19.9943 | No Data | No Data | 18.8 | 60.9708 | -1.82 | -5.7553 | 21.7 | 22.2032
2019-04-02 04:00 | No Data | No Data | No Data | No Data | 39.472 | 52.733 | No Data | No Data | No Data | No Data | 9.144 | 18.4303 | No Data | No Data | 16.8 | 59.2324 | -0.91 | -4.1949 | 22.8 | 23.2998
2019-04-02 04:30 | No Data | No Data | No Data | No Data | 43.2685 | 56.6821 | No Data | No Data | No Data | No Data | 9.144 | 19.431 | No Data | No Data | 16.4 | 58.736 | -0.91 | -3.3124 | 24.1 | 24.8117
2019-04-02 05:00 | No Data | No Data | No Data | No Data | 40.8515 | 54.8593 | No Data | No Data | No Data | No Data | 8.001 | 18.92 | No Data | No Data | 18 | 59.5839 | -1.365 | -1.9304 | 22.1 | 23.338
2019-04-02 05:30 | No Data | No Data | No Data | No Data | 48.0781 | 60.4335 | No Data | No Data | No Data | No Data | 19.431 | 27.4796 | No Data | No Data | 6.8 | 55.2203 | 7.735 | 7.8545 | 34.7 | 36.6838
2019-04-02 06:00 | No Data | No Data | No Data | No Data | 53.7789 | 65.0605 | No Data | No Data | No Data | No Data | 16.002 | 24.3005 | No Data | No Data | 12.4 | 56.1854 | 1.82 | 1.876 | 31.6 | 35.1967
2019-04-02 06:30 | No Data | No Data | No Data | No Data | 57.5631 | 66.2859 | No Data | No Data | No Data | No Data | 14.859 | 22.6879 | No Data | No Data | 6.8 | 52.4427 | 9.555 | 9.5982 | 42.3 | 50.7209
2019-04-02 07:00 | No Data | No Data | No Data | No Data | 63.0564 | 68.5444 | No Data | No Data | No Data | No Data | 10.287 | 19.9943 | No Data | No Data | 17.2 | 54.3912 | 1.365 | 1.365 | 36.4 | 48.2685
2019-04-02 07:30 | No Data | No Data | No Data | No Data | 73.5668 | 76.318 | No Data | No Data | No Data | No Data | 17.145 | 25.0679 | No Data | No Data | 9.6 | 50.9133 | 10.01 | 10.2653 | 40.5 | 53.3324
2019-04-02 08:00 | No Data | No Data | No Data | No Data | 70.8446 | 76.8964 | No Data | No Data | No Data | No Data | 13.716 | 21.9563 | No Data | No Data | 7.6 | 48.5979 | 12.285 | 12.3606 | 40.1 | 54.9706
2019-04-02 08:30 | No Data | No Data | No Data | No Data | 56.5377 | 65.117 | No Data | No Data | No Data | No Data | 4.572 | 14.4579 | No Data | No Data | -10.4 | -50.2872 | -0.91 | -0.91 | 16.9 | 27.5045
2019-04-02 09:00 | No Data | No Data | No Data | No Data | 45.5146 | 57.1516 | No Data | No Data | No Data | No Data | -19.431 | -21.475 | No Data | No Data | -2.4 | -52.0554 | -19.11 | -20.1437 | -18.5 | -20.573
2019-04-02 09:30 | No Data | No Data | No Data | No Data | 36.6033 | 50.3441 | No Data | No Data | No Data | No Data | -40.005 | -40.0213 | No Data | No Data | -4 | -53.749 | -43.225 | -45.7586 | -49.2 | -49.2976
2019-04-02 10:00 | No Data | No Data | No Data | No Data | 40.4486 | 54.8723 | No Data | No Data | No Data | No Data | -32.004 | -32.3289 | No Data | No Data | -6.8 | -52.8394 | -36.4 | -38.5651 | -47.6 | -47.6463
2019-04-02 10:30 | No Data | No Data | No Data | No Data | 40.2411 | 57.0651 | No Data | No Data | No Data | No Data | -34.29 | -34.5935 | No Data | No Data | -10 | -52.5601 | -36.855 | -38.9949 | -51.6 | -51.7397
2019-04-02 11:00 | No Data | No Data | No Data | No Data | 30.2434 | 50.5148 | No Data | No Data | No Data | No Data | -50.292 | -50.305 | No Data | No Data | -12.8 | -50.8378 | -64.155 | -67.3431 | -79.3 | -80.0731
2019-04-02 11:30 | No Data | No Data | No Data | No Data | 24.506 | 47.3035 | No Data | No Data | No Data | No Data | -37.719 | -37.7882 | No Data | No Data | -8 | -51.4261 | -63.7 | -66.9098 | -74.2 | -75.2622
2019-04-02 12:00 | No Data | No Data | No Data | No Data | 17.2671 | 33.0289 | No Data | No Data | No Data | No Data | -19.431 | -21.475 | No Data | No Data | -16.4 | -51.482 | -43.225 | -45.4681 | -51.8 | -52.0807
2019-04-02 12:30 | No Data | No Data | No Data | No Data | 11.1757 | 30.2928 | No Data | No Data | No Data | No Data | -27.432 | -28.021 | No Data | No Data | -12.4 | -50.3508 | -62.79 | -65.9044 | -75.2 | -76.7083
2019-04-02 13:00 | No Data | No Data | No Data | No Data | 2.8626 | 26.4072 | No Data | No Data | No Data | No Data | -29.718 | -30.0676 | No Data | No Data | 1.2 | 52.0138 | -68.25 | -71.5219 | -74.8 | -75.2481
2019-04-02 13:30 | No Data | No Data | No Data | No Data | 0.0061036 | 26.2516 | No Data | No Data | No Data | No Data | -34.29 | -34.461 | No Data | No Data | -8.8 | -48.4066 | -75.985 | -79.5834 | -80.6 | -81.2555
2019-04-02 14:00 | No Data | No Data | No Data | No Data | 1.178 | 26.278 | No Data | No Data | No Data | No Data | -25.146 | -26.0644 | No Data | No Data | -6.8 | -48.8754 | -77.805 | -81.5923 | -72.9 | -72.3019
2019-04-02 14:30 | No Data | No Data | No Data | No Data | -1.0803 | -25.664 | No Data | No Data | No Data | No Data | -21.717 | -22.7741 | No Data | No Data | -20 | -50.8944 | -66.43 | -69.5138 | -66.7 | -66.8321
2019-04-02 15:00 | No Data | No Data | No Data | No Data | 0.92164 | 25.0967 | No Data | No Data | No Data | No Data | -32.004 | -32.1872 | No Data | No Data | -19.2 | -50.2155 | -67.34 | -70.5177 | -83.9 | -84.2435
2019-04-02 15:30 | No Data | No Data | No Data | No Data | -2.472 | -23.5132 | No Data | No Data | No Data | No Data | -34.29 | -34.461 | No Data | No Data | -24.8 | -51.5566 | -64.155 | -66.9407 | -95 | -95.7808
2019-04-02 16:00 | No Data | No Data | No Data | No Data | 7.9896 | 24.7102 | No Data | No Data | No Data | No Data | -35.433 | -35.5985 | No Data | No Data | -26.8 | -51.8614 | -63.245 | -65.9389 | -92.3 | -92.965
2019-04-02 16:30 | No Data | No Data | No Data | No Data | 14.0444 | 28.8296 | No Data | No Data | No Data | No Data | -41.148 | -41.2115 | No Data | No Data | -25.2 | -50.2872 | -61.88 | -64.6308 | -90.4 | -90.6554
2019-04-02 17:00 | No Data | No Data | No Data | No Data | 16.4004 | 30.0479 | No Data | No Data | No Data | No Data | -37.719 | -37.7882 | No Data | No Data | -29.6 | -51.71 | -57.33 | -59.8805 | -84.3 | -84.4148
2019-04-02 17:30 | No Data | No Data | No Data | No Data | 23.8834 | 36.0629 | No Data | No Data | No Data | No Data | -27.432 | -27.8104 | No Data | No Data | -36.4 | -55.8813 | -49.14 | -51.3828 | -71.4 | -71.4006
2019-04-02 18:00 | No Data | No Data | No Data | No Data | 28.4489 | 39.2359 | No Data | No Data | No Data | No Data | -16.002 | -18.4303 | No Data | No Data | -38.4 | -57.4345 | -32.76 | -34.3909 | -41.5 | -42.1723
2019-04-02 18:30 | No Data | No Data | No Data | No Data | 42.1942 | 51.0397 | No Data | No Data | No Data | No Data | 9.144 | 17.4471 | No Data | No Data | -22.8 | -52.4183 | -5.915 | -7.4626 | 7.2 | 20.693
2019-04-02 19:00 | No Data | No Data | No Data | No Data | 51.2154 | 59.5904 | No Data | No Data | No Data | No Data | 34.29 | 39.9887 | No Data | No Data | -14 | -54.238 | 28.21 | 28.5746 | 57.5 | 66.0001
2019-04-02 19:30 | No Data | No Data | No Data | No Data | 48.957 | 57.661 | No Data | No Data | No Data | No Data | 33.147 | 39.013 | No Data | No Data | -19.6 | -57.0712 | 37.31 | 37.9291 | 52.1 | 61.3001
2019-04-02 20:00 | No Data | No Data | No Data | No Data | 43.0121 | 52.7072 | No Data | No Data | No Data | No Data | 40.005 | 44.4743 | No Data | No Data | -15.2 | -49.2065 | 33.215 | 33.4139 | 64.3 | 72.3194
2019-04-02 20:30 | No Data | No Data | No Data | No Data | 35.8343 | 45.9216 | No Data | No Data | No Data | No Data | 48.006 | 52.6897 | No Data | No Data | -15.2 | -50.3492 | 34.125 | 34.234 | 61.8 | 68.4799
2019-04-02 21:00 | No Data | No Data | No Data | No Data | 28.864 | 42.2235 | No Data | No Data | No Data | No Data | 51.435 | 55.8318 | No Data | No Data | -16.8 | -50.4777 | 35.49 | 35.5628 | 63.6 | 68.8207
2019-04-02 21:30 | No Data | No Data | No Data | No Data | 18.2925 | 35.8373 | No Data | No Data | No Data | No Data | 44.577 | 49.5857 | No Data | No Data | -7.6 | -50.5743 | 24.115 | 24.1193 | 51.4 | 56.6427
2019-04-02 22:00 | No Data | No Data | No Data | No Data | 14.1909 | 33.9275 | No Data | No Data | No Data | No Data | 51.435 | 56.7601 | No Data | No Data | -9.6 | -51.7749 | 25.48 | 25.4962 | 50.2 | 53.8906
2019-04-02 22:30 | No Data | No Data | No Data | No Data | 18.2925 | 35.8373 | No Data | No Data | No Data | No Data | 54.864 | 59.8849 | No Data | No Data | -10 | -49.8141 | 27.3 | 27.3152 | 56.5 | 60.1383
2019-04-02 23:00 | No Data | No Data | No Data | No Data | 13.9345 | 35.3741 | No Data | No Data | No Data | No Data | 54.864 | 59.8849 | No Data | No Data | -16.4 | -51.8614 | 31.395 | 31.4477 | 59.2 | 61.676
2019-04-02 23:30 | No Data | No Data | No Data | No Data | 31.1101 | 44.9999 | No Data | No Data | No Data | No Data | 45.72 | 51.1165 | No Data | No Data | -7.6 | -51.3654 | 25.025 | 25.0291 | 55.5 | 58.4706
2019-04-03 | No Data | No Data | No Data | No Data | 36.4935 | 48.8767 | No Data | No Data | No Data | No Data | 59.436 | 64.0998 | No Data | No Data | -20 | -51.631 | 36.855 | 36.9924 | 72.2 | 75.8359
2019-04-03 00:30 | No Data | No Data | No Data | No Data | 47.4678 | 56.6206 | No Data | No Data | No Data | No Data | 58.293 | 63.0414 | No Data | No Data | -6.8 | -48.8754 | 25.935 | 25.9988 | 71.3 | 77.1618
2019-04-03 01:00 | No Data | No Data | No Data | No Data | 37.2625 | 54.8886 | No Data | No Data | No Data | No Data | 57.15 | 61.5524 | No Data | No Data | -16 | -50.5964 | 32.76 | 32.8389 | 71.7 | 75.8678
2019-04-03 01:30 | No Data | No Data | No Data | No Data | 37.3236 | 54.93 | No Data | No Data | No Data | No Data | 61.722 | 66.225 | No Data | No Data | -20 | -52.3695 | 35.035 | 35.0822 | 67.9 | 70.4813
2019-04-03 02:00 | No Data | No Data | No Data | No Data | 22.1988 | 38.7766 | No Data | No Data | No Data | No Data | 62.865 | 67.7077 | No Data | No Data | -19.2 | -53.5597 | 31.85 | 31.8792 | 62.2 | 64.1754
2019-04-03 02:30 | No Data | No Data | No Data | No Data | 19.7818 | 39.0647 | No Data | No Data | No Data | No Data | 68.58 | 73.0448 | No Data | No Data | -22 | -52.8015 | 37.31 | 37.3544 | 68.5 | 70.0179
2019-04-03 03:00 | No Data | No Data | No Data | No Data | 15.79 | 38.7014 | No Data | No Data | No Data | No Data | 65.151 | 69.8353 | No Data | No Data | -24.8 | -53.6731 | 39.585 | 39.6268 | 65.9 | 67.8382
2019-04-03 03:30 | No Data | No Data | No Data | No Data | 9.6864 | 32.455 | No Data | No Data | No Data | No Data | 62.865 | 67.7077 | No Data | No Data | -22.8 | -53.5014 | 36.855 | 36.8999 | 63.4 | 64.949
2019-04-03 04:00 | No Data | No Data | No Data | No Data | 7.6844 | 30.2706 | No Data | No Data | No Data | No Data | 65.151 | 69.8353 | No Data | No Data | -21.2 | -51.7424 | 37.31 | 37.3544 | 72.6 | 74.4073
2019-04-03 04:30 | No Data | No Data | No Data | No Data | 2.0447 | 27.7188 | No Data | No Data | No Data | No Data | 61.722 | 66.6478 | No Data | No Data | -18 | -51.6387 | 34.125 | 34.1735 | 68.3 | 69.9277
2019-04-03 05:00 | No Data | No Data | No Data | No Data | 0.0061036 | 27.6432 | No Data | No Data | No Data | No Data | 49.149 | 54.6971 | No Data | No Data | -6.8 | -51.1531 | 20.93 | 20.93 | 46.8 | 48.7082
2019-04-03 05:30 | No Data | No Data | No Data | No Data | 7.7821 | 30.3428 | No Data | No Data | No Data | No Data | 46.863 | 72.154 | No Data | No Data | -6.8 | -30.761 | 19.565 | 32.4871 | 48.1 | 58.3885
2019-04-03 06:00 | No Data | No Data | No Data | No Data | 15.2163 | 33.0402 | No Data | No Data | No Data | No Data | 48.006 | 70.3572 | No Data | No Data | -4.8 | -27.6203 | 20.02 | 34.2219 | 48.9 | 58.7705
2019-04-03 06:30 | No Data | No Data | No Data | No Data | 22.5528 | 35.2803 | No Data | No Data | No Data | No Data | 40.005 | 60.7513 | No Data | No Data | -2 | -25.678 | 18.2 | 33.9547 | 51.4 | 60.1282
2019-04-03 07:00 | No Data | No Data | No Data | No Data | 32.8069 | 41.541 | No Data | No Data | No Data | No Data | 41.148 | 59.8303 | No Data | No Data | -2.8 | -24.1628 | 20.02 | 35.338 | 56 | 65.2553
2019-04-03 07:30 | No Data | No Data | No Data | No Data | 40.0824 | 46.5588 | No Data | No Data | No Data | No Data | 35.433 | 54.3015 | No Data | No Data | -2 | -22.8876 | 20.475 | 34.4901 | 61.1 | 72.3785
2019-04-03 08:00 | No Data | No Data | No Data | No Data | 51.1055 | 57.0411 | No Data | No Data | No Data | No Data | 29.718 | 48.0196 | No Data | No Data | -2.4 | -22.926 | 22.295 | 33.857 | 57.5 | 71.383
2019-04-03 08:30 | No Data | No Data | No Data | No Data | 43.2685 | 50.1406 | No Data | No Data | No Data | No Data | 3.429 | 37.8745 | No Data | No Data | -5.6 | -21.5407 | 4.095 | 24.4602 | 13.4 | 28.5412
2019-04-03 09:00 | No Data | No Data | No Data | No Data | 25.4704 | 35.1343 | No Data | No Data | No Data | No Data | -26.289 | -40.5403 | No Data | No Data | -12.4 | -23.873 | -24.57 | -32.2761 | -30.9 | -33.4081
2019-04-03 09:30 | No Data | No Data | No Data | No Data | 36.6522 | 43.9211 | No Data | No Data | No Data | No Data | -42.291 | -49.2021 | No Data | No Data | -16 | -25.3014 | -35.945 | -39.6921 | -60.8 | -60.8067
2019-04-03 10:00 | No Data | No Data | No Data | No Data | 38.9593 | 46.8357 | No Data | No Data | No Data | No Data | -56.007 | -59.6664 | No Data | No Data | -10.4 | -23.6136 | -40.04 | -42.9246 | -69.3 | -69.3693
2019-04-03 10:30 | No Data | No Data | No Data | No Data | 37.4212 | 47.5444 | No Data | No Data | No Data | No Data | -51.435 | -55.3972 | No Data | No Data | -5.6 | -23.4776 | -44.59 | -46.3743 | -68.7 | -68.7
2019-04-03 11:00 | No Data | No Data | No Data | No Data | 42.5971 | 51.7169 | No Data | No Data | No Data | No Data | -52.578 | -56.0536 | No Data | No Data | -4 | -23.1482 | -48.685 | -49.797 | -76.1 | -76.1552
2019-04-03 11:30 | No Data | No Data | No Data | No Data | 39.0082 | 47.8099 | No Data | No Data | No Data | No Data | -51.435 | -54.9829 | No Data | No Data | 1.6 | 24.4524 | -51.415 | -52.2141 | -79.4 | -79.4394
2019-04-03 12:00 | No Data | No Data | No Data | No Data | 32.1965 | 42.4354 | No Data | No Data | No Data | No Data | -52.578 | -55.6677 | No Data | No Data | 6.8 | 26.4877 | -53.69 | -54.0666 | -79.3 | -79.3076
2019-04-03 12:30 | No Data | No Data | No Data | No Data | 33.4173 | 43.3689 | No Data | No Data | No Data | No Data | -52.578 | -55.6677 | No Data | No Data | 4.4 | 24.4 | -50.505 | -51.3183 | -82.5 | -82.5005
2019-04-03 13:00 | No Data | No Data | No Data | No Data | 36.8109 | 46.0053 | No Data | No Data | No Data | No Data | -72.009 | -73.0984 | No Data | No Data | -12.8 | -25.1078 | -66.885 | -67.1877 | -97.1 | -97.1227
2019-04-03 13:30 | No Data | No Data | No Data | No Data | 38.5443 | 47.4037 | No Data | No Data | No Data | No Data | -70.866 | -71.7819 | No Data | No Data | -15.2 | -26.7402 | -64.61 | -64.8802 | -91.9 | -91.9027
2019-04-03 14:00 | No Data | No Data | No Data | No Data | 38.7518 | 47.5726 | No Data | No Data | No Data | No Data | -67.437 | -68.3988 | No Data | No Data | -16 | -27.2029 | -66.885 | -67.146 | -89 | -89.0297
2019-04-03 14:30 | No Data | No Data | No Data | No Data | 39.0082 | 47.7817 | No Data | No Data | No Data | No Data | -61.722 | -63.2276 | No Data | No Data | -3.6 | -27.4372 | -63.7 | -63.9336 | -81.3 | -79.1843
2019-04-03 15:00 | No Data | No Data | No Data | No Data | 38.1903 | 47.1163 | No Data | No Data | No Data | No Data | -57.15 | -59.348 | No Data | No Data | -12.4 | -26.6593 | -53.69 | -54.1813 | -80.4 | -80.6465
2019-04-03 15:30 | No Data | No Data | No Data | No Data | 36.6033 | 45.8395 | No Data | No Data | No Data | No Data | -65.151 | -66.146 | No Data | No Data | 3.2 | 27.7849 | -56.875 | -57.1818 | -87.6 | -87.6014
2019-04-03 16:00 | No Data | No Data | No Data | No Data | 38.4955 | 47.364 | No Data | No Data | No Data | No Data | -35.433 | -41.5587 | No Data | No Data | 14 | 30.9477 | -35.035 | -36.9784 | -48.5 | -50.3719
2019-04-03 16:30 | No Data | No Data | No Data | No Data | 42.0844 | 50.3244 | No Data | No Data | No Data | No Data | -26.289 | -36.379 | No Data | No Data | 23.2 | 37.2945 | -17.29 | -22.6039 | -31.5 | -34.5527
2019-04-03 17:00 | No Data | No Data | No Data | No Data | 32.5017 | 42.6358 | No Data | No Data | No Data | No Data | -43.434 | -47.5823 | No Data | No Data | 2.4 | 27.3057 | -64.61 | -64.7125 | -43.7 | -45.2391
2019-04-03 17:30 | No Data | No Data | No Data | No Data | 40.1434 | 47.3856 | No Data | No Data | No Data | No Data | -21.717 | -31.5311 | No Data | No Data | 35.2 | 47.8414 | -22.295 | -25.0291 | 4.2 | 25.6462
2019-04-03 18:00 | No Data | No Data | No Data | No Data | 44.2451 | 51.7926 | No Data | No Data | No Data | No Data | 8.001 | 37.4409 | No Data | No Data | 2 | 32.1596 | 9.1 | 29.2087 | 33.4 | 44.5624
2019-04-03 18:30 | No Data | No Data | No Data | No Data | 47.4189 | 54.4508 | No Data | No Data | No Data | No Data | 10.287 | 37.9951 | No Data | No Data | -2.4 | -30.0958 | 12.285 | 32.025 | 40.6 | 50.4813
2019-04-03 19:00 | No Data | No Data | No Data | No Data | 40.5463 | 48.5832 | No Data | No Data | No Data | No Data | 26.289 | 45.9765 | No Data | No Data | -14.8 | -30.9658 | 29.12 | 42.4883 | 62 | 71.0011
2019-04-03 19:30 | No Data | No Data | No Data | No Data | 42.8046 | 50.4833 | No Data | No Data | No Data | No Data | 28.575 | 50.0968 | No Data | No Data | -14 | -30.2364 | 32.305 | 46.3341 | 64.4 | 73.6817
2019-04-03 20:00 | No Data | No Data | No Data | No Data | 45.3681 | 54.8723 | No Data | No Data | No Data | No Data | 27.432 | 48.5069 | No Data | No Data | -11.6 | -24.8709 | 30.03 | 41.2271 | 59.6 | 67.6473
2019-04-03 20:30 | No Data | No Data | No Data | No Data | 33.4173 | 45.4909 | No Data | No Data | No Data | No Data | 21.717 | 45.5195 | No Data | No Data | -4.8 | -26.0461 | 16.835 | 32.8515 | 46.4 | 53.5336
2019-04-03 21:00 | No Data | No Data | No Data | No Data | 37.4212 | 48.5083 | No Data | No Data | No Data | No Data | 25.146 | 49.2021 | No Data | No Data | -0.8 | -28.0114 | 13.65 | 30.1161 | 41.3 | 46.4234
2019-04-03 21:30 | No Data | No Data | No Data | No Data | 29.6818 | 42.8219 | No Data | No Data | No Data | No Data | 29.718 | 51.6884 | No Data | No Data | 1.6 | 30.0958 | 9.555 | 26.3625 | 37.8 | 41.2443
2019-04-03 22:00 | No Data | No Data | No Data | No Data | 25.9342 | 41.7909 | No Data | No Data | No Data | No Data | 25.146 | 49.2021 | No Data | No Data | 11.6 | 35.9244 | 1.365 | 22.7682 | 26.3 | 30.477
2019-04-03 22:30 | No Data | No Data | No Data | No Data | 34.1863 | 45.6844 | No Data | No Data | No Data | No Data | 29.718 | 52.6277 | No Data | No Data | 10.8 | 33.3946 | 3.64 | 23.9384 | 31.6 | 35.5106
2019-04-03 23:00 | No Data | No Data | No Data | No Data | 25.3239 | 39.4925 | No Data | No Data | No Data | No Data | 42.291 | 61.4462 | No Data | No Data | 6 | 30.5941 | 6.37 | 24.9421 | 34.8 | 38.7743
2019-04-03 23:30 | No Data | No Data | No Data | No Data | 21.5763 | 35.793 | No Data | No Data | No Data | No Data | 38.862 | 59.1385 | No Data | No Data | 17.6 | 35.8218 | -0.91 | -22.7682 | 30.4 | 34.5892
2019-04-04 | No Data | No Data | No Data | No Data | 30.9148 | 42.0871 | No Data | No Data | No Data | No Data | 41.148 | 60.6652 | No Data | No Data | 19.2 | 36.9757 | -1.82 | -23.2228 | 32.4 | 35.7038
2019-04-04 00:30 | No Data | No Data | No Data | No Data | 43.83 | 52.3132 | No Data | No Data | No Data | No Data | 38.862 | 58.2818 | No Data | No Data | 22 | 36.5053 | -2.73 | -24.269 | 42.5 | 50.6755
2019-04-04 01:00 | No Data | No Data | No Data | No Data | 35.5779 | 45.6223 | No Data | No Data | No Data | No Data | 41.148 | 59.8303 | No Data | No Data | 14 | 32.7439 | 2.73 | 25.1735 | 42.3 | 46.3324
2019-04-04 01:30 | No Data | No Data | No Data | No Data | 28.1926 | 40.1301 | No Data | No Data | No Data | No Data | 37.719 | 57.526 | No Data | No Data | 17.2 | 34.9285 | 0 | 24.57 | 42.2 | 45.6084
2019-04-04 02:00 | No Data | No Data | No Data | No Data | 18.6587 | 35.5049 | No Data | No Data | No Data | No Data | 41.148 | 60.6652 | No Data | No Data | 17.6 | 36.5207 | -3.64 | -23.0394 | 37.6 | 39.6672
2019-04-04 02:30 | No Data | No Data | No Data | No Data | 17.1695 | 33.2389 | No Data | No Data | No Data | No Data | 45.72 | 64.6578 | No Data | No Data | 16.8 | 36.4966 | 0.91 | 21.4044 | 39.8 | 41.8384
2019-04-04 03:00 | No Data | No Data | No Data | No Data | 15.1186 | 32.2275 | No Data | No Data | No Data | No Data | 57.15 | 73.9071 | No Data | No Data | 12.4 | 32.4617 | 4.55 | 24.0935 | 42.2 | 44.888
2019-04-04 03:30 | No Data | No Data | No Data | No Data | 13.4829 | 31.4932 | No Data | No Data | No Data | No Data | 49.149 | 61.9544 | No Data | No Data | 18 | 43.499 | -1.365 | -13.2028 | 35.4 | 36.8402
2019-04-04 04:00 | No Data | No Data | No Data | No Data | 15.6802 | 33.9366 | No Data | No Data | No Data | No Data | 43.434 | 57.526 | No Data | No Data | 16.4 | 42.8616 | 0.455 | 13.2028 | 35.2 | 36.2592
2019-04-04 04:30 | No Data | No Data | No Data | No Data | 17.4746 | 36.3223 | No Data | No Data | No Data | No Data | 44.577 | 57.6621 | No Data | No Data | 8.8 | 38.2267 | 8.645 | 16.9331 | 43.9 | 44.6757
2019-04-04 05:00 | No Data | No Data | No Data | No Data | 16.8643 | 34.5529 | No Data | No Data | No Data | No Data | 41.148 | 54.3015 | No Data | No Data | 6.8 | 37.0297 | 10.465 | 18.6772 | 46.5 | 48.7083
2019-04-04 05:30 | No Data | No Data | No Data | No Data | 14.5083 | 33.4663 | No Data | No Data | No Data | No Data | 35.433 | 50.1098 | No Data | No Data | 8 | 38.0505 | 7.735 | 16.8902 | 35.1 | 38.0539
2019-04-04 06:00 | No Data | No Data | No Data | No Data | 24.2496 | 38.6981 | No Data | No Data | No Data | No Data | 37.719 | 51.7515 | No Data | No Data | 6.4 | 36.9584 | 10.01 | 18.8097 | 39.9 | 44.15
2019-04-04 06:30 | No Data | No Data | No Data | No Data | 30.0847 | 42.598 | No Data | No Data | No Data | No Data | 17.145 | 34.309 | No Data | No Data | 7.2 | 36.7129 | 9.555 | 19.7545 | 43.7 | 48.341
2019-04-04 07:00 | No Data | No Data | No Data | No Data | 47.2114 | 52.2168 | No Data | No Data | No Data | No Data | -33.147 | -33.849 | No Data | No Data | -24.8 | -35.931 | 32.305 | 40.3131 | 68.1 | 78.0823
2019-04-04 07:30 | No Data | No Data | No Data | No Data | 70.9545 | 80.1495 | No Data | No Data | No Data | No Data | -43.434 | -43.9721 | No Data | No Data | -30 | -38.1701 | 29.12 | 36.4 | 67.2 | 75.0872
2019-04-04 08:00 | No Data | No Data | No Data | No Data | 72.7489 | 84.389 | No Data | No Data | No Data | No Data | -45.72 | -46.4148 | No Data | No Data | -12.4 | -28.4788 | 32.76 | 39.3726 | 71 | 78.2943
2019-04-04 08:30 | No Data | No Data | No Data | No Data | 56.2814 | 73.078 | No Data | No Data | No Data | No Data | -41.148 | -41.7156 | No Data | No Data | -8 | -27.5855 | 30.485 | 36.9784 | 63.1 | 67.9831
2019-04-04 09:00 | No Data | No Data | No Data | No Data | 61.4084 | 67.2984 | No Data | No Data | No Data | No Data | -42.291 | -42.8434 | No Data | No Data | -10.4 | -25.7899 | 36.855 | 42.1606 | 66.8 | 71.6453
2019-04-04 09:30 | No Data | No Data | No Data | No Data | 50.19 | 58.9215 | No Data | No Data | No Data | No Data | -44.577 | -44.8108 | No Data | No Data | -13.2 | -27.0407 | 39.585 | 44.7776 | 66.2 | 70.3483
2019-04-04 10:00 | No Data | No Data | No Data | No Data | 28.864 | 42.2591 | No Data | No Data | No Data | No Data | -42.291 | -42.3527 | No Data | No Data | -20.8 | -30.2761 | 48.23 | 52.9445 | 71.7 | 74.7969
2019-04-04 10:30 | No Data | No Data | No Data | No Data | 43.3661 | 54.2599 | No Data | No Data | No Data | No Data | -40.005 | -40.0703 | No Data | No Data | -20 | -30.735 | 42.315 | 47.2083 | 66.4 | 69.1202
2019-04-04 11:00 | No Data | No Data | No Data | No Data | 53.0587 | 63.1846 | No Data | No Data | No Data | No Data | -38.862 | -38.8788 | No Data | No Data | -17.2 | -30.5103 | 37.765 | 43.1771 | 61.6 | 65.0169
2019-04-04 11:30 | No Data | No Data | No Data | No Data | 55.4635 | 65.2171 | No Data | No Data | No Data | No Data | -37.719 | -37.719 | No Data | No Data | -20 | -31.241 | 40.95 | 45.9888 | 60.8 | 63.5293
2019-04-04 12:00 | No Data | No Data | No Data | No Data | 57.7218 | 67.1482 | No Data | No Data | No Data | No Data | -36.576 | -36.5939 | No Data | No Data | -22 | -31.9725 | 43.225 | 48.4292 | 63.9 | 66.8973
2019-04-04 12:30 | No Data | No Data | No Data | No Data | 56.3424 | 65.2532 | No Data | No Data | No Data | No Data | -34.29 | -34.309 | No Data | No Data | -21.2 | -32.6264 | 39.585 | 45.2102 | 57.3 | 60.463
2019-04-04 13:00 | No Data | No Data | No Data | No Data | 57.7218 | 67.6778 | No Data | No Data | No Data | No Data | -30.861 | -30.8822 | No Data | No Data | -14.8 | -30.9555 | 31.395 | 37.9864 | 47.4 | 50.5969
2019-04-04 13:30 | No Data | No Data | No Data | No Data | 56.9528 | 67.0231 | No Data | No Data | No Data | No Data | -30.861 | -30.861 | No Data | No Data | -11.6 | -30.3078 | 29.12 | 35.8614 | 40.6 | 44.6163
2019-04-04 14:00 | No Data | No Data | No Data | No Data | 58.5885 | 67.3582 | No Data | No Data | No Data | No Data | -29.718 | -29.718 | No Data | No Data | -18.4 | -32.839 | 35.945 | 42.0598 | 56.5 | 59.2076
2019-04-04 14:30 | No Data | No Data | No Data | No Data | 57.7707 | 68.397 | No Data | No Data | No Data | No Data | -32.004 | -32.0244 | No Data | No Data | -21.2 | -33.8585 | 37.31 | 43.2322 | 61.6 | 63.8236
2019-04-04 15:00 | No Data | No Data | No Data | No Data | 59.5651 | 70.0796 | No Data | No Data | No Data | No Data | -32.004 | -32.0244 | No Data | No Data | -18.4 | -32.1795 | 33.67 | 39.8872 | 53.5 | 57.2931
2019-04-04 15:30 | No Data | No Data | No Data | No Data | 65.5711 | 72.1077 | No Data | No Data | No Data | No Data | -32.004 | -32.0244 | No Data | No Data | -19.6 | -31.9249 | 38.22 | 44.0199 | 52.6 | 55.9264
2019-04-04 16:00 | No Data | No Data | No Data | No Data | 71.3573 | 76.7877 | No Data | No Data | No Data | No Data | -35.433 | -35.4514 | No Data | No Data | -16 | -30.1887 | 34.125 | 40.5154 | 55.7 | 59.492
2019-04-04 16:30 | No Data | No Data | No Data | No Data | 75.1049 | 79.6456 | No Data | No Data | No Data | No Data | -36.576 | -36.5939 | No Data | No Data | -9.2 | -27.9571 | 29.575 | 35.2118 | 56 | 59.2325
2019-04-04 17:00 | No Data | No Data | No Data | No Data | 80.9522 | 84.6405 | No Data | No Data | No Data | No Data | -37.719 | -37.7363 | No Data | No Data | -8.8 | -27.4489 | 30.03 | 36.3459 | 49.4 | 53.0363
2019-04-04 17:30 | No Data | No Data | No Data | No Data | 85.1026 | 88.6184 | No Data | No Data | No Data | No Data | -40.005 | -40.0213 | No Data | No Data | -14.8 | -28.5377 | 38.675 | 43.7605 | 56.1 | 59.1663
2019-04-04 18:00 | No Data | No Data | No Data | No Data | 49.3111 | 57.9876 | No Data | No Data | No Data | No Data | -43.434 | -43.4941 | No Data | No Data | -19.2 | -30.4237 | 43.68 | 48.2407 | 66.7 | 68.2792
2019-04-04 18:30 | No Data | No Data | No Data | No Data | 51.9844 | 61.1538 | No Data | No Data | No Data | No Data | 18.288 | 31.093 | No Data | No Data | -32 | -40.98 | 31.395 | 35.203 | 40.1 | 40.8902
2019-04-04 19:00 | No Data | No Data | No Data | No Data | 51.7769 | 60.9775 | No Data | No Data | No Data | No Data | 36.576 | 48.601 | No Data | No Data | -26.4 | -40.2631 | 49.595 | 54.564 | 76.8 | 80.1414
2019-04-04 19:30 | No Data | No Data | No Data | No Data | 49.7749 | 60.4534 | No Data | No Data | No Data | No Data | 37.719 | 50.9758 | No Data | No Data | -35.2 | -45.4805 | 59.15 | 63.7065 | 67.5 | 70.6321
2019-04-04 20:00 | No Data | No Data | No Data | No Data | 38.4955 | 50.4521 | No Data | No Data | No Data | No Data | 32.004 | 46.0758 | No Data | No Data | -25.2 | -35.3565 | 50.96 | 54.4253 | 67.5 | 69.9893
2019-04-04 20:30 | No Data | No Data | No Data | No Data | 27.5822 | 42.7118 | No Data | No Data | No Data | No Data | 32.004 | 46.0758 | No Data | No Data | -19.2 | -32.9679 | 43.68 | 47.32 | 73.7 | 76.4181
2019-04-04 21:00 | No Data | No Data | No Data | No Data | 18.2437 | 37.3677 | No Data | No Data | No Data | No Data | 29.718 | 44.5183 | No Data | No Data | -10.4 | -31.7515 | 34.58 | 38.2633 | 63.5 | 65.5339
2019-04-04 21:30 | No Data | No Data | No Data | No Data | 8.661 | 27.9915 | No Data | No Data | No Data | No Data | 35.433 | 49.3082 | No Data | No Data | -10.8 | -32.6386 | 34.58 | 38.0708 | 61.9 | 63.355
2019-04-04 22:00 | No Data | No Data | No Data | No Data | 2.7161 | 25.1172 | No Data | No Data | No Data | No Data | 27.432 | 44.8108 | No Data | No Data | 1.6 | 33.2385 | 21.385 | 26.9374 | 45.4 | 48.5136
2019-04-04 22:30 | No Data | No Data | No Data | No Data | 8.9174 | 26.5144 | No Data | No Data | No Data | No Data | 28.575 | 45.5195 | No Data | No Data | 0 | 32.4 | 23.205 | 28.4038 | 52.4 | 55.7383
2019-04-04 23:00 | No Data | No Data | No Data | No Data | 6.5003 | 25.8021 | No Data | No Data | No Data | No Data | 26.289 | 43.2078 | No Data | No Data | 2.8 | 35.7099 | 17.29 | 23.817 | 44.9 | 48.4484
2019-04-04 23:30 | No Data | No Data | No Data | No Data | 8.4047 | 26.3464 | No Data | No Data | No Data | No Data | 29.718 | 46.2456 | No Data | No Data | 6.8 | 37.423 | 10.92 | 18.9359 | 43.8 | 46.5967
2019-04-05 | No Data | No Data | No Data | No Data | 10.5531 | 27.0634 | No Data | No Data | No Data | No Data | 33.147 | 49.3612 | No Data | No Data | 10 | 38.1345 | 9.555 | 18.5716 | 43.5 | 47.4684
2019-04-05 00:30 | No Data | No Data | No Data | No Data | 19.9405 | 31.9168 | No Data | No Data | No Data | No Data | 34.29 | 50.1359 | No Data | No Data | 22 | 43.2185 | -0.91 | -14.6238 | 44.2 | 49.9187
2019-04-05 01:00 | No Data | No Data | No Data | No Data | 4.1932 | 20.5319 | No Data | No Data | No Data | No Data | 35.433 | 51.7515 | No Data | No Data | 11.6 | 38.585 | 7.735 | 17.7041 | 31.2 | 36.3235
2019-04-05 01:30 | No Data | No Data | No Data | No Data | -10.5653 | -14.5165 | No Data | No Data | No Data | No Data | 43.434 | 58.2818 | No Data | No Data | 10.8 | 38.3521 | 7.28 | 16.6868 | 41.4 | 45.2239
2019-04-05 02:00 | No Data | No Data | No Data | No Data | -13.9467 | -17.1068 | No Data | No Data | No Data | No Data | 41.148 | 56.5987 | No Data | No Data | 11.6 | 38.9667 | 6.825 | 15.6694 | 35.6 | 38.1811
2019-04-05 02:30 | No Data | No Data | No Data | No Data | -14.6181 | -17.6585 | No Data | No Data | No Data | No Data | 43.434 | 58.2818 | No Data | No Data | 15.2 | 40.9273 | 1.365 | 14.1709 | 35.5 | 38.8167
2019-04-05 03:00 | No Data | No Data | No Data | No Data | -18.3047 | -20.8133 | No Data | No Data | No Data | No Data | 44.577 | 59.8958 | No Data | No Data | 18 | 42.772 | -2.275 | -13.8383 | 33.4 | 36.4117
2019-04-05 03:30 | No Data | No Data | No Data | No Data | -20.0015 | -20.9902 | No Data | No Data | No Data | No Data | 46.863 | 61.6161 | No Data | No Data | 18.8 | 43.1147 | -3.64 | -14.127 | 32.8 | 35.9026
2019-04-05 04:00 | No Data | No Data | No Data | No Data | -24.3107 | -25.1304 | No Data | No Data | No Data | No Data | 45.72 | 60.7513 | No Data | No Data | 23.2 | 45.8955 | -6.37 | -14.6521 | 28.1 | 30.9196
2019-04-05 04:30 | No Data | No Data | No Data | No Data | -20.6119 | -21.5726 | No Data | No Data | No Data | No Data | 48.006 | 63.2276 | No Data | No Data | 22.8 | 45.3484 | -6.37 | -14.6521 | 27.2 | 29.8518
2019-04-05 05:00 | No Data | No Data | No Data | No Data | -16.9741 | -18.256 | No Data | No Data | No Data | No Data | 51.435 | 65.161 | No Data | No Data | 24.4 | 46.1736 | -7.735 | -14.9043 | 27.3 | 30.8185
2019-04-05 05:30 | No Data | No Data | No Data | No Data | -20.8682 | -21.4787 | No Data | No Data | No Data | No Data | 45.72 | 60.7513 | No Data | No Data | 24.4 | 46.1736 | -10.01 | -16.5623 | 23.7 | 28.9928
2019-04-05 06:00 | No Data | No Data | No Data | No Data | -21.8936 | -22.1542 | No Data | No Data | No Data | No Data | 40.005 | 55.7733 | No Data | No Data | 9.2 | 37.5446 | 5.005 | 17.9998 | 32.7 | 39.08
2019-04-05 06:30 | No Data | No Data | No Data | No Data | -11.7983 | -12.971 | No Data | No Data | No Data | No Data | 28.575 | 47.3208 | No Data | No Data | 10.4 | 35.9377 | 6.825 | 19.4376 | 39.1 | 48.8001
2019-04-05 07:00 | No Data | No Data | No Data | No Data | -34.8699 | -43.0954 | No Data | No Data | No Data | No Data | -12.573 | -23.144 | No Data | No Data | -4.4 | -27.5536 | 21.385 | 31.2231 | 58.3 | 67.6086
2019-04-05 07:30 | No Data | No Data | No Data | No Data | -32.9778 | -34.9879 | No Data | No Data | No Data | No Data | -21.717 | -26.9758 | No Data | No Data | -0.4 | -29.2027 | 20.475 | 30.2703 | 56.4 | 65.3955
2019-04-05 08:00 | No Data | No Data | No Data | No Data | -34.3572 | -35.9271 | No Data | No Data | No Data | No Data | -21.717 | -29.1409 | No Data | No Data | 2.8 | 27.3437 | 19.11 | 28.3418 | 56.8 | 66.6129
2019-04-05 08:30 | No Data | No Data | No Data | No Data | -48.7129 | -50.107 | No Data | No Data | No Data | No Data | -18.288 | -25.0679 | No Data | No Data | 2.8 | 28.0713 | 22.75 | 30.3045 | 47.7 | 57.2729
2019-04-05 09:00 | No Data | No Data | No Data | No Data | -59.1134 | -61.0802 | No Data | No Data | No Data | No Data | -16.002 | -23.4524 | No Data | No Data | -3.2 | -26.9904 | 29.575 | 35.9709 | 48.9 | 57.2128
2019-04-05 09:30 | No Data | No Data | No Data | No Data | -51.4229 | -52.307 | No Data | No Data | No Data | No Data | -14.859 | -22.6879 | No Data | No Data | -0.8 | -27.6724 | 26.39 | 32.5826 | 40.5 | 48.3994
2019-04-05 10:00 | No Data | No Data | No Data | No Data | -58.5519 | -59.9476 | No Data | No Data | No Data | No Data | -9.144 | -21.475 | No Data | No Data | -3.6 | -27.8338 | 27.3 | 33.3239 | 39.8 | 46.4762
2019-04-05 10:30 | No Data | No Data | No Data | No Data | -52.0943 | -52.512 | No Data | No Data | No Data | No Data | -12.573 | -21.261 | No Data | No Data | -11.6 | -27.3788 | 37.765 | 42.9584 | 48.1 | 53.4027
2019-04-05 11:00 | No Data | No Data | No Data | No Data | -65.4246 | -67.6929 | No Data | No Data | No Data | No Data | -9.144 | -20.4466 | No Data | No Data | 4 | 26.3059 | 24.115 | 29.6728 | 33.8 | 39.7398
2019-04-05 11:30 | No Data | No Data | No Data | No Data | -61.4206 | -62.59 | No Data | No Data | No Data | No Data | -9.144 | -22.5145 | No Data | No Data | -4.4 | -24.4 | 30.03 | 35.1147 | 41.5 | 46.2871
2019-04-05 12:00 | No Data | No Data | No Data | No Data | -72.81 | -75.2514 | No Data | No Data | No Data | No Data | -6.858 | -22.7741 | No Data | No Data | 3.2 | 25.7992 | 28.665 | 33.9547 | 37.1 | 42.73
2019-04-05 12:30 | No Data | No Data | No Data | No Data | -73.0663 | -76.2305 | No Data | No Data | No Data | No Data | -8.001 | -22.075 | No Data | No Data | -0.8 | -25.6125 | 28.21 | 33.8203 | 40.6 | 46.5639
2019-04-05 13:00 | No Data | No Data | No Data | No Data | -81.416 | -85.653 | No Data | No Data | No Data | No Data | -4.572 | -22.193 | No Data | No Data | 0.8 | 25.2 | 28.21 | 33.5715 | 37.2 | 43.9477
2019-04-05 13:30 | No Data | No Data | No Data | No Data | -80.0854 | -83.557 | No Data | No Data | No Data | No Data | -8.001 | -23.144 | No Data | No Data | 0.4 | 25.6031 | 25.48 | 31.0502 | 37.9 | 46.4182
2019-04-05 14:00 | No Data | No Data | No Data | No Data | -79.4751 | -84.6211 | No Data | No Data | No Data | No Data | -6.858 | -23.8665 | No Data | No Data | -1.6 | -25.65 | 25.48 | 31.5791 | 37.6 | 46.1736
2019-04-05 14:30 | No Data | No Data | No Data | No Data | -74.7021 | -79.845 | No Data | No Data | No Data | No Data | -8.001 | -25.3014 | No Data | No Data | 4.8 | 26.4394 | 20.475 | 26.7987 | 34.7 | 44.8403
2019-04-05 15:00 | No Data | No Data | No Data | No Data | -71.0643 | -77.2944 | No Data | No Data | No Data | No Data | -11.43 | -24.5413 | No Data | No Data | 9.2 | 28.3351 | 18.2 | 25.1035 | 32.6 | 43.8321
2019-04-05 15:30 | No Data | No Data | No Data | No Data | -25.6413 | -25.8705 | No Data | No Data | No Data | No Data | 21.717 | 43.5241 | No Data | No Data | 18.4 | 35.5348 | 10.92 | 17.8381 | 26.3 | 34.6113
2019-04-05 16:00 | No Data | No Data | No Data | No Data | -24.9699 | -25.611 | No Data | No Data | No Data | No Data | 3.429 | 32.1872 | No Data | No Data | 0.8 | 32.8098 | -33.215 | -33.59 | -18.2 | -21.6906
2019-04-05 16:30 | No Data | No Data | No Data | No Data | -32.3064 | -32.3823 | No Data | No Data | No Data | No Data | 21.717 | 43.5241 | No Data | No Data | 8.4 | 36.967 | -39.585 | -39.9002 | -13.4 | -18.6003
2019-04-05 17:00 | No Data | No Data | No Data | No Data | -29.3889 | -29.4723 | No Data | No Data | No Data | No Data | 57.15 | 71.7819 | No Data | No Data | 15.6 | 45.1788 | 3.185 | 17.0549 | 24.9 | 34.1697
2019-04-05 17:30 | No Data | No Data | No Data | No Data | -25.8 | -26.1173 | No Data | No Data | No Data | No Data | 58.293 | 72.0181 | No Data | No Data | 0 | 38.8 | -1.365 | -12.8129 | 29.7 | 37.8107
2019-04-05 18:00 | No Data | No Data | No Data | No Data | -25.2262 | -25.5743 | No Data | No Data | No Data | No Data | 52.578 | 67.4757 | No Data | No Data | 24.8 | 45.3766 | -7.28 | -13.1242 | 26.5 | 34.9584
2019-04-05 18:30 | No Data | No Data | No Data | No Data | -26.7155 | -26.7899 | No Data | No Data | No Data | No Data | 72.009 | 84.6901 | No Data | No Data | 12.4 | 26.6593 | 8.19 | 13.2888 | 44.5 | 50.2773
2019-04-05 19:00 | No Data | No Data | No Data | No Data | -27.6432 | -28.3532 | No Data | No Data | No Data | No Data | 81.153 | 93.1457 | No Data | No Data | 4 | 20.7885 | 22.75 | 25.8551 | 56 | 61.6994
2019-04-05 19:30 | No Data | No Data | No Data | No Data | -25.4826 | -25.8433 | No Data | No Data | No Data | No Data | 83.439 | 95.6985 | No Data | No Data | 1.6 | 30.0426 | 24.115 | 29.6728 | 58.1 | 65.07
2019-04-05 20:00 | No Data | No Data | No Data | No Data | -31.9524 | -32.4996 | No Data | No Data | No Data | No Data | 81.153 | 93.1457 | No Data | No Data | -1.2 | -29.6243 | 27.3 | 32.3146 | 60.4 | 66.7863
2019-04-05 20:30 | No Data | No Data | No Data | No Data | -32.0989 | -33.105 | No Data | No Data | No Data | No Data | 83.439 | 95.6985 | No Data | No Data | -2 | -29.2684 | 29.575 | 34.2582 | 61.2 | 67.2596
2019-04-05 21:00 | No Data | No Data | No Data | No Data | -35.8465 | -36.6712 | No Data | No Data | No Data | No Data | 73.152 | 86.2643 | No Data | No Data | 6.4 | 32.2416 | 21.385 | 26.6632 | 50.9 | 55.9379
2019-04-05 21:30 | No Data | No Data | No Data | No Data | -31.9524 | -32.0317 | No Data | No Data | No Data | No Data | 73.152 | 85.664 | No Data | No Data | 4.8 | 32.358 | 22.295 | 27.3984 | 50.8 | 54.9313
2019-04-05 22:00 | No Data | No Data | No Data | No Data | -16.9253 | -19.4288 | No Data | No Data | No Data | No Data | 72.009 | 85.2972 | No Data | No Data | 8.8 | 33.96 | 16.835 | 23.1738 | 44.9 | 48.7546
2019-04-05 22:30 | No Data | No Data | No Data | No Data | -11.2367 | -17.5608 | No Data | No Data | No Data | No Data | 65.151 | 78.9415 | No Data | No Data | 12.4 | 36.1906 | 14.105 | 20.9745 | 44.5 | 50.0924
2019-04-05 23:00 | No Data | No Data | No Data | No Data | -10.3578 | -21.7583 | No Data | No Data | No Data | No Data | 67.437 | 81.4743 | No Data | No Data | 8.4 | 35.7994 | 13.65 | 20.9745 | 44.1 | 47.3719
2019-04-05 23:30 | No Data | No Data | No Data | No Data | -6.8788 | -18.4622 | No Data | No Data | No Data | No Data | 74.295 | 87.2357 | No Data | No Data | 1.6 | 31.6632 | 22.75 | 28.5746 | 56 | 62.0394
2019-04-06 | No Data | No Data | No Data | No Data | 0.0061036 | 13.08 | No Data | No Data | No Data | No Data | 62.865 | 76.4102 | No Data | No Data | 3.6 | 31.8044 | 20.475 | 26.5074 | 57.1 | 62.5761
2019-04-06 00:30 | No Data | No Data | No Data | No Data | 25.5802 | 31.3416 | No Data | No Data | No Data | No Data | 49.149 | 64.8394 | No Data | No Data | 10.8 | 34.5323 | 12.74 | 21.1122 | 58.9 | 65.8746
2019-04-06 01:00 | No Data | No Data | No Data | No Data | 27.3747 | 36.8146 | No Data | No Data | No Data | No Data | 41.148 | 57.3895 | No Data | No Data | 4 | 33.4401 | 17.29 | 24.1322 | 55.6 | 59.2588
2019-04-06 01:30 | No Data | No Data | No Data | No Data | 18.9151 | 33.9196 | No Data | No Data | No Data | No Data | 45.72 | 61.51 | No Data | No Data | 5.6 | 34.4581 | 16.835 | 23.1738 | 49.4 | 51.5123
2019-04-06 02:00 | No Data | No Data | No Data | No Data | 2.9114 | 25.9031 | No Data | No Data | No Data | No Data | 57.15 | 71.0961 | No Data | No Data | -4.4 | -33.0938 | 26.39 | 31.5496 | 55.2 | 57.0222
2019-04-06 02:30 | No Data | No Data | No Data | No Data | 17.377 | 32.5171 | No Data | No Data | No Data | No Data | 58.293 | 72.0181 | No Data | No Data | -7.6 | -32.1123 | 30.94 | 35.6675 | 58.9 | 61.4164
2019-04-06 03:00 | No Data | No Data | No Data | No Data | 6.6102 | 26.5742 | No Data | No Data | No Data | No Data | 64.008 | 77.3533 | No Data | No Data | -9.6 | -32.311 | 30.94 | 36.1288 | 56.8 | 60.2183
2019-04-06 03:30 | No Data | No Data | No Data | No Data | 9.7353 | 29.7915 | No Data | No Data | No Data | No Data | 60.579 | 74.5408 | No Data | No Data | -6.4 | -33.4186 | 26.845 | 32.9522 | 51 | 54.2859
2019-04-06 04:00 | No Data | No Data | No Data | No Data | 9.5766 | 29.74 | No Data | No Data | No Data | No Data | 68.58 | 81.7944 | No Data | No Data | -6 | -33.3443 | 23.205 | 29.2123 | 47.7 | 51.8792
2019-04-06 04:30 | No Data | No Data | No Data | No Data | 9.4301 | 29.6932 | No Data | No Data | No Data | No Data | 75.438 | 88.2112 | No Data | No Data | -10 | -34.2905 | 27.3 | 33.3239 | 50.8 | 54.743
2019-04-06 05:00 | No Data | No Data | No Data | No Data | -8.0018 | -24.2297 | No Data | No Data | No Data | No Data | 75.438 | 88.2112 | No Data | No Data | -18.8 | -36.5207 | 34.125 | 39.7962 | 58 | 61.0953
2019-04-06 05:30 | No Data | No Data | No Data | No Data | 0.81178 | 24.6292 | No Data | No Data | No Data | No Data | 82.296 | 94.1432 | No Data | No Data | -20 | -36.389 | 36.855 | 42.3834 | 61.5 | 65.3165
2019-04-06 06:00 | No Data | No Data | No Data | No Data | 1.2268 | 24.7439 | No Data | No Data | No Data | No Data | 65.151 | 78.9415 | No Data | No Data | -18.4 | -35.8776 | 35.49 | 40.9727 | 61.5 | 64.3386
2019-04-06 06:30 | No Data | No Data | No Data | No Data | 16.0952 | 33.0056 | No Data | No Data | No Data | No Data | 34.29 | 51.8272 | No Data | No Data | -8.4 | -33.0841 | 25.935 | 32.4871 | 54.3 | 58.4755
2019-04-06 07:00 | No Data | No Data | No Data | No Data | 48.2856 | 67.2924 | No Data | No Data | No Data | No Data | -25.146 | -25.172 | No Data | No Data | -26.4 | -35.1454 | 45.045 | 52.2062 | 74.2 | 80.1482
2019-04-06 07:30 | No Data | No Data | No Data | No Data | 20.4044 | 45.6747 | No Data | No Data | No Data | No Data | -28.575 | -28.575 | No Data | No Data | -20.4 | -34.6433 | 41.86 | 47.0061 | 70.1 | 75.6721
2019-04-06 08:00 | No Data | No Data | No Data | No Data | 34.1375 | 56.3779 | No Data | No Data | No Data | No Data | -32.004 | -32.004 | No Data | No Data | -20 | -27.1765 | 42.77 | 45.964 | 70.7 | 76.0059
2019-04-06 08:30 | No Data | No Data | No Data | No Data | 26.862 | 37.8163 | No Data | No Data | No Data | No Data | -25.146 | -25.5583 | No Data | No Data | -13.2 | -23.9633 | 33.67 | 36.3317 | 59.1 | 64.1313
2019-04-06 09:00 | No Data | No Data | No Data | No Data | 26.6545 | 38.9223 | No Data | No Data | No Data | No Data | -24.003 | -24.4345 | No Data | No Data | -5.6 | -22.7015 | 29.12 | 31.6053 | 46.2 | 51.1707
2019-04-06 09:30 | No Data | No Data | No Data | No Data | 19.733 | 33.1346 | No Data | No Data | No Data | No Data | -24.003 | -24.674 | No Data | No Data | -10.4 | -23.2551 | 31.395 | 33.713 | 43.4 | 47.0617
2019-04-06 10:00 | No Data | No Data | No Data | No Data | 11.9448 | 29.4538 | No Data | No Data | No Data | No Data | -14.859 | -16.8762 | No Data | No Data | -10.4 | -23.6136 | 29.575 | 31.5266 | 39.4 | 42.9508
2019-04-06 10:30 | No Data | No Data | No Data | No Data | -1.9593 | -23.2094 | No Data | No Data | No Data | No Data | -17.145 | -17.7441 | No Data | No Data | -8.4 | -22.4321 | 37.31 | 39.2805 | 36.3 | 38.5914
2019-04-06 11:00 | No Data | No Data | No Data | No Data | 26.1906 | 42.3138 | No Data | No Data | No Data | No Data | -12.573 | -14.3217 | No Data | No Data | -8 | -23.0339 | 32.76 | 34.2552 | 35.4 | 37.3466
2019-04-06 11:30 | No Data | No Data | No Data | No Data | 40.0824 | 53.2316 | No Data | No Data | No Data | No Data | -13.716 | -14.4579 | No Data | No Data | -10 | -23.8025 | 34.125 | 35.4375 | 35.9 | 37.9487
2019-04-06 12:00 | No Data | No Data | No Data | No Data | 44.2451 | 57.4933 | No Data | No Data | No Data | No Data | -17.145 | -18.0724 | No Data | No Data | -14 | -34.1971 | 38.675 | 41.4874 | 38.4 | 40.1721
2019-04-06 12:30 | No Data | No Data | No Data | No Data | 43.5248 | 59.0042 | No Data | No Data | No Data | No Data | -11.43 | -12.3105 | No Data | No Data | -9.6 | -36.8717 | 32.76 | 34.125 | 33.1 | 34.5488
2019-04-06 13:00 | No Data | No Data | No Data | No Data | 42.9023 | 58.5465 | No Data | No Data | No Data | No Data | -6.858 | -7.6675 | No Data | No Data | -4.4 | -38.2539 | 26.845 | 28.3454 | 25.1 | 27.0187
2019-04-06 13:30 | No Data | No Data | No Data | No Data | 47.0039 | 60.9963 | No Data | No Data | No Data | No Data | -16.002 | -16.0428 | No Data | No Data | -13.2 | -38.7195 | 38.675 | 40.1871 | 35.6 | 36.3815
2019-04-06 14:00 | No Data | No Data | No Data | No Data | 49.5186 | 62.9545 | No Data | No Data | No Data | No Data | -14.859 | -14.9029 | No Data | No Data | -14 | -38.6264 | 36.855 | 38.312 | 36.3 | 37.2592
2019-04-06 14:30 | No Data | No Data | No Data | No Data | 46.4912 | 60.6021 | No Data | No Data | No Data | No Data | -12.573 | -12.6248 | No Data | No Data | -12.8 | -38.585 | 34.58 | 36.1288 | 35.5 | 35.9869
2019-04-06 15:00 | No Data | No Data | No Data | No Data | 28.6564 | 45.0589 | No Data | No Data | No Data | No Data | 8.001 | 17.8908 | No Data | No Data | 2.8 | 41.7555 | 17.29 | 18.1316 | 20.5 | 20.5061
2019-04-06 15:30 | No Data | No Data | No Data | No Data | 29.8894 | 45.8529 | No Data | No Data | No Data | No Data | 3.429 | 13.0322 | No Data | No Data | 6.4 | 42.8803 | 15.015 | 15.9769 | 17.5 | 17.5071
2019-04-06 16:00 | No Data | No Data | No Data | No Data | 27.5822 | 43.1045 | No Data | No Data | No Data | No Data | -24.003 | -24.9635 | No Data | No Data | -40.4 | -53.8472 | -15.015 | -15.0426 | -52.8 | -54.3059
2019-04-06 16:30 | No Data | No Data | No Data | No Data | 29.4255 | 44.3066 | No Data | No Data | No Data | No Data | -21.717 | -23.144 | No Data | No Data | -42.8 | -55.4155 | -16.835 | -16.8596 | -52.4 | -53.6903
2019-04-06 17:00 | No Data | No Data | No Data | No Data | 31.8791 | 44.5946 | No Data | No Data | No Data | No Data | -30.861 | -31.6138 | No Data | No Data | -28.4 | -48.7311 | -26.845 | -26.9412 | -59.2 | -60.1592
2019-04-06 17:30 | No Data | No Data | No Data | No Data | 37.2625 | 48.5891 | No Data | No Data | No Data | No Data | -18.288 | -20.4466 | No Data | No Data | -35.6 | -52.3633 | -20.93 | -21.009 | -42.9 | -43.7146
2019-04-06 18:00 | No Data | No Data | No Data | No Data | 48.542 | 57.6951 | No Data | No Data | No Data | No Data | -3.429 | -15.2495 | No Data | No Data | -26.4 | -46.9297 | -11.83 | -11.9692 | -17.3 | -17.5251
2019-04-06 18:30 | No Data | No Data | No Data | No Data | 50.2876 | 60.0495 | No Data | No Data | No Data | No Data | 20.574 | 29.096 | No Data | No Data | -19.2 | -43.6495 | 16.38 | 17.9249 | 30.8 | 33.2776
2019-04-06 19:00 | No Data | No Data | No Data | No Data | 57.8195 | 66.4845 | No Data | No Data | No Data | No Data | 50.292 | 56.7485 | No Data | No Data | -25.6 | -48.5057 | 43.225 | 45.6113 | 71 | 74.2129
2019-04-06 19:30 | No Data | No Data | No Data | No Data | 57.8195 | 66.4845 | No Data | No Data | No Data | No Data | 50.292 | 56.7485 | No Data | No Data | -25.2 | -42.6427 | 46.41 | 48.7785 | 74.5 | 77.7373
2019-04-06 20:00 | No Data | No Data | No Data | No Data | 51.9234 | 61.4258 | No Data | No Data | No Data | No Data | 38.862 | 45.6771 | No Data | No Data | -20 | -40.8333 | 42.315 | 43.7013 | 69.3 | 72.2402
2019-04-06 20:30 | No Data | No Data | No Data | No Data | 51.9234 | 61.4258 | No Data | No Data | No Data | No Data | 36.576 | 43.1322 | No Data | No Data | -14.4 | -39.8899 | 36.855 | 38.1902 | 62.6 | 64.9465
2019-04-06 21:00 | No Data | No Data | No Data | No Data | 46.2348 | 57.6611 | No Data | No Data | No Data | No Data | 30.861 | 38.4055 | No Data | No Data | -9.2 | -40.2651 | 30.94 | 32.1251 | 54.9 | 57.5613
2019-04-06 21:30 | No Data | No Data | No Data | No Data | 48.188 | 59.2387 | No Data | No Data | No Data | No Data | 33.147 | 40.9251 | No Data | No Data | -10.4 | -40.5561 | 32.305 | 33.4417 | 56.5 | 58.5349
2019-04-06 22:00 | No Data | No Data | No Data | No Data | 48.188 | 59.2387 | No Data | No Data | No Data | No Data | 33.147 | 40.9251 | No Data | No Data | -12.4 | -41.8779 | 32.305 | 33.4417 | 54.8 | 56.3909
2019-04-06 22:30 | No Data | No Data | No Data | No Data | 57.5143 | 67.045 | No Data | No Data | No Data | No Data | 33.147 | 40.9251 | No Data | No Data | -11.2 | -41.9237 | 30.94 | 32.1251 | 56.8 | 58.0332
2019-04-06 23:00 | No Data | No Data | No Data | No Data | 55.8297 | 65.6056 | No Data | No Data | No Data | No Data | 42.291 | 49.2021 | No Data | No Data | -18 | -44.2285 | 36.4 | 37.4125 | 60.4 | 61.4664
2019-04-06 23:30 | No Data | No Data | No Data | No Data | 59.7726 | 68.1664 | No Data | No Data | No Data | No Data | 38.862 | 46.288 | No Data | No Data | -11.6 | -42.417 | 30.94 | 32.0056 | 60.6 | 61.9787
2019-04-07 | No Data | No Data | No Data | No Data | 63.0564 | 70.8506 | No Data | No Data | No Data | No Data | 45.72 | 51.6378 | No Data | No Data | -20.4 | -43.8361 | 39.585 | 40.831 | 73.8 | 75.9872
2019-04-07 00:30 | No Data | No Data | No Data | No Data | 71.3573 | 76.8057 | No Data | No Data | No Data | No Data | 33.147 | 39.6277 | No Data | No Data | -5.2 | -40.3366 | 26.39 | 27.9149 | 67.2 | 71.3571
2019-04-07 01:00 | No Data | No Data | No Data | No Data | 66.1326 | 72.5332 | No Data | No Data | No Data | No Data | 45.72 | 51.6378 | No Data | No Data | -22.4 | -43.7667 | 41.86 | 43.2609 | 78.6 | 81.357
2019-04-07 01:30 | No Data | No Data | No Data | No Data | 57.4166 | 67.3921 | No Data | No Data | No Data | No Data | 41.148 | 46.5273 | No Data | No Data | -23.2 | -44.5224 | 41.405 | 42.5978 | 73.3 | 75.4303
2019-04-07 02:00 | No Data | No Data | No Data | No Data | 53.7789 | 65.2327 | No Data | No Data | No Data | No Data | 41.148 | 47.6372 | No Data | No Data | -20 | -45.0795 | 36.855 | 38.0735 | 64.4 | 65.6403
2019-04-07 02:30 | No Data | No Data | No Data | No Data | 53.7789 | 65.2327 | No Data | No Data | No Data | No Data | 41.148 | 47.6372 | No Data | No Data | -26.4 | -47.5933 | 41.405 | 42.8208 | 68.6 | 69.7657
2019-04-07 02:00 | No Data | No Data | No Data | No Data | 48.542 | 60.9874 | No Data | No Data | No Data | No Data | 35.433 | 42.1673 | No Data | No Data | -21.6 | -46.1649 | 36.4 | 37.7513 | 60.4 | 61.1425
2019-04-07 02:30 | No Data | No Data | No Data | No Data | 45.0629 | 59.5773 | No Data | No Data | No Data | No Data | 34.29 | 41.8563 | No Data | No Data | -22.4 | -47.2474 | 35.035 | 36.3146 | 60 | 60.5178
2019-04-07 03:00 | No Data | No Data | No Data | No Data | 43.3661 | 58.3044 | No Data | No Data | No Data | No Data | 35.433 | 42.1673 | No Data | No Data | -25.6 | -48.1664 | 38.22 | 39.5091 | 61.6 | 62.2254
2019-04-07 03:30 | No Data | No Data | No Data | No Data | 40.0336 | 55.8701 | No Data | No Data | No Data | No Data | 32.004 | 37.4409 | No Data | No Data | -20 | -50.5268 | 34.125 | 34.4901 | 56 | 56.1886
2019-04-07 04:00 | No Data | No Data | No Data | No Data | 38.3978 | 54.7099 | No Data | No Data | No Data | No Data | 37.719 | 42.9652 | No Data | No Data | -23.6 | -51.7007 | 35.945 | 36.3573 | 58.9 | 59.2686
2019-04-07 04:30 | No Data | No Data | No Data | No Data | 36.7498 | 53.5661 | No Data | No Data | No Data | No Data | 42.291 | 47.03 | No Data | No Data | -23.6 | -51.7007 | 35.49 | 35.9075 | 58.5 | 58.6885
2019-04-07 05:00 | No Data | No Data | No Data | No Data | 33.4173 | 50.1066 | No Data | No Data | No Data | No Data | 45.72 | 50.6157 | No Data | No Data | -24.4 | -51.7177 | 36.4 | 36.8775 | 58.8 | 59.2271
2019-04-07 05:30 | No Data | No Data | No Data | No Data | 33.4173 | 48.8198 | No Data | No Data | No Data | No Data | 54.864 | 59.436 | No Data | No Data | -27.6 | -52.2793 | 40.04 | 40.4745 | 63.6 | 64.1012
2019-04-07 06:00 | No Data | No Data | No Data | No Data | 29.987 | 45.2546 | No Data | No Data | No Data | No Data | 57.15 | 61.5524 | No Data | No Data | -27.6 | -52.6194 | 38.675 | 39.1961 | 63 | 63.7731
2019-04-07 06:30 | No Data | No Data | No Data | No Data | 28.2414 | 41.2011 | No Data | No Data | No Data | No Data | 0 | 8.001 | No Data | No Data | -71.6 | -78.5407 | 86.45 | 86.9764 | 114.5 | 116.748
2019-04-07 07:00 | No Data | No Data | No Data | No Data | 20.7095 | 35.1194 | No Data | No Data | No Data | No Data | 0 | 8.001 | No Data | No Data | -61.6 | -70.3602 | 78.715 | 79.4076 | 103.6 | 105.7871
2019-04-07 07:30 | No Data | No Data | No Data | No Data | 11.2734 | 28.2897 | No Data | No Data | No Data | No Data | 0 | 8.001 | No Data | No Data | -48.8 | -61.6052 | 58.24 | 58.7514 | 69.4 | 70.8179
2019-04-07 08:00 | No Data | No Data | No Data | No Data | 9.5766 | 27.6573 | No Data | No Data | No Data | No Data | 0 | 8.001 | No Data | No Data | -39.6 | -58.0165 | 30.485 | 30.6509 | 27.6 | 27.7519
2019-04-07 08:30 | No Data | No Data | No Data | No Data | 16.4492 | 32.1252 | No Data | No Data | No Data | No Data | 0 | 8.001 | No Data | No Data | -14 | -50 | -0.455 | -1.4388 | -16.7 | -18.348
2019-04-07 09:00 | No Data | No Data | No Data | No Data | 14.6059 | 31.2215 | No Data | No Data | No Data | No Data | 0 | 8.001 | No Data | No Data | -12.8 | -50.4508 | -2.73 | -3.8608 | -22.9 | -24.8308
2019-04-07 09:30 | No Data | No Data | No Data | No Data | 6.3539 | 26.6657 | No Data | No Data | No Data | No Data | 0 | 8.001 | No Data | No Data | -4.8 | -51.0263 | -10.465 | -12.021 | -31.5 | -33.4994
2019-04-07 10:00 | No Data | No Data | No Data | No Data | -12.0058 | -23.9485 | No Data | No Data | No Data | No Data | 0 | 8.001 | No Data | No Data | -10.4 | -49.1137 | -7.735 | -9.213 | -26.4 | -28.0913
2019-04-07 10:30 | No Data | No Data | No Data | No Data | -23.8956 | -27.9299 | No Data | No Data | No Data | No Data | 0 | 8.001 | No Data | No Data | -18 | -48.6522 | 0 | 0 | -19 | -19.0759
2019-04-07 11:00 | No Data | No Data | No Data | No Data | -28.7175 | -33.2046 | No Data | No Data | No Data | No Data | 0 | 8.001 | No Data | No Data | -13.6 | -47.5849 | -1.82 | -1.82 | -24.9 | -26.1536
2019-04-07 11:30 | No Data | No Data | No Data | No Data | -37.1771 | -39.9299 | No Data | No Data | No Data | No Data | 0 | 8.001 | No Data | No Data | 39.2 | 66.7281 | -56.875 | -58.4901 | -75.2 | -75.2861
2019-04-07 12:00 | No Data | No Data | No Data | No Data | -43.6835 | -44.1087 | No Data | No Data | No Data | No Data | 0 | 8.001 | No Data | No Data | 42.4 | 68.6568 | -57.785 | -59.7039 | -57.9 | -58.0312
2019-04-07 12:30 | No Data | No Data | No Data | No Data | -43.4272 | -43.8264 | No Data | No Data | No Data | No Data | 0 | 8.001 | No Data | No Data | 34 | 62.1289 | -51.87 | -53.8748 | -63.1 | -63.4653
2019-04-07 13:00 | No Data | No Data | No Data | No Data | -45.6855 | -45.6855 | No Data | No Data | No Data | No Data | 0 | 8.001 | No Data | No Data | 33.6 | 60.5904 | -48.685 | -49.8946 | -62.7 | -63.4768
2019-04-07 13:30 | No Data | No Data | No Data | No Data | -49.3233 | -49.3557 | No Data | No Data | No Data | No Data | 0 | 8.001 | No Data | No Data | 36.8 | 64.6876 | -52.78 | -54.4044 | -61.4 | -61.8935
2019-04-07 14:00 | No Data | No Data | No Data | No Data | -51.1177 | -51.229 | No Data | No Data | No Data | No Data | 0 | 8.001 | No Data | No Data | 23.6 | 55.2898 | -40.04 | -40.869 | -57.1 | -58.8151
2019-04-07 14:30 | No Data | No Data | No Data | No Data | -46.1494 | -46.258 | No Data | No Data | No Data | No Data | 0 | 8.001 | No Data | No Data | 34.8 | 63.2367 | -50.05 | -51.646 | -69.1 | -69.2399
2019-04-07 15:00 | No Data | No Data | No Data | No Data | -46.9673 | -47.2185 | No Data | No Data | No Data | No Data | 0 | 8.001 | No Data | No Data | 7.6 | 49.3883 | -27.3 | -27.9334 | -42.9 | -43.6767
2019-04-07 15:30 | No Data | No Data | No Data | No Data | -41.3275 | -41.4036 | No Data | No Data | No Data | No Data | 41.148 | 46.5273 | No Data | No Data | 66.8 | 85.396 | -47.775 | -48.8124 | -61.5 | -61.5293
2019-04-07 16:00 | No Data | No Data | No Data | No Data | -44.8676 | -45.3153 | No Data | No Data | No Data | No Data | 27.432 | 34.29 | No Data | No Data | 19.2 | 53.5597 | -69.615 | -71.3132 | -79.2 | -79.4423
2019-04-07 16:30 | No Data | No Data | No Data | No Data | -38.5077 | -38.8199 | No Data | No Data | No Data | No Data | 18.288 | 25.8631 | No Data | No Data | 22 | 54.9924 | -71.89 | -73.0909 | -89.5 | -89.9923
2019-04-07 17:00 | No Data | No Data | No Data | No Data | -35.7366 | -35.8472 | No Data | No Data | No Data | No Data | 29.718 | 37.4932 | No Data | No Data | 32 | 61.3984 | -62.79 | -63.5129 | -63.1 | -63.1013
2019-04-07 17:30 | No Data | No Data | No Data | No Data | -25.1286 | -25.1921 | No Data | No Data | No Data | No Data | 58.293 | 63.9467 | No Data | No Data | 29.2 | 59.6376 | -35.945 | -36.1288 | -13.1 | -16.1236
2019-04-07 18:00 | No Data | No Data | No Data | No Data | -20.8194 | -20.8194 | No Data | No Data | No Data | No Data | 86.868 | 91.8107 | No Data | No Data | 0.4 | 53.6015 | 13.195 | 15.7748 | 43.5 | 47.9193
2019-04-07 18:30 | No Data | No Data | No Data | No Data | -11.8959 | -12.4273 | No Data | No Data | No Data | No Data | 90.297 | 95.0616 | No Data | No Data | -7.6 | -44.5852 | 22.75 | 23.8864 | 38.8 | 42.772
2019-04-07 19:00 | No Data | No Data | No Data | No Data | -18.4146 | -18.9474 | No Data | No Data | No Data | No Data | 85.725 | 90.73 | No Data | No Data | -14.4 | -45.1575 | 30.94 | 31.8922 | 35.1 | 38.9566
2019-04-07 19:30 | No Data | No Data | No Data | No Data | -19.5377 | -20.0879 | No Data | No Data | No Data | No Data | 93.726 | 98.3246 | No Data | No Data | -9.6 | -45.426 | 23.66 | 24.6247 | 53.2 | 55.8807
2019-04-07 20:00 | No Data | No Data | No Data | No Data | -22.9191 | -23.4 | No Data | No Data | No Data | No Data | 84.582 | 89.2785 | No Data | No Data | -14 | -46.1736 | 27.3 | 28.254 | 54.9 | 58.0297
2019-04-07 20:30 | No Data | No Data | No Data | No Data | -18.5122 | -21.4679 | No Data | No Data | No Data | No Data | 82.296 | 86.7476 | No Data | No Data | -19.2 | -47.6403 | 31.395 | 32.5635 | 57.5 | 59.7115
2019-04-07 21:00 | No Data | No Data | No Data | No Data | -14.4594 | -18.794 | No Data | No Data | No Data | No Data | 68.58 | 73.8629 | No Data | No Data | -19.6 | -48.5337 | 29.575 | 30.8126 | 54.1 | 56.4448
2019-04-07 21:30 | No Data | No Data | No Data | No Data | -10.0526 | -16.8277 | No Data | No Data | No Data | No Data | 48.006 | 53.6723 | No Data | No Data | -10.4 | -47.9416 | 20.475 | 21.5825 | 50.4 | 52.4721
2019-04-07 22:00 | No Data | No Data | No Data | No Data | -11.6396 | -17.3908 | No Data | No Data | No Data | No Data | 50.292 | 55.7264 | No Data | No Data | -14.8 | -48.7032 | 24.57 | 25.6258 | 52.1 | 53.228
2019-04-07 22:30 | No Data | No Data | No Data | No Data | -9.2348 | -16.9925 | No Data | No Data | No Data | No Data | 56.007 | 61.393 | No Data | No Data | -13.6 | -49.5047 | 23.66 | 24.7547 | 56 | 57.5577
2019-04-07 23:00 | No Data | No Data | No Data | No Data | 3.4852 | 18.0343 | No Data | No Data | No Data | No Data | 57.15 | 62.4375 | No Data | No Data | -24.8 | -50.5078 | 34.125 | 35.3175 | 69.8 | 72.554
2019-04-07 23:30 | No Data | No Data | No Data | No Data | 17.6822 | 28.543 | No Data | No Data | No Data | No Data | 44.577 | 50.0968 | No Data | No Data | -12.8 | -45.824 | 28.665 | 29.6903 | 45.5 | 50.715
2019-04-08 | No Data | No Data | No Data | No Data | 21.5763 | 31.1059 | No Data | No Data | No Data | No Data | 48.006 | 53.171 | No Data | No Data | -19.2 | -48.3735 | 33.67 | 34.6518 | 44.2 | 47.9154
2019-04-08 00:30 | No Data | No Data | No Data | No Data | 13.6294 | 26.0073 | No Data | No Data | No Data | No Data | 50.292 | 55.7264 | No Data | No Data | -11.6 | -47.5395 | 25.935 | 26.7058 | 57.3 | 60.121
2019-04-08 01:00 | No Data | No Data | No Data | No Data | 24.1886 | 38.1385 | No Data | No Data | No Data | No Data | 51.435 | 56.7601 | No Data | No Data | -5.6 | -48.3256 | 18.655 | 19.3147 | 46.9 | 48.3374
2019-04-08 01:30 | No Data | No Data | No Data | No Data | 26.3493 | 39.5442 | No Data | No Data | No Data | No Data | 51.435 | 56.7601 | No Data | No Data | -6 | -49.1675 | 19.11 | 19.6442 | 46.8 | 47.7545
2019-04-08 02:00 | No Data | No Data | No Data | No Data | 12.4575 | 32.0101 | No Data | No Data | No Data | No Data | 53.721 | 58.8395 | No Data | No Data | -10.8 | -49.5903 | 22.295 | 22.9538 | 48.1 | 49.4325
2019-04-08 02:30 | No Data | No Data | No Data | No Data | 17.6333 | 36.047 | No Data | No Data | No Data | No Data | 54.864 | 59.8849 | No Data | No Data | -9.6 | -47.7745 | 21.84 | 22.6268 | 56.5 | 57.5418
2019-04-08 03:00 | No Data | No Data | No Data | No Data | 19.3179 | 36.9004 | No Data | No Data | No Data | No Data | 43.434 | 49.0825 | No Data | No Data | -5.2 | -48.2808 | 17.29 | 17.9998 | 45.5 | 46.3816
2019-04-08 03:30 | No Data | No Data | No Data | No Data | 15.8877 | 35.226 | No Data | No Data | No Data | No Data | 36.576 | 43.1322 | No Data | No Data | -2.8 | -49.679 | 15.925 | 16.5623 | 37.9 | 38.5052
2019-04-08 04:00 | No Data | No Data | No Data | No Data | 13.8369 | 34.3499 | No Data | No Data | No Data | No Data | 38.862 | 44.5183 | No Data | No Data | -10.8 | -49.9808 | 23.66 | 24.2818 | 45.4 | 45.9674
2019-04-08 04:30 | No Data | No Data | No Data | No Data | 18.9151 | 36.6911 | No Data | No Data | No Data | No Data | 40.005 | 45.5195 | No Data | No Data | -15.6 | -48.9522 | 28.665 | 29.3643 | 51.6 | 52.6376
2019-04-08 05:00 | No Data | No Data | No Data | No Data | 20.7095 | 37.6476 | No Data | No Data | No Data | No Data | 48.006 | 53.171 | No Data | No Data | -23.2 | -50.4508 | 34.58 | 35.4345 | 59.2 | 60.81
2019-04-08 05:30 | No Data | No Data | No Data | No Data | 16.4981 | 35.5055 | No Data | No Data | No Data | No Data | 41.148 | 46.5273 | No Data | No Data | -18 | -48.2808 | 30.485 | 31.3422 | 55.7 | 58.008
2019-04-08 06:00 | No Data | No Data | No Data | No Data | 25.214 | 40.3014 | No Data | No Data | No Data | No Data | 45.72 | 51.1165 | No Data | No Data | -17.6 | -47.0183 | 29.575 | 30.6881 | 56.8 | 59.4939
2019-04-08 06:30 | No Data | No Data | No Data | No Data | 34.7601 | 45.448 | No Data | No Data | No Data | No Data | 49.149 | 54.6971 | No Data | No Data | -20.8 | -47.9466 | 35.945 | 37.079 | 57.7 | 60.8741
2019-04-08 07:00 | No Data | No Data | No Data | No Data | 29.572 | 40.7984 | No Data | No Data | No Data | No Data | 35.433 | 41.5587 | No Data | No Data | -11.6 | -43.5725 | 26.845 | 27.8146 | 45.9 | 50.1081
2019-04-08 07:30 | No Data | No Data | No Data | No Data | 23.2242 | 35.6761 | No Data | No Data | No Data | No Data | 26.289 | 33.3826 | No Data | No Data | -8 | -46.2964 | 11.375 | 12.6175 | 28.3 | 32.4119
2019-04-08 08:00 | No Data | No Data | No Data | No Data | 18.5489 | 32.825 | No Data | No Data | No Data | No Data | -6.858 | -14.3217 | No Data | No Data | -9.6 | -46.9911 | -26.845 | -26.9835 | -24.8 | -24.8888
2019-04-08 08:30 | No Data | No Data | No Data | No Data | 18.9639 | 33.0613 | No Data | No Data | No Data | No Data | -25.146 | -26.3882 | No Data | No Data | -0.8 | -45.2637 | -40.95 | -41.761 | -46.1 | -46.1069
2019-04-08 09:00 | No Data | No Data | No Data | No Data | 13.4218 | 30.2252 | No Data | No Data | No Data | No Data | -20.574 | -22.5145 | No Data | No Data | -9.6 | -46.9911 | -39.13 | -40.1742 | -52.2 | -52.2346
2019-04-08 09:30 | No Data | No Data | No Data | No Data | -4.6204 | -22.4834 | No Data | No Data | No Data | No Data | -21.717 | -23.144 | No Data | No Data | -3.2 | -45.6158 | -44.59 | -45.9077 | -66.3 | -66.83
2019-04-08 10:00 | No Data | No Data | No Data | No Data | -16.7666 | -23.1405 | No Data | No Data | No Data | No Data | -27.432 | -28.021 | No Data | No Data | 8.8 | 44.8714 | -55.51 | -56.5739 | -84.1 | -84.5086
2019-04-08 10:30 | No Data | No Data | No Data | No Data | -28.7175 | -31.8613 | No Data | No Data | No Data | No Data | -20.574 | -21.6869 | No Data | No Data | 16 | 50.5964 | -62.335 | -63.7162 | -96.7 | -97.2055
2019-04-08 11:00 | No Data | No Data | No Data | No Data | -34.5159 | -34.5743 | No Data | No Data | No Data | No Data | -19.431 | -21.0138 | No Data | No Data | 22.4 | 52.6072 | -70.98 | -72.8455 | -83.6 | -83.7157
2019-04-08 11:30 | No Data | No Data | No Data | No Data | -35.1263 | -35.1646 | No Data | No Data | No Data | No Data | -17.145 | -19.9943 | No Data | No Data | 31.6 | 58.1378 | -75.985 | -78.0295 | -100.1 | -100.2455
2019-04-08 12:00 | No Data | No Data | No Data | No Data | -34.3084 | -34.4658 | No Data | No Data | No Data | No Data | -21.717 | -23.144 | No Data | No Data | 28.4 | 54.4015 | -69.16 | -70.9698 | -87.5 | -87.5585
2019-04-08 12:30 | No Data | No Data | No Data | No Data | -42.7192 | -42.8117 | No Data | No Data | No Data | No Data | -8.001 | -13.9521 | No Data | No Data | 42.4 | 64.9492 | -77.805 | -80.0102 | -90.2 | -90.4485
2019-04-08 13:00 | No Data | No Data | No Data | No Data | -42.4628 | -42.856 | No Data | No Data | No Data | No Data | -14.859 | -18.0724 | No Data | No Data | 57.6 | 76.0126 | -96.46 | -99.6533 | -103.8 | -104.5985
2019-04-08 13:30 | No Data | No Data | No Data | No Data | -38.9715 | -39.2151 | No Data | No Data | No Data | No Data | -20.574 | -22.075 | No Data | No Data | 68 | 83.6985 | -110.11 | -113.4438 | -109.4 | -109.8838
2019-04-08 14:00 | No Data | No Data | No Data | No Data | -26.569 | -27.4821 | No Data | No Data | No Data | No Data | 14.859 | 21.837 | No Data | No Data | 30.4 | 57.8342 | -72.8 | -75.1522 | -81.2 | -82.0386
2019-04-08 14:30 | No Data | No Data | No Data | No Data | -37.8485 | -38.1399 | No Data | No Data | No Data | No Data | -1.143 | -12.6248 | No Data | No Data | 55.2 | 74.7476 | -96.915 | -100.0938 | -87.1 | -87.3275
2019-04-08 15:00 | No Data | No Data | No Data | No Data | -44.2573 | -44.7701 | No Data | No Data | No Data | No Data | -5.715 | -11.7679 | No Data | No Data | 47.6 | 69.0345 | -98.28 | -101.416 | -93.2 | -93.3866
2019-04-08 15:30 | No Data | No Data | No Data | No Data | -40.7172 | -41.058 | No Data | No Data | No Data | No Data | 2.286 | 12.7791 | No Data | No Data | 6.4 | 42.0894 | -86.45 | -89.1661 | -109.7 | -110.0524
2019-04-08 16:00 | No Data | No Data | No Data | No Data | -37.6898 | -38.0646 | No Data | No Data | No Data | No Data | -41.148 | -41.1639 | No Data | No Data | 46.8 | 67.0391 | -125.125 | -130.8321 | -149.8 | -150.9751
2019-04-08 16:30 | No Data | No Data | No Data | No Data | -24.4083 | -24.7869 | No Data | No Data | No Data | No Data | -53.721 | -53.9152 | No Data | No Data | 92 | 105.4825 | -150.15 | -157.0251 | -160.6 | -161.4454
2019-04-08 17:00 | No Data | No Data | No Data | No Data | -26.4103 | -28.1644 | No Data | No Data | No Data | No Data | 0 | 12.573 | No Data | No Data | 56.4 | 81.1882 | -79.17 | -82.5007 | -81.9 | -81.9928
2019-04-08 17:30 | No Data | No Data | No Data | No Data | -8.9784 | -10.6847 | No Data | No Data | No Data | No Data | 61.722 | 67.5435 | No Data | No Data | 2.8 | 46.0626 | -11.83 | -11.9085 | 6.7 | 19.5819
2019-04-08 18:00 | No Data | No Data | No Data | No Data | -3.8514 | -4.3434 | No Data | No Data | No Data | No Data | 80.01 | 84.9596 | No Data | No Data | 11.6 | 54.8409 | 5.915 | 7.1942 | 37.2 | 44.4882
2019-04-08 18:30 | No Data | No Data | No Data | No Data | -7.6967 | -7.9244 | No Data | No Data | No Data | No Data | 82.296 | 87.4974 | No Data | No Data | 7.2 | 48.9326 | 8.19 | 8.7875 | 41.7 | 48.9835
2019-04-08 19:00 | No Data | No Data | No Data | No Data | -0.87282 | -2.7875 | No Data | No Data | No Data | No Data | 85.725 | 90.73 | No Data | No Data | 1.6 | 48.0267 | 14.56 | 15.0081 | 45.8 | 50.6807
2019-04-08 19:30 | No Data | No Data | No Data | No Data | -4.3153 | -4.3932 | No Data | No Data | No Data | No Data | 72.009 | 77.9003 | No Data | No Data | 4 | 49.3623 | 9.555 | 10.2249 | 39.3 | 44.3254
2019-04-08 20:00 | No Data | No Data | No Data | No Data | -4.5228 | -8.5719 | No Data | No Data | No Data | No Data | 54.864 | 60.8372 | No Data | No Data | 16.4 | 54.9065 | -1.82 | -1.876 | 25.5 | 27.8916
2019-04-08 20:30 | No Data | No Data | No Data | No Data | -3.0335 | -15.5277 | No Data | No Data | No Data | No Data | 40.005 | 47.2517 | No Data | No Data | 21.6 | 57.0473 | -5.915 | -5.915 | 20.5 | 24.6564
2019-04-08 21:00 | No Data | No Data | No Data | No Data | -13.8003 | -17.8273 | No Data | No Data | No Data | No Data | 33.147 | 40.2654 | No Data | No Data | 26 | 60.2939 | -14.105 | -14.1343 | 15 | 21.7138
2019-04-08 21:30 | No Data | No Data | No Data | No Data | -7.599 | -13.5246 | No Data | No Data | No Data | No Data | 33.147 | 40.2654 | No Data | No Data | 26.8 | 58.8558 | -13.195 | -13.2263 | 18.1 | 22.3432
2019-04-08 22:00 | No Data | No Data | No Data | No Data | -18.9273 | -19.9848 | No Data | No Data | No Data | No Data | 22.86 | 31.5311 | No Data | No Data | 30.4 | 60.9262 | -15.925 | -15.9315 | 12.2 | 16.6973
2019-04-08 22:30 | No Data | No Data | No Data | No Data | -6.0609 | -11.3024 | No Data | No Data | No Data | No Data | 27.432 | 34.9877 | No Data | No Data | 29.6 | 60.1824 | -12.74 | -12.74 | 19.3 | 22.0676
2019-04-08 23:00 | No Data | No Data | No Data | No Data | -12.1523 | -14.4371 | No Data | No Data | No Data | No Data | 30.861 | 38.4055 | No Data | No Data | 31.2 | 60.9852 | -14.56 | -14.56 | 20.8 | 23.7674
2019-04-08 23:30 | No Data | No Data | No Data | No Data | 3.4852 | 11.7182 | No Data | No Data | No Data | No Data | 42.291 | 48.074 | No Data | No Data | 19.6 | 52.9604 | -1.82 | -2.5739 | 43.5 | 49.6815
2019-04-09 | No Data | No Data | No Data | No Data | -2.2156 | -11.2974 | No Data | No Data | No Data | No Data | 41.148 | 47.6372 | No Data | No Data | 16 | 51.356 | 0.91 | 3.3124 | 40.3 | 44.8135
2019-04-09 00:30 | No Data | No Data | No Data | No Data | -12.5185 | -14.385 | No Data | No Data | No Data | No Data | 42.291 | 49.2021 | No Data | No Data | 18.4 | 53.6537 | -1.82 | -2.275 | 32.7 | 36.627
2019-04-09 01:00 | No Data | No Data | No Data | No Data | -13.3852 | -19.3307 | No Data | No Data | No Data | No Data | 65.151 | 70.255 | No Data | No Data | 27.2 | 59.3943 | -10.465 | -10.4749 | 18.9 | 20.8062
2019-04-09 01:30 | No Data | No Data | No Data | No Data | -9.7963 | -21.1281 | No Data | No Data | No Data | No Data | 77.724 | 83.2117 | No Data | No Data | 30 | 60.7276 | -11.83 | -11.8649 | 25.7 | 26.772
2019-04-09 02:00 | No Data | No Data | No Data | No Data | -17.438 | -25.5835 | No Data | No Data | No Data | No Data | 68.58 | 74.295 | No Data | No Data | 22.8 | 56.7789 | -4.55 | -4.55 | 20.4 | 21.7007
2019-04-09 02:30 | No Data | No Data | No Data | No Data | -8.1605 | -21.2185 | No Data | No Data | No Data | No Data | 59.436 | 65.4611 | No Data | No Data | 19.2 | 54.3073 | -1.82 | -2.0348 | 31.5 | 32.5498
2019-04-09 03:00 | No Data | No Data | No Data | No Data | -8.1605 | -22.7941 | No Data | No Data | No Data | No Data | 52.578 | 58.784 | No Data | No Data | 20.8 | 55.6345 | -4.095 | -4.095 | 20 | 20.7162
2019-04-09 03:30 | No Data | No Data | No Data | No Data | -21.3809 | -27.6213 | No Data | No Data | No Data | No Data | 76.581 | 82.1451 | No Data | No Data | 21.6 | 55.5698 | -4.55 | -4.5727 | 26.9 | 29.3343
2019-04-09 04:00 | No Data | No Data | No Data | No Data | -13.6416 | -24.8497 | No Data | No Data | No Data | No Data | 61.722 | 68.0157 | No Data | No Data | 17.2 | 54.3912 | -3.64 | -3.8875 | 19.2 | 20.9172
2019-04-09 04:30 | No Data | No Data | No Data | No Data | -14.7768 | -25.8299 | No Data | No Data | No Data | No Data | 59.436 | 65.9482 | No Data | No Data | 20.4 | 55.8584 | -4.55 | -4.5727 | 28.8 | 29.7605
2019-04-09 05:00 | No Data | No Data | No Data | No Data | -6.5126 | -22.0124 | No Data | No Data | No Data | No Data | 56.007 | 62.3642 | No Data | No Data | 23.2 | 55.8469 | -5.915 | -5.9325 | 25.5 | 26.9433
2019-04-09 05:30 | No Data | No Data | No Data | No Data | -11.957 | -21.0129 | No Data | No Data | No Data | No Data | 58.293 | 64.4251 | No Data | No Data | 28.8 | 59.0931 | -11.375 | -11.375 | 24 | 25.6673
2019-04-09 06:00 | No Data | No Data | No Data | No Data | -17.3892 | -22.2911 | No Data | No Data | No Data | No Data | 52.578 | 58.2818 | No Data | No Data | 19.6 | 54.077 | -1.365 | -1.365 | 27.1 | 28.8862
2019-04-09 06:30 | No Data | No Data | No Data | No Data | -1.1902 | -20.1344 | No Data | No Data | No Data | No Data | 45.72 | 51.6378 | No Data | No Data | 17.2 | 51.3654 | -1.365 | -2.275 | 29.7 | 33.0506
2019-04-09 07:00 | No Data | No Data | No Data | No Data | 11.371 | 23.2311 | No Data | No Data | No Data | No Data | 21.717 | 30.7125 | No Data | No Data | 25.6 | 54.7533 | -5.005 | -5.0256 | -0.5 | -12.9097
2019-04-09 07:30 | No Data | No Data | No Data | No Data | 9.2714 | 23.832 | No Data | No Data | No Data | No Data | 20.574 | 28.2994 | No Data | No Data | 11.2 | 50.0688 | 0 | 0 | 8.7 | 21.8103
2019-04-09 08:00 | No Data | No Data | No Data | No Data | 11.4809 | 30.4519 | No Data | No Data | No Data | No Data | -11.43 | -16.9919 | No Data | No Data | -13.6 | -44.147 | -39.13 | -39.5745 | -47.7 | -47.7085
2019-04-09 08:30 | No Data | No Data | No Data | No Data | 10.248 | 31.7013 | No Data | No Data | No Data | No Data | -28.575 | -29.3864 | No Data | No Data | 3.6 | 45.7419 | -41.86 | -42.4883 | -68.6 | -68.782
2019-04-09 09:00 | No Data | No Data | No Data | No Data | 1.9471 | 31.8533 | No Data | No Data | No Data | No Data | -41.148 | -41.2115 | No Data | No Data | -10.4 | -42.6427 | -58.695 | -60.1599 | -90.2 | -91.132
2019-04-09 09:30 | No Data | No Data | No Data | No Data | -8.0507 | -32.7971 | No Data | No Data | No Data | No Data | -51.435 | -51.4477 | No Data | No Data | 5.6 | 41.5788 | -84.63 | -87.4026 | -118.8 | -120.4975
2019-04-09 10:00 | No Data | No Data | No Data | No Data | -15.6435 | -33.6059 | No Data | No Data | No Data | No Data | -52.578 | -52.5904 | No Data | No Data | 13.2 | 44.4072 | -95.095 | -97.9942 | -130.9 | -133.0282
2019-04-09 10:30 | No Data | No Data | No Data | No Data | -13.08 | -32.7715 | No Data | No Data | No Data | No Data | -14.859 | -19.4646 | No Data | No Data | -10.4 | -44.0454 | -55.055 | -56.1275 | -91.5 | -93.1211
2019-04-09 11:00 | No Data | No Data | No Data | No Data | -23.1266 | -29.1489 | No Data | No Data | No Data | No Data | -16.002 | -19.0233 | No Data | No Data | 10 | 47.8565 | -59.605 | -61.148 | -73.1 | -73.3377
2019-04-09 11:30 | No Data | No Data | No Data | No Data | -8.2094 | -20.5862 | No Data | No Data | No Data | No Data | -29.718 | -30.499 | No Data | No Data | -15.6 | -43.3073 | -64.61 | -66.3318 | -91.1 | -92.2155
2019-04-09 12:00 | No Data | No Data | No Data | No Data | -13.4951 | -24.5959 | No Data | No Data | No Data | No Data | -35.433 | -35.7267 | No Data | No Data | -8.4 | -40.8725 | -70.525 | -72.3006 | -92 | -92.7537
2019-04-09 12:30 | No Data | No Data | No Data | No Data | -27.4846 | -33.1992 | No Data | No Data | No Data | No Data | -12.573 | -16.9919 | No Data | No Data | -23.2 | -47.6319 | -44.135 | -45.4659 | -65.5 | -65.7742
2019-04-09 13:00 | No Data | No Data | No Data | No Data | -24.7745 | -30.9929 | No Data | No Data | No Data | No Data | 21.717 | 26.9758 | No Data | No Data | -70.8 | -77.3698 | -11.375 | -13.2654 | -46.5 | -46.5783
2019-04-09 13:30 | No Data | No Data | No Data | No Data | -29.5354 | -34.942 | No Data | No Data | No Data | No Data | -28.575 | -29.1409 | No Data | No Data | -23.6 | -44.7321 | -61.88 | -64.0112 | -98.7 | -99.8942
2019-04-09 14:00 | No Data | No Data | No Data | No Data | -26.4591 | -31.4622 | No Data | No Data | No Data | No Data | -9.144 | -15.5465 | No Data | No Data | -18.8 | -43.1147 | -59.15 | -60.7046 | -82.7 | -83.595
2019-04-09 14:30 | No Data | No Data | No Data | No Data | -34.1009 | -38.1409 | No Data | No Data | No Data | No Data | -20.574 | -21.6869 | No Data | No Data | -28 | -46.5601 | -59.605 | -61.4671 | -93.5 | -94.6798
2019-04-09 15:00 | No Data | No Data | No Data | No Data | -24.2618 | -30.7414 | No Data | No Data | No Data | No Data | -29.718 | -30.2625 | No Data | No Data | -15.2 | -40.9273 | -73.71 | -75.9237 | -105.4 | -106.7622
2019-04-09 15:30 | No Data | No Data | No Data | No Data | -25.4337 | -31.1586 | No Data | No Data | No Data | No Data | -27.432 | -28.2763 | No Data | No Data | -8 | -42.3622 | -80.08 | -82.3286 | -114.8 | -116.3454
2019-04-09 16:00 | No Data | No Data | No Data | No Data | -19.3912 | -26.4575 | No Data | No Data | No Data | No Data | -16.002 | -18.4303 | No Data | No Data | -20.8 | -44.0236 | -70.525 | -72.5065 | -99.1 | -99.949
2019-04-09 16:30 | No Data | No Data | No Data | No Data | -4.1566 | -21.8411 | No Data | No Data | No Data | No Data | -8.001 | -13.9521 | No Data | No Data | -30.4 | -49.291 | -55.965 | -57.2975 | -76.1 | -76.3207
2019-04-09 17:00 | No Data | No Data | No Data | No Data | 3.9368 | 21.8004 | No Data | No Data | No Data | No Data | 11.43 | 21.5661 | No Data | No Data | -24.8 | -48.0883 | -40.495 | -41.1442 | -43.4 | -43.7104
2019-04-09 17:30 | No Data | No Data | No Data | No Data | 5.2796 | 22.1298 | No Data | No Data | No Data | No Data | 22.86 | 30.0024 | No Data | No Data | 8.4 | 49.1235 | -25.025 | -25.1282 | -6.6 | -19.3598
2019-04-09 18:00 | No Data | No Data | No Data | No Data | 20.6607 | 29.8114 | No Data | No Data | No Data | No Data | 32.004 | 39.3298 | No Data | No Data | 20.4 | 56.9772 | -3.64 | -5.8268 | 26.7 | 39.2725
2019-04-09 18:30 | No Data | No Data | No Data | No Data | 34.4427 | 40.3793 | No Data | No Data | No Data | No Data | 37.719 | 44.1056 | No Data | No Data | 5.2 | 45.8955 | 7.735 | 9.7374 | 39.1 | 50.0849
2019-04-09 19:00 | No Data | No Data | No Data | No Data | 34.8089 | 47.3166 | No Data | No Data | No Data | No Data | 74.295 | 78.809 | No Data | No Data | -43.2 | -53.761 | 60.97 | 62.2868 | 83.9 | 92.3953
2019-04-09 19:30 | No Data | No Data | No Data | No Data | 33.93 | 46.6738 | No Data | No Data | No Data | No Data | 64.008 | 68.7702 | No Data | No Data | -33.6 | -50.1278 | 48.23 | 49.2578 | 80.4 | 89.6674
2019-04-09 20:00 | No Data | No Data | No Data | No Data | 33.8323 | 49.6293 | No Data | No Data | No Data | No Data | 42.291 | 48.074 | No Data | No Data | -17.2 | -45.7559 | 31.85 | 32.6714 | 61.1 | 71.7424
2019-04-09 20:30 | No Data | No Data | No Data | No Data | 37.6776 | 52.3263 | No Data | No Data | No Data | No Data | 27.432 | 34.9877 | No Data | No Data | -6 | -48.3735 | 17.29 | 17.8787 | 47.4 | 53.8239
2019-04-09 21:00 | No Data | No Data | No Data | No Data | 27.5822 | 47.4066 | No Data | No Data | No Data | No Data | 0 | 17.145 | No Data | No Data | 29.6 | 61.9316 | -16.38 | -16.4808 | 11.3 | 21.3378
2019-04-09 21:30 | No Data | No Data | No Data | No Data | 43.5737 | 58.1831 | No Data | No Data | No Data | No Data | -2.286 | -17.2967 | No Data | No Data | 28 | 61.183 | -13.65 | -13.7708 | 17.5 | 24.6077
2019-04-09 22:00 | No Data | No Data | No Data | No Data | 37.8363 | 54.0202 | No Data | No Data | No Data | No Data | 5.715 | 18.0724 | No Data | No Data | 21.2 | 56.8971 | -9.555 | -9.652 | 20 | 23.2725
2019-04-09 22:30 | No Data | No Data | No Data | No Data | 50.7515 | 63.7363 | No Data | No Data | No Data | No Data | 9.144 | 21.475 | No Data | No Data | 24 | 58.363 | -10.465 | -10.4749 | 23.4 | 25.2175
2019-04-09 23:00 | No Data | No Data | No Data | No Data | 54.548 | 61.886 | No Data | No Data | No Data | No Data | 17.145 | 26.7813 | No Data | No Data | 22.4 | 57.7235 | -8.645 | -8.645 | 25.2 | 28.4944
2019-04-09 23:30 | No Data | No Data | No Data | No Data | 64.4358 | 67.3789 | No Data | No Data | No Data | No Data | 16.002 | 25.172 | No Data | No Data | 33.2 | 61.358 | -15.925 | -15.925 | 31.1 | 36.5493
2019-04-10 | No Data | No Data | No Data | No Data | 53.8277 | 59.063 | No Data | No Data | No Data | No Data | 11.43 | 22.5435 | No Data | No Data | 30.8 | 60.4371 | -14.105 | -14.1343 | 27.2 | 30.73
2019-04-10 00:30 | No Data | No Data | No Data | No Data | 48.4443 | 54.9783 | No Data | No Data | No Data | No Data | 16.002 | 26.0644 | No Data | No Data | 22.8 | 56.4128 | -5.005 | -5.0256 | 29.5 | 32.1972
2019-04-10 01:00 | No Data | No Data | No Data | No Data | 46.9062 | 55.5674 | No Data | No Data | No Data | No Data | 12.573 | 23.144 | No Data | No Data | 25.2 | 57.7844 | -9.1 | -9.1 | 22.2 | 23.5637
2019-04-10 01:30 | No Data | No Data | No Data | No Data | 43.415 | 52.6536 | No Data | No Data | No Data | No Data | 8.001 | 19.9616 | No Data | No Data | 30 | 60.3801 | -12.285 | -12.4191 | 18.5 | 19.78
2019-04-10 02:00 | No Data | No Data | No Data | No Data | 32.343 | 43.9729 | No Data | No Data | No Data | No Data | 11.43 | 22.5435 | No Data | No Data | 26.8 | 60.2847 | -9.1 | -9.2018 | 18.4 | 19.0937
2019-04-10 02:30 | No Data | No Data | No Data | No Data | 32.9046 | 45.6114 | No Data | No Data | No Data | No Data | 8.001 | 19.9616 | No Data | No Data | 26.4 | 60.1079 | -8.19 | -8.2026 | 17.5 | 17.9293
2019-04-10 03:00 | No Data | No Data | No Data | No Data | 36.2982 | 50.656 | No Data | No Data | No Data | No Data | 4.572 | 18.8508 | No Data | No Data | 29.6 | 62.2832 | -12.285 | -12.4191 | 12.3 | 12.3685
2019-04-10 03:30 | No Data | No Data | No Data | No Data | 32.7581 | 48.1827 | No Data | No Data | No Data | No Data | 6.858 | 19.5316 | No Data | No Data | 25.6 | 59.7609 | -8.645 | -8.6928 | 15.4 | 15.5708
2019-04-10 04:00 | No Data | No Data | No Data | No Data | 29.4255 | 45.9819 | No Data | No Data | No Data | No Data | 11.43 | 21.5661 | No Data | No Data | 21.2 | 57.6403 | -7.28 | -7.28 | 16.3 | 16.6307
2019-04-10 04:30 | No Data | No Data | No Data | No Data | 32.8557 | 48.2491 | No Data | No Data | No Data | No Data | 12.573 | 23.144 | No Data | No Data | 20.8 | 56.7493 | -5.005 | -5.005 | 16.3 | 17.3012
2019-04-10 05:00 | No Data | No Data | No Data | No Data | 32.7581 | 49.7061 | No Data | No Data | No Data | No Data | 17.145 | 25.9136 | No Data | No Data | 18 | 54.6494 | -1.82 | -1.876 | 20.4 | 21.3804
2019-04-10 05:30 | No Data | No Data | No Data | No Data | 34.6014 | 48.1546 | No Data | No Data | No Data | No Data | 16.002 | 25.172 | No Data | No Data | 21.2 | 56.5261 | -3.64 | -3.64 | 21.4 | 23.3791
2019-04-10 06:00 | No Data | No Data | No Data | No Data | 41.9379 | 53.6694 | No Data | No Data | No Data | No Data | 9.144 | 27.8339 | No Data | No Data | 26.8 | 50.8378 | -9.555 | -13.8383 | 19 | 24.2074
2019-04-10 06:30 | No Data | No Data | No Data | No Data | 50.5928 | 58.001 | No Data | No Data | No Data | No Data | 0 | 8.001 | No Data | No Data | 10.4 | 41.3299 | 8.19 | 14.0167 | 41.5 | 46.7847
2019-04-10 07:00 | No Data | No Data | No Data | No Data | 55.7198 | 61.7934 | No Data | No Data | No Data | No Data | 0 | 8.001 | No Data | No Data | 23.2 | 44.1814 | 0.455 | 6.3862 | 35.4 | 39.8045
2019-04-10 07:30 | No Data | No Data | No Data | No Data | 53.4127 | 59.0077 | No Data | No Data | No Data | No Data | 0 | 8.001 | No Data | No Data | 28.4 | 49.0567 | -2.73 | -6.1045 | 22.1 | 30.6243
2019-04-10 08:00 | No Data | No Data | No Data | No Data | 51.8257 | 56.8365 | No Data | No Data | No Data | No Data | 0 | 8.001 | No Data | No Data | 40.8 | 58.2683 | -12.285 | -12.8129 | -6 | -13.6854
2019-04-10 08:30 | No Data | No Data | No Data | No Data | 51.8257 | 56.9018 | No Data | No Data | No Data | No Data | -2.286 | -8.3212 | No Data | No Data | 58.4 | 72.8802 | -27.755 | -27.755 | -36.7 | -36.7087
2019-04-10 09:00 | No Data | No Data | No Data | No Data | 50.6416 | 55.8255 | No Data | No Data | No Data | No Data | -1.143 | -8.0822 | No Data | No Data | 64.4 | 78.9096 | -38.675 | -38.8912 | -50.4 | -50.4016
2019-04-10 09:30 | No Data | No Data | No Data | No Data | 48.957 | 55.2654 | No Data | No Data | No Data | No Data | 0 | 8.001 | No Data | No Data | 61.6 | 76.6415 | -34.58 | -34.6876 | -48.4 | -48.668
2019-04-10 10:00 | No Data | No Data | No Data | No Data | 45.5756 | 53.3037 | No Data | No Data | No Data | No Data | 0 | 8.001 | No Data | No Data | 70 | 83.7616 | -43.68 | -43.8715 | -59.2 | -59.3094
2019-04-10 10:30 | No Data | No Data | No Data | No Data | 43.8788 | 51.8604 | No Data | No Data | No Data | No Data | 0 | 8.001 | No Data | No Data | 74.8 | 86.1794 | -45.5 | -45.6839 | -63 | -63.1145
2019-04-10 11:00 | No Data | No Data | No Data | No Data | 42.1942 | 50.4431 | No Data | No Data | No Data | No Data | 0 | 8.001 | No Data | No Data | 73.2 | 84.9969 | -46.41 | -46.6325 | -60 | -60.1838
2019-04-10 11:30 | No Data | No Data | No Data | No Data | 43.83 | 50.8597 | No Data | No Data | No Data | No Data | -1.143 | -8.0822 | No Data | No Data | 68 | 80.9938 | -40.04 | -40.133 | -61 | -61.2847
2019-04-10 12:00 | No Data | No Data | No Data | No Data | 45.5146 | 53.1441 | No Data | No Data | No Data | No Data | 0 | 8.001 | No Data | No Data | 56.4 | 71.2876 | -31.395 | -31.4082 | -43 | -43.5036
2019-04-10 12:30 | No Data | No Data | No Data | No Data | 42.1332 | 50.2785 | No Data | No Data | No Data | No Data | 0 | 8.001 | No Data | No Data | 57.2 | 72.4099 | -31.395 | -31.395 | -50.4 | -50.5917
2019-04-10 13:00 | No Data | No Data | No Data | No Data | 40.3998 | 50.1965 | No Data | No Data | No Data | No Data | -37.719 | -39.0966 | No Data | No Data | 35.6 | 52.0707 | -10.92 | -12.6421 | -27.5 | -28.7543
2019-04-10 13:30 | No Data | No Data | No Data | No Data | 34.699 | 45.7337 | No Data | No Data | No Data | No Data | -67.437 | -67.4757 | No Data | No Data | -22 | -36.8803 | -59.15 | -59.1937 | -76.9 | -76.9547
2019-04-10 14:00 | No Data | No Data | No Data | No Data | 34.8577 | 45.8542 | No Data | No Data | No Data | No Data | -73.152 | -73.152 | No Data | No Data | -12.4 | -33.5738 | -67.795 | -68.0936 | -86.5 | -86.7514
2019-04-10 14:30 | No Data | No Data | No Data | No Data | 34.8577 | 45.8542 | No Data | No Data | No Data | No Data | -74.295 | -74.295 | No Data | No Data | -15.2 | -33.9882 | -67.795 | -67.9795 | -86.1 | -86.426
2019-04-10 15:00 | No Data | No Data | No Data | No Data | 31.574 | 42.1991 | No Data | No Data | No Data | No Data | -85.725 | -85.7935 | No Data | No Data | -4.4 | -33.4903 | -84.63 | -85.2199 | -102.7 | -103.4103
2019-04-10 15:30 | No Data | No Data | No Data | No Data | 28.6076 | 39.9939 | No Data | No Data | No Data | No Data | -80.01 | -80.0427 | No Data | No Data | -10 | -34.2905 | -80.99 | -81.4996 | -94.7 | -94.9965
2019-04-10 16:00 | No Data | No Data | No Data | No Data | 35.4681 | 43.7946 | No Data | No Data | No Data | No Data | -74.295 | -74.3038 | No Data | No Data | -11.2 | -35.4175 | -75.985 | -76.3329 | -86.5 | -86.5255
2019-04-10 16:30 | No Data | No Data | No Data | No Data | 40.6561 | 47.0046 | No Data | No Data | No Data | No Data | -61.722 | -61.8172 | No Data | No Data | -20.4 | -36.9432 | -66.885 | -66.9608 | -84.4 | -84.4
2019-04-10 17:00 | No Data | No Data | No Data | No Data | 43.1098 | 49.1423 | No Data | No Data | No Data | No Data | -48.006 | -48.6682 | No Data | No Data | -18 | -37.7656 | -46.865 | -46.9445 | -49 | -52.7746
2019-04-10 17:30 | No Data | No Data | No Data | No Data | 53.5714 | 57.8725 | No Data | No Data | No Data | No Data | -18.288 | -25.0679 | No Data | No Data | -1.6 | -36.8348 | -12.74 | -16.4871 | 6.8 | 25.3298
2019-04-10 18:00 | No Data | No Data | No Data | No Data | 59.9313 | 63.1655 | No Data | No Data | No Data | No Data | 3.429 | 20.8578 | No Data | No Data | 8 | 45.9025 | 10.465 | 17.9307 | 41.8 | 54.2623
2019-04-10 18:30 | No Data | No Data | No Data | No Data | 62.5925 | 68.2583 | No Data | No Data | No Data | No Data | 6.858 | 20.6057 | No Data | No Data | 0.4 | 39.251 | 16.38 | 20.7512 | 49.2 | 64.0441
2019-04-10 19:00 | No Data | No Data | No Data | No Data | 60.8469 | 67.7058 | No Data | No Data | No Data | No Data | 10.287 | 23.0024 | No Data | No Data | -2.8 | -39.6182 | 19.11 | 22.9674 | 52.4 | 65.0824
2019-04-10 19:30 | No Data | No Data | No Data | No Data | 54.9996 | 63.5279 | No Data | No Data | No Data | No Data | 11.43 | 24.5413 | No Data | No Data | -1.6 | -40.032 | 16.38 | 20.7512 | 47 | 57.0289
2019-04-10 20:00 | No Data | No Data | No Data | No Data | 47.8828 | 58.5448 | No Data | No Data | No Data | No Data | 8.001 | 23.144 | No Data | No Data | 13.2 | 45.9373 | 0.91 | 9.5982 | 31.1 | 36.3407
2019-04-10 20:30 | No Data | No Data | No Data | No Data | 47.8218 | 59.4592 | No Data | No Data | No Data | No Data | 12.573 | 26.0895 | No Data | No Data | 11.6 | 45.5034 | 2.275 | 10.7094 | 31.9 | 43.0444
2019-04-10 21:00 | No Data | No Data | No Data | No Data | 45.771 | 59.0287 | No Data | No Data | No Data | No Data | 8.001 | 24.2197 | No Data | No Data | 15.6 | 47.8163 | -3.64 | -9.801 | 25.3 | 33.9242
2019-04-10 21:30 | No Data | No Data | No Data | No Data | 55.3658 | 61.8124 | No Data | No Data | No Data | No Data | 6.858 | 22.7741 | No Data | No Data | 20.4 | 50.3206 | -6.825 | -11.0144 | 27.1 | 36.0014
2019-04-10 22:00 | No Data | No Data | No Data | No Data | 51.8257 | 58.7602 | No Data | No Data | No Data | No Data | 3.429 | 21.986 | No Data | No Data | 17.6 | 49.6258 | -2.275 | -8.9393 | 27.1 | 35.7393
2019-04-10 22:30 | No Data | No Data | No Data | No Data | 57.3678 | 63.7018 | No Data | No Data | No Data | No Data | 12.573 | 27.0966 | No Data | No Data | 12.8 | 45.4401 | 1.82 | 9.7268 | 37.1 | 42.9802
2019-04-10 23:00 | No Data | No Data | No Data | No Data | 64.4358 | 70.1343 | No Data | No Data | No Data | No Data | 22.86 | 34.8381 | No Data | No Data | 10.8 | 44.1416 | 4.55 | 11.4113 | 42.3 | 46.6624
2019-04-10 23:30 | No Data | No Data | No Data | No Data | 73.518 | 76.814 | No Data | No Data | No Data | No Data | 20.574 | 33.3826 | No Data | No Data | 27.2 | 51.3887 | -7.28 | -12.0123 | 39.4 | 46.8236
2019-04-11 | No Data | No Data | No Data | No Data | 66.1326 | 69.7784 | No Data | No Data | No Data | No Data | 27.432 | 38.7947 | No Data | No Data | 16.4 | 47.332 | 1.365 | 10.5536 | 42.6 | 46.8926
2019-04-11 00:30 | No Data | No Data | No Data | No Data | 59.2599 | 64.0111 | No Data | No Data | No Data | No Data | 25.146 | 36.379 | No Data | No Data | 18 | 47.5395 | -2.275 | -9.3801 | 34.3 | 39.8062
2019-04-11 01:00 | No Data | No Data | No Data | No Data | 52.4971 | 60.0862 | No Data | No Data | No Data | No Data | 21.717 | 34.099 | No Data | No Data | 17.2 | 48.362 | -1.365 | -8.7521 | 30.1 | 33.4978
2019-04-11 01:30 | No Data | No Data | No Data | No Data | 52.4971 | 60.0862 | No Data | No Data | No Data | No Data | 17.145 | 31.3857 | No Data | No Data | 17.6 | 49.6258 | -3.64 | -8.633 | 27.9 | 30.4109
2019-04-11 02:00 | No Data | No Data | No Data | No Data | 47.2602 | 55.5692 | No Data | No Data | No Data | No Data | 19.431 | 31.7787 | No Data | No Data | 14 | 47.7007 | 0 | 8.645 | 28 | 30.5424
2019-04-11 02:30 | No Data | No Data | No Data | No Data | 42.2919 | 52.3935 | No Data | No Data | No Data | No Data | 13.716 | 28.6435 | No Data | No Data | 22 | 52.0753 | -6.825 | -9.9789 | 20 | 21.8103
2019-04-11 03:00 | No Data | No Data | No Data | No Data | 38.7518 | 51.7892 | No Data | No Data | No Data | No Data | 16.002 | 30.7762 | No Data | No Data | 16 | 49.8381 | -1.82 | -7.9462 | 21.7 | 23.5308
2019-04-11 03:30 | No Data | No Data | No Data | No Data | 36.9085 | 50.4248 | No Data | No Data | No Data | No Data | 14.859 | 30.1977 | No Data | No Data | 21.6 | 53.0011 | -7.28 | -9.9789 | 16.9 | 18.3308
2019-04-11 04:00 | No Data | No Data | No Data | No Data | 36.9085 | 50.4248 | No Data | No Data | No Data | No Data | 9.144 | 26.7569 | No Data | No Data | 21.6 | 52.2716 | -6.37 | -9.3358 | 16.5 | 17.9627
2019-04-11 04:30 | No Data | No Data | No Data | No Data | 36.9085 | 50.4248 | No Data | No Data | No Data | No Data | 13.716 | 29.652 | No Data | No Data | 16.4 | 49.968 | -2.73 | -7.775 | 22 | 22.7015
2019-04-11 05:00 | No Data | No Data | No Data | No Data | 38.6053 | 51.6797 | No Data | No Data | No Data | No Data | 12.573 | 28.1141 | No Data | No Data | 18.8 | 50.4349 | -4.55 | -9.369 | 19.8 | 22.0045
2019-04-11 05:30 | No Data | No Data | No Data | No Data | 42.2919 | 54.4887 | No Data | No Data | No Data | No Data | 13.716 | 28.6435 | No Data | No Data | 17.2 | 49.8606 | -3.64 | -8.9625 | 25.1 | 28.0851
2019-04-11 06:00 | No Data | No Data | No Data | No Data | 47.8218 | 57.883 | No Data | No Data | No Data | No Data | 17.145 | 31.3857 | No Data | No Data | 23.2 | 51.8768 | -6.37 | -9.6734 | 23.8 | 27.5115
2019-04-11 06:30 | No Data | No Data | No Data | No Data | 51.4107 | 59.6528 | No Data | No Data | No Data | No Data | 21.717 | 34.9877 | No Data | No Data | 17.6 | 46.6476 | -1.82 | -9.7268 | 33.6 | 40.2716
2019-04-11 07:00 | No Data | No Data | No Data | No Data | 56.7941 | 61.5785 | No Data | No Data | No Data | No Data | 3.429 | 24.2467 | No Data | No Data | 34 | 54.9749 | -18.2 | -19.7755 | 17.4 | 33.7338
2019-04-11 07:30 | No Data | No Data | No Data | No Data | 53.0098 | 58.8432 | No Data | No Data | No Data | No Data | -6.858 | -21.6869 | No Data | No Data | 0.4 | 40.4317 | -15.47 | -17.5042 | 1.3 | 24.6895
2019-04-11 08:00 | No Data | No Data | No Data | No Data | 47.6753 | 53.2849 | No Data | No Data | No Data | No Data | -48.006 | -48.8691 | No Data | No Data | -8 | -39.6162 | -54.145 | -54.1622 | -57.3 | -58.6476
2019-04-11 08:30 | No Data | No Data | No Data | No Data | 43.5248 | 49.606 | No Data | No Data | No Data | No Data | -65.151 | -65.2412 | No Data | No Data | -12.4 | -36.9432 | -68.705 | -69.0432 | -91.5 | -91.5197
2019-04-11 09:00 | No Data | No Data | No Data | No Data | 38.3978 | 45.1745 | No Data | No Data | No Data | No Data | -68.58 | -68.58 | No Data | No Data | -10.8 | -36.4373 | -73.71 | -74.1636 | -102.7 | -102.7141
2019-04-11 09:30 | No Data | No Data | No Data | No Data | 33.1609 | 40.8165 | No Data | No Data | No Data | No Data | -76.581 | -76.6151 | No Data | No Data | -5.6 | -37.2859 | -79.625 | -80.3703 | -110.8 | -111.3849
2019-04-11 10:00 | No Data | No Data | No Data | No Data | 34.9554 | 43.6275 | No Data | No Data | No Data | No Data | -67.437 | -67.4467 | No Data | No Data | -12 | -38.327 | -72.345 | -72.9733 | -103.8 | -104.5619
2019-04-11 10:30 | No Data | No Data | No Data | No Data | 34.9554 | 45.0768 | No Data | No Data | No Data | No Data | -70.866 | -70.8752 | No Data | No Data | -13.2 | -38.3437 | -69.615 | -70.1497 | -101.8 | -102.8416
2019-04-11 11:00 | No Data | No Data | No Data | No Data | 34.9554 | 45.0768 | No Data | No Data | No Data | No Data | -86.868 | -87.0558 | No Data | No Data | 1.2 | 38.4187 | -84.175 | -85.0668 | -114.9 | -116.3014
2019-04-11 11:30 | No Data | No Data | No Data | No Data | 32.8557 | 43.4688 | No Data | No Data | No Data | No Data | -90.297 | -90.6508 | No Data | No Data | 5.6 | 38.4104 | -80.99 | -81.8494 | -110.9 | -112.1954
2019-04-11 12:00 | No Data | No Data | No Data | No Data | 34.6502 | 44.8405 | No Data | No Data | No Data | No Data | -70.866 | -70.8752 | No Data | No Data | -13.6 | -38.4832 | -61.88 | -62.2552 | -92.6 | -93.2047
2019-04-11 12:30 | No Data | No Data | No Data | No Data | 36.2371 | 46.0778 | No Data | No Data | No Data | No Data | -68.58 | -68.5895 | No Data | No Data | -14.8 | -41.5269 | -63.245 | -63.6122 | -93.5 | -94.4984
2019-04-11 13:00 | No Data | No Data | No Data | No Data | 33.8323 | 44.2115 | No Data | No Data | No Data | No Data | -82.296 | -82.4942 | No Data | No Data | -1.2 | -37.2193 | -80.08 | -80.8839 | -109 | -110.6264
2019-04-11 13:30 | No Data | No Data | No Data | No Data | 35.2728 | 46.5348 | No Data | No Data | No Data | No Data | -78.867 | -78.9415 | No Data | No Data | -7.6 | -37.5766 | -75.985 | -76.6415 | -106.2 | -107.7146
2019-04-11 14:00 | No Data | No Data | No Data | No Data | 33.6736 | 45.3347 | No Data | No Data | No Data | No Data | -82.296 | -82.4942 | No Data | No Data | -0.8 | -39.6081 | -80.08 | -80.8839 | -109.8 | -111.6426
2019-04-11 14:30 | No Data | No Data | No Data | No Data | 33.7835 | 44.2766 | No Data | No Data | No Data | No Data | -82.296 | -82.4229 | No Data | No Data | -6 | -36.8912 | -81.445 | -82.2355 | -111.9 | -113.5692
2019-04-11 15:00 | No Data | No Data | No Data | No Data | 35.5779 | 45.6605 | No Data | No Data | No Data | No Data | -64.008 | -64.0182 | No Data | No Data | -25.6 | -41.2931 | -60.515 | -60.8987 | -92.2 | -93.126
2019-04-11 15:30 | No Data | No Data | No Data | No Data | 33.576 | 44.1185 | No Data | No Data | No Data | No Data | -59.436 | -59.5348 | No Data | No Data | -15.2 | -38.7092 | -76.44 | -77.2817 | -68.7 | -68.9975
2019-04-11 16:00 | No Data | No Data | No Data | No Data | 38.703 | 48.1354 | No Data | No Data | No Data | No Data | -56.007 | -56.1933 | No Data | No Data | -28 | -43.7374 | -65.065 | -65.5232 | -69 | -69.1158
2019-04-11 16:30 | No Data | No Data | No Data | No Data | 43.2197 | 50.9453 | No Data | No Data | No Data | No Data | -42.291 | -43.2682 | No Data | No Data | -43.2 | -52.5951 | -47.32 | -47.3397 | -58.7 | -58.7
2019-04-11 17:00 | No Data | No Data | No Data | No Data | 43.1586 | 49.9411 | No Data | No Data | No Data | No Data | -2.286 | -19.565 | No Data | No Data | -45.6 | -55.7078 | -4.55 | -9.7693 | -2.7 | -17.3118
2019-04-11 17:30 | No Data | No Data | No Data | No Data | 48.7007 | 54.8015 | No Data | No Data | No Data | No Data | 36.576 | 45.72 | No Data | No Data | -32 | -52.1674 | 33.215 | 37.658 | 58.5 | 66.0662
2019-04-11 18:00 | No Data | No Data | No Data | No Data | 49.1646 | 55.9775 | No Data | No Data | No Data | No Data | 45.72 | 54.5296 | No Data | No Data | -32.4 | -50.8567 | 44.59 | 49.0662 | 48.4 | 56.2694
2019-04-11 18:30 | No Data | No Data | No Data | No Data | 42.1332 | 49.9153 | No Data | No Data | No Data | No Data | 37.719 | 47.3208 | No Data | No Data | -18.4 | -41.5018 | 30.485 | 34.3939 | 37.4 | 47.7582
2019-04-11 19:00 | No Data | No Data | No Data | No Data | 43.9277 | 51.439 | No Data | No Data | No Data | No Data | 43.434 | 52.6277 | No Data | No Data | -10.8 | -40.2751 | 24.115 | 28.1696 | 55.7 | 63.7942
2019-04-11 19:30 | No Data | No Data | No Data | No Data | 38.5443 | 45.8725 | No Data | No Data | No Data | No Data | 37.719 | 47.3208 | No Data | No Data | 2.8 | 42.0171 | 8.19 | 14.7647 | 38.8 | 45.6228
2019-04-11 20:00 | No Data | No Data | No Data | No Data | 33.2219 | 41.5009 | No Data | No Data | No Data | No Data | 36.576 | 46.4148 | No Data | No Data | 7.6 | 44.6515 | 5.005 | 12.0123 | 33.2 | 39.3914
2019-04-11 20:30 | No Data | No Data | No Data | No Data | 33.2219 | 41.5009 | No Data | No Data | No Data | No Data | 45.72 | 54.5296 | No Data | No Data | -2.8 | -42.4924 | 15.47 | 20.0407 | 45 | 49.5746
2019-04-11 21:00 | No Data | No Data | No Data | No Data | 33.2219 | 41.5009 | No Data | No Data | No Data | No Data | 28.575 | 39.6112 | No Data | No Data | 1.6 | 43.2296 | 9.1 | 15.2883 | 38.3 | 43.2075
2019-04-11 21:30 | No Data | No Data | No Data | No Data | 39.1669 | 46.3969 | No Data | No Data | No Data | No Data | 28.575 | 40.4112 | No Data | No Data | 2.8 | 42.8915 | 10.465 | 16.2021 | 42.7 | 47.0253
2019-04-11 22:00 | No Data | No Data | No Data | No Data | 37.3236 | 44.8517 | No Data | No Data | No Data | No Data | 26.289 | 37.9951 | No Data | No Data | -6.4 | -42.8803 | 17.29 | 21.4768 | 48.8 | 51.1723
2019-04-11 22:30 | No Data | No Data | No Data | No Data | 42.8046 | 49.5062 | No Data | No Data | No Data | No Data | 16.002 | 30.7762 | No Data | No Data | 3.2 | 44.5152 | 7.28 | 13.8905 | 43.3 | 46.0926
2019-04-11 23:00 | No Data | No Data | No Data | No Data | 48.9082 | 54.8693 | No Data | No Data | No Data | No Data | 29.718 | 41.2273 | No Data | No Data | -2.8 | -42.0932 | 16.835 | 21.3898 | 55.2 | 58.2495
2019-04-11 23:30 | No Data | No Data | No Data | No Data | 56.3424 | 61.5881 | No Data | No Data | No Data | No Data | 21.717 | 34.099 | No Data | No Data | 12 | 42.912 | 5.005 | 12.8452 | 53.5 | 60.0628
2019-04-12 | No Data | No Data | No Data | No Data | 48.7007 | 54.6844 | No Data | No Data | No Data | No Data | 27.432 | 37.9951 | No Data | No Data | 2.4 | 41.6941 | 13.65 | 18.985 | 56.7 | 59.927
2019-04-12 00:30 | No Data | No Data | No Data | No Data | 37.8851 | 47.0479 | No Data | No Data | No Data | No Data | 29.718 | 39.6771 | No Data | No Data | 2.8 | 41.6019 | 12.74 | 17.3855 | 51.2 | 53.2685
2019-04-12 01:00 | No Data | No Data | No Data | No Data | 29.4255 | 39.6456 | No Data | No Data | No Data | No Data | 30.861 | 41.2906 | No Data | No Data | 0.4 | 42.4019 | 15.015 | 19.2019 | 46.5 | 48.2031
2019-04-12 01:30 | No Data | No Data | No Data | No Data | 31.1101 | 42.1648 | No Data | No Data | No Data | No Data | 27.432 | 37.9951 | No Data | No Data | 3.2 | 41.6308 | 14.105 | 17.8381 | 45.9 | 47.2945
2019-04-12 02:00 | No Data | No Data | No Data | No Data | 30.4997 | 42.8492 | No Data | No Data | No Data | No Data | 26.289 | 37.1783 | No Data | No Data | 0.4 | 43.2463 | 15.47 | 18.9359 | 43.5 | 44.1249
2019-04-12 02:30 | No Data | No Data | No Data | No Data | 26.9596 | 40.406 | No Data | No Data | No Data | No Data | 25.146 | 37.2134 | No Data | No Data | -3.2 | -43.7173 | 18.2 | 21.7069 | 45.3 | 46.4562
2019-04-12 03:00 | No Data | No Data | No Data | No Data | 28.8029 | 41.6585 | No Data | No Data | No Data | No Data | 24.003 | 29.4974 | No Data | No Data | -4.8 | -51.4245 | 19.11 | 19.1154 | 43.8 | 44.3095
2019-04-12 03:30 | No Data | No Data | No Data | No Data | 31.2688 | 44.5587 | No Data | No Data | No Data | No Data | 26.289 | 31.3857 | No Data | No Data | -6 | -52.345 | 20.475 | 20.4801 | 45.1 | 45.5518
2019-04-12 04:00 | No Data | No Data | No Data | No Data | 31.2688 | 45.7741 | No Data | No Data | No Data | No Data | 26.289 | 31.3857 | No Data | No Data | -6.8 | -52.4427 | 19.565 | 19.5703 | 43.7 | 44.273
2019-04-12 04:30 | No Data | No Data | No Data | No Data | 33.4783 | 47.3109 | No Data | No Data | No Data | No Data | 24.003 | 29.4974 | No Data | No Data | -6.8 | -53.2361 | 18.655 | 18.655 | 43.3 | 43.5993
2019-04-12 05:00 | No Data | No Data | No Data | No Data | 37.116 | 49.9513 | No Data | No Data | No Data | No Data | 27.432 | 32.9692 | No Data | No Data | -6.4 | -53.1865 | 20.02 | 20.02 | 45.9 | 46.2776
2019-04-12 05:30 | No Data | No Data | No Data | No Data | 43.1098 | 53.0844 | No Data | No Data | No Data | No Data | 33.147 | 37.8573 | No Data | No Data | -8.4 | -53.8591 | 21.385 | 21.4044 | 49.6 | 49.8514
2019-04-12 06:00 | No Data | No Data | No Data | No Data | 44.8066 | 54.4714 | No Data | No Data | No Data | No Data | 28.575 | 33.9261 | No Data | No Data | -2.4 | -52.0984 | 17.29 | 17.3139 | 47.2 | 49.0653
2019-04-12 06:30 | No Data | No Data | No Data | No Data | 50.7515 | 57.7158 | No Data | No Data | No Data | No Data | 20.574 | 26.0644 | No Data | No Data | 4.4 | 52.4748 | 11.83 | 11.8649 | 45.5 | 49.7016
2019-04-12 07:00 | No Data | No Data | No Data | No Data | 52.4361 | 57.7105 | No Data | No Data | No Data | No Data | 11.43 | 18.7466 | No Data | No Data | 11.6 | 51.328 | 8.19 | 8.19 | 23.3 | 29.2606
2019-04-12 07:30 | No Data | No Data | No Data | No Data | 46.2837 | 52.9888 | No Data | No Data | No Data | No Data | -4.572 | -12.3105 | No Data | No Data | -1.2 | -52.0138 | -10.92 | -11.5107 | 7 | 16.4624
2019-04-12 08:00 | No Data | No Data | No Data | No Data | 42.9023 | 49.2333 | No Data | No Data | No Data | No Data | -45.72 | -45.7343 | No Data | No Data | -7.2 | -49.3283 | -54.6 | -56.3925 | -57.1 | -57.1547
2019-04-12 08:30 | No Data | No Data | No Data | No Data | 37.5189 | 44.6204 | No Data | No Data | No Data | No Data | -66.294 | -66.7751 | No Data | No Data | -12.4 | -46.87 | -71.435 | -74.3114 | -93.2 | -94.2605
2019-04-12 09:00 | No Data | No Data | No Data | No Data | 37.3236 | 44.4563 | No Data | No Data | No Data | No Data | -75.438 | -76.4786 | No Data | No Data | -8.4 | -46.7607 | -75.53 | -78.6242 | -103.3 | -105.0148
2019-04-12 09:30 | No Data | No Data | No Data | No Data | 35.3216 | 45.2009 | No Data | No Data | No Data | No Data | -76.581 | -77.6063 | No Data | No Data | -7.6 | -47.4131 | -77.805 | -81.0628 | -107.4 | -109.2099
2019-04-12 10:00 | No Data | No Data | No Data | No Data | 31.8791 | 42.5651 | No Data | No Data | No Data | No Data | -77.724 | -78.925 | No Data | No Data | -2.4 | -46.462 | -80.08 | -83.6322 | -110.1 | -112.1605
2019-04-12 10:30 | No Data | No Data | No Data | No Data | 27.8874 | 40.8878 | No Data | No Data | No Data | No Data | -70.866 | -71.7819 | No Data | No Data | -2.4 | -47.261 | -79.17 | -82.6298 | -108.2 | -110.6175
2019-04-12 11:00 | No Data | No Data | No Data | No Data | 22.7115 | 37.1805 | No Data | No Data | No Data | No Data | -62.865 | -63.238 | No Data | No Data | -6.4 | -47.6319 | -73.71 | -77.008 | -104.1 | -106.589
2019-04-12 11:30 | No Data | No Data | No Data | No Data | 18.5 | 33.3844 | No Data | No Data | No Data | No Data | -62.865 | -63.3721 | No Data | No Data | -2.4 | -48.4595 | -78.26 | -81.6278 | -108.1 | -110.316
2019-04-12 12:00 | No Data | No Data | No Data | No Data | 16.7056 | 32.4245 | No Data | No Data | No Data | No Data | -57.15 | -57.435 | No Data | No Data | -4 | -47.3692 | -76.44 | -79.8846 | -101.5 | -103.263
2019-04-12 12:30 | No Data | No Data | No Data | No Data | 14.7036 | 32.9929 | No Data | No Data | No Data | No Data | -57.15 | -57.56 | No Data | No Data | -6.8 | -47.6873 | -72.345 | -75.7025 | -98.1 | -99.9041
2019-04-12 13:00 | No Data | No Data | No Data | No Data | 14.0932 | 32.7255 | No Data | No Data | No Data | No Data | -46.863 | -47.0855 | No Data | No Data | -11.2 | -47.7326 | -67.34 | -70.654 | -92 | -93.8614
2019-04-12 13:30 | No Data | No Data | No Data | No Data | 15.8389 | 33.5143 | No Data | No Data | No Data | No Data | -57.15 | -57.56 | No Data | No Data | -5.6 | -46.7367 | -72.8 | -76.2719 | -96.3 | -98.215
2019-04-12 14:00 | No Data | No Data | No Data | No Data | 17.6822 | 34.4238 | No Data | No Data | No Data | No Data | -65.151 | -65.7896 | No Data | No Data | -4 | -46.9706 | -75.985 | -79.4493 | -101.5 | -103.4132
2019-04-12 14:30 | No Data | No Data | No Data | No Data | 21.3687 | 36.4549 | No Data | No Data | No Data | No Data | -64.008 | -64.6578 | No Data | No Data | -13.2 | -46.7042 | -71.435 | -74.8333 | -101.4 | -103.5315
2019-04-12 15:00 | No Data | No Data | No Data | No Data | 21.5274 | 36.5482 | No Data | No Data | No Data | No Data | -62.865 | -63.5265 | No Data | No Data | -14.4 | -46.6768 | -71.89 | -75.2678 | -102.1 | -103.8346
2019-04-12 15:30 | No Data | No Data | No Data | No Data | 20.2945 | 35.8358 | No Data | No Data | No Data | No Data | -58.293 | -58.695 | No Data | No Data | -21.2 | -48.841 | -65.065 | -68.0754 | -94.3 | -95.8379
2019-04-12 16:00 | No Data | No Data | No Data | No Data | 28.1437 | 39.629 | No Data | No Data | No Data | No Data | -40.005 | -40.0213 | No Data | No Data | -30.8 | -52.7303 | -56.875 | -59.3143 | -83.2 | -84.5591
2019-04-12 16:30 | No Data | No Data | No Data | No Data | 33.6736 | 43.7298 | No Data | No Data | No Data | No Data | -40.005 | -40.0213 | No Data | No Data | -30.4 | -53.4805 | -53.69 | -55.8743 | -70.1 | -70.5108
2019-04-12 17:00 | No Data | No Data | No Data | No Data | 41.5717 | 50.0659 | No Data | No Data | No Data | No Data | -21.717 | -22.193 | No Data | No Data | -33.2 | -56.0828 | -28.665 | -30.0748 | -29.1 | -29.1908
2019-04-12 17:30 | No Data | No Data | No Data | No Data | 50.0801 | 57.3272 | No Data | No Data | No Data | No Data | 9.144 | 15.5465 | No Data | No Data | -16 | -49.8381 | 5.46 | 5.628 | 25.9 | 30.287
2019-04-12 18:00 | No Data | No Data | No Data | No Data | 56.8551 | 63.3316 | No Data | No Data | No Data | No Data | 26.289 | 31.3857 | No Data | No Data | -22.8 | -55.3173 | 38.675 | 39.0585 | 43.3 | 48.936
2019-04-12 18:30 | No Data | No Data | No Data | No Data | 62.0798 | 68.0609 | No Data | No Data | No Data | No Data | 28.575 | 33.3239 | No Data | No Data | -18.4 | -50.6596 | 34.58 | 34.7711 | 38.7 | 44.0306
2019-04-12 19:00 | No Data | No Data | No Data | No Data | 65.4612 | 70.2684 | No Data | No Data | No Data | No Data | 21.717 | 26.3138 | No Data | No Data | -10 | -50.206 | 25.935 | 26.0346 | 54.7 | 60.0594
2019-04-12 19:30 | No Data | No Data | No Data | No Data | 65.4612 | 70.2684 | No Data | No Data | No Data | No Data | 24.003 | 28.23 | No Data | No Data | -12 | -51.4198 | 26.39 | 26.4527 | 54.3 | 58.5126
2019-04-12 20:00 | No Data | No Data | No Data | No Data | 61.9211 | 66.9828 | No Data | No Data | No Data | No Data | 26.289 | 31.3857 | No Data | No Data | -14.4 | -49.7305 | 28.21 | 28.3418 | 54.8 | 58.1326
2019-04-12 20:30 | No Data | No Data | No Data | No Data | 63.9719 | 68.8831 | No Data | No Data | No Data | No Data | 21.717 | 26.9758 | No Data | No Data | -10.8 | -51.5442 | 22.295 | 22.3692 | 49.7 | 52.6249
2019-04-12 21:00 | No Data | No Data | No Data | No Data | 60.444 | 65.6198 | No Data | No Data | No Data | No Data | 17.145 | 22.6879 | No Data | No Data | -7.2 | -52.0999 | 19.11 | 19.2449 | 46.6 | 49.5698
2019-04-12 21:30 | No Data | No Data | No Data | No Data | 67.3045 | 71.4206 | No Data | No Data | No Data | No Data | 24.003 | 28.848 | No Data | No Data | -11.2 | -52.02 | 23.66 | 23.7299 | 55.5 | 57.816
2019-04-12 22:00 | No Data | No Data | No Data | No Data | 65.0584 | 69.3079 | No Data | No Data | No Data | No Data | 26.289 | 31.3857 | No Data | No Data | -12.8 | -52.3878 | 25.48 | 25.5814 | 54.3 | 55.7348
2019-04-12 22:30 | No Data | No Data | No Data | No Data | 68.5374 | 72.5836 | No Data | No Data | No Data | No Data | 24.003 | 29.4974 | No Data | No Data | -6.8 | -50.8567 | 20.475 | 20.5205 | 53.5 | 55.3268
2019-04-12 23:00 | No Data | No Data | No Data | No Data | 73.8232 | 77.5942 | No Data | No Data | No Data | No Data | 27.432 | 32.3491 | No Data | No Data | -6 | -51.5504 | 21.385 | 21.4623 | 56.8 | 59.2895
2019-04-12 23:30 | No Data | No Data | No Data | No Data | 82.3316 | 85.1273 | No Data | No Data | No Data | No Data | 28.575 | 33.9261 | No Data | No Data | 0.4 | 50.0256 | 17.29 | 17.3438 | 62.6 | 67.1872
2019-04-13 | No Data | No Data | No Data | No Data | 75.4101 | 78.9377 | No Data | No Data | No Data | No Data | 27.432 | 31.7581 | No Data | No Data | -1.6 | -50.0576 | 18.655 | 18.7049 | 59.1 | 61.7224
2019-04-13 00:30 | No Data | No Data | No Data | No Data | 66.9993 | 71.5011 | No Data | No Data | No Data | No Data | 28.575 | 33.3239 | No Data | No Data | -4 | -50.1597 | 19.11 | 19.1965 | 55.1 | 56.8755
2019-04-13 01:00 | No Data | No Data | No Data | No Data | 59.8703 | 66.5127 | No Data | No Data | No Data | No Data | 30.861 | 35.3037 | No Data | No Data | -8 | -51.761 | 19.565 | 19.6495 | 51.3 | 52.8971
2019-04-13 01:30 | No Data | No Data | No Data | No Data | 59.8703 | 68.1994 | No Data | No Data | No Data | No Data | 28.575 | 33.3239 | No Data | No Data | -6.4 | -51.2016 | 21.84 | 21.9157 | 52.8 | 54.4738
2019-04-13 02:00 | No Data | No Data | No Data | No Data | 54.902 | 65.0657 | No Data | No Data | No Data | No Data | 30.861 | 35.3037 | No Data | No Data | -8.8 | -51.5566 | 24.115 | 24.1536 | 56.9 | 57.7378
2019-04-13 02:30 | No Data | No Data | No Data | No Data | 51.5694 | 63.2181 | No Data | No Data | No Data | No Data | 30.861 | 35.3037 | No Data | No Data | -12 | -52.2915 | 26.845 | 26.8797 | 52.6 | 53.4689
2019-04-13 03:00 | No Data | No Data | No Data | No Data | 46.2837 | 58.9856 | No Data | No Data | No Data | No Data | 27.432 | 31.7581 | No Data | No Data | -12 | -52.5875 | 26.39 | 26.4057 | 50.1 | 50.6732
2019-04-13 03:30 | No Data | No Data | No Data | No Data | 46.2348 | 58.9473 | No Data | No Data | No Data | No Data | 24.003 | 28.848 | No Data | No Data | -9.6 | -52.8787 | 22.75 | 22.7545 | 46.9 | 47.2331
2019-04-13 04:00 | No Data | No Data | No Data | No Data | 44.4892 | 57.5883 | No Data | No Data | No Data | No Data | 27.432 | 32.3491 | No Data | No Data | -11.6 | -52.8878 | 26.39 | 26.4057 | 48.1 | 48.7444
2019-04-13 04:30 | No Data | No Data | No Data | No Data | 44.4892 | 58.8399 | No Data | No Data | No Data | No Data | 21.717 | 26.9758 | No Data | No Data | -6.8 | -52.8394 | 20.475 | 20.475 | 43.3 | 43.6606
2019-04-13 05:00 | No Data | No Data | No Data | No Data | 44.4892 | 58.8399 | No Data | No Data | No Data | No Data | 21.717 | 26.9758 | No Data | No Data | -4.4 | -52.983 | 16.835 | 16.835 | 38.8 | 39.3742
2019-04-13 05:30 | No Data | No Data | No Data | No Data | 46.3935 | 59.2613 | No Data | No Data | No Data | No Data | 32.004 | 36.8606 | No Data | No Data | -9.2 | -52.4137 | 20.02 | 20.0665 | 50 | 50.8945
2019-04-13 06:00 | No Data | No Data | No Data | No Data | 48.0781 | 60.5891 | No Data | No Data | No Data | No Data | 30.861 | 35.8727 | No Data | No Data | -5.2 | -50.6675 | 20.475 | 20.4952 | 46.2 | 47.4684
2019-04-13 06:30 | No Data | No Data | No Data | No Data | 50.2388 | 61.3288 | No Data | No Data | No Data | No Data | 0 | 8.001 | No Data | No Data | -14.8 | -53.6805 | 30.03 | 30.03 | 57.3 | 59.2056
2019-04-13 07:00 | No Data | No Data | No Data | No Data | 53.5225 | 62.3035 | No Data | No Data | No Data | No Data | 0 | 8.001 | No Data | No Data | -10.8 | -53.1097 | 25.48 | 25.4962 | 54.7 | 56.4385
2019-04-13 07:30 | No Data | No Data | No Data | No Data | 51.667 | 59.6958 | No Data | No Data | No Data | No Data | 0 | 8.001 | No Data | No Data | -2.8 | -53.2736 | 20.02 | 20.2718 | 35.1 | 36.4967
2019-04-13 08:00 | No Data | No Data | No Data | No Data | 51.667 | 60.5317 | No Data | No Data | No Data | No Data | 0 | 8.001 | No Data | No Data | 4.8 | 56.8 | 6.37 | 8.3898 | 30.1 | 31.6863
2019-04-13 08:30 | No Data | No Data | No Data | No Data | 51.667 | 60.5317 | No Data | No Data | No Data | No Data | 0 | 8.001 | No Data | No Data | 19.6 | 63.5006 | -3.185 | -8.7875 | -14.6 | -14.6031
2019-04-13 09:00 | No Data | No Data | No Data | No Data | 51.6182 | 61.3587 | No Data | No Data | No Data | No Data | 0 | 8.001 | No Data | No Data | 16 | 60.938 | -1.365 | -7.8545 | -8.7 | -9.1395
2019-04-13 09:30 | No Data | No Data | No Data | No Data | 51.6182 | 62.3198 | No Data | No Data | No Data | No Data | 0 | 8.001 | No Data | No Data | 28 | 66.0787 | -11.83 | -15.2068 | -8.2 | -8.2152
2019-04-13 10:00 | No Data | No Data | No Data | No Data | 49.7749 | 60.8018 | No Data | No Data | No Data | No Data | 0 | 8.001 | No Data | No Data | 14 | 60.0546 | -0.455 | -6.8401 | -17.7 | -17.8757
2019-04-13 10:30 | No Data | No Data | No Data | No Data | 49.7749 | 60.8018 | No Data | No Data | No Data | No Data | 0 | 8.001 | No Data | No Data | 6 | 55.9228 | 8.645 | 9.9893 | -1.2 | -3.0463
2019-04-13 11:00 | No Data | No Data | No Data | No Data | 48.0781 | 60.4039 | No Data | No Data | No Data | No Data | 0 | 8.001 | No Data | No Data | -0.8 | -54.8058 | 16.38 | 16.7796 | 9.1 | 11.36
2019-04-13 11:30 | No Data | No Data | No Data | No Data | 48.0781 | 60.4039 | No Data | No Data | No Data | No Data | 0 | 8.001 | No Data | No Data | 11.2 | 58.6788 | 3.64 | 6.9453 | -7 | -7.9649
2019-04-13 12:00 | No Data | No Data | No Data | No Data | 45.7221 | 58.546 | No Data | No Data | No Data | No Data | 0 | 8.001 | No Data | No Data | 9.2 | 57.9351 | 9.555 | 11.005 | 2.7 | 3.6797
2019-04-13 12:30 | No Data | No Data | No Data | No Data | 43.1586 | 56.5667 | No Data | No Data | No Data | No Data | 0 | 8.001 | No Data | No Data | 0.8 | 56.0057 | 16.38 | 17.1276 | -1.2 | -1.3892
2019-04-13 13:00 | No Data | No Data | No Data | No Data | 45.0019 | 57.9853 | No Data | No Data | No Data | No Data | 0 | 8.001 | No Data | No Data | -5.6 | -54.1199 | 22.295 | 22.5214 | 15.4 | 15.8152
2019-04-13 13:30 | No Data | No Data | No Data | No Data | 43.3661 | 56.7252 | No Data | No Data | No Data | No Data | 0 | 8.001 | No Data | No Data | -4 | -54.8365 | 20.475 | 20.7212 | 20.9 | 21.3378
2019-04-13 14:00 | No Data | No Data | No Data | No Data | 41.6815 | 55.448 | No Data | No Data | No Data | No Data | 0 | 8.001 | No Data | No Data | -17.2 | -54.0119 | 35.035 | 35.0468 | 34 | 34.5081
2019-04-13 14:30 | No Data | No Data | No Data | No Data | 39.9359 | 54.148 | No Data | No Data | No Data | No Data | 18.288 | 22.86 | No Data | No Data | -6.4 | -51.5984 | 22.75 | 22.7545 | 28.3 | 29.382
2019-04-13 15:00 | No Data | No Data | No Data | No Data | 37.9339 | 52.6888 | No Data | No Data | No Data | No Data | 8.001 | 15.8791 | No Data | No Data | -16.8 | -52.7469 | 1.365 | 1.4388 | 15.4 | 16.1914
2019-04-13 15:30 | No Data | No Data | No Data | No Data | 38.9105 | 53.3962 | No Data | No Data | No Data | No Data | 14.859 | 20.2217 | No Data | No Data | -18 | -53.5178 | 7.735 | 7.8545 | 22.4 | 23.2691
2019-04-13 16:00 | No Data | No Data | No Data | No Data | 40.705 | 52.4796 | No Data | No Data | No Data | No Data | 12.573 | 18.6067 | No Data | No Data | -12.4 | -51.903 | 6.825 | 6.9602 | 19.3 | 19.3662
2019-04-13 16:30 | No Data | No Data | No Data | No Data | 41.0101 | 51.7045 | No Data | No Data | No Data | No Data | 16.002 | 21.837 | No Data | No Data | -10.8 | -59.3902 | 6.825 | 7.3507 | 28 | 29.1204
2019-04-13 17:00 | No Data | No Data | No Data | No Data | 42.9633 | 53.267 | No Data | No Data | No Data | No Data | 14.859 | 21.0138 | No Data | No Data | -8.4 | -59.001 | 5.915 | 6.1887 | 29.1 | 31.4014
2019-04-13 17:30 | No Data | No Data | No Data | No Data | 46.4912 | 56.1512 | No Data | No Data | No Data | No Data | 26.289 | 31.3857 | No Data | No Data | -6.4 | -58.352 | 12.285 | 12.8129 | 37.8 | 40.779
2019-04-13 18:00 | No Data | No Data | No Data | No Data | 47.0527 | 55.7173 | No Data | No Data | No Data | No Data | 26.289 | 32.0244 | No Data | No Data | 2.4 | 58.4014 | 9.555 | 10.1741 | 37.4 | 40.5617
2019-04-13 18:30 | No Data | No Data | No Data | No Data | 47.7241 | 55.1275 | No Data | No Data | No Data | No Data | 24.003 | 29.4974 | No Data | No Data | 8.4 | 54.6494 | 0 | 0 | 29.7 | 34.0732
2019-04-13 19:00 | No Data | No Data | No Data | No Data | 45.8808 | 54.4271 | No Data | No Data | No Data | No Data | 21.717 | 27.6691 | No Data | No Data | 10 | 56.0985 | 0 | 0 | 27.2 | 30.73
2019-04-13 19:30 | No Data | No Data | No Data | No Data | 42.1942 | 51.3577 | No Data | No Data | No Data | No Data | 29.718 | 35.5067 | No Data | No Data | 9.6 | 56.8858 | 0 | 0 | 26.1 | 27.388
2019-04-13 20:00 | No Data | No Data | No Data | No Data | 38.7518 | 48.5692 | No Data | No Data | No Data | No Data | 19.431 | 25.9136 | No Data | No Data | 20 | 61.7297 | -14.105 | -14.4601 | 11.8 | 13.5204
2019-04-13 20:30 | No Data | No Data | No Data | No Data | 36.7498 | 46.9873 | No Data | No Data | No Data | No Data | 9.144 | 16.4846 | No Data | No Data | 27.2 | 65.8775 | -20.475 | -21.1905 | 6.2 | 7.9649
2019-04-13 21:00 | No Data | No Data | No Data | No Data | 33.5271 | 45.6461 | No Data | No Data | No Data | No Data | 6.858 | 15.335 | No Data | No Data | 34.8 | 70.0548 | -27.755 | -28.5818 | -1.6 | -2.0616
2019-04-13 21:30 | No Data | No Data | No Data | No Data | 35.4192 | 45.9541 | No Data | No Data | No Data | No Data | 11.43 | 19.6649 | No Data | No Data | 31.6 | 67.459 | -23.66 | -24.3882 | 5.1 | 6.0745
2019-04-13 22:00 | No Data | No Data | No Data | No Data | 35.6268 | 46.1143 | No Data | No Data | No Data | No Data | 17.145 | 24.2467 | No Data | No Data | 23.2 | 63.5836 | -15.925 | -16.693 | 11.3 | 11.6662
2019-04-13 22:30 | No Data | No Data | No Data | No Data | 42.1332 | 51.3076 | No Data | No Data | No Data | No Data | 16.002 | 23.4524 | No Data | No Data | 25.2 | 64.3403 | -15.925 | -16.5623 | 14.5 | 16.1892
2019-04-13 23:00 | No Data | No Data | No Data | No Data | 47.5654 | 55.8545 | No Data | No Data | No Data | No Data | 18.288 | 25.0679 | No Data | No Data | 23.6 | 63.3593 | -15.015 | -15.5634 | 20 | 21.7706
2019-04-13 23:30 | No Data | No Data | No Data | No Data | 59.5163 | 65.4084 | No Data | No Data | No Data | No Data | 28.575 | 33.9261 | No Data | No Data | 19.2 | 60.3364 | -7.28 | -7.5041 | 36.3 | 41.1118
2019-04-14 | No Data | No Data | No Data | No Data | 52.5948 | 59.9476 | No Data | No Data | No Data | No Data | 28.575 | 33.9261 | No Data | No Data | 14 | 58.1116 | 0 | 0.91 | 35.6 | 38.3647
2019-04-14 00:30 | No Data | No Data | No Data | No Data | 45.7221 | 54.0186 | No Data | No Data | No Data | No Data | 27.432 | 32.9692 | No Data | No Data | 13.6 | 59.1838 | -0.91 | -1.6405 | 29.9 | 31.2251
2019-04-14 01:00 | No Data | No Data | No Data | No Data | 40.4974 | 50.7052 | No Data | No Data | No Data | No Data | 25.146 | 31.093 | No Data | No Data | 10 | 58.8558 | 0 | 0 | 27.9 | 28.517
2019-04-14 01:30 | No Data | No Data | No Data | No Data | 35.3216 | 49.1306 | No Data | No Data | No Data | No Data | 24.003 | 30.1761 | No Data | No Data | 16 | 59.7809 | -3.64 | -3.8875 | 24 | 24.6909
2019-04-14 02:00 | No Data | No Data | No Data | No Data | 26.6056 | 43.2904 | No Data | No Data | No Data | No Data | 19.431 | 25.9136 | No Data | No Data | 18.8 | 61.3514 | -6.37 | -7.5727 | 18.1 | 18.2718
2019-04-14 02:30 | No Data | No Data | No Data | No Data | 26.6056 | 43.2904 | No Data | No Data | No Data | No Data | 14.859 | 18.0724 | No Data | No Data | 20.8 | 68.0564 | -9.1 | -14.9251 | 14.5 | 14.5169
2019-04-14 03:00 | No Data | No Data | No Data | No Data | 27.5212 | 45.2315 | No Data | No Data | No Data | No Data | 14.859 | 17.4471 | No Data | No Data | 15.2 | 66.5589 | -3.185 | -12.2513 | 18.9 | 19.0394
2019-04-14 03:30 | No Data | No Data | No Data | No Data | 27.5212 | 45.2315 | No Data | No Data | No Data | No Data | 18.288 | 20.9827 | No Data | No Data | 16.8 | 66.5552 | -5.46 | -12.2089 | 20.1 | 20.1159
2019-04-14 04:00 | No Data | No Data | No Data | No Data | 25.8854 | 44.2553 | No Data | No Data | No Data | No Data | 16.002 | 19.0233 | No Data | No Data | 21.2 | 67.7997 | -9.555 | -15.2068 | 15.8 | 16.183
2019-04-14 04:30 | No Data | No Data | No Data | No Data | 24.2496 | 43.3188 | No Data | No Data | No Data | No Data | 24.003 | 26.5855 | No Data | No Data | 11.2 | 64.9726 | -1.365 | -10.5536 | 19.6 | 19.6919
2019-04-14 05:00 | No Data | No Data | No Data | No Data | 24.6525 | 43.5456 | No Data | No Data | No Data | No Data | 30.861 | 33.3239 | No Data | No Data | -0.4 | -62.0013 | 10.465 | 13.2888 | 32.7 | 32.7442
2019-04-14 05:30 | No Data | No Data | No Data | No Data | 21.1124 | 41.6438 | No Data | No Data | No Data | No Data | 29.718 | 32.2682 | No Data | No Data | 0.4 | 61.2052 | 10.465 | 13.0133 | 32 | 32.0451
2019-04-14 06:00 | No Data | No Data | No Data | No Data | 22.8092 | 40.8536 | No Data | No Data | No Data | No Data | 21.717 | 24.0302 | No Data | No Data | 12 | 62.7579 | 1.365 | 9.652 | 29.3 | 29.3752
2019-04-14 06:30 | No Data | No Data | No Data | No Data | 29.8283 | 43.7828 | No Data | No Data | No Data | No Data | 16.002 | 19.0233 | No Data | No Data | 14 | 63.9512 | -1.365 | -9.652 | 23 | 23.3452
2019-04-14 07:00 | No Data | No Data | No Data | No Data | 33.1609 | 46.1178 | No Data | No Data | No Data | No Data | 19.431 | 22.5435 | No Data | No Data | 9.2 | 61.9484 | 3.185 | 9.213 | 27.5 | 27.7613
2019-04-14 07:30 | No Data | No Data | No Data | No Data | 36.6033 | 48.6519 | No Data | No Data | No Data | No Data | 17.145 | 19.9943 | No Data | No Data | 2.8 | 60.4649 | 2.73 | 9.5982 | 23.3 | 23.5765
2019-04-14 08:00 | No Data | No Data | No Data | No Data | 38.3978 | 51.59 | No Data | No Data | No Data | No Data | 11.43 | 15.3775 | No Data | No Data | 5.2 | 67.4009 | -0.91 | -6.8854 | 16.5 | 16.609
2019-04-14 08:30 | No Data | No Data | No Data | No Data | 38.3978 | 51.59 | No Data | No Data | No Data | No Data | 6.858 | 10.5379 | No Data | No Data | -1.6 | -62.8204 | -2.73 | -9.9374 | 12.5 | 12.5256
2019-04-14 09:00 | No Data | No Data | No Data | No Data | 38.3978 | 51.59 | No Data | No Data | No Data | No Data | 2.286 | 7.229 | No Data | No Data | -16 | -59.0105 | -6.37 | -13.436 | 13.5 | 13.5059
2019-04-14 09:30 | No Data | No Data | No Data | No Data | 29.7307 | 45.5088 | No Data | No Data | No Data | No Data | -1.143 | -5.8282 | No Data | No Data | -32.8 | -63.5232 | -12.285 | -17.6983 | -1.2 | -4.4643
2019-04-14 10:00 | No Data | No Data | No Data | No Data | 21.0636 | 40.3833 | No Data | No Data | No Data | No Data | -8.001 | -8.7048 | No Data | No Data | -22 | -58.6801 | -15.015 | -20.9152 | -9 | -10.8167
2019-04-14 10:30 | No Data | No Data | No Data | No Data | 21.8326 | 40.7897 | No Data | No Data | No Data | No Data | -3.429 | -6.6648 | No Data | No Data | -12.4 | -56.5756 | -7.28 | -14.28 | -3.9 | -5.2345
2019-04-14 11:00 | No Data | No Data | No Data | No Data | 21.8326 | 40.7897 | No Data | No Data | No Data | No Data | -9.144 | -9.7658 | No Data | No Data | -18.4 | -58.1859 | -19.565 | -24.6625 | -11.8 | -13.4239
2019-04-14 11:30 | No Data | No Data | No Data | No Data | 21.6251 | 40.679 | No Data | No Data | No Data | No Data | -14.859 | -14.859 | No Data | No Data | -11.6 | -59.1486 | -26.39 | -31.3025 | -18.2 | -19.5724
2019-04-14 12:00 | No Data | No Data | No Data | No Data | 21.7838 | 40.7636 | No Data | No Data | No Data | No Data | -25.146 | -25.172 | No Data | No Data | 1.6 | 58.8 | -31.395 | -36.5192 | -26 | -27.6812
2019-04-14 12:30 | No Data | No Data | No Data | No Data | 25.1164 | 42.6376 | No Data | No Data | No Data | No Data | -26.289 | -26.3138 | No Data | No Data | 4.4 | 60.1611 | -30.485 | -35.5046 | -28.8 | -30.6203
2019-04-14 13:00 | No Data | No Data | No Data | No Data | 23.3707 | 41.6333 | No Data | No Data | No Data | No Data | -28.575 | -28.6663 | No Data | No Data | -7.6 | -59.2891 | -40.495 | -45.1735 | -32 | -33.9366
2019-04-14 13:30 | No Data | No Data | No Data | No Data | 23.4806 | 41.695 | No Data | No Data | No Data | No Data | -48.006 | -48.8691 | No Data | No Data | -20.8 | -57.4943 | -65.065 | -70.6833 | -56 | -57.7478
2019-04-14 14:00 | No Data | No Data | No Data | No Data | 23.4806 | 41.695 | No Data | No Data | No Data | No Data | -25.146 | -25.3787 | No Data | No Data | -38 | -64.0824 | -38.22 | -43.3589 | -31.2 | -31.9113
2019-04-14 14:30 | No Data | No Data | No Data | No Data | 24.0909 | 42.0418 | No Data | No Data | No Data | No Data | -29.718 | -29.9152 | No Data | No Data | -40.8 | -63.7156 | -46.41 | -51.1 | -36.2 | -36.8148
2019-04-14 15:00 | No Data | No Data | No Data | No Data | 24.86 | 43.5017 | No Data | No Data | No Data | No Data | -35.433 | -35.8909 | No Data | No Data | -39.2 | -61.6636 | -52.325 | -56.8768 | -40.3 | -41.1258
2019-04-14 15:30 | No Data | No Data | No Data | No Data | 29.987 | 44.1144 | No Data | No Data | No Data | No Data | -6.858 | -6.9526 | No Data | No Data | -22.4 | -60.6854 | -17.29 | -22.6039 | 1.3 | 2.4698
2019-04-14 16:00 | No Data | No Data | No Data | No Data | 37.5799 | 49.5894 | No Data | No Data | No Data | No Data | -5.715 | -6.6648 | No Data | No Data | -6 | -57.9117 | -10.01 | -15.1523 | 11.3 | 13.3454
2019-04-14 16:30 | No Data | No Data | No Data | No Data | 40.9125 | 51.0082 | No Data | No Data | No Data | No Data | -6.858 | -7.229 | No Data | No Data | -17.6 | -59.0823 | -11.83 | -16.7301 | 8.7 | 14.2611
2019-04-14 17:00 | No Data | No Data | No Data | No Data | 44.3427 | 51.9841 | No Data | No Data | No Data | No Data | -1.143 | -2.5558 | No Data | No Data | -30.8 | -60.4371 | -8.19 | -14.3884 | 12.9 | 16.7601
2019-04-14 17:30 | No Data | No Data | No Data | No Data | 47.9316 | 55.0773 | No Data | No Data | No Data | No Data | 24.003 | 24.9635 | No Data | No Data | -27.6 | -58.5177 | 20.02 | 20.7512 | 45.3 | 48.42
2019-04-14 18:00 | No Data | No Data | No Data | No Data | 54.9996 | 62.0908 | No Data | No Data | No Data | No Data | 45.72 | 47.4173 | No Data | No Data | -27.2 | -62.2562 | 43.68 | 43.68 | 63.6 | 67.2324
2019-04-14 18:30 | No Data | No Data | No Data | No Data | 54.9508 | 62.0476 | No Data | No Data | No Data | No Data | 38.862 | 40.508 | No Data | No Data | -22 | -55.3592 | 39.585 | 39.6268 | 59.9 | 64.1639
2019-04-14 19:00 | No Data | No Data | No Data | No Data | 53.2662 | 60.5607 | No Data | No Data | No Data | No Data | 34.29 | 35.7998 | No Data | No Data | -18.4 | -56.2921 | 33.215 | 33.327 | 53.5 | 57.1161
2019-04-14 19:30 | No Data | No Data | No Data | No Data | 45.9785 | 54.2617 | No Data | No Data | No Data | No Data | 19.431 | 21.0138 | No Data | No Data | -11.2 | -57.5013 | 25.025 | 25.5206 | 41.5 | 43.8299
2019-04-14 20:00 | No Data | No Data | No Data | No Data | 42.5971 | 51.4278 | No Data | No Data | No Data | No Data | 19.431 | 21.0138 | No Data | No Data | -3.2 | -59.3633 | 17.745 | 18.8537 | 44.5 | 46.2494
2019-04-14 20:30 | No Data | No Data | No Data | No Data | 45.0019 | 54.4597 | No Data | No Data | No Data | No Data | 13.716 | 15.335 | No Data | No Data | 4.4 | 59.3633 | 7.735 | 10.6221 | 34.8 | 37.045
2019-04-14 21:00 | No Data | No Data | No Data | No Data | 39.1669 | 49.7467 | No Data | No Data | No Data | No Data | 9.144 | 11.43 | No Data | No Data | 6.4 | 61.5337 | 2.73 | 8.633 | 28.5 | 30.5491
2019-04-14 21:30 | No Data | No Data | No Data | No Data | 42.3896 | 52.3217 | No Data | No Data | No Data | No Data | 5.715 | 8.0822 | No Data | No Data | 8.8 | 61.0377 | 4.55 | 9.369 | 33 | 34.5404
2019-04-14 22:00 | No Data | No Data | No Data | No Data | 42.3896 | 52.3217 | No Data | No Data | No Data | No Data | 5.715 | 8.0822 | No Data | No Data | 9.6 | 62.3436 | 2.275 | 8.5001 | 29.3 | 29.6138
2019-04-14 22:30 | No Data | No Data | No Data | No Data | 44.6967 | 54.2078 | No Data | No Data | No Data | No Data | 8.001 | 9.8325 | No Data | No Data | 10 | 62.8013 | 0 | 8.19 | 31.1 | 31.9916
2019-04-14 23:00 | No Data | No Data | No Data | No Data | 46.3447 | 54.278 | No Data | No Data | No Data | No Data | 3.429 | 6.6648 | No Data | No Data | 17.2 | 65.4987 | -5.46 | -11.4023 | 29.3 | 29.8685
2019-04-14 23:30 | No Data | No Data | No Data | No Data | 54.4381 | 60.5971 | No Data | No Data | No Data | No Data | 3.429 | 6.6648 | No Data | No Data | 21.6 | 66.4108 | -9.1 | -13.195 | 34.3 | 36.3676
2019-04-15 | No Data | No Data | No Data | No Data | 51.0079 | 58.4586 | No Data | No Data | No Data | No Data | 11.43 | 13.9521 | No Data | No Data | 11.2 | 62.2164 | 1.82 | 7.5041 | 39.7 | 41.0144
2019-04-15 00:30 | No Data | No Data | No Data | No Data | 45.0629 | 53.3505 | No Data | No Data | No Data | No Data | 8.001 | 9.8325 | No Data | No Data | 14.4 | 63.6503 | -3.185 | -9.6413 | 30.3 | 31.1437
2019-04-15 01:00 | No Data | No Data | No Data | No Data | 39.8871 | 50.5622 | No Data | No Data | No Data | No Data | 6.858 | 9.6987 | No Data | No Data | 14.4 | 64.04 | -3.64 | -10.2249 | 25.1 | 25.8544
2019-04-15 01:30 | No Data | No Data | No Data | No Data | 43.2685 | 53.2703 | No Data | No Data | No Data | No Data | 5.715 | 8.0822 | No Data | No Data | 18.4 | 65.44 | -3.64 | -10.6513 | 24.5 | 25.1098
2019-04-15 02:00 | No Data | No Data | No Data | No Data | 38.1415 | 50.3176 | No Data | No Data | No Data | No Data | 8.001 | 9.8325 | No Data | No Data | 16.4 | 64.5191 | -2.73 | -10.3756 | 23.2 | 23.3238
2019-04-15 02:30 | No Data | No Data | No Data | No Data | 39.8871 | 53.8652 | No Data | No Data | No Data | No Data | 10.287 | 13.0322 | No Data | No Data | 16.4 | 64.9061 | -1.365 | -10.1026 | 22 | 22.2926
2019-04-15 03:00 | No Data | No Data | No Data | No Data | 41.6815 | 56.3672 | No Data | No Data | No Data | No Data | 11.43 | 14.6375 | No Data | No Data | 14.8 | 64.1311 | -2.275 | -9.3801 | 21.2 | 22.0057
2019-04-15 03:30 | No Data | No Data | No Data | No Data | 39.9847 | 55.1243 | No Data | No Data | No Data | No Data | 16.002 | 19.0233 | No Data | No Data | 10.4 | 61.6169 | 2.275 | 8.5001 | 24.4 | 25.3032
2019-04-15 04:00 | No Data | No Data | No Data | No Data | 38.1903 | 53.8369 | No Data | No Data | No Data | No Data | 18.288 | 20.9827 | No Data | No Data | 10.8 | 61.7518 | 1.365 | 7.8545 | 23.8 | 25.0769
2019-04-15 04:30 | No Data | No Data | No Data | No Data | 41.8769 | 56.5118 | No Data | No Data | No Data | No Data | 13.716 | 16.4846 | No Data | No Data | 14 | 63.1709 | -1.82 | -8.8345 | 20.4 | 21.3506
2019-04-15 05:00 | No Data | No Data | No Data | No Data | 36.6522 | 51.5929 | No Data | No Data | No Data | No Data | 12.573 | 15.5465 | No Data | No Data | 19.2 | 65.2871 | -5.915 | -11.2377 | 26.7 | 27.5278
2019-04-15 05:30 | No Data | No Data | No Data | No Data | 38.2879 | 52.7675 | No Data | No Data | No Data | No Data | 11.43 | 13.9521 | No Data | No Data | 17.6 | 64.065 | -3.64 | -10.2249 | 22 | 22.9976
2019-04-15 06:00 | No Data | No Data | No Data | No Data | 39.9847 | 52.4881 | No Data | No Data | No Data | No Data | 4.572 | 8.2423 | No Data | No Data | 25.2 | 65.7377 | -7.735 | -13.0133 | 18.5 | 19.329
2019-04-15 06:30 | No Data | No Data | No Data | No Data | 45.5146 | 53.8431 | No Data | No Data | No Data | No Data | 0 | 8.001 | No Data | No Data | 50 | 83.7606 | -31.395 | -36.2889 | -1.6 | -4.998
2019-04-15 07:00 | No Data | No Data | No Data | No Data | 50.4952 | 58.1142 | No Data | No Data | No Data | No Data | 0 | 8.001 | No Data | No Data | 65.6 | 94.1972 | -46.865 | -52.095 | -30.5 | -30.5026
2019-04-15 07:30 | No Data | No Data | No Data | No Data | 50.19 | 56.8573 | No Data | No Data | No Data | No Data | 0 | 8.001 | No Data | No Data | 68.4 | 97.0155 | -48.23 | -53.7208 | -26.3 | -26.6024
2019-04-15 08:00 | No Data | No Data | No Data | No Data | 48.4443 | 56.1615 | No Data | No Data | No Data | No Data | 0 | 8.001 | No Data | No Data | 96.8 | 118.7589 | -72.345 | -79.0457 | -63.6 | -63.7452
2019-04-15 08:30 | No Data | No Data | No Data | No Data | 48.7495 | 55.5196 | No Data | No Data | No Data | No Data | 0 | 8.001 | No Data | No Data | 75.2 | 100.5847 | -50.505 | -57.8495 | -53.5 | -55.6448
2019-04-15 09:00 | No Data | No Data | No Data | No Data | 42.8046 | 51.6613 | No Data | No Data | No Data | No Data | 0 | 8.001 | No Data | No Data | 72 | 99.0353 | -46.865 | -54.4671 | -57.1 | -58.8634
2019-04-15 09:30 | No Data | No Data | No Data | No Data | 41.059 | 50.6999 | No Data | No Data | No Data | No Data | 0 | 8.001 | No Data | No Data | 60.4 | 88.8774 | -34.58 | -42.6852 | -47 | -48.6596
2019-04-15 10:00 | No Data | No Data | No Data | No Data | 41.059 | 51.7433 | No Data | No Data | No Data | No Data | 0 | 8.001 | No Data | No Data | 54 | 85.8967 | -29.575 | -37.8745 | -42.2 | -44.4303
2019-04-15 10:30 | No Data | No Data | No Data | No Data | 41.2177 | 51.8693 | No Data | No Data | No Data | No Data | 0 | 8.001 | No Data | No Data | 46 | 80.4487 | -24.115 | -32.842 | -35.9 | -38.0469
2019-04-15 11:00 | No Data | No Data | No Data | No Data | 41.3642 | 51.9858 | No Data | No Data | No Data | No Data | 0 | 8.001 | No Data | No Data | 34 | 72.4707 | -12.285 | -23.1022 | -22.5 | -25.2232
2019-04-15 11:30 | No Data | No Data | No Data | No Data | 41.3642 | 50.9473 | No Data | No Data | No Data | No Data | 0 | 8.001 | No Data | No Data | 38.8 | 74.501 | -12.285 | -23.1022 | -25.6 | -28.4888
2019-04-15 12:00 | No Data | No Data | No Data | No Data | 43.5248 | 52.7167 | No Data | No Data | No Data | No Data | 0 | 8.001 | No Data | No Data | 39.2 | 73.6913 | -14.105 | -24.8632 | -2.3 | -7.0838
2019-04-15 12:30 | No Data | No Data | No Data | No Data | 40.0824 | 49.9123 | No Data | No Data | No Data | No Data | 0 | 8.001 | No Data | No Data | 23.2 | 65.824 | 2.73 | 17.0549 | -8.8 | -12.0967
2019-04-15 13:00 | No Data | No Data | No Data | No Data | 35.2728 | 46.139 | No Data | No Data | No Data | No Data | 0 | 8.001 | No Data | No Data | 26.4 | 67.0188 | -0.91 | -16.8596 | -13.9 | -16.3982
2019-04-15 13:30 | No Data | No Data | No Data | No Data | 44.3915 | 53.4345 | No Data | No Data | No Data | No Data | 0 | 8.001 | No Data | No Data | -5.2 | -60.1611 | -2.73 | -15.709 | -17.1 | -18.7128
2019-04-15 14:00 | No Data | No Data | No Data | No Data | 48.3345 | 56.7526 | No Data | No Data | No Data | No Data | 0 | 8.001 | No Data | No Data | 20 | 63.2456 | 4.095 | 15.5634 | 5 | 5.016
2019-04-15 14:30 | No Data | No Data | No Data | No Data | 52.2408 | 60.1144 | No Data | No Data | No Data | No Data | 0 | 8.001 | No Data | No Data | 6.8 | 59.5893 | 15.47 | 19.7545 | 20.9 | 21.422
2019-04-15 15:00 | No Data | No Data | No Data | No Data | 58.0758 | 64.5199 | No Data | No Data | No Data | No Data | 0 | 8.001 | No Data | No Data | -14.4 | -54.7284 | 38.22 | 38.9949 | 38.8 | 40.4401
2019-04-15 15:30 | No Data | No Data | No Data | No Data | 55.3658 | 62.0201 | No Data | No Data | No Data | No Data | 0 | 8.001 | No Data | No Data | -20.4 | -54.7825 | 45.955 | 46.6791 | 49.3 | 52.1814
2019-04-15 16:00 | No Data | No Data | No Data | No Data | 59.0036 | 64.2712 | No Data | No Data | No Data | No Data | 0 | 57.15 | No Data | No Data | -20 | -55.3404 | 42.77 | 43.2418 | 66.7 | 69.8679
2019-04-15 16:30 | No Data | No Data | No Data | No Data | 61.5183 | 65.9433 | No Data | No Data | No Data | No Data | 46.863 | 49.1623 | No Data | No Data | -8.8 | -53.1338 | 17.745 | 19.1803 | 39.1 | 43.1283
2019-04-15 17:00 | No Data | No Data | No Data | No Data | 63.5691 | 67.2336 | No Data | No Data | No Data | No Data | 59.436 | 61.8594 | No Data | No Data | -18 | -62.6418 | 29.12 | 29.2477 | 54.1 | 58.4778
2019-04-15 17:30 | No Data | No Data | No Data | No Data | 56.3424 | 60.4467 | No Data | No Data | No Data | No Data | 61.722 | 64.059 | No Data | No Data | -14 | -61.6117 | 29.12 | 29.1768 | 60.1 | 64.4585
2019-04-15 18:00 | No Data | No Data | No Data | No Data | 52.9488 | 57.2967 | No Data | No Data | No Data | No Data | 64.008 | 66.5693 | No Data | No Data | -16.8 | -62.6929 | 34.125 | 34.1735 | 46.1 | 51.1236
2019-04-15 18:30 | No Data | No Data | No Data | No Data | 54.8531 | 59.061 | No Data | No Data | No Data | No Data | 60.579 | 62.9584 | No Data | No Data | -6 | -55.1725 | 22.75 | 23.396 | 50.9 | 55.8553
2019-04-15 19:00 | No Data | No Data | No Data | No Data | 53.0587 | 57.3982 | No Data | No Data | No Data | No Data | 57.15 | 59.6664 | No Data | No Data | -5.6 | -55.8813 | 23.205 | 23.947 | 54.4 | 57.3638
2019-04-15 19:30 | No Data | No Data | No Data | No Data | 49.3111 | 54.7056 | No Data | No Data | No Data | No Data | 51.435 | 53.5383 | No Data | No Data | -0.8 | -58.0055 | 15.925 | 17.9076 | 45.3 | 46.8369
2019-04-15 20:00 | No Data | No Data | No Data | No Data | 43.476 | 49.5105 | No Data | No Data | No Data | No Data | 60.579 | 62.6568 | No Data | No Data | -7.6 | -58.1529 | 22.75 | 23.7517 | 51 | 52.7565
2019-04-15 20:30 | No Data | No Data | No Data | No Data | 36.4935 | 44.5099 | No Data | No Data | No Data | No Data | 56.007 | 58.2482 | No Data | No Data | -10.8 | -58.6038 | 23.66 | 24.6247 | 51.8 | 53.5051
2019-04-15 21:00 | No Data | No Data | No Data | No Data | 25.8854 | 35.1955 | No Data | No Data | No Data | No Data | 53.721 | 55.7381 | No Data | No Data | -9.2 | -59.1202 | 20.02 | 21.4623 | 46.4 | 47.8524
2019-04-15 21:30 | No Data | No Data | No Data | No Data | 29.7307 | 38.1128 | No Data | No Data | No Data | No Data | 61.722 | 64.059 | No Data | No Data | -10.4 | -60.1066 | 24.115 | 25.0622 | 55.1 | 56.2873
2019-04-15 22:00 | No Data | No Data | No Data | No Data | 20.9659 | 30.499 | No Data | No Data | No Data | No Data | 49.149 | 51.346 | No Data | No Data | -1.2 | -62.0116 | 13.65 | 16.4053 | 41.7 | 42.3691
2019-04-15 22:30 | No Data | No Data | No Data | No Data | 22.7115 | 30.5393 | No Data | No Data | No Data | No Data | 56.007 | 58.5725 | No Data | No Data | 2.4 | 62.432 | 10.01 | 13.8383 | 43.8 | 44.3095
2019-04-15 23:00 | No Data | No Data | No Data | No Data | 16.3516 | 24.8189 | No Data | No Data | No Data | No Data | 64.008 | 66.2644 | No Data | No Data | 2.8 | 59.6483 | 10.465 | 13.0133 | 46.4 | 50.448
2019-04-15 23:30 | No Data | No Data | No Data | No Data | 17.2183 | 22.1966 | No Data | No Data | No Data | No Data | 62.865 | 65.161 | No Data | No Data | 14.8 | 60.634 | 3.185 | 8.7875 | 49 | 56.1894
2019-04-16 | No Data | No Data | No Data | No Data | 6.5614 | 10.6722 | No Data | No Data | No Data | No Data | 68.58 | 70.9765 | No Data | No Data | 12 | 60.012 | 6.825 | 10.661 | 46.1 | 50.9946
2019-04-16 00:30 | No Data | No Data | No Data | No Data | -1.8494 | -8.6177 | No Data | No Data | No Data | No Data | 69.723 | 72.0815 | No Data | No Data | 10.4 | 59.3188 | 8.19 | 11.9085 | 41.1 | 45.0717
2019-04-16 01:00 | No Data | No Data | No Data | No Data | -3.4363 | -9.0913 | No Data | No Data | No Data | No Data | 73.152 | 75.6887 | No Data | No Data | 13.2 | 60.6538 | 5.005 | 9.9893 | 43.3 | 47.2451
2019-04-16 01:30 | No Data | No Data | No Data | No Data | -1.4954 | -8.5487 | No Data | No Data | No Data | No Data | 91.44 | 93.726 | No Data | No Data | 0.4 | 58.4493 | 16.38 | 18.3134 | 56.5 | 59.8359
2019-04-16 02:00 | No Data | No Data | No Data | No Data | -8.2582 | -11.7916 | No Data | No Data | No Data | No Data | 90.297 | 92.6112 | No Data | No Data | -2.4 | -58.0124 | 20.475 | 21.5825 | 55.9 | 59.138
2019-04-16 02:30 | No Data | No Data | No Data | No Data | -4.828 | -17.108 | No Data | No Data | No Data | No Data | 89.154 | 91.7609 | No Data | No Data | -6.8 | -57.2545 | 21.84 | 22.6268 | 55.9 | 60.0004
2019-04-16 03:00 | No Data | No Data | No Data | No Data | -18.4634 | -21.5886 | No Data | No Data | No Data | No Data | 80.01 | 82.6129 | No Data | No Data | 7.2 | 60.4305 | 6.825 | 11.0144 | 39.3 | 44.006
2019-04-16 03:30 | No Data | No Data | No Data | No Data | -18.5611 | -22.5601 | No Data | No Data | No Data | No Data | 68.58 | 71.2796 | No Data | No Data | 16.4 | 63.7457 | -2.275 | -10.7094 | 28.7 | 33.4081
2019-04-16 04:00 | No Data | No Data | No Data | No Data | -22.565 | -23.086 | No Data | No Data | No Data | No Data | 73.152 | 75.6887 | No Data | No Data | 13.2 | 63.3896 | 0 | 10.0513 | 31.6 | 37.8312
2019-04-16 04:30 | No Data | No Data | No Data | No Data | -24.921 | -25.3937 | No Data | No Data | No Data | No Data | 81.153 | 83.7204 | No Data | No Data | 12.4 | 62.8357 | 1.365 | 9.652 | 33.6 | 40.6617
2019-04-16 05:00 | No Data | No Data | No Data | No Data | -24.921 | -25.3937 | No Data | No Data | No Data | No Data | 76.581 | 79.0077 | No Data | No Data | 14.4 | 62.482 | -1.82 | -9.7268 | 30 | 38.7331
2019-04-16 05:30 | No Data | No Data | No Data | No Data | -24.2618 | -24.4774 | No Data | No Data | No Data | No Data | 70.866 | 73.4817 | No Data | No Data | 15.6 | 63.9325 | -2.275 | -10.1741 | 32.3 | 37.3728
2019-04-16 06:00 | No Data | No Data | No Data | No Data | -22.7726 | -22.9868 | No Data | No Data | No Data | No Data | 76.581 | 79.2965 | No Data | No Data | 14.4 | 62.482 | 1.365 | 9.652 | 26 | 32.6809
2019-04-16 06:30 | No Data | No Data | No Data | No Data | -22.211 | -22.2344 | No Data | No Data | No Data | No Data | 0 | 8.001 | No Data | No Data | -14 | -56.9477 | 30.94 | 31.4181 | 61.5 | 68.123
2019-04-16 07:00 | No Data | No Data | No Data | No Data | -19.8428 | -20.0553 | No Data | No Data | No Data | No Data | 0 | 8.001 | No Data | No Data | -17.2 | -50.9886 | 33.67 | 33.7468 | 67.9 | 74.5178
2019-04-16 07:30 | No Data | No Data | No Data | No Data | -23.9445 | -23.9784 | No Data | No Data | No Data | No Data | 0 | 8.001 | No Data | No Data | -4.8 | -51.4245 | 20.475 | 20.475 | 50.2 | 59.2646
2019-04-16 08:00 | No Data | No Data | No Data | No Data | -25.5924 | -25.6242 | No Data | No Data | No Data | No Data | 0 | 8.001 | No Data | No Data | 0.8 | 50.4063 | 0.91 | 5.9846 | 22.4 | 34.9285
2019-04-16 08:30 | No Data | No Data | No Data | No Data | -24.152 | -24.1831 | No Data | No Data | No Data | No Data | 0 | 8.001 | No Data | No Data | 5.6 | 53.0961 | -15.925 | -18.5716 | -20.6 | -23.1672
2019-04-16 09:00 | No Data | No Data | No Data | No Data | -24.5182 | -24.8246 | No Data | No Data | No Data | No Data | 0 | 8.001 | No Data | No Data | 12.4 | 57.3564 | -25.935 | -29.0987 | -35.2 | -35.582
2019-04-16 09:30 | No Data | No Data | No Data | No Data | -25.8976 | -25.9861 | No Data | No Data | No Data | No Data | 0 | 8.001 | No Data | No Data | 38.4 | 71.2359 | -50.96 | -54.7515 | -58.9 | -58.9143
2019-04-16 10:00 | No Data | No Data | No Data | No Data | -31.1223 | -31.2073 | No Data | No Data | No Data | No Data | 0 | 8.001 | No Data | No Data | 28.4 | 63.8624 | -41.405 | -45.0473 | -50.4 | -50.4571
2019-04-16 10:30 | No Data | No Data | No Data | No Data | -35.993 | -36.051 | No Data | No Data | No Data | No Data | 0 | 8.001 | No Data | No Data | 73.6 | 95.4652 | -80.99 | -85.6138 | -90.4 | -90.5923
2019-04-16 11:00 | No Data | No Data | No Data | No Data | -29.7917 | -29.8403 | No Data | No Data | No Data | No Data | 0 | 8.001 | No Data | No Data | 70.4 | 92.7595 | -75.985 | -81.2121 | -85.9 | -85.9885
2019-04-16 11:30 | No Data | No Data | No Data | No Data | -34.6624 | -34.7531 | No Data | No Data | No Data | No Data | 0 | 8.001 | No Data | No Data | 75.2 | 95.9542 | -80.535 | -85.7937 | -87.5 | -87.7194
2019-04-16 12:00 | No Data | No Data | No Data | No Data | -33.5393 | -33.6886 | No Data | No Data | No Data | No Data | 0 | 8.001 | No Data | No Data | 79.2 | 99.3612 | -80.99 | -86.5374 | -88 | -88.1655
2019-04-16 12:30 | No Data | No Data | No Data | No Data | -28.2536 | -28.2738 | No Data | No Data | No Data | No Data | 0 | 8.001 | No Data | No Data | 86.4 | 105.1901 | -88.725 | -94.5798 | -95 | -95.5567
2019-04-16 13:00 | No Data | No Data | No Data | No Data | -21.7472 | -22.2766 | No Data | No Data | No Data | No Data | 0 | 8.001 | No Data | No Data | 81.6 | 101.2845 | -83.72 | -89.2543 | -89.9 | -90.3297
2019-04-16 13:30 | No Data | No Data | No Data | No Data | -12.1035 | -16.582 | No Data | No Data | No Data | No Data | 0 | 8.001 | No Data | No Data | 52.4 | 78.7604 | -56.42 | -60.6653 | -61.4 | -61.4294
2019-04-16 14:00 | No Data | No Data | No Data | No Data | -14.8745 | -18.0422 | No Data | No Data | No Data | No Data | 0 | 8.001 | No Data | No Data | 40 | 68.8186 | -45.955 | -49.4277 | -52.6 | -53.077
2019-04-16 14:30 | No Data | No Data | No Data | No Data | -13.1777 | -15.6363 | No Data | No Data | No Data | No Data | 0 | 59.436 | No Data | No Data | 18.8 | 54.9181 | -26.845 | -29.9126 | -33.1 | -33.1183
2019-04-16 15:00 | No Data | No Data | No Data | No Data | -14.3618 | -18.6877 | No Data | No Data | No Data | No Data | 24.003 | 28.848 | No Data | No Data | 20.4 | 52.5235 | -28.21 | -30.0885 | -32.4 | -32.4039
2019-04-16 15:30 | No Data | No Data | No Data | No Data | -11.5419 | -16.7599 | No Data | No Data | No Data | No Data | 48.006 | 51.3715 | No Data | No Data | 2.4 | 46.0626 | -8.19 | -10.661 | -9.4 | -11.3159
2019-04-16 16:00 | No Data | No Data | No Data | No Data | -9.7475 | -14.1168 | No Data | No Data | No Data | No Data | 45.72 | 49.2419 | No Data | No Data | -14.8 | -46.0435 | -21.385 | -23.6118 | -20.4 | -20.7509
2019-04-16 16:30 | No Data | No Data | No Data | No Data | -5.0355 | -8.0786 | No Data | No Data | No Data | No Data | 64.008 | 66.8924 | No Data | No Data | -19.6 | -46.6476 | 3.185 | 4.5043 | 0.8 | 10.9293
2019-04-16 17:00 | No Data | No Data | No Data | No Data | 8.5023 | 9.8017 | No Data | No Data | No Data | No Data | 69.723 | 72.38 | No Data | No Data | -18.4 | -46.2203 | 7.735 | 7.8545 | 29.6 | 33.1386
2019-04-16 17:30 | No Data | No Data | No Data | No Data | 18.2925 | 20.9496 | No Data | No Data | No Data | No Data | 76.581 | 79.6007 | No Data | No Data | -4.4 | -43.0256 | 21.385 | 21.3898 | 55.2 | 58.5764
2019-04-16 18:00 | No Data | No Data | No Data | No Data | 23.0655 | 29.3856 | No Data | No Data | No Data | No Data | 69.723 | 72.6952 | No Data | No Data | -10.8 | -51.1531 | 34.125 | 34.8929 | 47.6 | 50.715
2019-04-16 18:30 | No Data | No Data | No Data | No Data | 2.0447 | 6.7794 | No Data | No Data | No Data | No Data | 74.295 | 77.404 | No Data | No Data | -13.2 | -45.5544 | 37.765 | 38.0381 | 47.2 | 52.2885
2019-04-16 19:00 | No Data | No Data | No Data | No Data | -6.2074 | -6.9089 | No Data | No Data | No Data | No Data | 67.437 | 70.5056 | No Data | No Data | -1.6 | -47.2271 | 24.57 | 24.6751 | 33 | 36.8061
2019-04-16 19:30 | No Data | No Data | No Data | No Data | -9.2836 | -9.7666 | No Data | No Data | No Data | No Data | 78.867 | 81.8024 | No Data | No Data | 6.8 | 50.064 | 13.195 | 13.2028 | 45.3 | 48.9699
2019-04-16 20:00 | No Data | No Data | No Data | No Data | -22.211 | -22.2328 | No Data | No Data | No Data | No Data | 72.009 | 75.5505 | No Data | No Data | 22 | 55.7265 | -0.91 | -1.6405 | 27.1 | 31.3696
2019-04-16 20:30 | No Data | No Data | No Data | No Data | -28.3024 | -28.3439 | No Data | No Data | No Data | No Data | 82.296 | 86.052 | No Data | No Data | 4.4 | 50.9902 | 13.195 | 13.2028 | 33 | 36.0118
2019-04-16 21:00 | No Data | No Data | No Data | No Data | -27.8508 | -27.8929 | No Data | No Data | No Data | No Data | 76.581 | 80.6038 | No Data | No Data | 13.2 | 54.037 | 4.095 | 4.3165 | 32.7 | 35.3771
2019-04-16 21:30 | No Data | No Data | No Data | No Data | -25.9464 | -25.9916 | No Data | No Data | No Data | No Data | 75.438 | 79.5186 | No Data | No Data | 19.6 | 55.9457 | 2.275 | 2.9134 | 33.6 | 36.6749
2019-04-16 22:00 | No Data | No Data | No Data | No Data | -35.5901 | -35.7308 | No Data | No Data | No Data | No Data | 61.722 | 64.7083 | No Data | No Data | 32.8 | 67.3296 | -12.74 | -14.9043 | 16.3 | 18.5238
2019-04-16 22:30 | No Data | No Data | No Data | No Data | -33.5393 | -33.9354 | No Data | No Data | No Data | No Data | 61.722 | 65.0607 | No Data | No Data | 38.4 | 69.2266 | -17.745 | -19.1803 | 14.7 | 23.6292
2019-04-16 23:00 | No Data | No Data | No Data | No Data | -29.4865 | -29.6976 | No Data | No Data | No Data | No Data | 60.579 | 63.619 | No Data | No Data | 47.2 | 74.7786 | -27.755 | -29.2087 | 8.2 | 20.5105
2019-04-16 23:30 | No Data | No Data | No Data | No Data | -17.792 | -17.8982 | No Data | No Data | No Data | No Data | 76.581 | 79.9201 | No Data | No Data | 46 | 72.4707 | -24.57 | -25.6258 | 21.6 | 37.2924
2019-04-17 | No Data | No Data | No Data | No Data | -21.2833 | -21.5909 | No Data | No Data | No Data | No Data | 86.868 | 89.8255 | No Data | No Data | 37.6 | 67.4519 | -16.38 | -17.745 | 21.6 | 34.4209
2019-04-17 00:30 | No Data | No Data | No Data | No Data | -28.9738 | -29.2005 | No Data | No Data | No Data | No Data | 90.297 | 93.1457 | No Data | No Data | 21.6 | 58.5314 | -0.91 | -4.1949 | 33.1 | 39.3071
2019-04-17 01:00 | No Data | No Data | No Data | No Data | -29.0715 | -29.1326 | No Data | No Data | No Data | No Data | 90.297 | 93.4328 | No Data | No Data | 23.6 | 59.6657 | -4.095 | -6.1214 | 25.5 | 34.2066
2019-04-17 01:30 | No Data | No Data | No Data | No Data | -30.7195 | -30.899 | No Data | No Data | No Data | No Data | 93.726 | 96.7507 | No Data | No Data | 25.2 | 59.2284 | -1.365 | -2.6531 | 36.3 | 43.5718
2019-04-17 02:00 | No Data | No Data | No Data | No Data | -40.0458 | -40.4625 | No Data | No Data | No Data | No Data | 99.441 | 102.2969 | No Data | No Data | 22.8 | 58.2477 | 0.455 | 1.876 | 34.7 | 46.0671
2019-04-17 02:30 | No Data | No Data | No Data | No Data | -43.537 | -43.7147 | No Data | No Data | No Data | No Data | 98.298 | 101.1862 | No Data | No Data | 20 | 56.0871 | -1.365 | -2.275 | 32.3 | 44.3559
2019-04-17 03:00 | No Data | No Data | No Data | No Data | -43.7446 | -43.9214 | No Data | No Data | No Data | No Data | 91.44 | 94.5379 | No Data | No Data | 24 | 60.9262 | -9.555 | -10.3955 | 23.7 | 36.9131
2019-04-17 03:30 | No Data | No Data | No Data | No Data | -46.0395 | -46.377 | No Data | No Data | No Data | No Data | 97.155 | 100.0762 | No Data | No Data | 21.6 | 58.9033 | -5.005 | -5.4978 | 25.6 | 38.2351
2019-04-17 04:00 | No Data | No Data | No Data | No Data | -49.7383 | -50.1047 | No Data | No Data | No Data | No Data | 62.865 | 66.5104 | No Data | No Data | 56.4 | 82.6385 | -39.585 | -41.0636 | -9.4 | -22.1894
2019-04-17 04:30 | No Data | No Data | No Data | No Data | -44.4038 | -44.8138 | No Data | No Data | No Data | No Data | 97.155 | 100.0762 | No Data | No Data | 20.8 | 58.6147 | -3.64 | -4.55 | 27.1 | 39.4728
2019-04-17 05:00 | No Data | No Data | No Data | No Data | -43.7446 | -43.8871 | No Data | No Data | No Data | No Data | 94.869 | 97.8584 | No Data | No Data | 22 | 58.6801 | -5.46 | -5.915 | 26.4 | 39.4392
2019-04-17 05:30 | No Data | No Data | No Data | No Data | -41.3275 | -41.4784 | No Data | No Data | No Data | No Data | 91.44 | 94.5379 | No Data | No Data | 23.2 | 59.8772 | -5.915 | -7.1942 | 22.8 | 34.2812
2019-04-17 06:00 | No Data | No Data | No Data | No Data | -36.2493 | -36.291 | No Data | No Data | No Data | No Data | 78.867 | 82.1132 | No Data | No Data | 24.4 | 60.7184 | -5.915 | -7.7484 | 18.9 | 26.658
2019-04-17 06:30 | No Data | No Data | No Data | No Data | -32.5139 | -32.5604 | No Data | No Data | No Data | No Data | 65.151 | 68.6752 | No Data | No Data | 41.6 | 71.7016 | -23.66 | -25.0374 | 6.6 | 18.6097
2019-04-17 07:00 | No Data | No Data | No Data | No Data | -39.5331 | -39.9325 | No Data | No Data | No Data | No Data | 41.148 | 45.029 | No Data | No Data | 52.4 | 79.3594 | -34.125 | -35.6936 | -28 | -28.8862
2019-04-17 07:30 | No Data | No Data | No Data | No Data | -39.2767 | -39.6787 | No Data | No Data | No Data | No Data | 53.721 | 57.526 | No Data | No Data | 34.4 | 65.7218 | -27.3 | -28.6361 | -12.7 | -18.9763
2019-04-17 08:00 | No Data | No Data | No Data | No Data | -43.2319 | -44.7304 | No Data | No Data | No Data | No Data | 10.287 | 16.2451 | No Data | No Data | 48.8 | 75.493 | -59.15 | -61.7544 | -66.7 | -66.7816
2019-04-17 08:30 | No Data | No Data | No Data | No Data | -40.5097 | -43.1338 | No Data | No Data | No Data | No Data | 0 | 9.144 | No Data | No Data | 40 | 67.8457 | -70.525 | -73.4371 | -82.9 | -82.9218
2019-04-17 09:00 | No Data | No Data | No Data | No Data | -35.5413 | -35.623 | No Data | No Data | No Data | No Data | -13.716 | -14.859 | No Data | No Data | 46.8 | 73.2885 | -73.71 | -77.5545 | -75.3 | -75.3958
2019-04-17 09:30 | No Data | No Data | No Data | No Data | -35.5413 | -35.6165 | No Data | No Data | No Data | No Data | -2.286 | -7.229 | No Data | No Data | 20 | 56.461 | -55.51 | -58.857 | -68.7 | -68.753
2019-04-17 10:00 | No Data | No Data | No Data | No Data | -27.0817 | -27.5548 | No Data | No Data | No Data | No Data | -10.287 | -10.8434 | No Data | No Data | 18.8 | 56.8014 | -61.88 | -65.621 | -87.2 | -87.684
2019-04-17 10:30 | No Data | No Data | No Data | No Data | -30.7683 | -31.5848 | No Data | No Data | No Data | No Data | -5.715 | -8.9271 | No Data | No Data | 12 | 53.3667 | -51.87 | -54.9703 | -75.4 | -75.8232
2019-04-17 11:00 | No Data | No Data | No Data | No Data | -21.2345 | -23.8552 | No Data | No Data | No Data | No Data | -21.717 | -21.986 | No Data | No Data | 24.8 | 57.9724 | -60.97 | -64.4624 | -85.2 | -85.717
2019-04-17 11:30 | No Data | No Data | No Data | No Data | -10.5165 | -16.7835 | No Data | No Data | No Data | No Data | -24.003 | -24.1116 | No Data | No Data | 46 | 70.9366 | -65.975 | -69.6403 | -87.1 | -87.5334
2019-04-17 12:00 | No Data | No Data | No Data | No Data | -6.0609 | -15.9715 | No Data | No Data | No Data | No Data | -50.292 | -50.6157 | No Data | No Data | 65.2 | 86.209 | -88.725 | -93.6692 | -111.7 | -112.5009
2019-04-17 12:30 | No Data | No Data | No Data | No Data | -13.5439 | -17.4666 | No Data | No Data | No Data | No Data | -45.72 | -45.8484 | No Data | No Data | 63.2 | 83.9123 | -95.55 | -100.8633 | -110.5 | -112.1901
2019-04-17 13:00 | No Data | No Data | No Data | No Data | -6.8299 | -18.7733 | No Data | No Data | No Data | No Data | -57.15 | -57.3326 | No Data | No Data | 60.4 | 84.1114 | -96.005 | -101.1503 | -109.2 | -110.3228
2019-04-17 13:30 | No Data | No Data | No Data | No Data | -3.4363 | -19.5371 | No Data | No Data | No Data | No Data | -38.862 | -38.8788 | No Data | No Data | 46.8 | 71.7607 | -87.815 | -92.3751 | -90.2 | -90.7526
2019-04-17 14:00 | No Data | No Data | No Data | No Data | -13.0312 | -21.6423 | No Data | No Data | No Data | No Data | -38.862 | -38.9292 | No Data | No Data | 69.6 | 89.8354 | -90.545 | -95.395 | -87.2 | -87.3266
2019-04-17 14:30 | No Data | No Data | No Data | No Data | -20.7218 | -23.973 | No Data | No Data | No Data | No Data | -29.718 | -29.8058 | No Data | No Data | 48 | 72.549 | -86.45 | -90.3882 | -99.5 | -99.6358
2019-04-17 15:00 | No Data | No Data | No Data | No Data | -12.5673 | -16.7529 | No Data | No Data | No Data | No Data | -32.004 | -32.0244 | No Data | No Data | 46.8 | 70.5555 | -81.9 | -85.5061 | -94 | -94.1608
2019-04-17 15:30 | No Data | No Data | No Data | No Data | -23.4318 | -23.4566 | No Data | No Data | No Data | No Data | -9.144 | -12.1503 | No Data | No Data | 67.6 | 87.2743 | -61.88 | -64.8993 | -71.1 | -71.1281
2019-04-17 16:00 | No Data | No Data | No Data | No Data | -21.6983 | -21.7558 | No Data | No Data | No Data | No Data | 10.287 | 16.2451 | No Data | No Data | 56 | 77.2414 | -38.675 | -41.1668 | -23.8 | -27.4614
2019-04-17 16:30 | No Data | No Data | No Data | No Data | -18.3658 | -19.182 | No Data | No Data | No Data | No Data | 57.15 | 61.1371 | No Data | No Data | 35.6 | 66.3578 | -5.46 | -6.5621 | 23.4 | 34.3157
2019-04-17 17:00 | No Data | No Data | No Data | No Data | -10.6752 | -12.0478 | No Data | No Data | No Data | No Data | 84.582 | 89.2785 | No Data | No Data | 3.6 | 48.2012 | 24.115 | 24.4602 | 59.2 | 67.153
2019-04-17 17:30 | No Data | No Data | No Data | No Data | -5.8045 | -5.8045 | No Data | No Data | No Data | No Data | 85.725 | 89.022 | No Data | No Data | -1.6 | -48.8262 | 27.755 | 27.9927 | 63.5 | 70.23
2019-04-17 18:00 | No Data | No Data | No Data | No Data | -4.6693 | -4.6693 | No Data | No Data | No Data | No Data | 78.867 | 83.1331 | No Data | No Data | -6.4 | -50.4079 | 30.94 | 31.4181 | 44.5 | 53.8926
2019-04-17 18:30 | No Data | No Data | No Data | No Data | 12.3964 | 14.8683 | No Data | No Data | No Data | No Data | 68.58 | 72.6592 | No Data | No Data | -2 | -44.0454 | 25.935 | 26.1892 | 53.2 | 61.3228
2019-04-17 19:00 | No Data | No Data | No Data | No Data | 4.6571 | 11.079 | No Data | No Data | No Data | No Data | 50.292 | 54.3376 | No Data | No Data | 30 | 59.6872 | -5.46 | -5.7553 | 28.1 | 36.5673
2019-04-17 19:30 | No Data | No Data | No Data | No Data | -2.2156 | -9.2477 | No Data | No Data | No Data | No Data | 46.863 | 51.1804 | No Data | No Data | 27.6 | 58.1653 | -4.095 | -4.3165 | 27.9 | 34.9401
2019-04-17 20:00 | No Data | No Data | No Data | No Data | 2.2034 | 11.8463 | No Data | No Data | No Data | No Data | 46.863 | 50.305 | No Data | No Data | 30.8 | 61.1268 | -6.37 | -8.6928 | 25.3 | 30.0962
2019-04-17 20:30 | No Data | No Data | No Data | No Data | -7.3426 | -16.8183 | No Data | No Data | No Data | No Data | 49.149 | 52.8506 | No Data | No Data | 37.6 | 66.1296 | -15.47 | -16.9086 | 15 | 22.3732
2019-04-17 21:00 | No Data | No Data | No Data | No Data | -21.1856 | -26.091 | No Data | No Data | No Data | No Data | 92.583 | 95.6439 | No Data | No Data | 17.2 | 54.0119 | 4.55 | 5.554 | 34.7 | 41.7412
2019-04-17 21:30 | No Data | No Data | No Data | No Data | -18.9273 | -22.3034 | No Data | No Data | No Data | No Data | 84.582 | 87.6167 | No Data | No Data | 19.6 | 55.5712 | 2.275 | 3.5537 | 36.2 | 43.7676
2019-04-17 22:00 | No Data | No Data | No Data | No Data | -18.4634 | -21.0754 | No Data | No Data | No Data | No Data | 86.868 | 90.1232 | No Data | No Data | 13.2 | 52.8742 | 7.28 | 7.6272 | 39.7 | 44.7264
2019-04-17 22:30 | No Data | No Data | No Data | No Data | -16.7178 | -18.6679 | No Data | No Data | No Data | No Data | 99.441 | 102.5711 | No Data | No Data | 6.8 | 50.4603 | 14.56 | 14.5671 | 49.7 | 55.235
2019-04-17 23:00 | No Data | No Data | No Data | No Data | -15.5459 | -17.5068 | No Data | No Data | No Data | No Data | 90.297 | 93.4328 | No Data | No Data | 11.2 | 51.6295 | 10.465 | 10.6221 | 48.2 | 53.2353
2019-04-17 23:30 | No Data | No Data | No Data | No Data | 1.117 | 13.9427 | No Data | No Data | No Data | No Data | 90.297 | 93.4328 | No Data | No Data | 18.8 | 53.9333 | 3.64 | 4.1949 | 52 | 60.7968
2019-04-18 | No Data | No Data | No Data | No Data | 5.9876 | 16.6591 | No Data | No Data | No Data | No Data | 90.297 | 93.4328 | No Data | No Data | 9.2 | 50.3746 | 13.195 | 13.2263 | 53.6 | 59.4899
2019-04-18 00:30 | No Data | No Data | No Data | No Data | -2.2156 | -15.703 | No Data | No Data | No Data | No Data | 96.012 | 98.6959 | No Data | No Data | 6 | 50.7102 | 14.56 | 14.6238 | 49.8 | 54.1247
2019-04-18 01:00 | No Data | No Data | No Data | No Data | -8.1605 | -19.8632 | No Data | No Data | No Data | No Data | 101.727 | 104.5205 | No Data | No Data | 12.8 | 53.5522 | 7.28 | 7.5041 | 50.1 | 54.1698
2019-04-18 01:30 | No Data | No Data | No Data | No Data | -5.951 | -19.0621 | No Data | No Data | No Data | No Data | 99.441 | 101.7848 | No Data | No Data | 13.6 | 53.3622 | 7.28 | 7.4069 | 48.5 | 53.5071
2019-04-18 02:00 | No Data | No Data | No Data | No Data | -5.3407 | -20.549 | No Data | No Data | No Data | No Data | 100.584 | 102.9017 | No Data | No Data | 12.4 | 54.2365 | 8.645 | 8.8345 | 45 | 50.8595
2019-04-18 02:30 | No Data | No Data | No Data | No Data | 0.0061036 | 22.15 | No Data | No Data | No Data | No Data | 85.725 | 87.8996 | No Data | No Data | 25.2 | 61.0442 | -8.645 | -9.3801 | 26.1 | 33.1266
2019-04-18 03:00 | No Data | No Data | No Data | No Data | -2.472 | -23.926 | No Data | No Data | No Data | No Data | 68.58 | 71.2796 | No Data | No Data | 40.8 | 71.8977 | -22.75 | -23.8864 | 0.7 | 14.3171
2019-04-18 03:30 | No Data | No Data | No Data | No Data | 0.0061036 | 25.4826 | No Data | No Data | No Data | No Data | 52.578 | 54.9592 | No Data | No Data | 63.6 | 89.3801 | -47.32 | -49.5094 | -23.4 | -24.862
2019-04-18 04:00 | No Data | No Data | No Data | No Data | 0.0061036 | 27.701 | No Data | No Data | No Data | No Data | 54.864 | 57.4805 | No Data | No Data | 56.8 | 84.0847 | -41.405 | -43.0618 | -19.4 | -20.9093
2019-04-18 04:30 | No Data | No Data | No Data | No Data | 0.0061036 | 27.6432 | No Data | No Data | No Data | No Data | 49.149 | 52.0536 | No Data | No Data | 60.4 | 86.5573 | -42.315 | -44.4621 | -21.4 | -22.1721
2019-04-18 05:00 | No Data | No Data | No Data | No Data | -12.726 | -22.6762 | No Data | No Data | No Data | No Data | 45.72 | 48.4395 | No Data | No Data | 60.8 | 87.1229 | -45.045 | -46.812 | -22.5 | -23.8466
2019-04-18 05:30 | No Data | No Data | No Data | No Data | -6.4149 | -21.587 | No Data | No Data | No Data | No Data | 75.438 | 77.6231 | No Data | No Data | 30.8 | 66.0242 | -15.47 | -16.7301 | 8.8 | 16.7057
2019-04-18 06:00 | No Data | No Data | No Data | No Data | -8.2094 | -20.5302 | No Data | No Data | No Data | No Data | 61.722 | 64.7083 | No Data | No Data | 28.4 | 63.1468 | -11.83 | -13.0292 | 13 | 18.7417
2019-04-18 06:30 | No Data | No Data | No Data | No Data | 2.1424 | 19.0482 | No Data | No Data | No Data | No Data | 51.435 | 54.2173 | No Data | No Data | 25.6 | 62.3025 | -10.465 | -11.2377 | 9.8 | 17.3358
2019-04-18 07:00 | No Data | No Data | No Data | No Data | 19.733 | 28.7206 | No Data | No Data | No Data | No Data | 45.72 | 48.4395 | No Data | No Data | 16.8 | 57.6999 | -0.455 | -1.4388 | 20.8 | 24.797
2019-04-18 07:30 | No Data | No Data | No Data | No Data | 28.2902 | 36.2177 | No Data | No Data | No Data | No Data | 27.432 | 30.6699 | No Data | No Data | 18.4 | 65.44 | -10.465 | -10.5045 | 0.9 | 12.6321
2019-04-18 08:00 | No Data | No Data | No Data | No Data | 35.4681 | 43.9166 | No Data | No Data | No Data | No Data | 1.143 | 6.9526 | No Data | No Data | 22.8 | 60.0933 | -26.39 | -27.7699 | -25.2 | -25.6164
2019-04-18 08:30 | No Data | No Data | No Data | No Data | 38.8617 | 47.6904 | No Data | No Data | No Data | No Data | -22.86 | -22.8886 | No Data | No Data | 11.2 | 55.1493 | -53.235 | -55.312 | -56.3 | -56.3022
2019-04-18 09:00 | No Data | No Data | No Data | No Data | 37.0672 | 47.5249 | No Data | No Data | No Data | No Data | -36.576 | -36.6474 | No Data | No Data | 15.2 | 58.0262 | -60.97 | -63.6285 | -82.5 | -83.0004
2019-04-18 09:30 | No Data | No Data | No Data | No Data | 33.7835 | 45.0107 | No Data | No Data | No Data | No Data | -38.862 | -39.013 | No Data | No Data | 19.2 | 58.0662 | -69.16 | -72.1272 | -93.2 | -93.944
2019-04-18 10:00 | No Data | No Data | No Data | No Data | 22.4552 | 37.2676 | No Data | No Data | No Data | No Data | -45.72 | -46.0758 | No Data | No Data | 38 | 68.672 | -83.72 | -87.1239 | -109.8 | -110.8199
2019-04-18 10:30 | No Data | No Data | No Data | No Data | 26.3004 | 39.7033 | No Data | No Data | No Data | No Data | -28.575 | -28.6663 | No Data | No Data | 20.8 | 58.6147 | -67.34 | -70.2529 | -93.4 | -93.8043
2019-04-18 11:00 | No Data | No Data | No Data | No Data | 28.2414 | 41.0148 | No Data | No Data | No Data | No Data | -25.146 | -25.172 | No Data | No Data | 16.4 | 57.2014 | -62.79 | -65.6337 | -79.2 | -79.6337
2019-04-18 11:30 | No Data | No Data | No Data | No Data | 28.3513 | 42.2896 | No Data | No Data | No Data | No Data | -25.146 | -25.146 | No Data | No Data | 13.6 | 56.0742 | -55.51 | -58.1404 | -80.5 | -81.4647
2019-04-18 12:00 | No Data | No Data | No Data | No Data | 30.2434 | 43.5808 | No Data | No Data | No Data | No Data | -29.718 | -29.718 | No Data | No Data | 10.8 | 55.0694 | -55.51 | -58.4175 | -77.7 | -78.847
2019-04-18 12:30 | No Data | No Data | No Data | No Data | 34.699 | 48.5055 | No Data | No Data | No Data | No Data | -25.146 | -25.172 | No Data | No Data | 10 | 54.9181 | -48.23 | -51.0838 | -72.5 | -72.8973
2019-04-18 13:00 | No Data | No Data | No Data | No Data | 33.0144 | 47.315 | No Data | No Data | No Data | No Data | -27.432 | -27.4558 | No Data | No Data | 4.4 | 52.983 | -50.05 | -52.6622 | -75.8 | -76.2003
2019-04-18 13:30 | No Data | No Data | No Data | No Data | 33.0144 | 47.315 | No Data | No Data | No Data | No Data | -29.718 | -29.718 | No Data | No Data | 4.8 | 51.8228 | -50.05 | -52.6622 | -76.4 | -76.8388
2019-04-18 14:00 | No Data | No Data | No Data | No Data | 34.2962 | 48.2181 | No Data | No Data | No Data | No Data | -20.574 | -20.8578 | No Data | No Data | 0.4 | 51.6387 | -51.415 | -54.2443 | -59.2 | -59.4549
2019-04-18 14:30 | No Data | No Data | No Data | No Data | 34.6014 | 48.2566 | No Data | No Data | No Data | No Data | -26.289 | -26.3138 | No Data | No Data | 4.4 | 51.7873 | -48.685 | -51.0838 | -60 | -60.2516
2019-04-18 15:00 | No Data | No Data | No Data | No Data | 34.6014 | 47.0979 | No Data | No Data | No Data | No Data | -21.717 | -21.837 | No Data | No Data | -33.2 | -55.1202 | -44.59 | -47.1973 | -80.5 | -81.047
2019-04-18 15:30 | No Data | No Data | No Data | No Data | 34.8577 | 46.1569 | No Data | No Data | No Data | No Data | -18.288 | -18.6067 | No Data | No Data | -20.8 | -48.6687 | -61.88 | -64.6308 | -56.9 | -56.9465
2019-04-18 16:00 | No Data | No Data | No Data | No Data | 38.0926 | 48.6462 | No Data | No Data | No Data | No Data | 13.716 | 17.8542 | No Data | No Data | -52.8 | -65.7608 | -32.76 | -34.5321 | -17.4 | -19.4093
2019-04-18 16:30 | No Data | No Data | No Data | No Data | 38.2879 | 46.4232 | No Data | No Data | No Data | No Data | 26.289 | 30.1977 | No Data | No Data | -42.8 | -61.0966 | -10.465 | -11.627 | 2.8 | 10.6738
2019-04-18 17:00 | No Data | No Data | No Data | No Data | 38.6053 | 46.6853 | No Data | No Data | No Data | No Data | 44.577 | 48.6279 | No Data | No Data | -24.8 | -53.6731 | 11.375 | 11.3841 | 32.8 | 37.271
2019-04-18 17:30 | No Data | No Data | No Data | No Data | 45.6245 | 52.6378 | No Data | No Data | No Data | No Data | 56.007 | 59.6664 | No Data | No Data | -26 | -59.5731 | 30.94 | 31.4181 | 54 | 59.0931
2019-04-18 18:00 | No Data | No Data | No Data | No Data | 43.2685 | 50.6094 | No Data | No Data | No Data | No Data | 56.007 | 59.6664 | No Data | No Data | -23.6 | -58.9318 | 38.675 | 39.2726 | 42.7 | 48.6914
2019-04-18 18:30 | No Data | No Data | No Data | No Data | 45.2094 | 52.2785 | No Data | No Data | No Data | No Data | 44.577 | 48.1826 | No Data | No Data | -12.4 | -49.9632 | 29.575 | 29.6624 | 35 | 41.0239
2019-04-18 19:00 | No Data | No Data | No Data | No Data | 41.4252 | 49.0428 | No Data | No Data | No Data | No Data | 44.577 | 48.1826 | No Data | No Data | 1.6 | 52.0384 | 13.195 | 13.195 | 42.7 | 47.237
2019-04-18 19:30 | No Data | No Data | No Data | No Data | 39.5209 | 47.4452 | No Data | No Data | No Data | No Data | 43.434 | 47.1271 | No Data | No Data | 5.2 | 53.4535 | 11.83 | 11.9085 | 39.3 | 44.006
2019-04-18 20:00 | No Data | No Data | No Data | No Data | 33.6248 | 42.6588 | No Data | No Data | No Data | No Data | 38.862 | 42.4759 | No Data | No Data | 14 | 57.3355 | 0 | 2.275 | 28 | 31.7648
2019-04-18 20:30 | No Data | No Data | No Data | No Data | 27.7287 | 38.1841 | No Data | No Data | No Data | No Data | 26.289 | 30.1977 | No Data | No Data | 17.2 | 58.5819 | -1.365 | -1.9304 | 23.3 | 27.4434
2019-04-18 21:00 | No Data | No Data | No Data | No Data | 17.1695 | 29.9721 | No Data | No Data | No Data | No Data | 28.575 | 32.2075 | No Data | No Data | 25.2 | 63.605 | -11.375 | -12.6175 | 13.8 | 17.6324
2019-04-18 21:30 | No Data | No Data | No Data | No Data | 23.2731 | 33.8404 | No Data | No Data | No Data | No Data | 32.004 | 35.7816 | No Data | No Data | 28.4 | 65.2993 | -14.105 | -15.4767 | 16.2 | 21.4767
2019-04-18 22:00 | No Data | No Data | No Data | No Data | 18.8052 | 30.9382 | No Data | No Data | No Data | No Data | 41.148 | 44.577 | No Data | No Data | 32 | 67.6473 | -16.38 | -17.9249 | 10.9 | 15.557
2019-04-18 22:30 | No Data | No Data | No Data | No Data | 18.6099 | 30.8199 | No Data | No Data | No Data | No Data | 44.577 | 48.6279 | No Data | No Data | 23.2 | 62.4679 | -7.28 | -8.8345 | 22.8 | 26.2954
2019-04-18 23:00 | No Data | No Data | No Data | No Data | 23.4806 | 33.9835 | No Data | No Data | No Data | No Data | 52.578 | 56.8865 | No Data | No Data | 20 | 61.3514 | -3.64 | -5.8268 | 31.3 | 33.7784
2019-04-18 23:30 | No Data | No Data | No Data | No Data | 32.9656 | 38.4266 | No Data | No Data | No Data | No Data | 51.435 | 55.8318 | No Data | No Data | 25.6 | 60.4847 | -8.19 | -8.5001 | 35.4 | 41.817
2019-04-19 | No Data | No Data | No Data | No Data | 16.9619 | 26.0303 | No Data | No Data | No Data | No Data | 51.435 | 54.9829 | No Data | No Data | 19.2 | 58.0662 | -5.005 | -5.1878 | 33.8 | 38.3885
2019-04-19 00:30 | No Data | No Data | No Data | No Data | 11.8837 | 24.5149 | No Data | No Data | No Data | No Data | 49.149 | 52.8506 | No Data | No Data | 15.6 | 57.8564 | -3.64 | -3.8875 | 29.1 | 31.5539
2019-04-19 01:00 | No Data | No Data | No Data | No Data | 3.0213 | 21.6538 | No Data | No Data | No Data | No Data | 45.72 | 49.2419 | No Data | No Data | 23.6 | 61.8773 | -10.92 | -11.6626 | 28.1 | 29.272
2019-04-19 01:30 | No Data | No Data | No Data | No Data | 9.0639 | 27.1961 | No Data | No Data | No Data | No Data | 44.577 | 49.5857 | No Data | No Data | 19.2 | 59.9573 | -5.46 | -6.3211 | 32 | 32.3433
2019-04-19 02:00 | No Data | No Data | No Data | No Data | 10.9682 | 29.5469 | No Data | No Data | No Data | No Data | 38.862 | 44.5183 | No Data | No Data | 16 | 59.3956 | -4.095 | -4.4812 | 31.9 | 31.9226
2019-04-19 02:30 | No Data | No Data | No Data | No Data | 16.144 | 33.7024 | No Data | No Data | No Data | No Data | 37.719 | 42.4298 | No Data | No Data | 10.8 | 60.2501 | 1.365 | 5.1878 | 35.1 | 35.1411
2019-04-19 03:00 | No Data | No Data | No Data | No Data | 22.0401 | 36.8916 | No Data | No Data | No Data | No Data | 32.004 | 37.4409 | No Data | No Data | 12.4 | 60.4847 | 0.91 | 4.6401 | 32.6 | 32.6221
2019-04-19 03:30 | No Data | No Data | No Data | No Data | 22.089 | 38.254 | No Data | No Data | No Data | No Data | 29.718 | 34.8943 | No Data | No Data | 11.2 | 60.2501 | 0.455 | 4.1202 | 32 | 32.1311
2019-04-19 04:00 | No Data | No Data | No Data | No Data | 20.1968 | 37.1936 | No Data | No Data | No Data | No Data | 34.29 | 38.862 | No Data | No Data | 10.4 | 60.1066 | 1.365 | 4.7503 | 33.4 | 33.4432
2019-04-19 04:30 | No Data | No Data | No Data | No Data | 14.0444 | 34.2446 | No Data | No Data | No Data | No Data | 32.004 | 36.8606 | No Data | No Data | 12.4 | 60.4847 | 0 | 4.55 | 30.7 | 30.708
2019-04-19 05:00 | No Data | No Data | No Data | No Data | 19.8917 | 37.0287 | No Data | No Data | No Data | No Data | 30.861 | 35.8727 | No Data | No Data | 10.4 | 60.5006 | 1.365 | 5.1878 | 22.9 | 22.9
2019-04-19 05:30 | No Data | No Data | No Data | No Data | 19.8917 | 35.6092 | No Data | No Data | No Data | No Data | 25.146 | 30.4347 | No Data | No Data | 12.4 | 62.0516 | -1.365 | -6.8854 | 20 | 20.0639
2019-04-19 06:00 | No Data | No Data | No Data | No Data | 17.4258 | 32.8531 | No Data | No Data | No Data | No Data | 25.146 | 30.4347 | No Data | No Data | 16 | 62.4833 | -2.73 | -7.3507 | 20.5 | 20.5
2019-04-19 06:30 | No Data | No Data | No Data | No Data | 21.2711 | 35.0446 | No Data | No Data | No Data | No Data | 16.002 | 21.837 | No Data | No Data | 20.4 | 64.5105 | -7.735 | -10.6221 | 17.3 | 17.3649
2019-04-19 07:00 | No Data | No Data | No Data | No Data | 28.4977 | 39.847 | No Data | No Data | No Data | No Data | 25.146 | 30.4347 | No Data | No Data | 12.4 | 60.0933 | -0.455 | -4.1202 | 25.2 | 25.7932
2019-04-19 07:30 | No Data | No Data | No Data | No Data | 21.2711 | 35.0446 | No Data | No Data | No Data | No Data | 4.572 | 13.3785 | No Data | No Data | 12 | 61.5805 | -16.38 | -18.1145 | -1.6 | -4.4944
2019-04-19 08:00 | No Data | No Data | No Data | No Data | 20.8072 | 34.765 | No Data | No Data | No Data | No Data | -16.002 | -17.4097 | No Data | No Data | -4.8 | -57.401 | -43.225 | -45.7586 | -46.8 | -48.4665
2019-04-19 08:30 | No Data | No Data | No Data | No Data | 17.6333 | 34.3987 | No Data | No Data | No Data | No Data | -36.576 | -36.5939 | No Data | No Data | -15.2 | -54.176 | -62.79 | -66.3318 | -82.5 | -84.615
2019-04-19 09:00 | No Data | No Data | No Data | No Data | 23.3707 | 39.0473 | No Data | No Data | No Data | No Data | -48.006 | -48.2232 | No Data | No Data | -16 | -53.6418 | -69.615 | -73.6735 | -96.6 | -99.3004
2019-04-19 09:30 | No Data | No Data | No Data | No Data | 12.2011 | 32.0579 | No Data | No Data | No Data | No Data | -44.577 | -44.8108 | No Data | No Data | -24.4 | -55.636 | -60.97 | -64.9185 | -90.7 | -94.3255
2019-04-19 10:00 | No Data | No Data | No Data | No Data | 11.9448 | 33.484 | No Data | No Data | No Data | No Data | -34.29 | -34.3661 | No Data | No Data | -28 | -57.3062 | -56.42 | -60.3368 | -86.3 | -89.0848
2019-04-19 10:30 | No Data | No Data | No Data | No Data | 9.1737 | 32.5984 | No Data | No Data | No Data | No Data | -32.004 | -32.0855 | No Data | No Data | -28 | -56.9575 | -55.51 | -59.3247 | -85.9 | -88.8232
2019-04-19 11:00 | No Data | No Data | No Data | No Data | 6.305 | 30.3083 | No Data | No Data | No Data | No Data | -36.576 | -36.7364 | No Data | No Data | -22 | -55.7265 | -59.605 | -63.4802 | -89.6 | -92.3819
2019-04-19 11:30 | No Data | No Data | No Data | No Data | 14.8623 | 36.2166 | No Data | No Data | No Data | No Data | -29.718 | -29.718 | No Data | No Data | -28.4 | -56.8085 | -50.96 | -54.1125 | -79.8 | -82.1718
2019-04-19 12:00 | No Data | No Data | No Data | No Data | 14.8623 | 36.2166 | No Data | No Data | No Data | No Data | -42.291 | -42.5374 | No Data | No Data | -12.8 | -53.1639 | -65.52 | -69.6611 | -92.7 | -95.3915
2019-04-19 12:30 | No Data | No Data | No Data | No Data | 22.504 | 39.9648 | No Data | No Data | No Data | No Data | -28.575 | -28.5979 | No Data | No Data | -15.6 | -54.6728 | -46.41 | -49.5261 | -74.5 | -75.7552
2019-04-19 13:00 | No Data | No Data | No Data | No Data | 26.3004 | 42.2193 | No Data | No Data | No Data | No Data | -37.719 | -37.8745 | No Data | No Data | -13.6 | -53.749 | -55.965 | -59.7507 | -83.6 | -85.9591
2019-04-19 13:30 | No Data | No Data | No Data | No Data | 26.2394 | 45.6341 | No Data | No Data | No Data | No Data | -40.005 | -40.1517 | No Data | No Data | -18.4 | -56.2921 | -50.05 | -53.5742 | -78.4 | -81.2419
2019-04-19 14:00 | No Data | No Data | No Data | No Data | 26.2394 | 45.6341 | No Data | No Data | No Data | No Data | -37.719 | -37.7882 | No Data | No Data | -37.2 | -59.7836 | -47.32 | -51.0331 | -78.9 | -82.4115
2019-04-19 14:30 | No Data | No Data | No Data | No Data | 28.4977 | 46.9689 | No Data | No Data | No Data | No Data | -24.003 | -24.1116 | No Data | No Data | -33.6 | -59.5785 | -28.21 | -31.5397 | -59.1 | -61.8981
2019-04-19 15:00 | No Data | No Data | No Data | No Data | 32.7092 | 48.4099 | No Data | No Data | No Data | No Data | -16.002 | -16.6423 | No Data | No Data | -31.2 | -58.5969 | -19.565 | -23.1022 | -46.5 | -48.2031
2019-04-19 15:30 | No Data | No Data | No Data | No Data | 34.3938 | 49.5636 | No Data | No Data | No Data | No Data | -19.431 | -19.7312 | No Data | No Data | -54 | -69.4043 | -28.665 | -32.1508 | -48.1 | -51.4669
2019-04-19 16:00 | No Data | No Data | No Data | No Data | 34.7601 | 49.8185 | No Data | No Data | No Data | No Data | -16.002 | -16.3653 | No Data | No Data | -40 | -62.482 | -17.745 | -21.0778 | -32 | -33.2826
2019-04-19 16:30 | No Data | No Data | No Data | No Data | 40.1923 | 52.2776 | No Data | No Data | No Data | No Data | 1.143 | 9.2152 | No Data | No Data | -34.8 | -58.642 | -3.185 | -7.5316 | -1.1 | -7.8588
2019-04-19 17:00 | No Data | No Data | No Data | No Data | 47.2114 | 57.8485 | No Data | No Data | No Data | No Data | 38.862 | 42.4759 | No Data | No Data | -47.2 | -63.7156 | 40.95 | 40.9525 | 41 | 44.7415
2019-04-19 17:30 | No Data | No Data | No Data | No Data | 49.1035 | 58.3062 | No Data | No Data | No Data | No Data | 48.006 | 51.3715 | No Data | No Data | -47.2 | -68.1798 | 55.965 | 56.2767 | 56.7 | 59.927
2019-04-19 18:00 | No Data | No Data | No Data | No Data | 51.313 | 60.1787 | No Data | No Data | No Data | No Data | 51.435 | 54.9829 | No Data | No Data | -42.8 | -65.211 | 61.425 | 61.7091 | 63.9 | 67.6465
2019-04-19 18:30 | No Data | No Data | No Data | No Data | 47.3701 | 56.854 | No Data | No Data | No Data | No Data | 50.292 | 53.9152 | No Data | No Data | -38 | -57.235 | 56.875 | 56.9205 | 60.6 | 63.4275
2019-04-19 19:00 | No Data | No Data | No Data | No Data | 33.1609 | 44.5127 | No Data | No Data | No Data | No Data | 33.147 | 37.3186 | No Data | No Data | -9.6 | -52.4854 | 27.755 | 27.8146 | 53.3 | 55.621
2019-04-19 19:30 | No Data | No Data | No Data | No Data | 27.6799 | 40.5945 | No Data | No Data | No Data | No Data | 21.717 | 26.3138 | No Data | No Data | 2.4 | 56.0514 | 13.65 | 14.3884 | 38.6 | 40.085
2019-04-19 20:00 | No Data | No Data | No Data | No Data | 24.2985 | 38.3686 | No Data | No Data | No Data | No Data | 18.288 | 23.5635 | No Data | No Data | 10.8 | 59.3188 | 0.91 | 6.8854 | 25.2 | 26
2019-04-19 20:30 | No Data | No Data | No Data | No Data | 19.9405 | 35.7681 | No Data | No Data | No Data | No Data | 16.002 | 21.0759 | No Data | No Data | 15.2 | 62.2832 | -2.73 | -7.775 | 21 | 21.456
2019-04-19 21:00 | No Data | No Data | No Data | No Data | 16.6079 | 32.5946 | No Data | No Data | No Data | No Data | 11.43 | 16.9919 | No Data | No Data | 20.4 | 65.2699 | -8.645 | -12.2259 | 13.8 | 13.8232
2019-04-19 21:30 | No Data | No Data | No Data | No Data | 21.5763 | 35.3853 | No Data | No Data | No Data | No Data | 12.573 | 17.7809 | No Data | No Data | 21.2 | 65.5243 | -10.465 | -13.574 | 16.5 | 17.8084
2019-04-19 22:00 | No Data | No Data | No Data | No Data | 25.4704 | 39.2326 | No Data | No Data | No Data | No Data | 17.145 | 23.4524 | No Data | No Data | 20.4 | 65.65 | -8.645 | -11.9085 | 15.5 | 15.8269
2019-04-19 22:30 | No Data | No Data | No Data | No Data | 33.2708 | 44.6923 | No Data | No Data | No Data | No Data | 14.859 | 21.0138 | No Data | No Data | 23.2 | 66.5733 | -12.74 | -15.3962 | 17.4 | 17.1406
2019-04-19 23:00 | No Data | No Data | No Data | No Data | 35.7855 | 46.5946 | No Data | No Data | No Data | No Data | 9.144 | 17.4471 | No Data | No Data | 29.6 | 69.7883 | -19.11 | -21.7878 | 13.8 | 15.2118
2019-04-19 23:30 | No Data | No Data | No Data | No Data | 43.6225 | 51.834 | No Data | No Data | No Data | No Data | 14.859 | 22.6879 | No Data | No Data | 31.6 | 68.8767 | -16.835 | -19.3576 | 25.7 | 29.7069
2019-04-20 | No Data | No Data | No Data | No Data | 35.1629 | 44.9475 | No Data | No Data | No Data | No Data | 20.574 | 24.7269 | No Data | No Data | 25.6 | 66.3385 | -10.92 | -13.9278 | 26.4 | 27.8919
2019-04-20 00:30 | No Data | No Data | No Data | No Data | 19.6841 | 32.8997 | No Data | No Data | No Data | No Data | 21.717 | 25.6857 | No Data | No Data | 24.4 | 65.8848 | -10.465 | -13.574 | 23 | 23.9282
2019-04-20 01:00 | No Data | No Data | No Data | No Data | 10.602 | 28.4135 | No Data | No Data | No Data | No Data | 24.003 | 28.23 | No Data | No Data | 23.2 | 65.824 | -9.1 | -12.8693 | 18.6 | 18.8247
2019-04-20 01:30 | No Data | No Data | No Data | No Data | 15.79 | 32.2387 | No Data | No Data | No Data | No Data | 24.003 | 28.23 | No Data | No Data | 22.4 | 64.7951 | -7.735 | -11.6003 | 19.3 | 19.4612
2019-04-20 02:00 | No Data | No Data | No Data | No Data | 15.79 | 32.2387 | No Data | No Data | No Data | No Data | 33.147 | 35.4514 | No Data | No Data | 24.8 | 65.6634 | -9.555 | -12.8854 | 19.6 | 19.7588
2019-04-20 02:30 | No Data | No Data | No Data | No Data | 10.4555 | 29.9888 | No Data | No Data | No Data | No Data | 37.719 | 40.1354 | No Data | No Data | 21.6 | 64.8999 | -7.28 | -10.9579 | 20.2 | 20.3931
2019-04-20 03:00 | No Data | No Data | No Data | No Data | 10.4555 | 29.9888 | No Data | No Data | No Data | No Data | 38.862 | 41.2115 | No Data | No Data | 22.4 | 65.1705 | -10.01 | -12.9335 | 17.4 | 17.674
2019-04-20 03:30 | No Data | No Data | No Data | No Data | 10.4555 | 31.5731 | No Data | No Data | No Data | No Data | 44.577 | 46.9883 | No Data | No Data | 17.2 | 62.8013 | -5.005 | -8.4635 | 21.3 | 20.6891
2019-04-20 04:00 | No Data | No Data | No Data | No Data | 10.4555 | 31.5731 | No Data | No Data | No Data | No Data | 42.291 | 44.4596 | No Data | No Data | 25.2 | 66.1852 | -12.74 | -14.9043 | 16.3 | 18.0701
2019-04-20 04:30 | No Data | No Data | No Data | No Data | 6.7079 | 30.5375 | No Data | No Data | No Data | No Data | 40.005 | 42.291 | No Data | No Data | 22 | 64.6579 | -10.465 | -13.0133 | 13.9 | 14.9486
2019-04-20 05:00 | No Data | No Data | No Data | No Data | 5.0721 | 30.2204 | No Data | No Data | No Data | No Data | 33.147 | 35.8727 | No Data | No Data | 28.4 | 68.5589 | -17.29 | -19.1317 | 7.2 | 8.7658
2019-04-20 05:30 | No Data | No Data | No Data | No Data | 5.0721 | 30.2204 | No Data | No Data | No Data | No Data | 34.29 | 36.9315 | No Data | No Data | 30 | 69.5977 | -18.2 | -20.3482 | 8 | 11.0345
2019-04-20 06:00 | No Data | No Data | No Data | No Data | 5.6336 | 27.9603 | No Data | No Data | No Data | No Data | 26.289 | 28.6663 | No Data | No Data | 34.8 | 72.8494 | -23.66 | -25.8711 | -0.9 | -5.0636
2019-04-20 06:30 | No Data | No Data | No Data | No Data | 9.4301 | 27.412 | No Data | No Data | No Data | No Data | 24.003 | 26.5855 | No Data | No Data | 37.6 | 74.2278 | -26.845 | -28.981 | -2.3 | -5.412
2019-04-20 07:00 | No Data | No Data | No Data | No Data | 13.3242 | 30.5 | No Data | No Data | No Data | No Data | 41.148 | 43.7487 | No Data | No Data | 16 | 61.3241 | -5.915 | -8.0498 | 18.9 | 21.0202
2019-04-20 07:30 | No Data | No Data | No Data | No Data | 5.536 | 25.9815 | No Data | No Data | No Data | No Data | 29.718 | 32.7305 | No Data | No Data | 19.2 | 69.8891 | -19.565 | -20.195 | -1.7 | -1.9235
2019-04-20 08:00 | No Data | No Data | No Data | No Data | 0.0061036 | 25.4549 | No Data | No Data | No Data | No Data | 5.715 | 8.9271 | No Data | No Data | 0.4 | 56.8901 | -46.865 | -49.4968 | -46.5 | -46.7471
2019-04-20 08:30 | No Data | No Data | No Data | No Data | 2.3499 | 25.4549 | No Data | No Data | No Data | No Data | -9.144 | -9.2152 | No Data | No Data | -15.2 | -52.6422 | -60.515 | -64.4913 | -75.8 | -76.5797
2019-04-20 09:00 | No Data | No Data | No Data | No Data | 8.7098 | 28.5408 | No Data | No Data | No Data | No Data | -9.144 | -9.2152 | No Data | No Data | -3.6 | -52.5235 | -51.415 | -54.8516 | -75.3 | -76.7214
2019-04-20 09:30 | No Data | No Data | No Data | No Data | 12.7138 | 31.5511 | No Data | No Data | No Data | No Data | -18.288 | -18.3237 | No Data | No Data | 10.8 | 56.6392 | -65.52 | -69.8169 | -79.4 | -81.3057
2019-04-20 10:00 | No Data | No Data | No Data | No Data | 13.0678 | 34.9964 | No Data | No Data | No Data | No Data | -22.86 | -23.3127 | No Data | No Data | 2 | 53.6373 | -62.335 | -66.837 | -90.7 | -92.9005
2019-04-20 10:30 | No Data | No Data | No Data | No Data | 6.8666 | 33.1833 | No Data | No Data | No Data | No Data | -19.431 | -19.9616 | No Data | No Data | -10 | -50.598 | -70.525 | -74.9867 | -95 | -96.7655
2019-04-20 11:00 | No Data | No Data | No Data | No Data | 6.5614 | 33.1215 | No Data | No Data | No Data | No Data | -14.859 | -15.0338 | No Data | No Data | -5.2 | -50.7559 | -68.705 | -73.4371 | -84.9 | -86.3577
2019-04-20 11:30 | No Data | No Data | No Data | No Data | -1.8494 | -32.5177 | No Data | No Data | No Data | No Data | -10.287 | -10.3503 | No Data | No Data | -6.8 | -51.2531 | -60.06 | -64.7205 | -86.9 | -87.1998
2019-04-20 12:00 | No Data | No Data | No Data | No Data | 1.8372 | 32.1487 | No Data | No Data | No Data | No Data | -8.001 | -8.001 | No Data | No Data | -2 | -52.0015 | -65.52 | -70.3001 | -81.6 | -82.8783
2019-04-20 12:30 | No Data | No Data | No Data | No Data | 3.6316 | 32.3037 | No Data | No Data | No Data | No Data | -6.858 | -6.858 | No Data | No Data | -4.8 | -51.4245 | -60.06 | -64.5523 | -80.6 | -82.3119
2019-04-20 13:00 | No Data | No Data | No Data | No Data | 0.0061036 | 30.0554 | No Data | No Data | No Data | No Data | -2.286 | -3.2329 | No Data | No Data | -3.2 | -50.5015 | -60.515 | -64.8116 | -83.7 | -85.1782
2019-04-20 13:30 | No Data | No Data | No Data | No Data | 0.0061036 | 29.9992 | No Data | No Data | No Data | No Data | -3.429 | -4.1211 | No Data | No Data | -4.4 | -51.3887 | -60.97 | -65.7345 | -71.9 | -73.5942
2019-04-20 14:00 | No Data | No Data | No Data | No Data | 0.0061036 | 29.9992 | No Data | No Data | No Data | No Data | -1.143 | -3.6145 | No Data | No Data | -19.2 | -52.0692 | -50.96 | -55.0907 | -75.2 | -76.8214
2019-04-20 14:30 | No Data | No Data | No Data | No Data | 1.532 | 27.4297 | No Data | No Data | No Data | No Data | 0 | 3.429 | No Data | No Data | -6.8 | -51.2531 | -55.51 | -59.991 | -77 | -78.5843
2019-04-20 15:00 | No Data | No Data | No Data | No Data | 3.5828 | 25.8904 | No Data | No Data | No Data | No Data | 6.858 | 8.9271 | No Data | No Data | -20.8 | -50.4841 | -43.225 | -46.3877 | -67.5 | -67.1744
2019-04-20 15:30 | No Data | No Data | No Data | No Data | 15.5337 | 32.8752 | No Data | No Data | No Data | No Data | 0 | 5.715 | No Data | No Data | -13.6 | -51.4307 | -50.05 | -53.1026 | -66.6 | -66.7727
2019-04-20 16:00 | No Data | No Data | No Data | No Data | 15.729 | 31.4448 | No Data | No Data | No Data | No Data | 10.287 | 15.3775 | No Data | No Data | -39.6 | -57.4345 | -37.765 | -40.9854 | -51.4 | -51.5713
2019-04-20 16:30 | No Data | No Data | No Data | No Data | 22.3941 | 33.3957 | No Data | No Data | No Data | No Data | 32.004 | 35.2852 | No Data | No Data | -24.8 | -55.8125 | -9.1 | -11.375 | -3.3 | -9.6799
2019-04-20 17:00 | No Data | No Data | No Data | No Data | 27.3747 | 35.4141 | No Data | No Data | No Data | No Data | 46.863 | 49.9008 | No Data | No Data | -12.8 | -51.6124 | 9.1 | 9.6413 | 34.2 | 37.8001
2019-04-20 17:30 | No Data | No Data | No Data | No Data | 32.3919 | 39.421 | No Data | No Data | No Data | No Data | 57.15 | 60.7405 | No Data | No Data | -13.6 | -58.0166 | 24.57 | 24.6751 | 49.4 | 53.9963
2019-04-20 18:00 | No Data | No Data | No Data | No Data | 28.9616 | 36.6546 | No Data | No Data | No Data | No Data | 64.008 | 67.5918 | No Data | No Data | -18.8 | -57.9351 | 35.49 | 35.7255 | 58.3 | 64.4604
2019-04-20 18:30 | No Data | No Data | No Data | No Data | 23.9933 | 32.8704 | No Data | No Data | No Data | No Data | 64.008 | 67.5918 | No Data | No Data | -10.4 | -51.8536 | 26.845 | 26.845 | 58.4 | 63.4476
2019-04-20 19:00 | No Data | No Data | No Data | No Data | 13.6294 | 24.5885 | No Data | No Data | No Data | No Data | 61.722 | 65.4311 | No Data | No Data | -4 | -52.5525 | 20.475 | 20.5205 | 49.3 | 53.3326
2019-04-20 19:30 | No Data | No Data | No Data | No Data | 0.0061036 | 13.8979 | No Data | No Data | No Data | No Data | 58.293 | 61.8172 | No Data | No Data | 0.8 | 55.2522 | 13.195 | 13.574 | 40.2 | 43.3414
2019-04-20 20:00 | No Data | No Data | No Data | No Data | -7.2328 | -15.6673 | No Data | No Data | No Data | No Data | 61.722 | 65.0607 | No Data | No Data | 2.4 | 56.8056 | 11.375 | 11.8125 | 37 | 39.1843
2019-04-20 20:30 | No Data | No Data | No Data | No Data | -12.9213 | -17.3582 | No Data | No Data | No Data | No Data | 68.58 | 71.9364 | No Data | No Data | 0 | 56.8225 | 12.74 | 13.1321 | 37.9 | 39.301
2019-04-20 21:00 | No Data | No Data | No Data | No Data | -20.9293 | -22.4817 | No Data | No Data | No Data | No Data | 68.58 | 71.9364 | No Data | No Data | 9.2 | 59.9733 | 0.91 | 4.1949 | 25.2 | 28.1745
2019-04-20 21:30 | No Data | No Data | No Data | No Data | -18.6221 | -20.3513 | No Data | No Data | No Data | No Data | 70.866 | 74.1189 | No Data | No Data | 12 | 59.9333 | 0.455 | 5.0256 | 28.1 | 30.5159
2019-04-20 22:00 | No Data | No Data | No Data | No Data | -22.9191 | -24.3615 | No Data | No Data | No Data | No Data | 76.581 | 79.6007 | No Data | No Data | 14.8 | 61.7984 | -5.005 | -8.101 | 19.4 | 23.8657
2019-04-20 22:30 | No Data | No Data | No Data | No Data | -22.9191 | -23.2757 | No Data | No Data | No Data | No Data | 77.724 | 80.701 | No Data | No Data | 19.2 | 63.3782 | -8.19 | -10.661 | 21.3 | 29.4932
2019-04-20 23:00 | No Data | No Data | No Data | No Data | -20.7218 | -21.1155 | No Data | No Data | No Data | No Data | 73.152 | 76.6407 | No Data | No Data | 24 | 65.7377 | -14.56 | -16.0802 | 18.5 | 25.9517
2019-04-20 23:30 | No Data | No Data | No Data | No Data | -12.9824 | -13.2043 | No Data | No Data | No Data | No Data | 72.009 | 75.2125 | No Data | No Data | 28.4 | 67.4685 | -15.925 | -17.5101 | 24.1 | 32.7666
2019-04-21 | No Data | No Data | No Data | No Data | -20.5142 | -20.6554 | No Data | No Data | No Data | No Data | 80.01 | 83.2117 | No Data | No Data | 23.2 | 65.076 | -11.375 | -13.2654 | 21.6 | 31.0556
2019-04-21 00:30 | No Data | No Data | No Data | No Data | -24.3595 | -24.4785 | No Data | No Data | No Data | No Data | 89.154 | 92.3287 | No Data | No Data | 22.4 | 63.6704 | -10.01 | -11.8649 | 18.9 | 28.7767
2019-04-21 01:00 | No Data | No Data | No Data | No Data | -25.0309 | -25.1467 | No Data | No Data | No Data | No Data | 89.154 | 92.0381 | No Data | No Data | 25.6 | 65.9697 | -15.015 | -16.8902 | 10.2 | 23.5262
2019-04-21 01:30 | No Data | No Data | No Data | No Data | -26.569 | -26.933 | No Data | No Data | No Data | No Data | 77.724 | 80.4009 | No Data | No Data | 32.4 | 69.6012 | -20.475 | -22.2252 | 4.6 | 18.7723
2019-04-21 02:00 | No Data | No Data | No Data | No Data | -29.9504 | -30.2738 | No Data | No Data | No Data | No Data | 91.44 | 94.2542 | No Data | No Data | 17.6 | 62.1443 | -5.915 | -8.3651 | 17.7 | 29.0222
2019-04-21 02:30 | No Data | No Data | No Data | No Data | -33.4295 | -33.5207 | No Data | No Data | No Data | No Data | 96.012 | 98.9669 | No Data | No Data | 8.8 | 58.6638 | 2.73 | 4.9216 | 24.8 | 33.4186
2019-04-21 03:00 | No Data | No Data | No Data | No Data | -28.925 | -29.2765 | No Data | No Data | No Data | No Data | 99.441 | 102.5711 | No Data | No Data | -1.6 | -56.4227 | 12.285 | 12.6912 | 33.5 | 38.4637
2019-04-21 03:30 | No Data | No Data | No Data | No Data | -34.9187 | -35.0329 | No Data | No Data | No Data | No Data | 99.441 | 102.5711 | No Data | No Data | -11.2 | -55.1493 | 22.75 | 22.7909 | 43.7 | 46.7823
2019-04-21 04:00 | No Data | No Data | No Data | No Data | -35.2239 | -35.3371 | No Data | No Data | No Data | No Data | 102.87 | 105.8988 | No Data | No Data | -10.4 | -54.9181 | 22.75 | 22.7909 | 41.5 | 45.4368
2019-04-21 04:30 | No Data | No Data | No Data | No Data | -38.5077 | -38.5869 | No Data | No Data | No Data | No Data | 108.585 | 111.4586 | No Data | No Data | -11.2 | -55.1493 | 23.205 | 23.2451 | 43.3 | 45.6952
2019-04-21 05:00 | No Data | No Data | No Data | No Data | -36.8719 | -36.9838 | No Data | No Data | No Data | No Data | 106.299 | 109.2328 | No Data | No Data | -11.2 | -55.4617 | 21.84 | 21.8826 | 41.9 | 44.6061
2019-04-21 05:30 | No Data | No Data | No Data | No Data | -38.8739 | -38.9085 | No Data | No Data | No Data | No Data | 104.013 | 106.7467 | No Data | No Data | -12.8 | -55.4963 | 24.115 | 24.1322 | 45.4 | 47.973
2019-04-21 06:00 | No Data | No Data | No Data | No Data | -34.5647 | -34.7209 | No Data | No Data | No Data | No Data | 102.87 | 105.6332 | No Data | No Data | -9.2 | -54.3838 | 20.93 | 20.9745 | 44.1 | 48.1785
2019-04-21 06:30 | No Data | No Data | No Data | No Data | -36.2005 | -36.2405 | No Data | No Data | No Data | No Data | 89.154 | 92.0381 | No Data | No Data | -3.2 | -56.1427 | 15.015 | 15.2612 | 38.8 | 42.0848
2019-04-21 07:00 | No Data | No Data | No Data | No Data | -18.9273 | -24.3313 | No Data | No Data | No Data | No Data | 96.012 | 99.2503 | No Data | No Data | -16 | -54.0237 | 28.665 | 28.665 | 52.1 | 54.5903
2019-04-21 07:30 | No Data | No Data | No Data | No Data | -10.5165 | -18.5571 | No Data | No Data | No Data | No Data | 83.439 | 86.2189 | No Data | No Data | -15.6 | -53.5238 | 28.21 | 28.243 | 50.2 | 51.7329
2019-04-21 08:00 | No Data | No Data | No Data | No Data | 5.1209 | 25.0951 | No Data | No Data | No Data | No Data | 74.295 | 76.7939 | No Data | No Data | -13.6 | -52.9755 | 24.115 | 24.1836 | 45.3 | 46.6164
2019-04-21 08:30 | No Data | No Data | No Data | No Data | 13.5317 | 31.5583 | No Data | No Data | No Data | No Data | 51.435 | 54.2173 | No Data | No Data | -10.4 | -60.8947 | 16.38 | 16.4368 | 36.3 | 36.9878
2019-04-21 09:00 | No Data | No Data | No Data | No Data | 25.6779 | 39.6088 | No Data | No Data | No Data | No Data | 44.577 | 46.6394 | No Data | No Data | -17.6 | -54.1406 | 12.285 | 13.2654 | 33.1 | 33.7713
2019-04-21 09:30 | No Data | No Data | No Data | No Data | 27.9362 | 43.8096 | No Data | No Data | No Data | No Data | 37.719 | 40.1354 | No Data | No Data | -17.6 | -54.519 | 5.005 | 8.4635 | 23 | 23.3452
2019-04-21 10:00 | No Data | No Data | No Data | No Data | 25.6779 | 42.4052 | No Data | No Data | No Data | No Data | 21.717 | 24.5413 | No Data | No Data | -13.2 | -55.2014 | -25.025 | -28.0813 | -9.5 | -10.9772
2019-04-21 10:30 | No Data | No Data | No Data | No Data | 23.9322 | 41.3715 | No Data | No Data | No Data | No Data | 6.858 | 9.6987 | No Data | No Data | -25.6 | -56.8858 | -21.385 | -25.3701 | -12.5 | -13.2189
2019-04-21 11:00 | No Data | No Data | No Data | No Data | 22.0401 | 40.3065 | No Data | No Data | No Data | No Data | 21.717 | 24.0302 | No Data | No Data | -51.6 | -69.1271 | -5.46 | -9.8432 | 0 | 0
2019-04-21 11:30 | No Data | No Data | No Data | No Data | 19.6841 | 38.6681 | No Data | No Data | No Data | No Data | 16.002 | 18.4303 | No Data | No Data | -41.6 | -63.2164 | -1.82 | -8.8345 | -4.3 | -4.4922
2019-04-21 12:00 | No Data | No Data | No Data | No Data | 16.0464 | 35.472 | No Data | No Data | No Data | No Data | 6.858 | 9.6987 | No Data | No Data | -38.8 | -62.3448 | -8.645 | -11.9085 | -14.2 | -14.7526
2019-04-21 12:30 | No Data | No Data | No Data | No Data | 12.604 | 32.5394 | No Data | No Data | No Data | No Data | -1.143 | -5.8282 | No Data | No Data | -27.2 | -59.3943 | -13.195 | -16.5623 | -18.6 | -19.1846
2019-04-21 13:00 | No Data | No Data | No Data | No Data | 8.5512 | 27.3656 | No Data | No Data | No Data | No Data | -2.286 | -5.1117 | No Data | No Data | -45.2 | -66.2239 | -15.925 | -18.8097 | -31.2 | -31.9113
2019-04-21 13:30 | No Data | No Data | No Data | No Data | 14.7036 | 31.4938 | No Data | No Data | No Data | No Data | 5.715 | 8.9271 | No Data | No Data | -50.4 | -68.7779 | -4.095 | -8.7521 | -24.5 | -26.5962
2019-04-21 14:00 | No Data | No Data | No Data | No Data | 7.1229 | 28.7472 | No Data | No Data | No Data | No Data | 10.287 | 13.0322 | No Data | No Data | -45.6 | -64.7716 | -2.73 | -8.633 | -8.7 | -8.7464
2019-04-21 14:30 | No Data | No Data | No Data | No Data | 2.7161 | 24.559 | No Data | No Data | No Data | No Data | 21.717 | 24.0302 | No Data | No Data | -24.8 | -55.8125 | 17.745 | 18.2114 | 9 | 11.4634
2019-04-21 15:00 | No Data | No Data | No Data | No Data | 3.0701 | 25.3154 | No Data | No Data | No Data | No Data | 20.574 | 23.0024 | No Data | No Data | -26 | -56.7112 | 8.645 | 9.9893 | 19.2 | 20.3961
2019-04-21 15:30 | No Data | No Data | No Data | No Data | 0.97047 | 20.6347 | No Data | No Data | No Data | No Data | 45.72 | 48.074 | No Data | No Data | -28 | -54.8802 | 25.025 | 25.0622 | 42.5 | 45.6633
2019-04-21 16:00 | No Data | No Data | No Data | No Data | -7.2328 | -14.9893 | No Data | No Data | No Data | No Data | 51.435 | 53.8667 | No Data | No Data | -21.6 | -59.2756 | 30.03 | 30.1161 | 56.4 | 60.2528
2019-04-21 16:30 | No Data | No Data | No Data | No Data | 1.7884 | 14.4243 | No Data | No Data | No Data | No Data | 44.577 | 47.7604 | No Data | No Data | -22 | -58.3095 | 32.305 | 32.5094 | 58.8 | 63.6616
2019-04-21 17:00 | No Data | No Data | No Data | No Data | 4.1444 | 14.9009 | No Data | No Data | No Data | No Data | 57.15 | 59.6664 | No Data | No Data | -27.6 | -60.2886 | 40.04 | 40.2977 | 66.8 | 71.0484
2019-04-21 17:30 | No Data | No Data | No Data | No Data | 8.5512 | 20.3475 | No Data | No Data | No Data | No Data | 65.151 | 67.6691 | No Data | No Data | -36.8 | -64.0312 | 47.32 | 47.7468 | 76.9 | 80.8906
2019-04-21 18:00 | No Data | No Data | No Data | No Data | 6.6102 | 19.5651 | No Data | No Data | No Data | No Data | 75.438 | 78.1932 | No Data | No Data | -39.6 | -65.3618 | 52.78 | 53.163 | 57.2 | 63.2949
2019-04-21 18:30 | No Data | No Data | No Data | No Data | 3.3265 | 22.0001 | No Data | No Data | No Data | No Data | 85.725 | 88.1593 | No Data | No Data | -32 | -57.3564 | 45.5 | 45.5568 | 69.4 | 74.873
2019-04-21 19:00 | No Data | No Data | No Data | No Data | -2.3621 | -20.092 | No Data | No Data | No Data | No Data | 76.581 | 79.0077 | No Data | No Data | -20.4 | -54.743 | 33.67 | 33.67 | 62.2 | 66.1786
2019-04-21 19:30 | No Data | No Data | No Data | No Data | -2.3621 | -20.092 | No Data | No Data | No Data | No Data | 76.581 | 79.0077 | No Data | No Data | -20.4 | -54.743 | 33.67 | 33.67 | 62.2 | 66.1786
2019-04-21 20:00 | No Data | No Data | No Data | No Data | -2.3621 | -20.092 | No Data | No Data | No Data | No Data | 76.581 | 79.0077 | No Data | No Data | -20.4 | -54.743 | 33.67 | 33.67 | 62.2 | 66.1786
2019-04-21 20:30 | No Data | No Data | No Data | No Data | -2.3621 | -20.092 | No Data | No Data | No Data | No Data | 76.581 | 79.0077 | No Data | No Data | -20.4 | -54.743 | 33.67 | 33.67 | 62.2 | 66.1786
2019-04-21 21:00 | No Data | No Data | No Data | No Data | -2.3621 | -20.092 | No Data | No Data | No Data | No Data | 76.581 | 79.0077 | No Data | No Data | -20.4 | -54.743 | 33.67 | 33.67 | 62.2 | 66.1786
2019-04-21 21:30 | No Data | No Data | No Data | No Data | -2.3621 | -20.092 | No Data | No Data | No Data | No Data | 76.581 | 79.0077 | No Data | No Data | -20.4 | -54.743 | 33.67 | 33.67 | 62.2 | 66.1786
2019-04-21 22:00 | No Data | No Data | No Data | No Data | -2.3621 | -20.092 | No Data | No Data | No Data | No Data | 76.581 | 79.0077 | No Data | No Data | -20.4 | -54.743 | 33.67 | 33.67 | 62.2 | 66.1786
2019-04-21 22:30 | No Data | No Data | No Data | No Data | -2.3621 | -20.092 | No Data | No Data | No Data | No Data | 76.581 | 79.0077 | No Data | No Data | -20.4 | -54.743 | 33.67 | 33.67 | 62.2 | 66.1786
2019-04-21 23:00 | No Data | No Data | No Data | No Data | -2.3621 | -20.092 | No Data | No Data | No Data | No Data | 76.581 | 79.0077 | No Data | No Data | -20.4 | -54.743 | 33.67 | 33.67 | 62.2 | 66.1786
2019-04-21 23:30 | No Data | No Data | No Data | No Data | 50.959 | 58.7471 | No Data | No Data | No Data | No Data | 43.434 | 45.9054 | No Data | No Data | 15.6 | 63.1569 | -4.55 | -8.2026 | 37.2 | 40.5744
2019-04-22 | No Data | No Data | No Data | No Data | 51.0079 | 58.7895 | No Data | No Data | No Data | No Data | 48.006 | 49.927 | No Data | No Data | 6.4 | 60.7381 | 2.73 | 4.9216 | 38.4 | 40.8383
2019-04-22 00:30 | No Data | No Data | No Data | No Data | 42.5971 | 52.6402 | No Data | No Data | No Data | No Data | 46.863 | 48.829 | No Data | No Data | 10.8 | 62.9336 | -0.91 | -6.8854 | 28.9 | 29.9341
2019-04-22 01:00 | No Data | No Data | No Data | No Data | 36.9085 | 50.6666 | No Data | No Data | No Data | No Data | 36.576 | 39.0632 | No Data | No Data | 12.8 | 64.5638 | -4.095 | -9.1567 | 21.4 | 21.4933
2019-04-22 01:30 | No Data | No Data | No Data | No Data | 41.828 | 55.4218 | No Data | No Data | No Data | No Data | 33.147 | 35.4514 | No Data | No Data | 16.4 | 64.9061 | -5.915 | -10.4749 | 20.1 | 20.1159
2019-04-22 02:00 | No Data | No Data | No Data | No Data | 40.1434 | 55.4218 | No Data | No Data | No Data | No Data | 27.432 | 29.718 | No Data | No Data | 20.8 | 68.4374 | -10.92 | -14.8137 | 17.7 | 18.005
2019-04-22 02:30 | No Data | No Data | No Data | No Data | 33.1609 | 51.8806 | No Data | No Data | No Data | No Data | 29.718 | 33.2257 | No Data | No Data | 27.2 | 70.2772 | -16.835 | -20.0665 | 14.3 | 14.5169
2019-04-22 03:00 | No Data | No Data | No Data | No Data | 31.5251 | 50.8506 | No Data | No Data | No Data | No Data | 26.289 | 29.652 | No Data | No Data | 27.2 | 71.0155 | -16.38 | -19.9423 | 7.6 | 8.8837
2019-04-22 03:30 | No Data | No Data | No Data | No Data | 31.5251 | 50.8506 | No Data | No Data | No Data | No Data | 24.003 | 27.6455 | No Data | No Data | 23.2 | 68.4514 | -11.83 | -15.4967 | 12.5 | 12.6752
2019-04-22 04:00 | No Data | No Data | No Data | No Data | 31.5251 | 50.8506 | No Data | No Data | No Data | No Data | 29.718 | 33.7524 | No Data | No Data | 21.2 | 66.6609 | -8.645 | -12.5517 | 14.3 | 15.1
2019-04-22 04:30 | No Data | No Data | No Data | No Data | 31.5251 | 50.8506 | No Data | No Data | No Data | No Data | 30.861 | 33.7717 | No Data | No Data | 18 | 65.7133 | -6.37 | -11.108 | 22.9 | 22.9264
2019-04-22 05:00 | No Data | No Data | No Data | No Data | 33.2708 | 51.9509 | No Data | No Data | No Data | No Data | 32.004 | 35.7816 | No Data | No Data | 18 | 64.9443 | -7.28 | -10.9579 | 23 | 23.0957
2019-04-22 05:30 | No Data | No Data | No Data | No Data | 35.1141 | 53.1503 | No Data | No Data | No Data | No Data | 27.432 | 28.9159 | No Data | No Data | 21.2 | 71.9922 | -10.465 | -19.0558 | 20.5 | 20.5119
2019-04-22 06:00 | No Data | No Data | No Data | No Data | 37.3724 | 54.6685 | No Data | No Data | No Data | No Data | 34.29 | 35.7998 | No Data | No Data | 18 | 71.1157 | -8.19 | -17.9076 | 24.8 | 24.9159
2019-04-22 06:30 | No Data | No Data | No Data | No Data | 39.057 | 53.1539 | No Data | No Data | No Data | No Data | 27.432 | 28.9159 | No Data | No Data | 22 | 72.6129 | -10.465 | -19.4376 | 18 | 18.0025
2019-04-22 07:00 | No Data | No Data | No Data | No Data | 42.4994 | 54.65 | No Data | No Data | No Data | No Data | 45.72 | 47.4173 | No Data | No Data | -2 | -63.7018 | 13.65 | 17.5632 | 44.1 | 44.8197
2019-04-22 07:30 | No Data | No Data | No Data | No Data | 42.1942 | 54.413 | No Data | No Data | No Data | No Data | 44.577 | 46.3162 | No Data | No Data | -10.8 | -62.5396 | 13.65 | 16.927 | 35.1 | 35.4133
2019-04-22 08:00 | No Data | No Data | No Data | No Data | 42.1942 | 54.413 | No Data | No Data | No Data | No Data | 37.719 | 40.5403 | No Data | No Data | -6 | -68.2642 | 3.185 | 5.9325 | 20.5 | 21.0098
2019-04-22 08:30 | No Data | No Data | No Data | No Data | 40.5463 | 53.1453 | No Data | No Data | No Data | No Data | 30.861 | 33.7717 | No Data | No Data | -10.4 | -68.7907 | 1.365 | 5.1878 | 13.7 | 14.3293
2019-04-22 09:00 | No Data | No Data | No Data | No Data | 38.1903 | 51.3704 | No Data | No Data | No Data | No Data | 20.574 | 23.5358 | No Data | No Data | -7.2 | -62.0194 | -9.555 | -15.5634 | -2.1 | -2.2472
2019-04-22 09:30 | No Data | No Data | No Data | No Data | 33.0144 | 48.9221 | No Data | No Data | No Data | No Data | 11.43 | 13.9521 | No Data | No Data | 2.4 | 63.2456 | -22.295 | -26.6282 | -24.9 | -25.1883
2019-04-22 10:00 | No Data | No Data | No Data | No Data | 30.8049 | 47.459 | No Data | No Data | No Data | No Data | 4.572 | 8.2423 | No Data | No Data | 3.6 | 63.3024 | -29.12 | -33.4108 | -35 | -34.2381
2019-04-22 10:30 | No Data | No Data | No Data | No Data | 25.0187 | 43.9244 | No Data | No Data | No Data | No Data | -6.858 | -8.2423 | No Data | No Data | -16 | -60.5521 | -51.415 | -56.0408 | -54.3 | -55.0739
2019-04-22 11:00 | No Data | No Data | No Data | No Data | 26.9108 | 45.029 | No Data | No Data | No Data | No Data | -6.858 | -7.6675 | No Data | No Data | -7.2 | -62.4167 | -44.135 | -49.8635 | -49.7 | -50.8388
2019-04-22 11:30 | No Data | No Data | No Data | No Data | 23.5294 | 43.0935 | No Data | No Data | No Data | No Data | -11.43 | -11.43 | No Data | No Data | -0.4 | -64.4012 | -45.955 | -52.1109 | -48.4 | -49.9881
2019-04-22 12:00 | No Data | No Data | No Data | No Data | 23.7369 | 43.2071 | No Data | No Data | No Data | No Data | -12.573 | -12.573 | No Data | No Data | -8.4 | -62.9628 | -50.505 | -56.9841 | -55.5 | -57.0947
2019-04-22 12:30 | No Data | No Data | No Data | No Data | 22.089 | 42.3242 | No Data | No Data | No Data | No Data | -18.288 | -18.4303 | No Data | No Data | -18.4 | -61.9935 | -56.875 | -63.8963 | -65.1 | -66.9664
2019-04-22 13:00 | No Data | No Data | No Data | No Data | 22.1378 | 42.3497 | No Data | No Data | No Data | No Data | -18.288 | -18.3237 | No Data | No Data | -12 | -63.1506 | -51.87 | -58.4051 | -59.2 | -60.9978
2019-04-22 13:30 | No Data | No Data | No Data | No Data | 25.8366 | 44.3953 | No Data | No Data | No Data | No Data | -5.715 | -6.1552 | No Data | No Data | -12 | -61.9729 | -44.59 | -51.1324 | -49 | -51.6612
2019-04-22 14:00 | No Data | No Data | No Data | No Data | 28.1437 | 45.7765 | No Data | No Data | No Data | No Data | -1.143 | -2.5558 | No Data | No Data | -15.6 | -63.9325 | -29.575 | -37.3128 | -29.2 | -30.3567
2019-04-22 14:30 | No Data | No Data | No Data | No Data | 28.1437 | 47.1654 | No Data | No Data | No Data | No Data | 0 | 2.286 | No Data | No Data | -18.8 | -64.405 | -24.57 | -32.2761 | -24.2 | -25.0839
2019-04-22 15:00 | No Data | No Data | No Data | No Data | 31.8303 | 49.4538 | No Data | No Data | No Data | No Data | 17.145 | 18.0724 | No Data | No Data | -17.6 | -64.4497 | -3.185 | -17.1336 | 0 | 0
2019-04-22 15:30 | No Data | No Data | No Data | No Data | 33.4783 | 49.3079 | No Data | No Data | No Data | No Data | 21.717 | 22.7741 | No Data | No Data | -11.6 | -63.4691 | 7.28 | 16.6868 | 6.3 | 6.4133
2019-04-22 16:00 | No Data | No Data | No Data | No Data | 30.2434 | 45.8913 | No Data | No Data | No Data | No Data | 28.575 | 30.0024 | No Data | No Data | -22.4 | -70.0765 | 21.385 | 22.8997 | 2.1 | 2.2847
2019-04-22 16:30 | No Data | No Data | No Data | No Data | 31.4275 | 44.2729 | No Data | No Data | No Data | No Data | 34.29 | 35.2111 | No Data | No Data | -16.4 | -70.3386 | 17.745 | 19.5438 | 15.5 | 17.5354
2019-04-22 17:00 | No Data | No Data | No Data | No Data | 31.4275 | 42.8531 | No Data | No Data | No Data | No Data | 44.577 | 46.0191 | No Data | No Data | -19.6 | -70 | 17.745 | 19.5438 | 36.4 | 39.3315
2019-04-22 17:30 | No Data | No Data | No Data | No Data | 29.633 | 41.555 | No Data | No Data | No Data | No Data | 51.435 | 52.9494 | No Data | No Data | -17.6 | -68.3064 | 25.025 | 25.939 | 51.2 | 54.8952
2019-04-22 18:00 | No Data | No Data | No Data | No Data | 36.6033 | 46.7815 | No Data | No Data | No Data | No Data | 51.435 | 52.6897 | No Data | No Data | -15.6 | -68.5974 | 26.845 | 27.5904 | 51.4 | 56.1089
2019-04-22 18:30 | No Data | No Data | No Data | No Data | 39.057 | 47.4928 | No Data | No Data | No Data | No Data | 49.149 | 50.4606 | No Data | No Data | -13.6 | -62.6929 | 25.935 | 27.7997 | 49.6 | 51.9243
2019-04-22 19:00 | No Data | No Data | No Data | No Data | 34.9065 | 43.1609 | No Data | No Data | No Data | No Data | 35.433 | 36.5939 | No Data | No Data | 8.8 | 68.1704 | 2.73 | 16.1573 | 30.5 | 31.4326
2019-04-22 19:30 | No Data | No Data | No Data | No Data | 29.3156 | 37.6593 | No Data | No Data | No Data | No Data | 36.576 | 37.7017 | No Data | No Data | 8.8 | 68.9638 | 1.365 | 16.4368 | 27.6 | 27.6957
2019-04-22 20:00 | No Data | No Data | No Data | No Data | 23.2242 | 33.1388 | No Data | No Data | No Data | No Data | 37.719 | 39.0966 | No Data | No Data | 10.8 | 69.2474 | -0.91 | -16.4053 | 24.4 | 24.6941
2019-04-22 20:30 | No Data | No Data | No Data | No Data | 23.8834 | 34.8541 | No Data | No Data | No Data | No Data | 54.864 | 56.2862 | No Data | No Data | 6 | 67.9412 | 4.55 | 15.6893 | 29.3 | 29.7935
2019-04-22 21:00 | No Data | No Data | No Data | No Data | 20.4532 | 35.5056 | No Data | No Data | No Data | No Data | 51.435 | 52.6897 | No Data | No Data | 10.8 | 68.8523 | 0.91 | 15.4967 | 23.8 | 24.8652
2019-04-22 21:30 | No Data | No Data | No Data | No Data | 29.8894 | 40.5391 | No Data | No Data | No Data | No Data | 43.434 | 44.9128 | No Data | No Data | 18 | 71.8899 | -5.46 | -18.1316 | 20.2 | 20.8339
2019-04-22 22:00 | No Data | No Data | No Data | No Data | 26.4958 | 38.106 | No Data | No Data | No Data | No Data | 48.006 | 49.348 | No Data | No Data | 10 | 69.1271 | 0.455 | 16.3863 | 26.3 | 26.8689
2019-04-22 22:30 | No Data | No Data | No Data | No Data | 33.576 | 43.3288 | No Data | No Data | No Data | No Data | 44.577 | 45.7486 | No Data | No Data | 16 | 71.0256 | -2.275 | -16.5372 | 26.9 | 27.2905
2019-04-22 23:00 | No Data | No Data | No Data | No Data | 41.1688 | 49.4461 | No Data | No Data | No Data | No Data | 40.005 | 41.0367 | No Data | No Data | 19.6 | 73.0775 | -8.19 | -18.7215 | 24.8 | 25.299
2019-04-22 23:30 | No Data | No Data | No Data | No Data | 51.9234 | 58.7033 | No Data | No Data | No Data | No Data | 34.29 | 35.4883 | No Data | No Data | 27.6 | 74.8727 | -13.65 | -22.0288 | 20 | 24.5284
2019-04-23 | No Data | No Data | No Data | No Data | 46.6499 | 55.051 | No Data | No Data | No Data | No Data | 35.433 | 36.0906 | No Data | No Data | 7.2 | 66.7892 | 3.64 | 15.3962 | 21.7 | 25.3527
2019-04-23 00:30 | No Data | No Data | No Data | No Data | 43.2197 | 52.1761 | No Data | No Data | No Data | No Data | 33.147 | 33.849 | No Data | No Data | 15.2 | 70.0685 | -2.275 | -16.4808 | 32.3 | 32.7029
2019-04-23 01:00 | No Data | No Data | No Data | No Data | 41.4252 | 50.6996 | No Data | No Data | No Data | No Data | 26.289 | 26.903 | No Data | No Data | 12.8 | 70.3739 | -2.275 | -16.5372 | 26.7 | 27.4104
2019-04-23 01:30 | No Data | No Data | No Data | No Data | 45.7221 | 54.2671 | No Data | No Data | No Data | No Data | 17.145 | 18.0724 | No Data | No Data | 19.6 | 72.3071 | -6.825 | -18.5883 | 21.3 | 21.3115
2019-04-23 02:00 | No Data | No Data | No Data | No Data | 44.0864 | 53.8174 | No Data | No Data | No Data | No Data | 21.717 | 23.144 | No Data | No Data | 20.8 | 71.1101 | -7.735 | -16.9086 | 26.5 | 26.503
2019-04-23 02:30 | No Data | No Data | No Data | No Data | 40.4974 | 53.3775 | No Data | No Data | No Data | No Data | 12.573 | 13.3785 | No Data | No Data | 26 | 73.9232 | -12.74 | -21.1122 | 20 | 20.1318
2019-04-23 03:00 | No Data | No Data | No Data | No Data | 35.3704 | 49.6002 | No Data | No Data | No Data | No Data | 18.288 | 19.5316 | No Data | No Data | 20.8 | 71.1101 | -9.1 | -18.3416 | 22.6 | 22.6055
2019-04-23 03:30 | No Data | No Data | No Data | No Data | 33.6248 | 48.3708 | No Data | No Data | No Data | No Data | 22.86 | 23.8665 | No Data | No Data | 19.6 | 70.7684 | -7.28 | -17.0973 | 23.2 | 23.3137
2019-04-23 04:00 | No Data | No Data | No Data | No Data | 26.6545 | 43.8129 | No Data | No Data | No Data | No Data | 34.29 | 35.7998 | No Data | No Data | 12.4 | 67.5479 | -1.82 | -14.6733 | 30 | 30.9131
2019-04-23 04:30 | No Data | No Data | No Data | No Data | 26.7033 | 43.8426 | No Data | No Data | No Data | No Data | 45.72 | 47.4173 | No Data | No Data | 4 | 64.9233 | 6.37 | 13.436 | 38.8 | 38.8186
2019-04-23 05:00 | No Data | No Data | No Data | No Data | 26.7033 | 43.8426 | No Data | No Data | No Data | No Data | 50.292 | 51.5745 | No Data | No Data | 0.8 | 64.405 | 11.375 | 16.4116 | 42.6 | 42.7518
2019-04-23 05:30 | No Data | No Data | No Data | No Data | 28.9616 | 45.2536 | No Data | No Data | No Data | No Data | 50.292 | 51.3333 | No Data | No Data | -4 | -64.8309 | 15.47 | 20.333 | 38.7 | 39.3641
2019-04-23 06:00 | No Data | No Data | No Data | No Data | 33.991 | 47.4276 | No Data | No Data | No Data | No Data | 48.006 | 49.348 | No Data | No Data | 0.8 | 64.405 | 11.83 | 16.7301 | 36.7 | 37.3616
2019-04-23 06:30 | No Data | No Data | No Data | No Data | 40.6561 | 49.8321 | No Data | No Data | No Data | No Data | 36.576 | 37.7017 | No Data | No Data | 9.2 | 66.6381 | 4.095 | 14.28 | 32.7 | 34.5974
2019-04-23 07:00 | No Data | No Data | No Data | No Data | 49.6773 | 56.603 | No Data | No Data | No Data | No Data | 53.721 | 54.6971 | No Data | No Data | -8.8 | -61.8294 | 24.115 | 26.11 | 56.8 | 60.2516
2019-04-23 07:30 | No Data | No Data | No Data | No Data | 48.8472 | 55.8759 | No Data | No Data | No Data | No Data | 56.007 | 56.7485 | No Data | No Data | -15.6 | -63.5446 | 29.575 | 31.6871 | 58.9 | 62.4648
2019-04-23 08:00 | No Data | No Data | No Data | No Data | 50.5928 | 57.4082 | No Data | No Data | No Data | No Data | 40.005 | 40.5886 | No Data | No Data | -7.6 | -60.0826 | 26.39 | 29.7112 | 53.5 | 57.329
2019-04-23 08:30 | No Data | No Data | No Data | No Data | 52.2408 | 58.8657 | No Data | No Data | No Data | No Data | 33.147 | 33.6361 | No Data | No Data | -7.6 | -59.2891 | 28.665 | 32.1508 | 50.8 | 54.0638
2019-04-23 09:00 | No Data | No Data | No Data | No Data | 52.2408 | 58.8657 | No Data | No Data | No Data | No Data | 21.717 | 21.986 | No Data | No Data | -4.4 | -59.793 | 21.385 | 26.3939 | 37.5 | 39.1261
2019-04-23 09:30 | No Data | No Data | No Data | No Data | 50.4463 | 57.2791 | No Data | No Data | No Data | No Data | 16.002 | 16.1645 | No Data | No Data | -18 | -66.0981 | 28.665 | 31.7491 | 15.4 | 16.7547
2019-04-23 10:00 | No Data | No Data | No Data | No Data | 47.0039 | 55.2164 | No Data | No Data | No Data | No Data | 16.002 | 16.0428 | No Data | No Data | -26.4 | -61.9109 | 25.935 | 30.1984 | 11.1 | 14.1651
2019-04-23 10:30 | No Data | No Data | No Data | No Data | 45.3193 | 55.6839 | No Data | No Data | No Data | No Data | 16.002 | 16.1645 | No Data | No Data | -15.2 | -60.3457 | 14.56 | 21.9157 | 21.2 | 23.5697
2019-04-23 11:00 | No Data | No Data | No Data | No Data | 45.3193 | 55.6839 | No Data | No Data | No Data | No Data | 12.573 | 12.6248 | No Data | No Data | -13.2 | -61.4348 | 9.555 | 19.3576 | 11.8 | 15.7258
2019-04-23 11:30 | No Data | No Data | No Data | No Data | 43.5737 | 54.2727 | No Data | No Data | No Data | No Data | 8.001 | 8.001 | No Data | No Data | -18.4 | -61.9935 | 8.645 | 18.5214 | 9.8 | 13.0384
2019-04-23 12:00 | No Data | No Data | No Data | No Data | 41.9379 | 52.9684 | No Data | No Data | No Data | No Data | 8.001 | 8.001 | No Data | No Data | -29.2 | -65.2932 | 10.465 | 18.6772 | 0.7 | 5.9414
2019-04-23 12:30 | No Data | No Data | No Data | No Data | 40.4486 | 51.7972 | No Data | No Data | No Data | No Data | -11.43 | -12.7791 | No Data | No Data | -14.8 | -66.0787 | -14.105 | -24.8632 | -15.9 | -16.2388
2019-04-23 13:00 | No Data | No Data | No Data | No Data | 40.4486 | 51.7972 | No Data | No Data | No Data | No Data | -5.715 | -6.6648 | No Data | No Data | -35.6 | -68.7372 | -18.2 | -27.3946 | -15 | -16.0112
2019-04-23 13:30 | No Data | No Data | No Data | No Data | 38.8006 | 50.5208 | No Data | No Data | No Data | No Data | -8.001 | -8.7048 | No Data | No Data | -25.2 | -65.8155 | -21.385 | -29.6065 | -29.2 | -29.2904
2019-04-23 14:00 | No Data | No Data | No Data | No Data | 37.1649 | 49.2756 | No Data | No Data | No Data | No Data | -16.002 | -16.1645 | No Data | No Data | -36 | -67.5858 | -41.86 | -49.9755 | -41.7 | -41.7173
2019-04-23 14:30 | No Data | No Data | No Data | No Data | 37.1649 | 49.2756 | No Data | No Data | No Data | No Data | -5.715 | -5.715 | No Data | No Data | -28.4 | -67.1059 | -26.39 | -34.5471 | -34.7 | -34.7117
2019-04-23 15:00 | No Data | No Data | No Data | No Data | 40.5463 | 51.8735 | No Data | No Data | No Data | No Data | 6.858 | 7.229 | No Data | No Data | -30.4 | -67.2619 | -10.465 | -20.9942 | -27.1 | -26.3078
2019-04-23 15:30 | No Data | No Data | No Data | No Data | 40.5463 | 50.8398 | No Data | No Data | No Data | No Data | 2.286 | 3.2329 | No Data | No Data | -14.8 | -65.689 | -18.655 | -27.3644 | -30.8 | -31.2698
2019-04-23 16:00 | No Data | No Data | No Data | No Data | 42.8046 | 52.6585 | No Data | No Data | No Data | No Data | 19.431 | 20.254 | No Data | No Data | -24.4 | -66.2565 | -0.455 | -15.9315 | -7 | -12.7863
2019-04-23 16:30 | No Data | No Data | No Data | No Data | 42.8046 | 51.6613 | No Data | No Data | No Data | No Data | 34.29 | 35.4883 | No Data | No Data | -9.2 | -69.0159 | 5.915 | 13.6348 | 30.7 | 37.3655
2019-04-23 17:00 | No Data | No Data | No Data | No Data | 35.5291 | 44.7923 | No Data | No Data | No Data | No Data | 43.434 | 44.9128 | No Data | No Data | -14.4 | -71.8576 | 4.55 | 10.9956 | 34.3 | 41.0761
2019-04-23 17:30 | No Data | No Data | No Data | No Data | 37.0062 | 45.9727 | No Data | No Data | No Data | No Data | 58.293 | 60.157 | No Data | No Data | -19.2 | -71.0436 | 20.93 | 22.3136 | 53.5 | 59.3527
2019-04-23 18:00 | No Data | No Data | No Data | No Data | 38.7518 | 47.3892 | No Data | No Data | No Data | No Data | 62.865 | 64.5972 | No Data | No Data | -24.8 | -65.2932 | 35.035 | 35.8787 | 67 | 72.5769
2019-04-23 18:30 | No Data | No Data | No Data | No Data | 39.5697 | 45.6791 | No Data | No Data | No Data | No Data | 64.008 | 65.4611 | No Data | No Data | -24.4 | -64.0312 | 35.49 | 36.4227 | 67.2 | 73.0721
2019-04-23 19:00 | No Data | No Data | No Data | No Data | 40.8515 | 46.7938 | No Data | No Data | No Data | No Data | 52.578 | 54.0604 | No Data | No Data | -8.4 | -64.1523 | 17.745 | 21.3268 | 47.8 | 52.331
2019-04-23 19:30 | No Data | No Data | No Data | No Data | 37.2137 | 43.654 | No Data | No Data | No Data | No Data | 44.577 | 46.3162 | No Data | No Data | -4.4 | -65.6597 | 13.65 | 19.304 | 39.8 | 44.2327
2019-04-23 20:00 | No Data | No Data | No Data | No Data | 35.2728 | 42.985 | No Data | No Data | No Data | No Data | 44.577 | 46.6394 | No Data | No Data | 5.6 | 68.5414 | 3.185 | 16.2404 | 29.5 | 33.3242
2019-04-23 20:30 | No Data | No Data | No Data | No Data | 38.6542 | 45.8005 | No Data | No Data | No Data | No Data | 32.004 | 33.6166 | No Data | No Data | 9.6 | 70.2589 | -1.365 | -16.8902 | 25.6 | 27.5937
2019-04-23 21:00 | No Data | No Data | No Data | No Data | 38.4466 | 45.6255 | No Data | No Data | No Data | No Data | 29.718 | 31.093 | No Data | No Data | 11.2 | 71.6804 | -4.095 | -18.655 | 22.6 | 24.4008
2019-04-23 21:30 | No Data | No Data | No Data | No Data | 46.9062 | 52.9503 | No Data | No Data | No Data | No Data | 25.146 | 26.7569 | No Data | No Data | 13.2 | 71.6268 | -1.365 | -18.2511 | 27.5 | 29.1275
2019-04-23 22:00 | No Data | No Data | No Data | No Data | 45.1606 | 52.2363 | No Data | No Data | No Data | No Data | 12.573 | 14.3217 | No Data | No Data | 11.6 | 71.3493 | -1.365 | -18.2511 | 26.8 | 28.6754
2019-04-23 22:30 | No Data | No Data | No Data | No Data | 51.9234 | 58.1824 | No Data | No Data | No Data | No Data | 6.858 | 8.2423 | No Data | No Data | 7.2 | 69.1757 | 4.095 | 17.3259 | 16.6 | 19.2762
2019-04-23 23:00 | No Data | No Data | No Data | No Data | 58.9548 | 64.5353 | No Data | No Data | No Data | No Data | 11.43 | 12.7791 | No Data | No Data | 8.8 | 68.9638 | 4.095 | 16.4431 | 37.9 | 40.651
2019-04-23 23:30 | No Data | No Data | No Data | No Data | 73.1517 | 76.9406 | No Data | No Data | No Data | No Data | 10.287 | 11.7679 | No Data | No Data | 10 | 66.7533 | 6.825 | 16.9086 | 35.2 | 42.2156
2019-04-24 | No Data | No Data | No Data | No Data | 69.8192 | 73.7282 | No Data | No Data | No Data | No Data | 16.002 | 17.8908 | No Data | No Data | 0 | 65.2 | 15.47 | 21.2442 | 36.8 | 40.3708
2019-04-24 00:30 | No Data | No Data | No Data | No Data | 63.1052 | 69.4592 | No Data | No Data | No Data | No Data | 17.145 | 18.0724 | No Data | No Data | 2.8 | 66.459 | 11.375 | 19.2019 | 45.4 | 47.308
2019-04-24 01:00 | No Data | No Data | No Data | No Data | 56.1837 | 64.0336 | No Data | No Data | No Data | No Data | 14.859 | 15.9201 | No Data | No Data | 1.6 | 67.6106 | 13.195 | 20.333 | 41.7 | 42.6184
2019-04-24 01:30 | No Data | No Data | No Data | No Data | 57.8805 | 65.5274 | No Data | No Data | No Data | No Data | 26.289 | 27.1688 | No Data | No Data | -6.8 | -65.5536 | 21.84 | 26.2484 | 50.5 | 51.5198
2019-04-24 02:00 | No Data | No Data | No Data | No Data | 52.6925 | 62.2392 | No Data | No Data | No Data | No Data | 29.718 | 30.7762 | No Data | No Data | -11.2 | -64.9726 | 25.025 | 28.2906 | 60 | 61.0181
2019-04-24 02:30 | No Data | No Data | No Data | No Data | 49.3599 | 61.9488 | No Data | No Data | No Data | No Data | 36.576 | 37.4409 | No Data | No Data | -16.4 | -64.1324 | 30.94 | 33.6362 | 65.6 | 66.5325
2019-04-24 03:00 | No Data | No Data | No Data | No Data | 49.3599 | 61.9488 | No Data | No Data | No Data | No Data | 36.576 | 37.4409 | No Data | No Data | -21.2 | -64.7679 | 35.035 | 37.1264 | 68.2 | 68.9827
2019-04-24 03:30 | No Data | No Data | No Data | No Data | 49.3599 | 61.9488 | No Data | No Data | No Data | No Data | 30.861 | 31.6138 | No Data | No Data | -15.2 | -65.0022 | 29.575 | 32.573 | 61 | 62.2294
2019-04-24 04:00 | No Data | No Data | No Data | No Data | 46.9062 | 60.0121 | No Data | No Data | No Data | No Data | 21.717 | 22.4564 | No Data | No Data | -7.2 | -65.6414 | 21.84 | 25.9988 | 52.5 | 53.3526
2019-04-24 04:30 | No Data | No Data | No Data | No Data | 46.9062 | 60.0121 | No Data | No Data | No Data | No Data | 18.288 | 18.6067 | No Data | No Data | -5.6 | -66.2372 | 19.565 | 24.9421 | 41 | 41.6274
2019-04-24 05:00 | No Data | No Data | No Data | No Data | 46.9062 | 60.0121 | No Data | No Data | No Data | No Data | 17.145 | 17.4845 | No Data | No Data | -5.2 | -66.6033 | 18.2 | 23.5943 | 39.7 | 40.6636
2019-04-24 05:30 | No Data | No Data | No Data | No Data | 48.7495 | 60.4813 | No Data | No Data | No Data | No Data | 21.717 | 21.986 | No Data | No Data | -6.8 | -66.3494 | 18.655 | 23.947 | 43.7 | 44.9672
2019-04-24 06:00 | No Data | No Data | No Data | No Data | 55.3658 | 64.0223 | No Data | No Data | No Data | No Data | 25.146 | 25.7873 | No Data | No Data | -11.2 | -64.5786 | 22.295 | 25.907 | 50.1 | 51.5314
2019-04-24 06:30 | No Data | No Data | No Data | No Data | 62.4949 | 68.818 | No Data | No Data | No Data | No Data | 26.289 | 27.1688 | No Data | No Data | -8.8 | -63.8097 | 24.115 | 27.2734 | 53.3 | 55.855
2019-04-24 07:00 | No Data | No Data | No Data | No Data | 65.9739 | 70.2936 | No Data | No Data | No Data | No Data | 34.29 | 35.4883 | No Data | No Data | -14.8 | -62.1868 | 28.665 | 30.6746 | 61.4 | 64.8919
2019-04-24 07:30 | No Data | No Data | No Data | No Data | 64.1306 | 68.5666 | No Data | No Data | No Data | No Data | 27.432 | 28.2763 | No Data | No Data | -12.8 | -62.5242 | 25.48 | 28.4875 | 50 | 52.8734
2019-04-24 08:00 | No Data | No Data | No Data | No Data | 65.7176 | 70.0531 | No Data | No Data | No Data | No Data | 13.716 | 14.4579 | No Data | No Data | -26 | -63.9262 | 20.475 | 24.3584 | 21.4 | 26.9602
2019-04-24 08:30 | No Data | No Data | No Data | No Data | 62.2385 | 66.8002 | No Data | No Data | No Data | No Data | -1.143 | -1.6164 | No Data | No Data | -44.8 | -71.4031 | -0.91 | -17.7683 | 0 | -8.6006
2019-04-24 09:00 | No Data | No Data | No Data | No Data | 60.5905 | 66.0136 | No Data | No Data | No Data | No Data | 5.715 | 5.8282 | No Data | No Data | -25.6 | -65.2331 | -5.46 | -19.8747 | 18.8 | 22.2497
2019-04-24 09:30 | No Data | No Data | No Data | No Data | 57.3068 | 63.0131 | No Data | No Data | No Data | No Data | 6.858 | 6.858 | No Data | No Data | -23.2 | -65.076 | -3.64 | -19.0068 | 18 | 21.3101
2019-04-24 10:00 | No Data | No Data | No Data | No Data | 52.1798 | 60.0372 | No Data | No Data | No Data | No Data | -3.429 | -4.8493 | No Data | No Data | -16 | -63.644 | -16.835 | -27.9371 | 5.1 | 8.5
2019-04-24 10:30 | No Data | No Data | No Data | No Data | 50.4952 | 58.579 | No Data | No Data | No Data | No Data | 1.143 | 1.6164 | No Data | No Data | -13.6 | -63.0834 | -22.75 | -32.4967 | 6.3 | 8.4291
2019-04-24 11:00 | No Data | No Data | No Data | No Data | 48.7007 | 57.0394 | No Data | No Data | No Data | No Data | 10.287 | 10.5379 | No Data | No Data | 5.2 | 63.8122 | -5.915 | -21.3123 | 22.6 | 24.3633
2019-04-24 11:30 | No Data | No Data | No Data | No Data | 45.417 | 54.2627 | No Data | No Data | No Data | No Data | 5.715 | 6.1552 | No Data | No Data | 6 | 63.8824 | -15.925 | -26.9374 | 11.1 | 12.7632
2019-04-24 12:00 | No Data | No Data | No Data | No Data | 44.0864 | 53.154 | No Data | No Data | No Data | No Data | -4.572 | -4.7127 | No Data | No Data | 8.8 | 64.9985 | -26.845 | -34.8959 | 1.7 | 5.8523
2019-04-24 12:30 | No Data | No Data | No Data | No Data | 36.9574 | 47.4087 | No Data | No Data | No Data | No Data | -13.716 | -14.1381 | No Data | No Data | 9.6 | 65.5073 | -39.13 | -46.6946 | -9.5 | -9.6177
2019-04-24 13:00 | No Data | No Data | No Data | No Data | 31.6228 | 43.379 | No Data | No Data | No Data | No Data | -2.286 | -2.5558 | No Data | No Data | -4.4 | -62.1559 | -25.025 | -33.5159 | -0.9 | -4.1
2019-04-24 13:30 | No Data | No Data | No Data | No Data | 19.2691 | 33.5663 | No Data | No Data | No Data | No Data | 8.001 | 8.7048 | No Data | No Data | -8 | -62.9107 | -12.285 | -23.4888 | 3.6 | 7.256
2019-04-24 14:00 | No Data | No Data | No Data | No Data | 13.373 | 27.6499 | No Data | No Data | No Data | No Data | 22.86 | 23.8665 | No Data | No Data | -10 | -63.1962 | -11.375 | -22.6314 | 4 | 10.0319
2019-04-24 14:30 | No Data | No Data | No Data | No Data | 9.1737 | 27.6241 | No Data | No Data | No Data | No Data | 4.572 | 5.715 | No Data | No Data | -15.2 | -62.6712 | -37.31 | -46.2312 | -24.1 | -24.2293
2019-04-24 15:00 | No Data | No Data | No Data | No Data | 4.9134 | 26.5155 | No Data | No Data | No Data | No Data | -3.429 | -4.1211 | No Data | No Data | -25.2 | -63.9725 | -27.755 | -36.471 | -47.8 | -47.8268
2019-04-24 15:30 | No Data | No Data | No Data | No Data | 4.8157 | 24.1727 | No Data | No Data | No Data | No Data | 22.86 | 23.8665 | No Data | No Data | -26.8 | -64.9837 | -40.495 | -49.0936 | -48.5 | -49.0016
2019-04-24 16:00 | No Data | No Data | No Data | No Data | 10.0893 | 25.7472 | No Data | No Data | No Data | No Data | 36.576 | 37.7017 | No Data | No Data | -33.2 | -65.4462 | -45.5 | -53.0617 | -30 | -30.2397
2019-04-24 16:30 | No Data | No Data | No Data | No Data | 17.5235 | 29.4652 | No Data | No Data | No Data | No Data | 29.718 | 30.7762 | No Data | No Data | -5.6 | -64.643 | -45.5 | -52.5993 | -21.4 | -22.28
2019-04-24 17:00 | No Data | No Data | No Data | No Data | 21.6861 | 32.1156 | No Data | No Data | No Data | No Data | 57.15 | 58.5167 | No Data | No Data | -1.2 | -63.6113 | -5.915 | -18.2738 | 21.8 | 26.9824
2019-04-24 17:30 | No Data | No Data | No Data | No Data | 29.3156 | 37.69 | No Data | No Data | No Data | No Data | 57.15 | 58.7729 | No Data | No Data | -9.2 | -69.8089 | 16.38 | 19.1965 | 35.6 | 41.4343
2019-04-24 18:00 | No Data | No Data | No Data | No Data | 34.5525 | 43.1806 | No Data | No Data | No Data | No Data | 38.862 | 40.508 | No Data | No Data | -7.2 | -62.814 | 21.385 | 23.2407 | 24.8 | 33.2898
2019-04-24 18:30 | No Data | No Data | No Data | No Data | 38.3978 | 46.315 | No Data | No Data | No Data | No Data | 52.578 | 54.0604 | No Data | No Data | -6.4 | -62.7694 | 20.02 | 23.254 | 50.4 | 56.0807
2019-04-24 19:00 | No Data | No Data | No Data | No Data | 36.701 | 44.8901 | No Data | No Data | No Data | No Data | 56.007 | 57.4009 | No Data | No Data | 1.6 | 65.2196 | 11.83 | 18.4092 | 40.1 | 44.5028
2019-04-24 19:30 | No Data | No Data | No Data | No Data | 31.3664 | 40.645 | No Data | No Data | No Data | No Data | 56.007 | 57.4009 | No Data | No Data | 6 | 67.4673 | 6.37 | 16.7301 | 31.7 | 35.1127
2019-04-24 20:00 | No Data | No Data | No Data | No Data | 31.3176 | 40.6073 | No Data | No Data | No Data | No Data | 48.006 | 49.348 | No Data | No Data | 12.8 | 70.3739 | -1.365 | -17.7974 | 24.6 | 26.7081
2019-04-24 20:30 | No Data | No Data | No Data | No Data | 22.4552 | 35.5765 | No Data | No Data | No Data | No Data | 37.719 | 38.8115 | No Data | No Data | 21.6 | 74.0216 | -10.465 | -22.9944 | 14.7 | 19.0822
2019-04-24 21:00 | No Data | No Data | No Data | No Data | 24.3473 | 36.8 | No Data | No Data | No Data | No Data | 36.576 | 37.7017 | No Data | No Data | 17.2 | 72.8593 | -5.005 | -20.195 | 19.6 | 22.1883
2019-04-24 21:30 | No Data | No Data | No Data | No Data | 22.6017 | 34.3733 | No Data | No Data | No Data | No Data | 34.29 | 35.7998 | No Data | No Data | 13.6 | 70.5238 | 0 | 19.11 | 27.5 | 29.9643
2019-04-24 22:00 | No Data | No Data | No Data | No Data | 20.4044 | 32.9701 | No Data | No Data | No Data | No Data | 37.719 | 38.8115 | No Data | No Data | 10 | 69.9188 | 2.73 | 17.9538 | 29.1 | 30.9705
2019-04-24 22:30 | No Data | No Data | No Data | No Data | 22.0401 | 34.0067 | No Data | No Data | No Data | No Data | 38.862 | 40.2005 | No Data | No Data | 12 | 70.2327 | 1.365 | 18.2511 | 32.4 | 35.3351
2019-04-24 23:00 | No Data | No Data | No Data | No Data | 25.5802 | 36.401 | No Data | No Data | No Data | No Data | 46.863 | 48.5203 | No Data | No Data | 6.4 | 67.9023 | 7.28 | 18.3416 | 42.1 | 44.9322
2019-04-24 23:30 | No Data | No Data | No Data | No Data | 29.2668 | 36.3098 | No Data | No Data | No Data | No Data | 43.434 | 44.9128 | No Data | No Data | 13.2 | 68.0917 | 2.73 | 17.0549 | 47.3 | 52.9054
2019-04-25 | No Data | No Data | No Data | No Data | 25.214 | 33.1301 | No Data | No Data | No Data | No Data | 48.006 | 49.348 | No Data | No Data | 1.2 | 65.611 | 13.65 | 20.6311 | 53.2 | 56.4575
2019-04-25 00:30 | No Data | No Data | No Data | No Data | 12.7138 | 24.9699 | No Data | No Data | No Data | No Data | 50.292 | 51.5745 | No Data | No Data | -2.8 | -66.0981 | 16.835 | 22.8635 | 50.6 | 53.1606
2019-04-25 01:00 | No Data | No Data | No Data | No Data | 8.6122 | 25.3543 | No Data | No Data | No Data | No Data | 53.721 | 54.9235 | No Data | No Data | -4.4 | -66.1465 | 16.38 | 22.2578 | 55.3 | 57.5404
2019-04-25 01:30 | No Data | No Data | No Data | No Data | 11.017 | 26.2687 | No Data | No Data | No Data | No Data | 42.291 | 43.2682 | No Data | No Data | 2 | 68.0294 | 8.645 | 18.9249 | 48.9 | 50.4232
2019-04-25 02:00 | No Data | No Data | No Data | No Data | 3.0213 | 24.0374 | No Data | No Data | No Data | No Data | 51.435 | 52.4536 | No Data | No Data | -0.8 | -68.4105 | 11.83 | 20.5759 | 47 | 47.8732
2019-04-25 02:30 | No Data | No Data | No Data | No Data | 0.92164 | 25.5602 | No Data | No Data | No Data | No Data | 58.293 | 59.403 | No Data | No Data | -0.8 | -67.6426 | 13.195 | 21.3898 | 47.3 | 47.7722
2019-04-25 03:00 | No Data | No Data | No Data | No Data | -2.9236 | -25.7104 | No Data | No Data | No Data | No Data | 65.151 | 66.5791 | No Data | No Data | -8.4 | -66.9292 | 19.565 | 24.9421 | 52 | 52.7228
2019-04-25 03:30 | No Data | No Data | No Data | No Data | -2.9236 | -25.7104 | No Data | No Data | No Data | No Data | 62.865 | 64.3439 | No Data | No Data | -13.6 | -66.6033 | 25.935 | 30.0472 | 49 | 49.6328
2019-04-25 04:00 | No Data | No Data | No Data | No Data | 1.886 | 29.6941 | No Data | No Data | No Data | No Data | 64.008 | 65.4611 | No Data | No Data | -14.8 | -67.2488 | 27.755 | 31.3422 | 49.6 | 50.241
2019-04-25 04:30 | No Data | No Data | No Data | No Data | 5.4261 | 30.1858 | No Data | No Data | No Data | No Data | 58.293 | 59.6335 | No Data | No Data | -10.4 | -67.2095 | 22.295 | 27.3984 | 44.1 | 44.6521
2019-04-25 05:00 | No Data | No Data | No Data | No Data | 12.8603 | 32.3593 | No Data | No Data | No Data | No Data | 46.863 | 48.2368 | No Data | No Data | -10.4 | -67.2095 | 22.75 | 27.5115 | 43.9 | 44.3357
2019-04-25 05:30 | No Data | No Data | No Data | No Data | 21.8814 | 38.2146 | No Data | No Data | No Data | No Data | 49.149 | 50.214 | No Data | No Data | -16.8 | -66.9424 | 28.21 | 31.7458 | 51.7 | 52.2556
2019-04-25 06:00 | No Data | No Data | No Data | No Data | 28.7541 | 42.5248 | No Data | No Data | No Data | No Data | 52.578 | 54.6373 | No Data | No Data | -14.8 | -60.634 | 26.845 | 27.699 | 51.4 | 52.5849
2019-04-25 06:30 | No Data | No Data | No Data | No Data | 27.4723 | 41.6688 | No Data | No Data | No Data | No Data | 42.291 | 44.1204 | No Data | No Data | -3.2 | -61.2836 | 14.56 | 17.1698 | 40.9 | 42.5406
2019-04-25 07:00 | No Data | No Data | No Data | No Data | 33.1121 | 44.4764 | No Data | No Data | No Data | No Data | 66.294 | 67.9388 | No Data | No Data | -32.4 | -62.2896 | 44.135 | 44.2193 | 73.9 | 76.3787
2019-04-25 07:30 | No Data | No Data | No Data | No Data | 42.0844 | 51.5056 | No Data | No Data | No Data | No Data | 49.149 | 51.027 | No Data | No Data | -38.8 | -72.8011 | 36.4 | 36.4256 | 54.8 | 56.8158
2019-04-25 08:00 | No Data | No Data | No Data | No Data | 42.0844 | 52.4657 | No Data | No Data | No Data | No Data | 18.288 | 19.9616 | No Data | No Data | -56 | -75.0733 | 8.19 | 11.2653 | 6.6 | 7.518
2019-04-25 08:30 | No Data | No Data | No Data | No Data | 38.7518 | 49.8323 | No Data | No Data | No Data | No Data | -29.718 | -30.2625 | No Data | No Data | -50.4 | -69.8765 | -33.67 | -38.0599 | -54.1 | -55.7589
2019-04-25 09:00 | No Data | No Data | No Data | No Data | 20.9659 | 36.5595 | No Data | No Data | No Data | No Data | -36.576 | -37.2134 | No Data | No Data | -48.4 | -68.7314 | -40.04 | -44.9714 | -69.7 | -72.8528
2019-04-25 09:30 | No Data | No Data | No Data | No Data | 11.6884 | 30.5308 | No Data | No Data | No Data | No Data | -37.719 | -38.3374 | No Data | No Data | -44 | -66.6849 | -47.775 | -52.9151 | -77.3 | -80.4247
2019-04-25 10:00 | No Data | No Data | No Data | No Data | 4.2542 | 26.799 | No Data | No Data | No Data | No Data | -32.004 | -32.7305 | No Data | No Data | -47.2 | -68.7593 | -43.225 | -48.4292 | -73.3 | -76.7939
2019-04-25 10:30 | No Data | No Data | No Data | No Data | -17.5967 | -26.8702 | No Data | No Data | No Data | No Data | -26.289 | -26.6836 | No Data | No Data | -42 | -65.2993 | -45.045 | -50.0603 | -79.3 | -82.8522
2019-04-25 11:00 | No Data | No Data | No Data | No Data | -28.8151 | -30.4348 | No Data | No Data | No Data | No Data | -19.431 | -19.7312 | No Data | No Data | -42.8 | -66.4265 | -43.225 | -48.4292 | -74.8 | -78.082
2019-04-25 11:30 | No Data | No Data | No Data | No Data | -32.5139 | -34.0038 | No Data | No Data | No Data | No Data | -24.003 | -24.2467 | No Data | No Data | -39.6 | -65.044 | -45.5 | -50.2749 | -78.1 | -80.8516
2019-04-25 12:00 | No Data | No Data | No Data | No Data | -32.3552 | -33.2107 | No Data | No Data | No Data | No Data | -21.717 | -21.837 | No Data | No Data | -41.6 | -65.3507 | -43.225 | -47.8291 | -76 | -79.0648
2019-04-25 12:30 | No Data | No Data | No Data | No Data | -42.4018 | -42.5208 | No Data | No Data | No Data | No Data | -14.859 | -14.859 | No Data | No Data | -45.6 | -67.671 | -38.675 | -43.3422 | -69.3 | -72.28
2019-04-25 13:00 | No Data | No Data | No Data | No Data | -33.0266 | -33.3483 | No Data | No Data | No Data | No Data | 6.858 | 8.2423 | No Data | No Data | -46.8 | -66.7533 | -38.22 | -42.5297 | -68.3 | -68.9575
2019-04-25 13:30 | No Data | No Data | No Data | No Data | -38.7152 | -38.7542 | No Data | No Data | No Data | No Data | 4.572 | 6.4658 | No Data | No Data | -46 | -67.063 | -38.675 | -43.5495 | -71 | -73.0302
2019-04-25 14:00 | No Data | No Data | No Data | No Data | -38.5565 | -38.5565 | No Data | No Data | No Data | No Data | 6.858 | 8.2423 | No Data | No Data | -47.2 | -68.1798 | -40.495 | -44.7776 | -73.3 | -74.7204
2019-04-25 14:30 | No Data | No Data | No Data | No Data | -38.0438 | -38.0841 | No Data | No Data | No Data | No Data | 3.429 | 5.715 | No Data | No Data | -44.4 | -66.2722 | -44.59 | -49.0662 | -76 | -79.2864
2019-04-25 15:00 | No Data | No Data | No Data | No Data | -41.6327 | -41.6782 | No Data | No Data | No Data | No Data | 17.145 | 18.92 | No Data | No Data | -52 | -70.4965 | -37.31 | -41.7139 | -69.3 | -70.3831
2019-04-25 15:30 | No Data | No Data | No Data | No Data | -42.5116 | -42.5632 | No Data | No Data | No Data | No Data | 21.717 | 23.144 | No Data | No Data | -50.8 | -69.6161 | -41.86 | -46.2066 | -69.8 | -70.5559
2019-04-25 16:00 | No Data | No Data | No Data | No Data | -45.8442 | -46.2959 | No Data | No Data | No Data | No Data | 14.859 | 16.8762 | No Data | No Data | -47.6 | -67.6 | -43.68 | -47.6774 | -66.7 | -67.8066
2019-04-25 16:30 | No Data | No Data | No Data | No Data | -36.6644 | -37.08 | No Data | No Data | No Data | No Data | 34.29 | 36.5224 | No Data | No Data | -48.8 | -68.7314 | -32.76 | -36.229 | -41.9 | -41.9001
2019-04-25 17:00 | No Data | No Data | No Data | No Data | -20.5142 | -20.8 | No Data | No Data | No Data | No Data | 57.15 | 59.6664 | No Data | No Data | -36.4 | -64.7914 | -4.095 | -9.1567 | 7 | 9.6208
2019-04-25 17:30 | No Data | No Data | No Data | No Data | -7.8553 | -9.5264 | No Data | No Data | No Data | No Data | 72.009 | 74.5846 | No Data | No Data | -22.4 | -63.2961 | 22.295 | 22.4108 | 49.7 | 52.4948
2019-04-25 18:00 | No Data | No Data | No Data | No Data | -9.9062 | -10.5383 | No Data | No Data | No Data | No Data | 64.008 | 66.5693 | No Data | No Data | -24 | -64.9935 | 31.85 | 31.9311 | 60.3 | 64.7538
2019-04-25 18:30 | No Data | No Data | No Data | No Data | -9.4911 | -9.4911 | No Data | No Data | No Data | No Data | 65.151 | 67.3692 | No Data | No Data | -27.6 | -60.6445 | 35.035 | 35.0468 | 64 | 67.4199
2019-04-25 19:00 | No Data | No Data | No Data | No Data | -18.6709 | -18.6709 | No Data | No Data | No Data | No Data | 61.722 | 64.059 | No Data | No Data | -16.4 | -59.1202 | 23.66 | 23.817 | 52 | 53.6739
2019-04-25 19:30 | No Data | No Data | No Data | No Data | -26.6178 | -26.7561 | No Data | No Data | No Data | No Data | 70.866 | 73.1877 | No Data | No Data | -22.4 | -59.9426 | 30.485 | 30.607 | 56.4 | 58.4384
2019-04-25 20:00 | No Data | No Data | No Data | No Data | -19.3301 | -19.5356 | No Data | No Data | No Data | No Data | 73.152 | 75.1343 | No Data | No Data | -18.8 | -59.0715 | 25.48 | 25.6258 | 52.5 | 55.1531
2019-04-25 20:30 | No Data | No Data | No Data | No Data | -21.7472 | -21.8928 | No Data | No Data | No Data | No Data | 82.296 | 84.063 | No Data | No Data | -18.8 | -60.2103 | 23.66 | 23.9384 | 49.7 | 51.8284
2019-04-25 21:00 | No Data | No Data | No Data | No Data | -25.8976 | -25.9496 | No Data | No Data | No Data | No Data | 75.438 | 77.6231 | No Data | No Data | -19.6 | -60.4649 | 25.48 | 25.7387 | 49.6 | 51.3008
2019-04-25 21:30 | No Data | No Data | No Data | No Data | -18.8174 | -20.7405 | No Data | No Data | No Data | No Data | 86.868 | 89.0147 | No Data | No Data | -17.2 | -60.1132 | 25.025 | 25.2883 | 53.2 | 54.6717
2019-04-25 22:00 | No Data | No Data | No Data | No Data | -23.2364 | -24.0639 | No Data | No Data | No Data | No Data | 83.439 | 85.6716 | No Data | No Data | -19.6 | -60.0866 | 25.48 | 25.6783 | 54.4 | 56.4568
2019-04-25 22:30 | No Data | No Data | No Data | No Data | -12.7749 | -15.0482 | No Data | No Data | No Data | No Data | 82.296 | 84.8288 | No Data | No Data | -28.4 | -61.722 | 35.945 | 35.991 | 68.3 | 69.781
2019-04-25 23:00 | No Data | No Data | No Data | No Data | -16.3149 | -16.6856 | No Data | No Data | No Data | No Data | 91.44 | 93.4818 | No Data | No Data | -30.4 | -61.6208 | 39.585 | 39.6085 | 74.5 | 76.5969
2019-04-25 23:30 | No Data | No Data | No Data | No Data | -8.1117 | -9.652 | No Data | No Data | No Data | No Data | 73.152 | 75.6887 | No Data | No Data | -8.4 | -58.2093 | 20.475 | 21.0778 | 65.1 | 70.4388
2019-04-26 | No Data | No Data | No Data | No Data | -13.3364 | -14.1302 | No Data | No Data | No Data | No Data | 65.151 | 67.3692 | No Data | No Data | -5.2 | -60.6234 | 15.47 | 16.7301 | 57.7 | 60.9703
2019-04-26 00:30 | No Data | No Data | No Data | No Data | -18.4146 | -18.6452 | No Data | No Data | No Data | No Data | 83.439 | 85.6716 | No Data | No Data | -18.8 | -59.0715 | 30.03 | 30.4442 | 65.5 | 68.8454
2019-04-26 01:00 | No Data | No Data | No Data | No Data | -21.4908 | -21.7338 | No Data | No Data | No Data | No Data | 91.44 | 93.726 | No Data | No Data | -24 | -60.5587 | 35.035 | 35.2236 | 66.8 | 69.56
2019-04-26 01:30 | No Data | No Data | No Data | No Data | -19.3912 | -19.9228 | No Data | No Data | No Data | No Data | 78.867 | 81.2254 | No Data | No Data | -16.8 | -59.6161 | 29.12 | 29.547 | 59.1 | 61.1756
2019-04-26 02:00 | No Data | No Data | No Data | No Data | -24.4572 | -24.7586 | No Data | No Data | No Data | No Data | 78.867 | 81.2254 | No Data | No Data | -14 | -59.277 | 25.935 | 26.5035 | 51.6 | 54.8161
2019-04-26 02:30 | No Data | No Data | No Data | No Data | -25.6901 | -26.0012 | No Data | No Data | No Data | No Data | 70.866 | 73.1877 | No Data | No Data | 3.2 | 62.0632 | 11.375 | 14.0167 | 34 | 37.0022
2019-04-26 03:00 | No Data | No Data | No Data | No Data | -38.4588 | -38.4588 | No Data | No Data | No Data | No Data | 67.437 | 69.5823 | No Data | No Data | 11.2 | 65.3667 | 0.455 | 11.3841 | 23.3 | 26.8287
2019-04-26 03:30 | No Data | No Data | No Data | No Data | -37.0794 | -37.1364 | No Data | No Data | No Data | No Data | 66.294 | 68.4751 | No Data | No Data | 11.6 | 65.4364 | 1.365 | 11.9085 | 22.4 | 26.5217
2019-04-26 04:00 | No Data | No Data | No Data | No Data | -35.0774 | -35.1349 | No Data | No Data | No Data | No Data | 66.294 | 68.7702 | No Data | No Data | 13.2 | 65.7389 | 0 | 10.92 | 20.8 | 26.8634
2019-04-26 04:30 | No Data | No Data | No Data | No Data | -32.7703 | -32.7703 | No Data | No Data | No Data | No Data | 64.008 | 66.5693 | No Data | No Data | 10.8 | 63.7219 | 0.91 | 10.0513 | 23.7 | 30.8185
2019-04-26 05:00 | No Data | No Data | No Data | No Data | -35.8465 | -35.8465 | No Data | No Data | No Data | No Data | 61.722 | 64.059 | No Data | No Data | 14 | 65.1227 | -0.91 | -10.9579 | 20.8 | 28.3069
2019-04-26 05:30 | No Data | No Data | No Data | No Data | -34.052 | -34.1232 | No Data | No Data | No Data | No Data | 69.723 | 71.8001 | No Data | No Data | 20.8 | 67.6757 | -6.825 | -14.0535 | 16.9 | 25.5783
2019-04-26 06:00 | No Data | No Data | No Data | No Data | -34.6136 | -34.7935 | No Data | No Data | No Data | No Data | 67.437 | 69.5823 | No Data | No Data | 24.4 | 68.8674 | -10.465 | -15.7945 | 16.3 | 25.801
2019-04-26 06:30 | No Data | No Data | No Data | No Data | -34.4549 | -34.6681 | No Data | No Data | No Data | No Data | 53.721 | 56.3906 | No Data | No Data | 34.4 | 74.4269 | -20.475 | -25.1241 | 8.7 | 15.3118
2019-04-26 07:00 | No Data | No Data | No Data | No Data | -35.1263 | -35.1829 | No Data | No Data | No Data | No Data | 88.011 | 90.3838 | No Data | No Data | 19.2 | 64.5229 | -2.275 | -10.2653 | 27.7 | 34.2243
2019-04-26 07:30 | No Data | No Data | No Data | No Data | -26.508 | -26.5839 | No Data | No Data | No Data | No Data | 83.439 | 85.4197 | No Data | No Data | 10 | 69.1271 | -3.185 | -8.3651 | 15.8 | 22.9172
2019-04-26 08:00 | No Data | No Data | No Data | No Data | -31.696 | -32.4653 | No Data | No Data | No Data | No Data | 48.006 | 49.6252 | No Data | No Data | 19.6 | 65.0243 | -35.035 | -39.9079 | -19.7 | -21.871
2019-04-26 08:30 | No Data | No Data | No Data | No Data | -40.6683 | -40.6683 | No Data | No Data | No Data | No Data | 13.716 | 14.4579 | No Data | No Data | 5.2 | 57.9117 | -55.055 | -59.9237 | -71 | -71.0018
2019-04-26 09:00 | No Data | No Data | No Data | No Data | -46.9673 | -47.0212 | No Data | No Data | No Data | No Data | 6.858 | 7.229 | No Data | No Data | 4.8 | 57.7997 | -74.165 | -80.014 | -84.3 | -84.3856
2019-04-26 09:30 | No Data | No Data | No Data | No Data | -43.4882 | -44.0916 | No Data | No Data | No Data | No Data | 14.859 | 15.9201 | No Data | No Data | 12.8 | 60.1771 | -74.62 | -80.7801 | -98.1 | -101.1103
2019-04-26 10:00 | No Data | No Data | No Data | No Data | -51.9966 | -53.1841 | No Data | No Data | No Data | No Data | 46.863 | 48.2368 | No Data | No Data | 16.4 | 62.5869 | -51.415 | -55.8613 | -69.9 | -71.9739
2019-04-26 10:30 | No Data | No Data | No Data | No Data | -54.6578 | -56.6424 | No Data | No Data | No Data | No Data | 29.718 | 30.7762 | No Data | No Data | 32.4 | 70.6654 | -74.165 | -79.9364 | -78.8 | -78.8229
2019-04-26 11:00 | No Data | No Data | No Data | No Data | -53.1197 | -54.9984 | No Data | No Data | No Data | No Data | 56.007 | 57.4009 | No Data | No Data | 16.4 | 63.7457 | -43.225 | -48.0257 | -46.1 | -45.4736
2019-04-26 11:30 | No Data | No Data | No Data | No Data | -53.7301 | -55.5353 | No Data | No Data | No Data | No Data | 54.864 | 56.2862 | No Data | No Data | 0 | 58.4 | -38.22 | -43.1459 | -68.1 | -68.5117
2019-04-26 12:00 | No Data | No Data | No Data | No Data | -54.7555 | -56.5007 | No Data | No Data | No Data | No Data | 67.437 | 68.8177 | No Data | No Data | -0.4 | -58.0882 | -36.4 | -40.2977 | -47.4 | -51.4449
2019-04-26 12:30 | No Data | No Data | No Data | No Data | -57.4777 | -58.5425 | No Data | No Data | No Data | No Data | 43.434 | 44.6356 | No Data | No Data | 29.6 | 70.8768 | -72.8 | -78.408 | -63.1 | -63.102
2019-04-26 13:00 | No Data | No Data | No Data | No Data | -55.2682 | -56.416 | No Data | No Data | No Data | No Data | 41.148 | 42.1518 | No Data | No Data | 43.6 | 80.1049 | -73.255 | -79.1713 | -62.3 | -62.3629
2019-04-26 13:30 | No Data | No Data | No Data | No Data | -58.6618 | -59.4903 | No Data | No Data | No Data | No Data | 22.86 | 23.3127 | No Data | No Data | 33.6 | 72.9932 | -95.55 | -102.0874 | -89.2 | -89.34
2019-04-26 14:00 | No Data | No Data | No Data | No Data | -59.9435 | -61.0423 | No Data | No Data | No Data | No Data | 45.72 | 46.863 | No Data | No Data | 4.4 | 61.6831 | -51.87 | -56.4585 | -83.2 | -86.1107
2019-04-26 14:30 | No Data | No Data | No Data | No Data | -57.0138 | -57.8472 | No Data | No Data | No Data | No Data | 30.861 | 31.8813 | No Data | No Data | -8.4 | -57.4178 | -72.345 | -77.6505 | -97.9 | -98.1222
2019-04-26 15:00 | No Data | No Data | No Data | No Data | -52.6558 | -53.4056 | No Data | No Data | No Data | No Data | 38.862 | 39.6771 | No Data | No Data | 12 | 64.7222 | -74.165 | -80.014 | -85.2 | -82.2982
2019-04-26 15:30 | No Data | No Data | No Data | No Data | -49.2744 | -50.0109 | No Data | No Data | No Data | No Data | 35.433 | 36.5939 | No Data | No Data | -20.8 | -58.9888 | -62.335 | -67.515 | -93.5 | -94.893
2019-04-26 16:00 | No Data | No Data | No Data | No Data | -55.6832 | -56.7626 | No Data | No Data | No Data | No Data | 24.003 | 24.674 | No Data | No Data | -10.4 | -54.9924 | -85.085 | -91.0114 | -109.2 | -110.0685
2019-04-26 16:30 | No Data | No Data | No Data | No Data | -48.1514 | -49.0266 | No Data | No Data | No Data | No Data | 35.433 | 36.5939 | No Data | No Data | 6.4 | 60.7381 | -77.805 | -82.7612 | -63.1 | -63.3058
2019-04-26 17:00 | No Data | No Data | No Data | No Data | -28.0461 | -28.2679 | No Data | No Data | No Data | No Data | 45.72 | 47.1271 | No Data | No Data | 8.8 | 63.8097 | -45.5 | -49.8946 | -28.9 | -29.1112
2019-04-26 17:30 | No Data | No Data | No Data | No Data | -18.9761 | -19.0198 | No Data | No Data | No Data | No Data | 57.15 | 59.0501 | No Data | No Data | 20.8 | 74.9442 | -17.29 | -20.6962 | 10.9 | 15.2043
2019-04-26 18:00 | No Data | No Data | No Data | No Data | -8.1605 | -12.9859 | No Data | No Data | No Data | No Data | 50.292 | 52.1288 | No Data | No Data | 20.8 | 76.4827 | -11.83 | -15.2068 | -7.8 | -11.9854
2019-04-26 18:30 | No Data | No Data | No Data | No Data | -8.9296 | -11.9253 | No Data | No Data | No Data | No Data | 59.436 | 60.9981 | No Data | No Data | 18.4 | 67.3617 | -10.01 | -14.8137 | 21.4 | 26.9007
2019-04-26 19:00 | No Data | No Data | No Data | No Data | -2.8748 | -15.5575 | No Data | No Data | No Data | No Data | 37.719 | 38.8115 | No Data | No Data | 24.8 | 71.6302 | -13.65 | -19.9579 | -4 | -5.2
2019-04-26 19:30 | No Data | No Data | No Data | No Data | 9.8329 | 22.0581 | No Data | No Data | No Data | No Data | 43.434 | 44.6356 | No Data | No Data | 24 | 70.9806 | -14.105 | -19.6284 | 15.8 | 17.2887
2019-04-26 20:00 | No Data | No Data | No Data | No Data | 16.5591 | 27.2078 | No Data | No Data | No Data | No Data | 27.432 | 28.2763 | No Data | No Data | 36.8 | 77.6711 | -27.755 | -32.6999 | 0.4 | 8.7092
2019-04-26 20:30 | No Data | No Data | No Data | No Data | 18.7076 | 31.8193 | No Data | No Data | No Data | No Data | 12.573 | 13.3785 | No Data | No Data | 39.2 | 79.5316 | -30.94 | -35.6675 | -2.3 | -8.6128
2019-04-26 21:00 | No Data | No Data | No Data | No Data | 16.7544 | 29.3542 | No Data | No Data | No Data | No Data | -1.143 | -2.5558 | No Data | No Data | 40 | 80.6226 | -30.03 | -35.3527 | -1.9 | -4.7802
2019-04-26 21:30 | No Data | No Data | No Data | No Data | 22.2965 | 31.6098 | No Data | No Data | No Data | No Data | 4.572 | 6.4658 | No Data | No Data | 35.6 | 78.1762 | -24.57 | -29.5295 | 6 | 8.4853
2019-04-26 22:00 | No Data | No Data | No Data | No Data | 19.5254 | 31.0194 | No Data | No Data | No Data | No Data | 3.429 | 4.1211 | No Data | No Data | 34 | 77.4607 | -26.39 | -31.3025 | 4.2 | 5.8
2019-04-26 22:30 | No Data | No Data | No Data | No Data | 26.9108 | 36.1269 | No Data | No Data | No Data | No Data | 3.429 | 4.8493 | No Data | No Data | 38 | 79.6492 | -26.845 | -31.9311 | 7.2 | 7.7473
2019-04-26 23:00 | No Data | No Data | No Data | No Data | 30.9636 | 39.2391 | No Data | No Data | No Data | No Data | 16.002 | 16.9919 | No Data | No Data | 26 | 71.6815 | -13.195 | -18.985 | 23.8 | 26.0946
2019-04-26 23:30 | No Data | No Data | No Data | No Data | 39.8871 | 46.6041 | No Data | No Data | No Data | No Data | 21.717 | 23.5635 | No Data | No Data | 30.4 | 72.6647 | -14.105 | -18.7049 | 32.4 | 37.971
2019-04-27 | No Data | No Data | No Data | No Data | 29.9382 | 38.4351 | No Data | No Data | No Data | No Data | 32.004 | 33.2847 | No Data | No Data | 20 | 68.581 | -6.37 | -13.436 | 35.9 | 38.8693
2019-04-27 00:30 | No Data | No Data | No Data | No Data | 16.8154 | 29.3891 | No Data | No Data | No Data | No Data | 30.861 | 31.8813 | No Data | No Data | 18 | 68.7965 | -5.46 | -13.0292 | 31.3 | 35.0618
2019-04-27 01:00 | No Data | No Data | No Data | No Data | 15.1186 | 28.1531 | No Data | No Data | No Data | No Data | 29.718 | 30.7762 | No Data | No Data | 15.6 | 67.0403 | -3.64 | -13.2498 | 28.8 | 31.0111
2019-04-27 01:30 | No Data | No Data | No Data | No Data | 10.8095 | 25.9491 | No Data | No Data | No Data | No Data | 41.148 | 42.1518 | No Data | No Data | 8.8 | 65.3948 | 1.82 | 11.9692 | 35 | 36.2664
2019-04-27 02:00 | No Data | No Data | No Data | No Data | 4.9134 | 23.5472 | No Data | No Data | No Data | No Data | 22.86 | 23.5636 | No Data | No Data | 22.4 | 71.9744 | -11.83 | -19.1154 | 15.8 | 17.047
2019-04-27 02:30 | No Data | No Data | No Data | No Data | 2.3499 | 24.825 | No Data | No Data | No Data | No Data | 30.861 | 33.3239 | No Data | No Data | 14.8 | 66.8587 | -5.915 | -12.821 | 21.2 | 21.3244
2019-04-27 03:00 | No Data | No Data | No Data | No Data | 3.0701 | 24.9035 | No Data | No Data | No Data | No Data | 24.003 | 26.1145 | No Data | No Data | 21.2 | 70.0834 | -11.83 | -17.3855 | 22.9 | 22.914
2019-04-27 03:30 | No Data | No Data | No Data | No Data | 3.6316 | 28.2802 | No Data | No Data | No Data | No Data | 24.003 | 26.1145 | No Data | No Data | 16 | 68.3005 | -5.915 | -12.821 | 27.1 | 27.1533
2019-04-27 04:00 | No Data | No Data | No Data | No Data | 6.244 | 30.439 | No Data | No Data | No Data | No Data | 22.86 | 25.0679 | No Data | No Data | 18 | 68.4105 | -8.19 | -14.7647 | 23.3 | 23.3105
2019-04-27 04:30 | No Data | No Data | No Data | No Data | -2.3133 | -28.044 | No Data | No Data | No Data | No Data | 28.575 | 30.7762 | No Data | No Data | 16 | 68.3005 | -7.735 | -14.5173 | 24.5 | 24.5294
2019-04-27 05:00 | No Data | No Data | No Data | No Data | -6.4637 | -25.4503 | No Data | No Data | No Data | No Data | 28.575 | 30.7762 | No Data | No Data | 14 | 67.0773 | -7.28 | -13.5051 | 26 | 26.3532
2019-04-27 05:30 | No Data | No Data | No Data | No Data | 0.0061036 | 26.7643 | No Data | No Data | No Data | No Data | 28.575 | 31.2188 | No Data | No Data | 12 | 66.2951 | -3.64 | -11.9432 | 20.2 | 20.2356
2019-04-27 06:00 | No Data | No Data | No Data | No Data | 3.9979 | 27.2182 | No Data | No Data | No Data | No Data | 27.432 | 30.1761 | No Data | No Data | 18.4 | 68.5169 | -9.555 | -15.5634 | 16.2 | 16.4575
2019-04-27 06:30 | No Data | No Data | No Data | No Data | 4.0467 | 25.2474 | No Data | No Data | No Data | No Data | 32.004 | 34.8193 | No Data | No Data | 11.6 | 65.0428 | -2.275 | -10.7094 | 25.9 | 27.553
2019-04-27 07:00 | No Data | No Data | No Data | No Data | 16.4004 | 30.14 | No Data | No Data | No Data | No Data | 38.862 | 41.6058 | No Data | No Data | -13.6 | -59.5731 | 22.295 | 22.8499 | 28.9 | 29.793
2019-04-27 07:30 | No Data | No Data | No Data | No Data | 12.0424 | 28.1848 | No Data | No Data | No Data | No Data | 36.576 | 39.9233 | No Data | No Data | -8.8 | -66.1876 | 10.92 | 11.6626 | 24 | 25.3947
2019-04-27 08:00 | No Data | No Data | No Data | No Data | 16.4981 | 31.7947 | No Data | No Data | No Data | No Data | 1.143 | 6.9526 | No Data | No Data | -20 | -60.5957 | -18.655 | -22.8499 | -14.1 | -14.2274
2019-04-27 08:30 | No Data | No Data | No Data | No Data | 21.9913 | 36.54 | No Data | No Data | No Data | No Data | -28.575 | -28.5979 | No Data | No Data | -33.2 | -61.358 | -47.32 | -51.7421 | -62.4 | -63.0175
2019-04-27 09:00 | No Data | No Data | No Data | No Data | 13.7881 | 32.2748 | No Data | No Data | No Data | No Data | -38.862 | -39.013 | No Data | No Data | -33.6 | -60.9065 | -52.325 | -57.0567 | -78.8 | -79.588
2019-04-27 09:30 | No Data | No Data | No Data | No Data | 7.2694 | 28.1819 | No Data | No Data | No Data | No Data | -38.862 | -39.13 | No Data | No Data | -26.8 | -58.1446 | -60.06 | -64.8914 | -89.6 | -91.2549
2019-04-27 10:00 | No Data | No Data | No Data | No Data | 1.7884 | 25.6053 | No Data | No Data | No Data | No Data | -35.433 | -35.5985 | No Data | No Data | -19.6 | -57.0712 | -67.34 | -72.6634 | -96.7 | -99.4441
2019-04-27 10:30 | No Data | No Data | No Data | No Data | -18.4634 | -25.1133 | No Data | No Data | No Data | No Data | -29.718 | -29.9152 | No Data | No Data | -14.8 | -55.6058 | -72.345 | -77.6505 | -101.9 | -104.8273
2019-04-27 11:00 | No Data | No Data | No Data | No Data | -17.1817 | -24.1866 | No Data | No Data | No Data | No Data | -26.289 | -26.3882 | No Data | No Data | -14.8 | -55.6058 | -67.795 | -72.7502 | -99.7 | -102.2738
2019-04-27 11:30 | No Data | No Data | No Data | No Data | -18.1582 | -23.801 | No Data | No Data | No Data | No Data | -33.147 | -33.2257 | No Data | No Data | -21.2 | -57.2685 | -61.88 | -66.9206 | -89.8 | -92.6492
2019-04-27 12:00 | No Data | No Data | No Data | No Data | -29.6941 | -30.3894 | No Data | No Data | No Data | No Data | -29.718 | -29.74 | No Data | No Data | -22.8 | -58.2477 | -59.605 | -65.0029 | -80.1 | -82.8837
2019-04-27 12:30 | No Data | No Data | No Data | No Data | -23.2853 | -25.4455 | No Data | No Data | No Data | No Data | -30.861 | -30.9456 | No Data | No Data | -18.8 | -57.179 | -61.425 | -67.2185 | -70.2 | -73.3603
2019-04-27 13:00 | No Data | No Data | No Data | No Data | -28.4611 | -29.7819 | No Data | No Data | No Data | No Data | -40.005 | -40.4112 | No Data | No Data | -20 | -57.2098 | -61.425 | -66.854 | -84.7 | -88.1722
2019-04-27 13:30 | No Data | No Data | No Data | No Data | -29.0715 | -30.7765 | No Data | No Data | No Data | No Data | -41.148 | -41.4012 | No Data | No Data | -16.8 | -56.1712 | -64.61 | -70.3192 | -80.6 | -83.2657
2019-04-27 14:00 | No Data | No Data | No Data | No Data | -30.4631 | -31.2627 | No Data | No Data | No Data | No Data | -33.147 | -33.3239 | No Data | No Data | -28 | -58.3561 | -55.965 | -61.3052 | -90 | -93.5701
2019-04-27 14:30 | No Data | No Data | No Data | No Data | -31.5373 | -32.7212 | No Data | No Data | No Data | No Data | -35.433 | -35.5985 | No Data | No Data | -27.2 | -57.2713 | -57.785 | -63.1533 | -91.1 | -94.311
2019-04-27 15:00 | No Data | No Data | No Data | No Data | -28.0461 | -29.5121 | No Data | No Data | No Data | No Data | -33.147 | -33.3239 | No Data | No Data | -27.6 | -57.8135 | -59.605 | -65.0029 | -91.5 | -94.4447
2019-04-27 15:30 | No Data | No Data | No Data | No Data | -23.5904 | -26.0414 | No Data | No Data | No Data | No Data | -30.861 | -30.9456 | No Data | No Data | -29.2 | -57.5569 | -57.785 | -62.7916 | -89.6 | -91.8269
2019-04-27 16:00 | No Data | No Data | No Data | No Data | -27.4357 | -28.9795 | No Data | No Data | No Data | No Data | -26.289 | -26.289 | No Data | No Data | -24.4 | -54.9181 | -59.15 | -63.8769 | -83.9 | -85.3933
2019-04-27 16:30 | No Data | No Data | No Data | No Data | -20.0992 | -21.1621 | No Data | No Data | No Data | No Data | -2.286 | -7.229 | No Data | No Data | -30 | -58.2587 | -41.405 | -45.2285 | -50.4 | -50.4525
2019-04-27 17:00 | No Data | No Data | No Data | No Data | -8.5145 | -13.0625 | No Data | No Data | No Data | No Data | 29.718 | 32.7305 | No Data | No Data | -17.6 | -57.5569 | -12.285 | -16.4368 | 1.7 | 7.816
2019-04-27 17:30 | No Data | No Data | No Data | No Data | -1.9593 | -15.6689 | No Data | No Data | No Data | No Data | 49.149 | 51.346 | No Data | No Data | -2 | -62.8815 | 12.74 | 13.2498 | 40.9 | 43.7032
2019-04-27 18:00 | No Data | No Data | No Data | No Data | 3.7903 | 16.6425 | No Data | No Data | No Data | No Data | 45.72 | 48.074 | No Data | No Data | -14.4 | -62.482 | 30.485 | 30.4986 | 34.4 | 40.4079
2019-04-27 18:30 | No Data | No Data | No Data | No Data | 2.4598 | 14.619 | No Data | No Data | No Data | No Data | 38.862 | 41.6058 | No Data | No Data | -13.6 | -56.0742 | 28.21 | 28.5057 | 33.4 | 38.1329
2019-04-27 19:00 | No Data | No Data | No Data | No Data | -8.2094 | -13.5832 | No Data | No Data | No Data | No Data | 42.291 | 44.8254 | No Data | No Data | -4.4 | -57.369 | 17.29 | 18.4261 | 47.3 | 50.5033
2019-04-27 19:30 | No Data | No Data | No Data | No Data | 0.0061036 | 14.6181 | No Data | No Data | No Data | No Data | 29.718 | 32.2682 | No Data | No Data | 3.2 | 60.4847 | 7.735 | 10.9579 | 37.1 | 38.9313
2019-04-27 20:00 | No Data | No Data | No Data | No Data | -9.4911 | -17.429 | No Data | No Data | No Data | No Data | 37.719 | 40.5403 | No Data | No Data | 6.4 | 61.1359 | 5.46 | 9.8432 | 32.4 | 33.9978
2019-04-27 20:30 | No Data | No Data | No Data | No Data | -18.9761 | -22.7334 | No Data | No Data | No Data | No Data | 42.291 | 44.8254 | No Data | No Data | 4 | 60.4477 | 7.735 | 10.6221 | 34.6 | 36.2167
2019-04-27 21:00 | No Data | No Data | No Data | No Data | -19.5377 | -23.3168 | No Data | No Data | No Data | No Data | 46.863 | 49.1623 | No Data | No Data | 1.6 | 60.0013 | 10.01 | 12.3773 | 37.1 | 38.9012
2019-04-27 21:30 | No Data | No Data | No Data | No Data | -16.2051 | -20.6048 | No Data | No Data | No Data | No Data | 38.862 | 41.2115 | No Data | No Data | 14 | 63.561 | -0.91 | -9.5982 | 29.5 | 31.5192
2019-04-27 22:00 | No Data | No Data | No Data | No Data | -11.5908 | -20.0928 | No Data | No Data | No Data | No Data | 35.433 | 37.5976 | No Data | No Data | 16.4 | 65.6804 | -5.005 | -11.1915 | 23.6 | 25.9124
2019-04-27 22:30 | No Data | No Data | No Data | No Data | -12.0546 | -17.4141 | No Data | No Data | No Data | No Data | 35.433 | 37.2309 | No Data | No Data | 19.2 | 66.4349 | -8.645 | -13.574 | 26.5 | 28.1853
2019-04-27 23:00 | No Data | No Data | No Data | No Data | -9.9062 | -16.7406 | No Data | No Data | No Data | No Data | 35.433 | 37.9951 | No Data | No Data | 14.4 | 64.04 | -4.095 | -9.9789 | 34.3 | 38.1058
2019-04-27 23:30 | No Data | No Data | No Data | No Data | 0.92164 | 15.2564 | No Data | No Data | No Data | No Data | 34.29 | 37.84 | No Data | No Data | 24 | 67.2298 | -7.735 | -12.2934 | 36 | 41.8293
2019-04-28 | No Data | No Data | No Data | No Data | -5.951 | -16.35 | No Data | No Data | No Data | No Data | 41.148 | 44.15 | No Data | No Data | 12.8 | 64.4832 | 0 | 8.657 | 40.2 | 43.4925
2019-04-28 00:30 | No Data | No Data | No Data | No Data | -8.6244 | -17.6819 | No Data | No Data | No Data | No Data | 45.72 | 48.829 | No Data | No Data | 12.4 | 65.5829 | -1.365 | -10.1026 | 34 | 36.2596
2019-04-28 01:00 | No Data | No Data | No Data | No Data | -14.4106 | -21.1172 | No Data | No Data | No Data | No Data | 42.291 | 45.2172 | No Data | No Data | 10.8 | 65.2993 | 1.82 | 9.7268 | 33.5 | 34.3293
2019-04-28 01:30 | No Data | No Data | No Data | No Data | -12.665 | -23.5916 | No Data | No Data | No Data | No Data | 41.148 | 43.7487 | No Data | No Data | 10 | 65.5671 | 1.365 | 10.1026 | 32.2 | 32.4992
2019-04-28 02:00 | No Data | No Data | No Data | No Data | -21.4908 | -28.135 | No Data | No Data | No Data | No Data | 46.863 | 49.5197 | No Data | No Data | -0.4 | -63.6013 | 7.28 | 11.302 | 35.1 | 35.4133
2019-04-28 02:30 | No Data | No Data | No Data | No Data | -22.4674 | -28.8878 | No Data | No Data | No Data | No Data | 38.862 | 41.6058 | No Data | No Data | 6 | 65.1153 | 2.73 | 9.9374 | 26.8 | 27.1271
2019-04-28 03:00 | No Data | No Data | No Data | No Data | -26.0563 | -32.0268 | No Data | No Data | No Data | No Data | 46.863 | 49.9008 | No Data | No Data | -2.4 | -63.6453 | 9.555 | 12.5847 | 43.1 | 44.0296
2019-04-28 03:30 | No Data | No Data | No Data | No Data | -25.8488 | -31.9153 | No Data | No Data | No Data | No Data | 52.578 | 55.3028 | No Data | No Data | -7.2 | -63.6088 | 14.105 | 15.8729 | 47.4 | 48.1386
2019-04-28 04:00 | No Data | No Data | No Data | No Data | -24.152 | -30.4976 | No Data | No Data | No Data | No Data | 56.007 | 58.9172 | No Data | No Data | -12.4 | -62.4436 | 18.655 | 19.5703 | 51.3 | 52.3546
2019-04-28 04:30 | No Data | No Data | No Data | No Data | -25.8 | -31.6975 | No Data | No Data | No Data | No Data | 48.006 | 50.9758 | No Data | No Data | -6.8 | -60.7816 | 13.65 | 15.2612 | 47.2 | 47.6186
2019-04-28 05:00 | No Data | No Data | No Data | No Data | -19.0738 | -27.7533 | No Data | No Data | No Data | No Data | 51.435 | 54.2173 | No Data | No Data | -15.6 | -61.2209 | 22.295 | 23.0663 | 54.9 | 55.509
2019-04-28 05:30 | No Data | No Data | No Data | No Data | -23.0289 | -29.4556 | No Data | No Data | No Data | No Data | 45.72 | 48.4395 | No Data | No Data | -7.2 | -61.6221 | 15.925 | 17.5101 | 48.5 | 49.0315
2019-04-28 06:00 | No Data | No Data | No Data | No Data | -17.7432 | -25.5718 | No Data | No Data | No Data | No Data | 43.434 | 46.288 | No Data | No Data | -6.4 | -61.9316 | 13.65 | 15.47 | 38.3 | 38.7072
2019-04-28 06:30 | No Data | No Data | No Data | No Data | -19.3912 | -26.6326 | No Data | No Data | No Data | No Data | 40.005 | 42.6754 | No Data | No Data | -2.8 | -62.0632 | 10.465 | 13.0133 | 36.8 | 37.6384
2019-04-28 07:00 | No Data | No Data | No Data | No Data | -15.9487 | -20.6264 | No Data | No Data | No Data | No Data | 54.864 | 57.4805 | No Data | No Data | -19.2 | -60.7157 | 26.845 | 27.0333 | 54.1 | 55.8571
2019-04-28 07:30 | No Data | No Data | No Data | No Data | -12.5673 | -19.3983 | No Data | No Data | No Data | No Data | 50.292 | 53.1341 | No Data | No Data | -18.8 | -59.0715 | 23.66 | 24.1836 | 46.9 | 48.5631
2019-04-28 08:00 | No Data | No Data | No Data | No Data | -17.5967 | -22.7754 | No Data | No Data | No Data | No Data | 42.291 | 45.6342 | No Data | No Data | -16.8 | -65.3948 | 14.105 | 14.4601 | 34 | 36.2596
2019-04-28 08:30 | No Data | No Data | No Data | No Data | -12.8237 | -20.7899 | No Data | No Data | No Data | No Data | 27.432 | 30.1761 | No Data | No Data | -5.2 | -60.2249 | -10.92 | -16.7796 | 7.6 | 8.4971
2019-04-28 09:00 | No Data | No Data | No Data | No Data | -17.4868 | -23.9826 | No Data | No Data | No Data | No Data | 25.146 | 28.6435 | No Data | No Data | -18.4 | -60.4675 | -16.38 | -21.322 | -2.8 | -4.5607
2019-04-28 09:30 | No Data | No Data | No Data | No Data | -22.4063 | -26.9822 | No Data | No Data | No Data | No Data | 4.572 | 10.2233 | No Data | No Data | -9.6 | -59.1838 | -32.76 | -37.0427 | -25.3 | -25.3789
2019-04-28 10:00 | No Data | No Data | No Data | No Data | -26.3127 | -30.6367 | No Data | No Data | No Data | No Data | 1.143 | 6.9526 | No Data | No Data | -16.4 | -58.736 | -47.32 | -51.5597 | -47.6 | -46.6974
2019-04-28 10:30 | No Data | No Data | No Data | No Data | -39.0204 | -41.3523 | No Data | No Data | No Data | No Data | 5.715 | 8.0822 | No Data | No Data | -27.2 | -60.4635 | -53.235 | -58.6315 | -51.6 | -52.1422
2019-04-28 11:00 | No Data | No Data | No Data | No Data | -27.5334 | -32.7553 | No Data | No Data | No Data | No Data | -9.144 | -9.7658 | No Data | No Data | -17.2 | -58.5819 | -55.055 | -59.9237 | -57.1 | -57.6577
2019-04-28 11:30 | No Data | No Data | No Data | No Data | -25.4826 | -31.1422 | No Data | No Data | No Data | No Data | -17.145 | -17.1831 | No Data | No Data | -25.6 | -60.8474 | -55.965 | -60.9394 | -65.4 | -66.9027
2019-04-28 12:00 | No Data | No Data | No Data | No Data | -27.3381 | -33.8162 | No Data | No Data | No Data | No Data | -19.431 | -19.565 | No Data | No Data | -29.2 | -61.0377 | -57.33 | -62.5538 | -73 | -75.5082
2019-04-28 12:30 | No Data | No Data | No Data | No Data | -23.5904 | -29.8293 | No Data | No Data | No Data | No Data | -25.146 | -25.146 | No Data | No Data | -26.8 | -60.6432 | -54.6 | -60.2527 | -76.6 | -78.4637
2019-04-28 13:00 | No Data | No Data | No Data | No Data | -28.9738 | -34.1096 | No Data | No Data | No Data | No Data | -21.717 | -21.7471 | No Data | No Data | -30.8 | -60.4371 | -53.69 | -58.6721 | -84.9 | -87.4586
2019-04-28 13:30 | No Data | No Data | No Data | No Data | -22.4063 | -29.6961 | No Data | No Data | No Data | No Data | -22.86 | -22.974 | No Data | No Data | -31.2 | -60.2993 | -55.51 | -60.5218 | -87.3 | -90.7816
2019-04-28 14:00 | No Data | No Data | No Data | No Data | -28.51 | -34.336 | No Data | No Data | No Data | No Data | -19.431 | -19.431 | No Data | No Data | -36.8 | -63.3782 | -51.415 | -56.3778 | -86.3 | -89.261
2019-04-28 14:30 | No Data | No Data | No Data | No Data | -23.0289 | -28.9157 | No Data | No Data | No Data | No Data | -24.003 | -24.003 | No Data | No Data | -35.2 | -61.8036 | -56.875 | -61.7762 | -91.8 | -94.3994
2019-04-28 15:00 | No Data | No Data | No Data | No Data | -16.2539 | -25.2182 | No Data | No Data | No Data | No Data | -21.717 | -21.7471 | No Data | No Data | -29.2 | -59.9867 | -59.605 | -64.8227 | -75 | -78.6555
2019-04-28 15:30 | No Data | No Data | No Data | No Data | -5.9998 | -21.6667 | No Data | No Data | No Data | No Data | -19.431 | -19.7312 | No Data | No Data | -39.6 | -64.0962 | -54.145 | -58.7303 | -84.9 | -87.7041
2019-04-28 16:00 | No Data | No Data | No Data | No Data | -1.9593 | -24.1827 | No Data | No Data | No Data | No Data | -25.146 | -25.146 | No Data | No Data | -36.4 | -60.5601 | -55.51 | -59.82 | -80.8 | -82.6734
2019-04-28 16:30 | No Data | No Data | No Data | No Data | 9.7353 | 26.0402 | No Data | No Data | No Data | No Data | -8.001 | -9.2152 | No Data | No Data | -36 | -62.2627 | -38.675 | -42.7434 | -45.4 | -47.1339
2019-04-28 17:00 | No Data | No Data | No Data | No Data | 25.9342 | 36.6507 | No Data | No Data | No Data | No Data | 26.289 | 29.652 | No Data | No Data | -28.4 | -61.722 | -2.275 | -9.3801 | 11.1 | 15.4029
2019-04-28 17:30 | No Data | No Data | No Data | No Data | 34.8577 | 43.4252 | No Data | No Data | No Data | No Data | 37.719 | 40.5403 | No Data | No Data | -14.4 | -62.482 | 24.115 | 24.1322 | 50.9 | 54.8731
2019-04-28 18:00 | No Data | No Data | No Data | No Data | 41.9379 | 50.202 | No Data | No Data | No Data | No Data | 38.862 | 42.0276 | No Data | No Data | -27.2 | -65.5134 | 38.675 | 38.6991 | 45.1 | 51.1825
2019-04-28 18:30 | No Data | No Data | No Data | No Data | 47.2114 | 53.408 | No Data | No Data | No Data | No Data | 35.433 | 38.4225 | No Data | No Data | -19.2 | -55.0563 | 32.305 | 32.3338 | 47.4 | 53.3574
2019-04-28 19:00 | No Data | No Data | No Data | No Data | 52.6436 | 58.2653 | No Data | No Data | No Data | No Data | 28.575 | 32.2075 | No Data | No Data | -10.4 | -55.7781 | 23.205 | 23.4888 | 37.8 | 42.8118
2019-04-28 19:30 | No Data | No Data | No Data | No Data | 53.2052 | 59.5851 | No Data | No Data | No Data | No Data | 34.29 | 37.84 | No Data | No Data | -10.4 | -56.5643 | 22.295 | 22.5214 | 50.8 | 54.0981
2019-04-28 20:00 | No Data | No Data | No Data | No Data | 42.9023 | 50.5985 | No Data | No Data | No Data | No Data | 28.575 | 31.6964 | No Data | No Data | -2.4 | -58.0882 | 15.47 | 16.4053 | 43.1 | 45.1054
2019-04-28 20:30 | No Data | No Data | No Data | No Data | 44.6479 | 53.0333 | No Data | No Data | No Data | No Data | 26.289 | 29.1409 | No Data | No Data | 3.2 | 60.0653 | 7.735 | 10.3156 | 34.6 | 35.9885
2019-04-28 21:00 | No Data | No Data | No Data | No Data | 42.7558 | 52.378 | No Data | No Data | No Data | No Data | 17.145 | 21.261 | No Data | No Data | 12 | 63.1506 | 0 | 8.2026 | 24 | 26.4093
2019-04-28 21:30 | No Data | No Data | No Data | No Data | 49.7749 | 58.249 | No Data | No Data | No Data | No Data | 17.145 | 21.261 | No Data | No Data | 8.8 | 61.0377 | 3.64 | 8.1393 | 33.4 | 35.5242
2019-04-28 22:00 | No Data | No Data | No Data | No Data | 50.0801 | 58.51 | No Data | No Data | No Data | No Data | 10.287 | 14.548 | No Data | No Data | 14.4 | 65.2098 | -3.185 | -10.5045 | 25.2 | 25.5812
2019-04-28 22:30 | No Data | No Data | No Data | No Data | 56.9528 | 64.4905 | No Data | No Data | No Data | No Data | 12.573 | 16.9919 | No Data | No Data | 12 | 63.1506 | 0 | 8.645 | 31.1 | 31.6735
2019-04-28 23:00 | No Data | No Data | No Data | No Data | 62.2385 | 68.5035 | No Data | No Data | No Data | No Data | 11.43 | 16.1645 | No Data | No Data | 17.2 | 63.9562 | -4.095 | -10.3955 | 30 | 31.5601
2019-04-28 23:30 | No Data | No Data | No Data | No Data | 66.9017 | 71.85 | No Data | No Data | No Data | No Data | 11.43 | 16.1645 | No Data | No Data | 25.6 | 67.4472 | -10.465 | -14.1709 | 33.9 | 38.4766
2019-04-29 | No Data | No Data | No Data | No Data | 59.8703 | 65.3532 | No Data | No Data | No Data | No Data | 11.43 | 16.1645 | No Data | No Data | 24.8 | 68.2642 | -12.285 | -16.4368 | 27.1 | 30.2909
2019-04-29 00:30 | No Data | No Data | No Data | No Data | 54.7433 | 61.4428 | No Data | No Data | No Data | No Data | 8.001 | 12.1503 | No Data | No Data | 23.2 | 67.6993 | -10.465 | -15.7945 | 25.2 | 25.9756
2019-04-29 01:00 | No Data | No Data | No Data | No Data | 49.2134 | 57.4526 | No Data | No Data | No Data | No Data | 6.858 | 11.43 | No Data | No Data | 22 | 66.9197 | -10.01 | -15.1523 | 22 | 22.6062
2019-04-29 01:30 | No Data | No Data | No Data | No Data | 52.7535 | 60.5126 | No Data | No Data | No Data | No Data | 6.858 | 11.43 | No Data | No Data | 22.8 | 67.1869 | -7.735 | -13.7558 | 20.8 | 22.3222
2019-04-29 02:00 | No Data | No Data | No Data | No Data | 48.9082 | 59.0697 | No Data | No Data | No Data | No Data | 11.43 | 14.6375 | No Data | No Data | 14 | 65.5134 | -1.365 | -9.652 | 28.1 | 28.4271
2019-04-29 02:30 | No Data | No Data | No Data | No Data | 47.2602 | 57.7126 | No Data | No Data | No Data | No Data | 9.144 | 12.9316 | No Data | No Data | 9.2 | 63.0746 | 4.095 | 9.1567 | 28.8 | 28.9884
2019-04-29 03:00 | No Data | No Data | No Data | No Data | 43.7812 | 54.9 | No Data | No Data | No Data | No Data | 12.573 | 15.5465 | No Data | No Data | 7.2 | 63.6088 | 5.46 | 10.1741 | 28.8 | 29.0629
2019-04-29 03:30 | No Data | No Data | No Data | No Data | 41.7792 | 55.8604 | No Data | No Data | No Data | No Data | 11.43 | 14.6375 | No Data | No Data | 7.6 | 63.6553 | 2.275 | 9.3801 | 26.8 | 27.7519
2019-04-29 04:00 | No Data | No Data | No Data | No Data | 43.415 | 57.0942 | No Data | No Data | No Data | No Data | 12.573 | 15.5465 | No Data | No Data | 8.8 | 63.8097 | 3.185 | 10.5045 | 26 | 26.7002
2019-04-29 04:30 | No Data | No Data | No Data | No Data | 41.7792 | 55.8604 | No Data | No Data | No Data | No Data | 8.001 | 12.1503 | No Data | No Data | 13.6 | 64.6467 | 0 | 10.1026 | 22.4 | 22.4056
2019-04-29 05:00 | No Data | No Data | No Data | No Data | 43.476 | 57.1406 | No Data | No Data | No Data | No Data | 4.572 | 8.2423 | No Data | No Data | 16.4 | 65.2932 | -3.64 | -11.5107 | 21 | 21.1729
2019-04-29 05:30 | No Data | No Data | No Data | No Data | 45.1606 | 58.4326 | No Data | No Data | No Data | No Data | 9.144 | 12.1503 | No Data | No Data | 19.6 | 66.5516 | -5.915 | -12.4191 | 20.4 | 20.9122
2019-04-29 06:00 | No Data | No Data | No Data | No Data | 50.4952 | 61.539 | No Data | No Data | No Data | No Data | 13.716 | 16.4846 | No Data | No Data | 20 | 65.146 | -5.46 | -11.005 | 22.9 | 24.4969
2019-04-29 06:30 | No Data | No Data | No Data | No Data | 59.3088 | 66.1422 | No Data | No Data | No Data | No Data | 13.716 | 17.145 | No Data | No Data | 21.6 | 64.8999 | -8.645 | -12.8854 | 25.3 | 28.8669
2019-04-29 07:00 | No Data | No Data | No Data | No Data | 64.5457 | 69.3001 | No Data | No Data | No Data | No Data | 13.716 | 16.4846 | No Data | No Data | 4 | 56.9407 | 11.83 | 13.0292 | 24.4 | 32.6535
2019-04-29 07:30 | No Data | No Data | No Data | No Data | 60.2853 | 65.3505 | No Data | No Data | No Data | No Data | 6.858 | 9.6987 | No Data | No Data | 8 | 66.4831 | 0 | 8.19 | 29.1 | 41.0124
2019-04-29 08:00 | No Data | No Data | No Data | No Data | 60.383 | 64.569 | No Data | No Data | No Data | No Data | -18.288 | -18.288 | No Data | No Data | -8.4 | -57.8135 | -25.935 | -29.3078 | -16.2 | -22.9811
2019-04-29 08:30 | No Data | No Data | No Data | No Data | 56.2325 | 60.7054 | No Data | No Data | No Data | No Data | -50.292 | -51.1165 | No Data | No Data | -16.4 | -54.9065 | -56.42 | -61.1802 | -65.9 | -65.9219
2019-04-29 09:00 | No Data | No Data | No Data | No Data | 52.9 | 58.3057 | No Data | No Data | No Data | No Data | -65.151 | -66.824 | No Data | No Data | -11.6 | -54.45 | -70.07 | -75.2004 | -87.5 | -87.8124
2019-04-29 09:30 | No Data | No Data | No Data | No Data | 49.4697 | 55.2123 | No Data | No Data | No Data | No Data | -68.58 | -70.4222 | No Data | No Data | -15.2 | -56.4836 | -69.16 | -74.5214 | -90.7 | -91.4012
2019-04-29 10:00 | No Data | No Data | No Data | No Data | 49.4697 | 55.2123 | No Data | No Data | No Data | No Data | -70.866 | -72.9105 | No Data | No Data | -8 | -54.5894 | -74.165 | -79.8444 | -97.3 | -98.4042
2019-04-29 10:30 | No Data | No Data | No Data | No Data | 47.6753 | 54.4545 | No Data | No Data | No Data | No Data | -75.438 | -77.9003 | No Data | No Data | -4 | -55.3447 | -78.715 | -84.5774 | -102.2 | -103.0618
2019-04-29 11:00 | No Data | No Data | No Data | No Data | 45.9785 | 54.2099 | No Data | No Data | No Data | No Data | -77.724 | -80.4009 | No Data | No Data | -2.4 | -56.1156 | -77.35 | -83.1406 | -101.8 | -102.7856
2019-04-29 11:30 | No Data | No Data | No Data | No Data | 45.9297 | 54.1685 | No Data | No Data | No Data | No Data | -72.009 | -74.295 | No Data | No Data | -6.4 | -57.1594 | -72.345 | -77.9857 | -96.1 | -97.4393
2019-04-29 12:00 | No Data | No Data | No Data | No Data | 44.2939 | 52.7887 | No Data | No Data | No Data | No Data | -70.866 | -72.9105 | No Data | No Data | -10 | -58.0675 | -70.525 | -76.1279 | -95.4 | -97.7609
2019-04-29 12:30 | No Data | No Data | No Data | No Data | 46.1372 | 54.3446 | No Data | No Data | No Data | No Data | -68.58 | -70.6907 | No Data | No Data | -10 | -55.3852 | -70.525 | -75.4614 | -95 | -97.3586
2019-04-29 13:00 | No Data | No Data | No Data | No Data | 46.1372 | 54.3446 | No Data | No Data | No Data | No Data | -65.151 | -67.0874 | No Data | No Data | -17.2 | -56.2921 | -65.52 | -70.635 | -91.4 | -93.8264
2019-04-29 13:30 | No Data | No Data | No Data | No Data | 46.1372 | 54.3446 | No Data | No Data | No Data | No Data | -61.722 | -63.4854 | No Data | No Data | -20.8 | -56.7493 | -65.52 | -70.635 | -91.6 | -93.9541
2019-04-29 14:00 | No Data | No Data | No Data | No Data | 48.2368 | 56.1381 | No Data | No Data | No Data | No Data | -60.579 | -62.3747 | No Data | No Data | -11.2 | -55.9328 | -74.165 | -79.677 | -78 | -79.939
2019-04-29 14:30 | No Data | No Data | No Data | No Data | 46.6011 | 54.7389 | No Data | No Data | No Data | No Data | -60.579 | -62.1124 | No Data | No Data | -14 | -56.1726 | -73.71 | -79.2536 | -77.3 | -79.0623
2019-04-29 15:00 | No Data | No Data | No Data | No Data | 48.3345 | 56.222 | No Data | No Data | No Data | No Data | -57.15 | -58.7729 | No Data | No Data | -15.6 | -55.0563 | -73.71 | -79.0876 | -76.1 | -77.8682
2019-04-29 15:30 | No Data | No Data | No Data | No Data | 46.8574 | 54.017 | No Data | No Data | No Data | No Data | -56.007 | -57.4009 | No Data | No Data | -25.6 | -55.8168 | -63.245 | -68.016 | -88.7 | -90.971
2019-04-29 16:00 | No Data | No Data | No Data | No Data | 52.1798 | 58.6937 | No Data | No Data | No Data | No Data | -51.435 | -52.4536 | No Data | No Data | -26.8 | -57.0824 | -60.97 | -65.3998 | -81.6 | -82.8958
2019-04-29 16:30 | No Data | No Data | No Data | No Data | 58.2345 | 64.1364 | No Data | No Data | No Data | No Data | -33.147 | -33.6361 | No Data | No Data | -30.4 | -59.5449 | -46.865 | -50.4414 | -52 | -52.1775
2019-04-29 17:00 | No Data | No Data | No Data | No Data | 63.4592 | 68.2533 | No Data | No Data | No Data | No Data | -2.286 | -4.1211 | No Data | No Data | -23.6 | -59.6657 | -5.915 | -10.8534 | 7.6 | 15.145
2019-04-29 17:30 | No Data | No Data | No Data | No Data | 68.6961 | 73.1478 | No Data | No Data | No Data | No Data | 16.002 | 17.8908 | No Data | No Data | -11.2 | -61.823 | 16.38 | 16.38 | 46.6 | 54.9927
2019-04-29 18:00 | No Data | No Data | No Data | No Data | 73.7133 | 76.7243 | No Data | No Data | No Data | No Data | 19.431 | 21.475 | No Data | No Data | -19.2 | -61.4752 | 31.395 | 31.4247 | 38.7 | 56.5984
2019-04-29 18:30 | No Data | No Data | No Data | No Data | 77.0459 | 79.41 | No Data | No Data | No Data | No Data | 25.146 | 27.1688 | No Data | No Data | -24.4 | -56.7168 | 35.035 | 35.0616 | 43.9 | 58.0621
2019-04-29 19:00 | No Data | No Data | No Data | No Data | 73.2006 | 75.685 | No Data | No Data | No Data | No Data | 21.717 | 23.5635 | No Data | No Data | -20 | -57.5847 | 30.485 | 30.5698 | 38.2 | 51.4884
2019-04-29 19:30 | No Data | No Data | No Data | No Data | 59.1623 | 62.2098 | No Data | No Data | No Data | No Data | 18.288 | 20.4466 | No Data | No Data | -6.8 | -56.8085 | 18.2 | 18.7601 | 48.4 | 57.639
2019-04-29 20:00 | No Data | No Data | No Data | No Data | 49.6773 | 53.2702 | No Data | No Data | No Data | No Data | 27.432 | 29.718 | No Data | No Data | -3.2 | -58.887 | 13.65 | 14.7015 | 44.1 | 50.7922
2019-04-29 20:30 | No Data | No Data | No Data | No Data | 35.4681 | 40.3469 | No Data | No Data | No Data | No Data | 28.575 | 31.2188 | No Data | No Data | 0.8 | 59.6215 | 10.01 | 12.1153 | 38.6 | 43.5198
2019-04-29 21:00 | No Data | No Data | No Data | No Data | 24.8112 | 31.3924 | No Data | No Data | No Data | No Data | 38.862 | 41.2115 | No Data | No Data | 6.4 | 61.9316 | 2.73 | 8.5487 | 32.2 | 36.6005
2019-04-29 21:30 | No Data | No Data | No Data | No Data | 21.1124 | 28.5591 | No Data | No Data | No Data | No Data | 46.863 | 49.9008 | No Data | No Data | 12.8 | 64.0912 | -0.91 | -9.5982 | 30 | 32.9801
2019-04-29 22:00 | No Data | No Data | No Data | No Data | 17.5845 | 27.2892 | No Data | No Data | No Data | No Data | 51.435 | 53.8667 | No Data | No Data | 18 | 65.3287 | -5.005 | -12.4274 | 25.9 | 27.4274
2019-04-29 22:30 | No Data | No Data | No Data | No Data | 15.9854 | 26.2872 | No Data | No Data | No Data | No Data | 51.435 | 53.8667 | No Data | No Data | 24.8 | 69.7573 | -11.375 | -16.7425 | 22.2 | 24.956
2019-04-29 23:00 | No Data | No Data | No Data | No Data | 16.4492 | 26.5718 | No Data | No Data | No Data | No Data | 56.007 | 58.5725 | No Data | No Data | 23.2 | 67.3237 | -8.645 | -14.6521 | 28.4 | 31.1925
2019-04-29 23:30 | No Data | No Data | No Data | No Data | 37.2625 | 42.8339 | No Data | No Data | No Data | No Data | 67.437 | 70.5056 | No Data | No Data | 24.4 | 66.2565 | -5.46 | -12.2089 | 40.2 | 46.0831
2019-04-30 | No Data | No Data | No Data | No Data | 29.1691 | 36.0151 | No Data | No Data | No Data | No Data | 68.58 | 71.2796 | No Data | No Data | 21.6 | 66.7892 | -4.55 | -12.2513 | 37.2 | 40.0731
2019-04-30 00:30 | No Data | No Data | No Data | No Data | 13.5805 | 23.6238 | No Data | No Data | No Data | No Data | 61.722 | 64.059 | No Data | No Data | 29.6 | 71.2404 | -13.65 | -19.304 | 23.8 | 25.8936
2019-04-30 01:00 | No Data | No Data | No Data | No Data | 0.0061036 | 17.792 | No Data | No Data | No Data | No Data | 53.721 | 56.3906 | No Data | No Data | 36 | 73.7791 | -21.385 | -25.1282 | 10.6 | 11.9883
2019-04-30 01:30 | No Data | No Data | No Data | No Data | -4.3153 | -18.3078 | No Data | No Data | No Data | No Data | 52.578 | 55.3028 | No Data | No Data | 32 | 71.1966 | -17.29 | -21.21 | 23.8 | 24.3403
2019-04-30 02:00 | No Data | No Data | No Data | No Data | -7.953 | -20.1932 | No Data | No Data | No Data | No Data | 52.578 | 55.6677 | No Data | No Data | 33.2 | 72.4541 | -20.93 | -23.8213 | 17.1 | 17.9869
2019-04-30 02:30 | No Data | No Data | No Data | No Data | -3.3875 | -20.5392 | No Data | No Data | No Data | No Data | 43.434 | 45.9054 | No Data | No Data | 37.6 | 74.9186 | -23.66 | -26.4527 | 11.9 | 12.6194
2019-04-30 03:00 | No Data | No Data | No Data | No Data | -12.2133 | -26.6513 | No Data | No Data | No Data | No Data | 51.435 | 54.2173 | No Data | No Data | 35.2 | 73.0414 | -22.75 | -25.2351 | 13.1 | 13.64
2019-04-30 03:30 | No Data | No Data | No Data | No Data | -17.023 | -27.7811 | No Data | No Data | No Data | No Data | 52.578 | 55.3028 | No Data | No Data | 31.2 | 71.2 | -20.475 | -22.7909 | 14.7 | 15.4029
2019-04-30 04:00 | No Data | No Data | No Data | No Data | -20.5631 | -30.0807 | No Data | No Data | No Data | No Data | 48.006 | 50.6028 | No Data | No Data | 36.4 | 73.6272 | -26.39 | -29.1093 | 7.2 | 8.5983
2019-04-30 04:30 | No Data | No Data | No Data | No Data | -14.9233 | -26.5464 | No Data | No Data | No Data | No Data | 46.863 | 49.5197 | No Data | No Data | 41.2 | 78.1435 | -32.76 | -35.6675 | 1.6 | 5.0596
2019-04-30 05:00 | No Data | No Data | No Data | No Data | -16.7178 | -28.9136 | No Data | No Data | No Data | No Data | 38.862 | 41.2115 | No Data | No Data | 51.6 | 85.3613 | -41.405 | -44.6967 | -7.6 | -9.4403
2019-04-30 05:30 | No Data | No Data | No Data | No Data | -20.7218 | -27.552 | No Data | No Data | No Data | No Data | 35.433 | 37.9951 | No Data | No Data | 51.6 | 85.043 | -41.405 | -44.87 | -5.2 | -9.2087
2019-04-30 06:00 | No Data | No Data | No Data | No Data | -19.0738 | -24.158 | No Data | No Data | No Data | No Data | 38.862 | 41.2115 | No Data | No Data | 53.6 | 86.0233 | -43.225 | -46.3877 | -12.5 | -16.0078
2019-04-30 06:30 | No Data | No Data | No Data | No Data | -16.8765 | -18.9971 | No Data | No Data | No Data | No Data | 32.004 | 34.8193 | No Data | No Data | 65.6 | 93.3398 | -53.235 | -56.409 | -18.5 | -22.8432
2019-04-30 07:00 | No Data | No Data | No Data | No Data | -17.5967 | -17.7611 | No Data | No Data | No Data | No Data | 25.146 | 28.6435 | No Data | No Data | 66.4 | 93.6214 | -51.87 | -55.1226 | -13.8 | -27.7714
2019-04-30 07:30 | No Data | No Data | No Data | No Data | -18.6709 | -19.0542 | No Data | No Data | No Data | No Data | 3.429 | 9.7658 | No Data | No Data | 82.8 | 105.1422 | -71.435 | -74.5673 | -39.8 | -43.4775
2019-04-30 08:00 | No Data | No Data | No Data | No Data | -20.5142 | -20.8726 | No Data | No Data | No Data | No Data | -22.86 | -23.3127 | No Data | No Data | 45.2 | 76.0821 | -81.9 | -85.772 | -87.3 | -87.5964
2019-04-30 08:30 | No Data | No Data | No Data | No Data | -26.6178 | -26.6178 | No Data | No Data | No Data | No Data | -16.002 | -16.6423 | No Data | No Data | 21.6 | 60.0213 | -102.83 | -108.6345 | -87.3 | -87.3207
2019-04-30 09:00 | No Data | No Data | No Data | No Data | -26.7155 | -28.51 | No Data | No Data | No Data | No Data | 1.143 | 8.0822 | No Data | No Data | 12.4 | 61.2679 | -63.245 | -67.2123 | -80.8 | -80.9938
2019-04-30 09:30 | No Data | No Data | No Data | No Data | -27.6921 | -29.4271 | No Data | No Data | No Data | No Data | -27.432 | -27.4558 | No Data | No Data | 12.8 | 57.4442 | -96.915 | -102.8994 | -123.2 | -124.3
2019-04-30 10:00 | No Data | No Data | No Data | No Data | -33.4295 | -34.8663 | No Data | No Data | No Data | No Data | -26.289 | -26.3138 | No Data | No Data | 26 | 65.3911 | -104.195 | -111.3003 | -128.1 | -128.1337
2019-04-30 10:30 | No Data | No Data | No Data | No Data | -42.4018 | -42.4738 | No Data | No Data | No Data | No Data | -34.29 | -34.3661 | No Data | No Data | 48.8 | 77.0299 | -120.12 | -127.8153 | -142.9 | -144.8357
2019-04-30 11:00 | No Data | No Data | No Data | No Data | -56.8673 | -57.0077 | No Data | No Data | No Data | No Data | -50.292 | -50.7574 | No Data | No Data | 61.6 | 86.8332 | -137.865 | -146.5143 | -145.2 | -147.8751
2019-04-30 11:30 | No Data | No Data | No Data | No Data | -56.1959 | -56.1959 | No Data | No Data | No Data | No Data | -54.864 | -55.1609 | No Data | No Data | 48.4 | 74.9293 | -137.41 | -145.7798 | -160.5 | -163.4097
2019-04-30 12:00 | No Data | No Data | No Data | No Data | -55.0729 | -55.0729 | No Data | No Data | No Data | No Data | -35.433 | -35.5067 | No Data | No Data | 64 | 89.9458 | -113.75 | -119.1579 | -138.8 | -140.1131
2019-04-30 12:30 | No Data | No Data | No Data | No Data | -56.3546 | -56.38 | No Data | No Data | No Data | No Data | -48.006 | -48.1283 | No Data | No Data | 60 | 85.1361 | -122.85 | -129.0701 | -138.8 | -141.123
2019-04-30 13:00 | No Data | No Data | No Data | No Data | -50.6539 | -50.6539 | No Data | No Data | No Data | No Data | -51.435 | -51.6378 | No Data | No Data | 65.6 | 89.4427 | -130.13 | -137.5576 | -142.1 | -144.4411
2019-04-30 13:30 | No Data | No Data | No Data | No Data | -43.2319 | -43.2654 | No Data | No Data | No Data | No Data | -43.434 | -43.449 | No Data | No Data | 54.8 | 80.6702 | -125.125 | -131.3753 | -124.7 | -126.4892
2019-04-30 14:00 | No Data | No Data | No Data | No Data | -42.7192 | -42.9209 | No Data | No Data | No Data | No Data | -38.862 | -38.862 | No Data | No Data | 57.2 | 82.8966 | -113.75 | -118.89 | -127.4 | -129.7155
2019-04-30 14:30 | No Data | No Data | No Data | No Data | -42.8656 | -43.0528 | No Data | No Data | No Data | No Data | -40.005 | -40.0213 | No Data | No Data | 46.4 | 74.2762 | -123.76 | -130.7941 | -127 | -128.7904
2019-04-30 15:00 | No Data | No Data | No Data | No Data | -38.8739 | -39.0398 | No Data | No Data | No Data | No Data | -29.718 | -30.0676 | No Data | No Data | 45.6 | 74.094 | -101.92 | -106.252 | -108.5 | -109.6444
2019-04-30 15:30 | No Data | No Data | No Data | No Data | -34.8211 | -35.0281 | No Data | No Data | No Data | No Data | -12.573 | -15.5465 | No Data | No Data | 59.6 | 85.426 | -88.27 | -91.6257 | -82.3 | -82.6879
2019-04-30 16:00 | No Data | No Data | No Data | No Data | -32.4651 | -32.9174 | No Data | No Data | No Data | No Data | -4.572 | -13.3785 | No Data | No Data | 51.6 | 79.7446 | -84.175 | -87.315 | -78.2 | -78.3181
2019-04-30 16:30 | No Data | No Data | No Data | No Data | -28.1071 | -28.3567 | No Data | No Data | No Data | No Data | 42.291 | 46.5413 | No Data | No Data | 26 | 67.9694 | -40.95 | -43.616 | -19.8 | -21.3776
2019-04-30 17:00 | No Data | No Data | No Data | No Data | -21.4908 | -21.8162 | No Data | No Data | No Data | No Data | 44.577 | 48.6279 | No Data | No Data | 25.6 | 74.1587 | -24.115 | -25.3252 | -24.6 | -25.3748
2019-04-30 17:30 | No Data | No Data | No Data | No Data | -14.9722 | -16.1708 | No Data | No Data | No Data | No Data | 25.146 | 31.093 | No Data | No Data | 53.6 | 85.9581 | -45.5 | -46.2312 | -40.6 | -42.7142
2019-04-30 18:00 | No Data | No Data | No Data | No Data | -8.7709 | -11.954 | No Data | No Data | No Data | No Data | 30.861 | 36.4687 | No Data | No Data | 51.6 | 81.8994 | -41.405 | -43.0618 | -34.7 | -38.6405
2019-04-30 18:30 | No Data | No Data | No Data | No Data | -1.3855 | -7.9766 | No Data | No Data | No Data | No Data | 57.15 | 61.1371 | No Data | No Data | 34.4 | 73.0118 | -25.935 | -28.5057 | 6.7 | 25.3032
2019-04-30 19:00 | No Data | No Data | No Data | No Data | -9.7963 | -12.5568 | No Data | No Data | No Data | No Data | 46.863 | 51.1804 | No Data | No Data | 41.6 | 78.3551 | -31.85 | -35.0202 | -1.9 | -20.2633
2019-04-30 19:30 | No Data | No Data | No Data | No Data | -11.7006 | -14.0929 | No Data | No Data | No Data | No Data | 43.434 | 47.1271 | No Data | No Data | 48.8 | 84.0238 | -39.585 | -43.3804 | -10.9 | -19.7752
2019-04-30 20:00 | No Data | No Data | No Data | No Data | -8.2094 | -12.7813 | No Data | No Data | No Data | No Data | 34.29 | 37.84 | No Data | No Data | 60.8 | 93.3235 | -50.05 | -54.7911 | -24 | -26.3822
2019-04-30 20:30 | No Data | No Data | No Data | No Data | -14.7768 | -16.7065 | No Data | No Data | No Data | No Data | 34.29 | 37.84 | No Data | No Data | 59.2 | 92.5963 | -52.325 | -57.0567 | -24.5 | -26.9804
2019-04-30 21:00 | No Data | No Data | No Data | No Data | -19.44 | -20.9443 | No Data | No Data | No Data | No Data | 41.148 | 44.577 | No Data | No Data | 52.4 | 87.44 | -44.59 | -48.8781 | -18.1 | -20.9755
2019-04-30 21:30 | No Data | No Data | No Data | No Data | -15.436 | -18.4208 | No Data | No Data | No Data | No Data | 41.148 | 44.577 | No Data | No Data | 59.6 | 92.5462 | -48.23 | -52.9445 | -19.6 | -21.7375
2019-04-30 22:00 | No Data | No Data | No Data | No Data | -22.4063 | -23.3507 | No Data | No Data | No Data | No Data | 38.862 | 42.4759 | No Data | No Data | 58.4 | 92.7069 | -50.05 | -54.9779 | -21.7 | -21.9203
2019-04-30 22:30 | No Data | No Data | No Data | No Data | -24.1032 | -24.9835 | No Data | No Data | No Data | No Data | 44.577 | 47.7604 | No Data | No Data | 51.6 | 88.256 | -42.77 | -47.6166 | -9.9 | -12.4201
2019-04-30 23:00 | No Data | No Data | No Data | No Data | -22.6627 | -23.1713 | No Data | No Data | No Data | No Data | 45.72 | 49.2419 | No Data | No Data | 50.4 | 86.5813 | -39.585 | -44.5668 | -5.1 | -9.4874
2019-04-30 23:30 | No Data | No Data | No Data | No Data | -7.6967 | -10.1218 | No Data | No Data | No Data | No Data | 48.006 | 51.7894 | No Data | No Data | 53.6 | 87.6037 | -39.585 | -44.1561 | 4.3 | 17.0511
2019-05-01 | No Data | No Data | No Data | No Data | -9.5888 | -11.6257 | No Data | No Data | No Data | No Data | 51.435 | 54.5895 | No Data | No Data | 48.4 | 84.7745 | -35.49 | -40.308 | 4.6 | 11.6469
2019-05-01 00:30 | No Data | No Data | No Data | No Data | -20.2579 | -21.2977 | No Data | No Data | No Data | No Data | 52.578 | 56.0536 | No Data | No Data | 52 | 85.9218 | -38.675 | -43.7605 | 5.1 | 10.7824
2019-05-01 01:00 | No Data | No Data | No Data | No Data | -25.8976 | -26.657 | No Data | No Data | No Data | No Data | 58.293 | 61.4462 | No Data | No Data | 50.4 | 85.2854 | -38.22 | -42.9367 | 2 | 11.7958
2019-05-01 01:30 | No Data | No Data | No Data | No Data | -33.0266 | -33.6439 | No Data | No Data | No Data | No Data | 54.864 | 58.5948 | No Data | No Data | 45.6 | 82.2066 | -34.58 | -38.6616 | 4.2 | 10.7541
2019-05-01 02:00 | No Data | No Data | No Data | No Data | -29.9504 | -30.6503 | No Data | No Data | No Data | No Data | 58.293 | 61.8172 | No Data | No Data | 47.6 | 82.6772 | -36.4 | -40.1046 | -1.9 | -5.9135
2019-05-01 02:30 | No Data | No Data | No Data | No Data | -26.1051 | -26.9052 | No Data | No Data | No Data | No Data | 46.863 | 49.9008 | No Data | No Data | 54.4 | 89.6036 | -41.86 | -47.4271 | -7.6 | -7.6942
2019-05-01 03:00 | No Data | No Data | No Data | No Data | -28.4123 | -30.2247 | No Data | No Data | No Data | No Data | 56.007 | 58.9172 | No Data | No Data | 55.2 | 89.4606 | -42.315 | -47.4118 | -9.4 | -11.0693
2019-05-01 03:30 | No Data | No Data | No Data | No Data | -35.5413 | -36.1156 | No Data | No Data | No Data | No Data | 51.435 | 54.2173 | No Data | No Data | 67.6 | 98.1794 | -51.87 | -57.395 | -20.4 | -20.6652
2019-05-01 04:00 | No Data | No Data | No Data | No Data | -44.0009 | -44.4661 | No Data | No Data | No Data | No Data | 58.293 | 60.762 | No Data | No Data | 62.8 | 95.2386 | -49.14 | -54.5393 | -17.4 | -18.3412
2019-05-01 04:30 | No Data | No Data | No Data | No Data | -45.2216 | -45.4671 | No Data | No Data | No Data | No Data | 51.435 | 54.5895 | No Data | No Data | 58.8 | 92.033 | -45.5 | -50.4701 | -12.7 | -13.4406
2019-05-01 05:00 | No Data | No Data | No Data | No Data | -43.8422 | -43.947 | No Data | No Data | No Data | No Data | 45.72 | 48.4395 | No Data | No Data | 51.6 | 86.3203 | -38.22 | -43.3589 | -13.7 | -15.5271
2019-05-01 05:30 | No Data | No Data | No Data | No Data | -42.0478 | -42.2283 | No Data | No Data | No Data | No Data | 44.577 | 47.3621 | No Data | No Data | 62.4 | 94.6742 | -46.865 | -53.3438 | -22 | -22.4758
2019-05-01 06:00 | No Data | No Data | No Data | No Data | -38.0438 | -38.4841 | No Data | No Data | No Data | No Data | 38.862 | 40.8453 | No Data | No Data | 62 | 95.6234 | -47.32 | -54.4044 | -22 | -23.4094
2019-05-01 06:30 | No Data | No Data | No Data | No Data | -35.1263 | -35.2201 | No Data | No Data | No Data | No Data | 41.148 | 43.026 | No Data | No Data | 67.2 | 100.8508 | -52.78 | -60.2802 | -21.3 | -22.3305
2019-05-01 07:00 | No Data | No Data | No Data | No Data | -39.1302 | -39.14 | No Data | No Data | No Data | No Data | 16.002 | 17.8908 | No Data | No Data | 89.2 | 114.6326 | -72.345 | -79.2301 | -39.3 | -39.5455
2019-05-01 07:30 | No Data | No Data | No Data | No Data | -27.4357 | -27.7961 | No Data | No Data | No Data | No Data | 69.723 | 71.8001 | No Data | No Data | 29.6 | 75.6328 | -19.11 | -27.6766 | 9.9 | 12.1828
2019-05-01 08:00 | No Data | No Data | No Data | No Data | -23.5904 | -24.0087 | No Data | No Data | No Data | No Data | 62.865 | 65.7995 | No Data | No Data | 32.4 | 82.2504 | -30.94 | -34.7978 | -6.4 | -5.5471
2019-05-01 08:30 | No Data | No Data | No Data | No Data | -21.3321 | -22.3509 | No Data | No Data | No Data | No Data | 58.293 | 61.0944 | No Data | No Data | 10.4 | 74.7272 | -35.945 | -40.4976 | -20.8 | -20.8
2019-05-01 09:00 | No Data | No Data | No Data | No Data | -33.5882 | -33.7338 | No Data | No Data | No Data | No Data | 50.292 | 52.7764 | No Data | No Data | 16 | 68.6894 | -32.76 | -39.8846 | -41 | -41.3541
2019-05-01 09:30 | No Data | No Data | No Data | No Data | -46.4546 | -46.4546 | No Data | No Data | No Data | No Data | 27.432 | 30.1761 | No Data | No Data | 22 | 70.3295 | -65.065 | -70.9173 | -89.8 | -87.1212
2019-05-01 10:00 | No Data | No Data | No Data | No Data | -54.4991 | -54.8854 | No Data | No Data | No Data | No Data | -4.572 | -6.4658 | No Data | No Data | 30 | 70.6824 | -106.015 | -114.1479 | -110.5 | -112.4406
2019-05-01 10:30 | No Data | No Data | No Data | No Data | -57.38 | -57.8588 | No Data | No Data | No Data | No Data | 9.144 | 12.9316 | No Data | No Data | 38 | 77.5484 | -88.725 | -95.2255 | -92 | -93.5575
2019-05-01 11:00 | No Data | No Data | No Data | No Data | -61.8845 | -62.3287 | No Data | No Data | No Data | No Data | -26.289 | -26.3138 | No Data | No Data | 87.2 | 111.0733 | -118.3 | -125.7941 | -138.5 | -141.7331
2019-05-01 11:30 | No Data | No Data | No Data | No Data | -55.5856 | -56.0797 | No Data | No Data | No Data | No Data | 30.861 | 32.9097 | No Data | No Data | 10 | 68.3356 | -60.515 | -65.319 | -72.6 | -74.0733
2019-05-01 12:00 | No Data | No Data | No Data | No Data | -60.2976 | -60.975 | No Data | No Data | No Data | No Data | -33.147 | -33.2257 | No Data | No Data | 79.2 | 101.8265 | -126.49 | -131.2231 | -138.3 | -141.8419
2019-05-01 12:30 | No Data | No Data | No Data | No Data | -60.09 | -60.7698 | No Data | No Data | No Data | No Data | -33.147 | -33.147 | No Data | No Data | 78 | 101.1502 | -131.04 | -138.1283 | -135.3 | -139.1021
2019-05-01 13:00 | No Data | No Data | No Data | No Data | -56.3546 | -56.8421 | No Data | No Data | No Data | No Data | -25.146 | -25.2497 | No Data | No Data | 78.8 | 103.0456 | -124.215 | -129.6526 | -126.7 | -129.3402
2019-05-01 13:30 | No Data | No Data | No Data | No Data | -60.1999 | -60.7554 | No Data | No Data | No Data | No Data | -40.005 | -40.1517 | No Data | No Data | 102.4 | 124.9493 | -140.14 | -150.7335 | -140 | -142.1104
2019-05-01 14:00 | No Data | No Data | No Data | No Data | -54.2428 | -54.6309 | No Data | No Data | No Data | No Data | -16.002 | -16.6423 | No Data | No Data | 82 | 108.5976 | -107.38 | -114.444 | -126.2 | -128.1377
2019-05-01 14:30 | No Data | No Data | No Data | No Data | -47.3213 | -47.4982 | No Data | No Data | No Data | No Data | 2.286 | 8.3212 | No Data | No Data | 66.8 | 96.1815 | -99.19 | -105.8156 | -81.3 | -82.3171
2019-05-01 15:00 | No Data | No Data | No Data | No Data | -49.2256 | -49.4751 | No Data | No Data | No Data | No Data | -12.573 | -14.9029 | No Data | No Data | 59.6 | 88.6314 | -106.47 | -112.818 | -114.8 | -116.7776
2019-05-01 15:30 | No Data | No Data | No Data | No Data | -39.1791 | -39.1983 | No Data | No Data | No Data | No Data | -11.43 | -13.9521 | No Data | No Data | 68.8 | 96.1732 | -100.555 | -108.202 | -87.1 | -88.4509
2019-05-01 16:00 | No Data | No Data | No Data | No Data | -27.1305 | -27.5049 | No Data | No Data | No Data | No Data | -4.572 | -10.2233 | No Data | No Data | 42 | 77.5567 | -79.625 | -83.4649 | -68.1 | -69.1842
2019-05-01 16:30 | No Data | No Data | No Data | No Data | -12.4086 | -15.1955 | No Data | No Data | No Data | No Data | -10.287 | -14.548 | No Data | No Data | 40.4 | 81.5156 | -64.155 | -65.9938 | -64.2 | -66.188
2019-05-01 17:00 | No Data | No Data | No Data | No Data | 3.9368 | 15.8355 | No Data | No Data | No Data | No Data | 21.717 | 25.6857 | No Data | No Data | 32.4 | 79.6844 | -38.22 | -40.1459 | -16.7 | -17.6785
2019-05-01 17:30 | No Data | No Data | No Data | No Data | 4.1444 | 14.0588 | No Data | No Data | No Data | No Data | -3.429 | -10.8434 | No Data | No Data | 62.8 | 95.5397 | -56.42 | -58.0477 | -28.7 | -29.2412
2019-05-01 18:00 | No Data | No Data | No Data | No Data | 27.0695 | 34.5328 | No Data | No Data | No Data | No Data | 20.574 | 23.5358 | No Data | No Data | 20.4 | 70.9941 | -11.83 | -18.4092 | -8.2 | -8.2098
2019-05-01 18:30 | No Data | No Data | No Data | No Data | 32.8557 | 39.2334 | No Data | No Data | No Data | No Data | 5.715 | 8.9271 | No Data | No Data | 45.6 | 85.9023 | -38.675 | -44.87 | -17.8 | -17.8138
2019-05-01 19:00 | No Data | No Data | No Data | No Data | 16.3027 | 25.5681 | No Data | No Data | No Data | No Data | -10.287 | -12.3634 | No Data | No Data | 73.2 | 102.9563 | -64.61 | -69.7917 | -45.5 | -47.2392
2019-05-01 19:30 | No Data | No Data | No Data | No Data | 17.6822 | 26.4689 | No Data | No Data | No Data | No Data | 5.715 | 9.8325 | No Data | No Data | 55.6 | 92.56 | -48.685 | -54.5336 | -20.5 | -21.7947
2019-05-01 20:00 | No Data | No Data | No Data | No Data | 6.1463 | 15.7677 | No Data | No Data | No Data | No Data | 22.86 | 23.8665 | No Data | No Data | 42.4 | 87.0274 | -35.49 | -43.6895 | -8.6 | -10.1548
2019-05-01 20:30 | No Data | No Data | No Data | No Data | 16.7056 | 25.7896 | No Data | No Data | No Data | No Data | 18.288 | 19.1602 | No Data | No Data | 40 | 84.119 | -32.305 | -39.7754 | -6.7 | -8.242
2019-05-01 21:00 | No Data | No Data | No Data | No Data | 3.888 | 18.4624 | No Data | No Data | No Data | No Data | 34.29 | 36.1448 | No Data | No Data | 49.2 | 88.863 | -41.405 | -47.6883 | -17.3 | -19.3197
2019-05-01 21:30 | No Data | No Data | No Data | No Data | 20.148 | 27.0497 | No Data | No Data | No Data | No Data | 35.433 | 37.5976 | No Data | No Data | 58 | 94.9686 | -48.23 | -54.5469 | -20.5 | -22.8974
2019-05-01 22:00 | No Data | No Data | No Data | No Data | 11.2245 | 26.9099 | No Data | No Data | No Data | No Data | 36.576 | 38.6767 | No Data | No Data | 55.2 | 92.9628 | -48.23 | -54.5469 | -20.6 | -23.0764
2019-05-01 22:30 | No Data | No Data | No Data | No Data | 10.0404 | 26.4379 | No Data | No Data | No Data | No Data | 37.719 | 40.1354 | No Data | No Data | 60 | 94.648 | -50.05 | -55.3606 | -20 | -21.6539
2019-05-01 23:00 | No Data | No Data | No Data | No Data | -7.538 | -22.142 | No Data | No Data | No Data | No Data | 29.718 | 32.7305 | No Data | No Data | 78 | 107.2425 | -67.34 | -73.1871 | -33.2 | -34.6162
2019-05-01 23:30 | No Data | No Data | No Data | No Data | 1.3245 | 20.764 | No Data | No Data | No Data | No Data | 44.577 | 46.3162 | No Data | No Data | 74.4 | 107.7931 | -61.88 | -69.5957 | -18 | -18.265
2019-05-02 | No Data | No Data | No Data | No Data | 12.8115 | 24.3624 | No Data | No Data | No Data | No Data | 38.862 | 40.508 | No Data | No Data | 58.4 | 97.44 | -49.595 | -58.2151 | -10.6 | -10.6569
2019-05-02 00:30 | No Data | No Data | No Data | No Data | 12.604 | 27.4271 | No Data | No Data | No Data | No Data | 30.861 | 32.9097 | No Data | No Data | 60.4 | 97.7057 | -51.415 | -58.2133 | -17.8 | -20.1765
2019-05-02 01:00 | No Data | No Data | No Data | No Data | 7.3793 | 25.4994 | No Data | No Data | No Data | No Data | 19.431 | 21.986 | No Data | No Data | 66 | 100.3562 | -58.695 | -64.7332 | -29.7 | -31.3383
2019-05-02 01:30 | No Data | No Data | No Data | No Data | -2.8748 | -21.2709 | No Data | No Data | No Data | No Data | 40.005 | 42.291 | No Data | No Data | 46.4 | 86.3296 | -38.22 | -42.7313 | -0.4 | -5.4148
2019-05-02 02:00 | No Data | No Data | No Data | No Data | -4.6693 | -23.2463 | No Data | No Data | No Data | No Data | 51.435 | 54.2173 | No Data | No Data | 29.2 | 73.2699 | -23.205 | -26.922 | 11.7 | 12.0075
2019-05-02 02:30 | No Data | No Data | No Data | No Data | -5.1331 | -19.8585 | No Data | No Data | No Data | No Data | 66.294 | 68.7702 | No Data | No Data | 24.8 | 71.255 | -19.11 | -22.9674 | 13.4 | 13.5484
2019-05-02 03:00 | No Data | No Data | No Data | No Data | 0.0061036 | 20.6729 | No Data | No Data | No Data | No Data | 43.434 | 46.6954 | No Data | No Data | 10.4 | 64.05 | -5.005 | -9.5982 | 27.2 | 27.2413
2019-05-02 03:30 | No Data | No Data | No Data | No Data | 23.5294 | 40.8399 | No Data | No Data | No Data | No Data | 33.147 | 35.8727 | No Data | No Data | 12.4 | 64.405 | -6.825 | -10.3756 | 25.7 | 26.1262
2019-05-02 04:00 | No Data | No Data | No Data | No Data | 29.4255 | 45.6264 | No Data | No Data | No Data | No Data | 17.145 | 21.261 | No Data | No Data | 5.6 | 61.7867 | 0 | 5.915 | 30.8 | 31.4033
2019-05-02 04:30 | No Data | No Data | No Data | No Data | 26.0441 | 43.5225 | No Data | No Data | No Data | No Data | 19.431 | 23.144 | No Data | No Data | 6 | 61.5337 | 0 | 4.55 | 30.4 | 30.7026
2019-05-02 05:00 | No Data | No Data | No Data | No Data | 16.8154 | 38.6247 | No Data | No Data | No Data | No Data | 20.574 | 24.1116 | No Data | No Data | 10 | 62.8013 | -4.55 | -8.2026 | 26 | 26.2086
2019-05-02 05:30 | No Data | No Data | No Data | No Data | 14.8623 | 35.9386 | No Data | No Data | No Data | No Data | 25.146 | 28.6435 | No Data | No Data | 14 | 63.9512 | -8.645 | -11.302 | 24.2 | 24.5967
2019-05-02 06:00 | No Data | No Data | No Data | No Data | 11.5785 | 28.5577 | No Data | No Data | No Data | No Data | 21.717 | 25.094 | No Data | No Data | 10.8 | 63.7219 | -5.005 | -9.213 | 20.2 | 21.2822
2019-05-02 06:30 | No Data | No Data | No Data | No Data | 14.8135 | 28.333 | No Data | No Data | No Data | No Data | 19.431 | 22.5435 | No Data | No Data | 9.6 | 63.1341 | -3.185 | -8.7875 | 2 | 5.5714
2019-05-02 07:00 | No Data | No Data | No Data | No Data | 13.1655 | 25.5472 | No Data | No Data | No Data | No Data | 24.003 | 27.6455 | No Data | No Data | 12 | 64.7222 | -4.55 | -10.1741 | 2 | 10.198
2019-05-02 07:30 | No Data | No Data | No Data | No Data | -6.0609 | -17.1072 | No Data | No Data | No Data | No Data | 30.861 | 33.3239 | No Data | No Data | 6.8 | 64.0062 | -4.095 | -12.9495 | -0.7 | -14.3265
2019-05-02 08:00 | No Data | No Data | No Data | No Data | -4.3153 | -16.5693 | No Data | No Data | No Data | No Data | 43.434 | 47.1271 | No Data | No Data | -2 | -68.1175 | -1.82 | -5.3256 | -6.6 | -10.102
2019-05-02 08:30 | No Data | No Data | No Data | No Data | -5.2308 | -18.4982 | No Data | No Data | No Data | No Data | 36.576 | 39.479 | No Data | No Data | -6 | -63.086 | -11.83 | -18.063 | -3.3 | -9.3984
2019-05-02 09:00 | No Data | No Data | No Data | No Data | -6.8299 | -19.0123 | No Data | No Data | No Data | No Data | 30.861 | 34.2519 | No Data | No Data | -6.4 | -67.9023 | -20.93 | -23.2005 | -5.8 | -10.5394
2019-05-02 09:30 | No Data | No Data | No Data | No Data | -16.4614 | -22.8864 | No Data | No Data | No Data | No Data | 33.147 | 36.3251 | No Data | No Data | -7.6 | -62.0671 | -19.11 | -25.4678 | -14.7 | -16.0328
2019-05-02 10:00 | No Data | No Data | No Data | No Data | -26.4591 | -29.2036 | No Data | No Data | No Data | No Data | 33.147 | 36.3251 | No Data | No Data | -3.2 | -61.6117 | -41.405 | -45.6023 | -22.8 | -24.0973
2019-05-02 10:30 | No Data | No Data | No Data | No Data | -33.9422 | -34.5729 | No Data | No Data | No Data | No Data | 33.147 | 36.3251 | No Data | No Data | -7.2 | -62.0194 | -19.11 | -24.5868 | -14.5 | -16.371
2019-05-02 11:00 | No Data | No Data | No Data | No Data | -36.3592 | -36.4014 | No Data | No Data | No Data | No Data | 33.147 | 36.3251 | No Data | No Data | -21.6 | -63.0175 | -22.75 | -26.7678 | -28.7 | -29.0203
2019-05-02 11:30 | No Data | No Data | No Data | No Data | -44.1474 | -44.1474 | No Data | No Data | No Data | No Data | 33.147 | 36.3251 | No Data | No Data | -8.8 | -63.8097 | -31.85 | -36.9111 | -40.3 | -40.3279
2019-05-02 12:00 | No Data | No Data | No Data | No Data | -47.6387 | -47.9236 | No Data | No Data | No Data | No Data | 33.147 | 36.3251 | No Data | No Data | -30.8 | -64.262 | -42.315 | -48.0429 | -51.7 | -51.7557
2019-05-02 12:30 | No Data | No Data | No Data | No Data | -48.2979 | -48.6141 | No Data | No Data | No Data | No Data | 33.147 | 36.3251 | No Data | No Data | -18 | -64.176 | -50.505 | -55.9669 | -48.2 | -48.4691
2019-05-02 13:00 | No Data | No Data | No Data | No Data | -51.2276 | -51.7408 | No Data | No Data | No Data | No Data | 33.147 | 36.3251 | No Data | No Data | -25.6 | -65.6012 | -48.685 | -56.0408 | -36.4 | -37.8292
2019-05-02 13:30 | No Data | No Data | No Data | No Data | -51.5816 | -52.0913 | No Data | No Data | No Data | No Data | 33.147 | 36.3251 | No Data | No Data | -15.6 | -63.1569 | -65.975 | -73.6608 | -56 | -56.461
2019-05-02 14:00 | No Data | No Data | No Data | No Data | -55.1217 | -55.607 | No Data | No Data | No Data | No Data | 33.147 | 36.3251 | No Data | No Data | 2.4 | 67.2012 | -36.855 | -44.8054 | -28.3 | -33.169
2019-05-02 14:30 | No Data | No Data | No Data | No Data | -55.3292 | -56.5277 | No Data | No Data | No Data | No Data | 33.147 | 36.3251 | No Data | No Data | 5.6 | 66.6357 | -40.95 | -47.0678 | -24.2 | -28.8467
2019-05-02 15:00 | No Data | No Data | No Data | No Data | -55.0118 | -56.1649 | No Data | No Data | No Data | No Data | 33.147 | 36.3251 | No Data | No Data | -11.2 | -66.155 | -37.31 | -44.4249 | -22.8 | -27.3468
2019-05-02 15:30 | No Data | No Data | No Data | No Data | -52.3995 | -54.0044 | No Data | No Data | No Data | No Data | 33.147 | 36.3251 | No Data | No Data | -17.2 | -66.6573 | -35.945 | -43.54 | -13.1 | -17.9694
2019-05-02 16:00 | No Data | No Data | No Data | No Data | -44.3061 | -45.6938 | No Data | No Data | No Data | No Data | 33.147 | 36.3251 | No Data | No Data | 1.2 | 66.0109 | -22.75 | -30.0059 | -0.5 | -16.6075
2019-05-02 16:30 | No Data | No Data | No Data | No Data | -42.3529 | -43.8026 | No Data | No Data | No Data | No Data | 33.147 | 36.3251 | No Data | No Data | 16 | 75.3191 | -19.11 | -23.2228 | 2.3 | 21.0262
2019-05-02 17:00 | No Data | No Data | No Data | No Data | -36.3104 | -37.329 | No Data | No Data | No Data | No Data | 33.147 | 36.3251 | No Data | No Data | 6.4 | 67.1059 | -18.655 | -25.4353 | 7.5 | 20.9859
2019-05-02 17:30 | No Data | No Data | No Data | No Data | -25.1286 | -25.1609 | No Data | No Data | No Data | No Data | 33.147 | 36.3251 | No Data | No Data | 13.2 | 72.8066 | -12.285 | -15.0219 | 16.2 | 26.8403
2019-05-02 18:00 | No Data | No Data | No Data | No Data | -12.1523 | -13.2938 | No Data | No Data | No Data | No Data | 33.147 | 36.3251 | No Data | No Data | -0.8 | -70.4045 | 5.46 | 7.1073 | 11.1 | 23.7531
2019-05-02 18:30 | No Data | No Data | No Data | No Data | 7.2206 | 17.0413 | No Data | No Data | No Data | No Data | 33.147 | 36.3251 | No Data | No Data | -12 | -49.8654 | 19.11 | 21.1661 | 28.8 | 36.7947
2019-05-02 19:00 | No Data | No Data | No Data | No Data | 11.1147 | 19.1105 | No Data | No Data | No Data | No Data | 33.147 | 36.3251 | No Data | No Data | -5.2 | -49.474 | 10.92 | 13.65 | 40.6 | 46.1775
2019-05-02 19:30 | No Data | No Data | No Data | No Data | 6.3539 | 16.7942 | No Data | No Data | No Data | No Data | 33.147 | 36.3251 | No Data | No Data | -2.4 | -50.0576 | 8.19 | 10.3756 | 36.6 | 40.6553
2019-05-02 20:00 | No Data | No Data | No Data | No Data | 6.8666 | 17.0395 | No Data | No Data | No Data | No Data | 33.147 | 36.3251 | No Data | No Data | 1.6 | 51.6062 | 3.185 | 5.554 | 31.2 | 35.0179
2019-05-02 20:30 | No Data | No Data | No Data | No Data | 9.9916 | 20.6829 | No Data | No Data | No Data | No Data | 33.147 | 36.3251 | No Data | No Data | 2 | 51.239 | 3.64 | 5.8268 | 31.3 | 35.8113
2019-05-02 21:00 | No Data | No Data | No Data | No Data | 13.3242 | 25.5044 | No Data | No Data | No Data | No Data | 33.147 | 36.3251 | No Data | No Data | -2.8 | -49.679 | 7.735 | 10.9389 | 33.1 | 35.978
2019-05-02 21:30 | No Data | No Data | No Data | No Data | 17.4746 | 27.86 | No Data | No Data | No Data | No Data | 33.147 | 36.3251 | No Data | No Data | 2.8 | 50.4777 | 4.095 | 7.9592 | 33.4 | 35.6976
2019-05-02 22:00 | No Data | No Data | No Data | No Data | 17.1206 | 29.0693 | No Data | No Data | No Data | No Data | 33.147 | 36.3251 | No Data | No Data | 3.2 | 50.9007 | 2.73 | 5.7011 | 30.8 | 31.4178
2019-05-02 22:30 | No Data | No Data | No Data | No Data | 24.9577 | 34.2753 | No Data | No Data | No Data | No Data | 33.147 | 36.3251 | No Data | No Data | 5.6 | 51.5053 | 0 | 4.55 | 32.2 | 33.1313
2019-05-02 23:00 | No Data | No Data | No Data | No Data | 39.2645 | 47.9912 | No Data | No Data | No Data | No Data | 33.147 | 36.3251 | No Data | No Data | 9.6 | 52.4854 | -1.82 | -4.9005 | 31.9 | 33.0389
2019-05-02 23:30 | No Data | No Data | No Data | No Data | 56.6964 | 62.3514 | No Data | No Data | No Data | No Data | 33.147 | 36.3251 | No Data | No Data | 23.2 | 57.3062 | -14.56 | -15.0081 | 29.6 | 33.6953
2019-05-03 | No Data | No Data | No Data | No Data | 51.3619 | 57.5435 | No Data | No Data | No Data | No Data | 33.147 | 36.3251 | No Data | No Data | 25.6 | 60.4847 | -17.745 | -17.8902 | 21.2 | 22.2639
2019-05-03 00:30 | No Data | No Data | No Data | No Data | 42.5971 | 51.807 | No Data | No Data | No Data | No Data | 33.147 | 36.3251 | No Data | No Data | 26 | 60.2939 | -20.475 | -20.5205 | 14.9 | 16.3783
2019-05-03 01:00 | No Data | No Data | No Data | No Data | 35.5291 | 47.2728 | No Data | No Data | No Data | No Data | 33.147 | 36.3251 | No Data | No Data | 22.4 | 58.8313 | -16.38 | -16.6059 | 11.8 | 12.855
2019-05-03 01:30 | No Data | No Data | No Data | No Data | 37.2137 | 48.5516 | No Data | No Data | No Data | No Data | 33.147 | 36.3251 | No Data | No Data | 20.4 | 58.0992 | -14.105 | -14.4601 | 13.7 | 13.8452
2019-05-03 02:00 | No Data | No Data | No Data | No Data | 31.8303 | 45.9038 | No Data | No Data | No Data | No Data | 33.147 | 36.3251 | No Data | No Data | 14.8 | 62.9641 | -9.555 | -10.7865 | 26.3 | 26.6024
2019-05-03 02:30 | No Data | No Data | No Data | No Data | 24.9088 | 41.4057 | No Data | No Data | No Data | No Data | 33.147 | 36.3251 | No Data | No Data | 18 | 64.9443 | -14.105 | -15.6694 | 8.6 | 9.1417
2019-05-03 03:00 | No Data | No Data | No Data | No Data | 26.6545 | 43.7645 | No Data | No Data | No Data | No Data | 33.147 | 36.3251 | No Data | No Data | 21.2 | 65.903 | -15.925 | -17.7041 | 5.9 | 6.2626
2019-05-03 03:30 | No Data | No Data | No Data | No Data | 24.86 | 42.6953 | No Data | No Data | No Data | No Data | 33.147 | 36.3251 | No Data | No Data | 24.4 | 67.7466 | -18.655 | -20.195 | 12.7 | 12.8004
2019-05-03 04:00 | No Data | No Data | No Data | No Data | 30.0359 | 45.9023 | No Data | No Data | No Data | No Data | 33.147 | 36.3251 | No Data | No Data | 23.6 | 67.088 | -18.655 | -20.0252 | 11.3 | 11.3217
2019-05-03 04:30 | No Data | No Data | No Data | No Data | 26.5568 | 43.7051 | No Data | No Data | No Data | No Data | 33.147 | 36.3251 | No Data | No Data | 26 | 68.3392 | -20.475 | -22.0522 | 0 | 0
2019-05-03 05:00 | No Data | No Data | No Data | No Data | 26.5568 | 42.3415 | No Data | No Data | No Data | No Data | 33.147 | 36.3251 | No Data | No Data | 18.8 | 64.7877 | -12.285 | -13.8383 | 9.4 | 9.4
2019-05-03 05:30 | No Data | No Data | No Data | No Data | 24.7623 | 39.8958 | No Data | No Data | No Data | No Data | 33.147 | 36.3251 | No Data | No Data | 11.6 | 61.5038 | -6.37 | -7.8281 | 17 | 17.4416
2019-05-03 06:00 | No Data | No Data | No Data | No Data | 30.4997 | 42.1775 | No Data | No Data | No Data | No Data | 33.147 | 36.3251 | No Data | No Data | 14 | 61.6117 | -9.1 | -10.1741 | 18.6 | 20.2475
2019-05-03 06:30 | No Data | No Data | No Data | No Data | 37.2625 | 47.299 | No Data | No Data | No Data | No Data | 33.147 | 36.3251 | No Data | No Data | 15.6 | 60.4477 | -8.19 | -8.7875 | 21.8 | 26.9236
2019-05-03 07:00 | No Data | No Data | No Data | No Data | 35.2117 | 42.4109 | No Data | No Data | No Data | No Data | 33.147 | 36.3251 | No Data | No Data | 11.2 | 58.2862 | -1.365 | -1.9304 | 31.1 | 37.5261
2019-05-03 07:30 | No Data | No Data | No Data | No Data | 30.1946 | 38.3474 | No Data | No Data | No Data | No Data | 33.147 | 36.3251 | No Data | No Data | 14.8 | 58.6965 | -10.465 | -11.08 | 18 | 27.8108
2019-05-03 08:00 | No Data | No Data | No Data | No Data | 28.1437 | 36.7544 | No Data | No Data | No Data | No Data | 33.147 | 36.3251 | No Data | No Data | -23.6 | -55.6518 | 1.82 | 1.82 | 27.2 | 36.4071
2019-05-03 08:30 | No Data | No Data | No Data | No Data | 30.2922 | 38.4244 | No Data | No Data | No Data | No Data | 33.147 | 36.3251 | No Data | No Data | -28 | -59.7649 | -24.115 | -25.4678 | -8 | -13.8452
2019-05-03 09:00 | No Data | No Data | No Data | No Data | 34.2473 | 43.0327 | No Data | No Data | No Data | No Data | 33.147 | 36.3251 | No Data | No Data | -15.6 | -56.2082 | -46.41 | -49.0662 | -57.5 | -57.6126
2019-05-03 09:30 | No Data | No Data | No Data | No Data | 30.341 | 41.0783 | No Data | No Data | No Data | No Data | 33.147 | 36.3251 | No Data | No Data | 6.4 | 60.7381 | -33.215 | -35.5745 | -46.4 | -46.8257
2019-05-03 10:00 | No Data | No Data | No Data | No Data | 28.6564 | 40.1398 | No Data | No Data | No Data | No Data | 33.147 | 36.3251 | No Data | No Data | 6 | 61.0953 | -33.67 | -36.1632 | -49.7 | -50.1905
2019-05-03 10:30 | No Data | No Data | No Data | No Data | 17.5235 | 33.1222 | No Data | No Data | No Data | No Data | 33.147 | 36.3251 | No Data | No Data | 3.2 | 60.1611 | -30.94 | -33.1245 | -47.3 | -47.6665
2019-05-03 11:00 | No Data | No Data | No Data | No Data | 8.8075 | 27.7939 | No Data | No Data | No Data | No Data | 33.147 | 36.3251 | No Data | No Data | 49.2 | 82.6414 | -75.985 | -79.7198 | -93.5 | -95.3321
2019-05-03 11:30 | No Data | No Data | No Data | No Data | 1.6297 | 26.4118 | No Data | No Data | No Data | No Data | 33.147 | 36.3251 | No Data | No Data | 18.8 | 65.9369 | -45.5 | -48.5146 | -60.3 | -60.8823
2019-05-03 12:00 | No Data | No Data | No Data | No Data | -10.0526 | -24.4245 | No Data | No Data | No Data | No Data | 33.147 | 36.3251 | No Data | No Data | 35.2 | 73.0414 | -61.425 | -64.6052 | -79.7 | -80.4018
2019-05-03 12:30 | No Data | No Data | No Data | No Data | -12.1523 | -23.3204 | No Data | No Data | No Data | No Data | 33.147 | 36.3251 | No Data | No Data | 34 | 68.9638 | -60.515 | -62.4611 | -78 | -79.3546
2019-05-03 13:00 | No Data | No Data | No Data | No Data | -11.4443 | -21.2062 | No Data | No Data | No Data | No Data | 33.147 | 36.3251 | No Data | No Data | 8.4 | 57.0221 | -36.855 | -37.9618 | -55.7 | -56.4876
2019-05-03 13:30 | No Data | No Data | No Data | No Data | -8.8808 | -22.6793 | No Data | No Data | No Data | No Data | 33.147 | 36.3251 | No Data | No Data | 6 | 56.7183 | -34.58 | -35.7573 | -48.9 | -49.3042
2019-05-03 14:00 | No Data | No Data | No Data | No Data | -6.2562 | -22.1837 | No Data | No Data | No Data | No Data | 33.147 | 36.3251 | No Data | No Data | 5.2 | 57.0375 | -34.125 | -35.3175 | -52.5 | -53.033
2019-05-03 14:30 | No Data | No Data | No Data | No Data | -6.4149 | -22.229 | No Data | No Data | No Data | No Data | 33.147 | 36.3251 | No Data | No Data | -3.6 | -55.3173 | -25.025 | -25.939 | -42.2 | -42.8098
2019-05-03 15:00 | No Data | No Data | No Data | No Data | 0.0061036 | 19.4888 | No Data | No Data | No Data | No Data | 33.147 | 36.3251 | No Data | No Data | 16.8 | 60.3841 | -42.315 | -44.1912 | -60.6 | -62.859
2019-05-03 15:30 | No Data | No Data | No Data | No Data | 6.1463 | 20.5865 | No Data | No Data | No Data | No Data | 33.147 | 36.3251 | No Data | No Data | -2.8 | -56.0357 | -23.66 | -25.1899 | -38 | -39.0056
2019-05-03 16:00 | No Data | No Data | No Data | No Data | 2.0935 | 19.6009 | No Data | No Data | No Data | No Data | 33.147 | 36.3251 | No Data | No Data | -15.6 | -54.6728 | -7.735 | -8.5487 | -9.1 | -9.1662
2019-05-03 16:30 | No Data | No Data | No Data | No Data | 17.7798 | 24.9724 | No Data | No Data | No Data | No Data | 33.147 | 36.3251 | No Data | No Data | -12.8 | -54.3294 | 5.915 | 5.915 | 11.3 | 12.7016
2019-05-03 17:00 | No Data | No Data | No Data | No Data | 24.9577 | 31.9225 | No Data | No Data | No Data | No Data | 33.147 | 36.3251 | No Data | No Data | -8 | -52.6118 | 7.28 | 7.2942 | 26.4 | 29.2098
2019-05-03 17:30 | No Data | No Data | No Data | No Data | 34.0887 | 40.4086 | No Data | No Data | No Data | No Data | 33.147 | 36.3251 | No Data | No Data | 17.6 | 59.8465 | -12.74 | -13.0292 | 15.3 | 19.383
2019-05-03 18:00 | No Data | No Data | No Data | No Data | 39.5697 | 45.1285 | No Data | No Data | No Data | No Data | 33.147 | 36.3251 | No Data | No Data | 12.4 | 55.4054 | -7.28 | -7.3367 | 20.9 | 27.0041
2019-05-03 18:30 | No Data | No Data | No Data | No Data | 28.9616 | 36.1883 | No Data | No Data | No Data | No Data | 33.147 | 36.3251 | No Data | No Data | 14.8 | 57.5361 | -9.1 | -9.5007 | 20.1 | 24.4381
2019-05-03 19:00 | No Data | No Data | No Data | No Data | 30.5974 | 37.5102 | No Data | No Data | No Data | No Data | 33.147 | 36.3251 | No Data | No Data | 22 | 60.9117 | -14.56 | -15.0081 | 12.9 | 16.5702
2019-05-03 19:30 | No Data | No Data | No Data | No Data | 23.7369 | 32.1599 | No Data | No Data | No Data | No Data | 33.147 | 36.3251 | No Data | No Data | 22.8 | 61.9484 | -15.925 | -16.4431 | 10 | 12.36
2019-05-03 20:00 | No Data | No Data | No Data | No Data | 27.3259 | 34.893 | No Data | No Data | No Data | No Data | 33.147 | 36.3251 | No Data | No Data | 23.6 | 62.2472 | -17.745 | -18.2114 | 8.3 | 11.261
2019-05-03 20:30 | No Data | No Data | No Data | No Data | 27.0085 | 34.645 | No Data | No Data | No Data | No Data | 33.147 | 36.3251 | No Data | No Data | 30 | 65.6549 | -23.205 | -23.947 | 0.8 | 6.7476
2019-05-03 21:00 | No Data | No Data | No Data | No Data | 23.5294 | 33.1722 | No Data | No Data | No Data | No Data | 33.147 | 36.3251 | No Data | No Data | 36 | 69.6287 | -30.485 | -31.3422 | -5.1 | -6.6068
2019-05-03 21:30 | No Data | No Data | No Data | No Data | 23.2731 | 32.9909 | No Data | No Data | No Data | No Data | 33.147 | 36.3251 | No Data | No Data | 34.4 | 68.469 | -26.845 | -27.699 | 2.4 | 5.5462
2019-05-03 22:00 | No Data | No Data | No Data | No Data | 2.2522 | 17.6797 | No Data | No Data | No Data | No Data | 33.147 | 36.3251 | No Data | No Data | 28.4 | 65.2993 | -21.84 | -22.6268 | 4.7 | 4.8508
2019-05-03 22:30 | No Data | No Data | No Data | No Data | 1.886 | 19.3358 | No Data | No Data | No Data | No Data | 33.147 | 36.3251 | No Data | No Data | 32.4 | 67.4863 | -26.39 | -27.3757 | 5.8 | 6.5765
2019-05-03 23:00 | No Data | No Data | No Data | No Data | 4.8646 | 19.8381 | No Data | No Data | No Data | No Data | 33.147 | 36.3251 | No Data | No Data | 26.4 | 63.3618 | -17.29 | -17.9998 | 15.9 | 16.6087
2019-05-03 23:30 | No Data | No Data | No Data | No Data | 29.3156 | 35.3179 | No Data | No Data | No Data | No Data | 33.147 | 36.3251 | No Data | No Data | 29.2 | 64.2221 | -19.565 | -20.195 | 23.6 | 26.992
2019-05-04 | No Data | No Data | No Data | No Data | 17.4258 | 26.3716 | No Data | No Data | No Data | No Data | 33.147 | 36.3251 | No Data | No Data | 12.4 | 56.966 | -4.55 | -4.7503 | 34.4 | 35.7962
2019-05-04 00:30 | No Data | No Data | No Data | No Data | 10.4555 | 22.4289 | No Data | No Data | No Data | No Data | 33.147 | 36.3251 | No Data | No Data | 17.6 | 60.2289 | -11.83 | -12.8452 | 22.4 | 22.8674
2019-05-04 01:00 | No Data | No Data | No Data | No Data | 1.0681 | 19.8716 | No Data | No Data | No Data | No Data | 33.147 | 36.3251 | No Data | No Data | 9.2 | 57.5402 | -1.82 | -2.5739 | 26.8 | 26.8745
2019-05-04 01:30 | No Data | No Data | No Data | No Data | -1.2879 | -19.6288 | No Data | No Data | No Data | No Data | 33.147 | 36.3251 | No Data | No Data | 23.2 | 63.5836 | -16.38 | -17.745 | 13 | 14.0014
2019-05-04 02:00 | No Data | No Data | No Data | No Data | -13.6416 | -25.5786 | No Data | No Data | No Data | No Data | 33.147 | 36.3251 | No Data | No Data | 28 | 66.9376 | -20.93 | -22.4753 | 3.8 | 7.0178
2019-05-04 02:30 | No Data | No Data | No Data | No Data | -22.3575 | -28.611 | No Data | No Data | No Data | No Data | 33.147 | 36.3251 | No Data | No Data | 22.8 | 64.5601 | -17.29 | -18.5883 | 6.4 | 9.2655
2019-05-04 03:00 | No Data | No Data | No Data | No Data | -18.5122 | -26.6592 | No Data | No Data | No Data | No Data | 33.147 | 36.3251 | No Data | No Data | 27.2 | 66.9722 | -21.84 | -23.3251 | 1.2 | 9.1788
2019-05-04 03:30 | No Data | No Data | No Data | No Data | -28.5588 | -32.6392 | No Data | No Data | No Data | No Data | 33.147 | 36.3251 | No Data | No Data | 23.2 | 64.7024 | -16.835 | -18.3416 | 4.7 | 9.5383
2019-05-04 04:00 | No Data | No Data | No Data | No Data | -26.3127 | -31.0376 | No Data | No Data | No Data | No Data | 33.147 | 36.3251 | No Data | No Data | 28.8 | 68.3626 | -24.115 | -25.7749 | -1.9 | -10.5721
2019-05-04 04:30 | No Data | No Data | No Data | No Data | -21.5885 | -27.1485 | No Data | No Data | No Data | No Data | 33.147 | 36.3251 | No Data | No Data | 22 | 64.6579 | -17.29 | -19.3308 | 5 | 12.083
2019-05-04 05:00 | No Data | No Data | No Data | No Data | -27.4846 | -32.0372 | No Data | No Data | No Data | No Data | 33.147 | 36.3251 | No Data | No Data | 32.4 | 69.9554 | -27.3 | -29.0773 | -5.2 | -10.3942
2019-05-04 05:30 | No Data | No Data | No Data | No Data | -27.6432 | -32.1734 | No Data | No Data | No Data | No Data | 33.147 | 36.3251 | No Data | No Data | 38 | 72.7186 | -30.94 | -32.3818 | -7.6 | -10.198
2019-05-04 06:00 | No Data | No Data | No Data | No Data | -19.2325 | -26.6606 | No Data | No Data | No Data | No Data | 33.147 | 36.3251 | No Data | No Data | 31.6 | 68.8767 | -25.025 | -26.3311 | -0.9 | -6.9231
2019-05-04 06:30 | No Data | No Data | No Data | No Data | -15.4849 | -23.8271 | No Data | No Data | No Data | No Data | 33.147 | 36.3251 | No Data | No Data | -6.8 | -53.2361 | 13.195 | 13.195 | 41.8 | 42.3495
2019-05-04 07:00 | No Data | No Data | No Data | No Data | -6.0609 | -20.8529 | No Data | No Data | No Data | No Data | 33.147 | 36.3251 | No Data | No Data | -1.2 | -53.2376 | 9.555 | 9.5658 | 37.5 | 38.2624
2019-05-04 07:30 | No Data | No Data | No Data | No Data | -10.4677 | -22.5318 | No Data | No Data | No Data | No Data | 33.147 | 36.3251 | No Data | No Data | -47.2 | -61.8256 | 56.42 | 56.7785 | 80.9 | 82.5655
2019-05-04 08:00 | No Data | No Data | No Data | No Data | -7.2328 | -24.581 | No Data | No Data | No Data | No Data | 33.147 | 36.3251 | No Data | No Data | -38 | -57.5347 | 45.5 | 45.7744 | 57.1 | 58.0215
2019-05-04 08:30 | No Data | No Data | No Data | No Data | -13.0312 | -25.4364 | No Data | No Data | No Data | No Data | 33.147 | 36.3251 | No Data | No Data | -25.6 | -56.1726 | 11.83 | 11.83 | 10 | 10.3078
2019-05-04 09:00 | No Data | No Data | No Data | No Data | 0.0061036 | 23.4928 | No Data | No Data | No Data | No Data | 33.147 | 36.3251 | No Data | No Data | -26.4 | -56.5417 | 1.365 | 1.9304 | -8.8 | -9.9298
2019-05-04 09:30 | No Data | No Data | No Data | No Data | 0.0061036 | 25.1774 | No Data | No Data | No Data | No Data | 33.147 | 36.3251 | No Data | No Data | -18.8 | -55.6705 | -1.82 | -5.3256 | -21.6 | -22.0239
2019-05-04 10:00 | No Data | No Data | No Data | No Data | -11.4443 | -26.0772 | No Data | No Data | No Data | No Data | 33.147 | 36.3251 | No Data | No Data | -6.8 | -54.0296 | -14.105 | -15.8729 | -36 | -36.4642
2019-05-04 10:30 | No Data | No Data | No Data | No Data | -4.6204 | -26.7633 | No Data | No Data | No Data | No Data | 33.147 | 36.3251 | No Data | No Data | -14.8 | -55.9914 | -9.555 | -11.7422 | -26.9 | -28.008
2019-05-04 11:00 | No Data | No Data | No Data | No Data | -4.0589 | -25.0446 | No Data | No Data | No Data | No Data | 33.147 | 36.3251 | No Data | No Data | -4.8 | -53.8145 | -17.745 | -19.1803 | -23.6 | -23.9885
2019-05-04 11:30 | No Data | No Data | No Data | No Data | 2.2522 | 28.1972 | No Data | No Data | No Data | No Data | 33.147 | 36.3251 | No Data | No Data | 12.4 | 58.5286 | -20.02 | -21.8068 | -31.2 | -31.7345
2019-05-04 12:00 | No Data | No Data | No Data | No Data | -3.18 | -26.6496 | No Data | No Data | No Data | No Data | 33.147 | 36.3251 | No Data | No Data | -14 | -53.4655 | 6.825 | 6.9602 | 0 | 1.5
2019-05-04 12:30 | No Data | No Data | No Data | No Data | -4.9256 | -26.9137 | No Data | No Data | No Data | No Data | 33.147 | 36.3251 | No Data | No Data | -21.2 | -55.4155 | 10.01 | 10.0513 | -6.3 | -6.6408
2019-05-04 13:00 | No Data | No Data | No Data | No Data | -16.6201 | -28.1531 | No Data | No Data | No Data | No Data | 33.147 | 36.3251 | No Data | No Data | -26.8 | -56.0257 | 12.285 | 12.3187 | -0.8 | -2.816
2019-05-04 13:30 | No Data | No Data | No Data | No Data | -10.2602 | -26.3871 | No Data | No Data | No Data | No Data | 33.147 | 36.3251 | No Data | No Data | -38.4 | -60.5376 | 28.21 | 28.2686 | 5.9 | 6.4078
2019-05-04 14:00 | No Data | No Data | No Data | No Data | -13.5927 | -27.8527 | No Data | No Data | No Data | No Data | 33.147 | 36.3251 | No Data | No Data | -28.8 | -57.0095 | 21.385 | 21.3898 | 8.7 | 9.0521
2019-05-04 14:30 | No Data | No Data | No Data | No Data | -20.0015 | -27.7822 | No Data | No Data | No Data | No Data | 33.147 | 36.3251 | No Data | No Data | -37.2 | -61.0442 | 11.83 | 11.9085 | 15.3 | 15.3834
2019-05-04 15:00 | No Data | No Data | No Data | No Data | -14.7158 | -24.1778 | No Data | No Data | No Data | No Data | 33.147 | 36.3251 | No Data | No Data | -38.8 | -59.5691 | 36.855 | 36.9924 | 42.1 | 42.6298
2019-05-04 15:30 | No Data | No Data | No Data | No Data | -21.2833 | -26.3851 | No Data | No Data | No Data | No Data | 33.147 | 36.3251 | No Data | No Data | -39.2 | -59.5288 | 40.95 | 41.1115 | 48.5 | 49.2051
2019-05-04 16:00 | No Data | No Data | No Data | No Data | -6.5736 | -17.8275 | No Data | No Data | No Data | No Data | 33.147 | 36.3251 | No Data | No Data | -41.2 | -61.4557 | 39.585 | 39.7129 | 51 | 52.5334
2019-05-04 16:30 | No Data | No Data | No Data | No Data | 10.9682 | 22.8543 | No Data | No Data | No Data | No Data | 33.147 | 36.3251 | No Data | No Data | -4 | -53.749 | -1.82 | -2.275 | 10.9 | 12.8472
2019-05-04 17:00 | No Data | No Data | No Data | No Data | 19.9893 | 28.3124 | No Data | No Data | No Data | No Data | 33.147 | 36.3251 | No Data | No Data | -5.2 | -50.6675 | 5.915 | 5.915 | 26.5 | 29.6953
2019-05-04 17:30 | No Data | No Data | No Data | No Data | 24.1398 | 31.3807 | No Data | No Data | No Data | No Data | 33.147 | 36.3251 | No Data | No Data | -4.4 | -50.1932 | 12.285 | 12.2934 | 39.4 | 42.6386
2019-05-04 18:00 | No Data | No Data | No Data | No Data | 28.0339 | 35.827 | No Data | No Data | No Data | No Data | 33.147 | 36.3251 | No Data | No Data | -21.2 | -52.4412 | 27.755 | 27.9371 | 32 | 37.6303
2019-05-04 18:30 | No Data | No Data | No Data | No Data | 39.0082 | 45.8541 | No Data | No Data | No Data | No Data | 33.147 | 36.3251 | No Data | No Data | -10.8 | -51.5442 | 17.29 | 17.3438 | 47.2 | 51.5798
2019-05-04 19:00 | No Data | No Data | No Data | No Data | 38.8617 | 45.7296 | No Data | No Data | No Data | No Data | 33.147 | 36.3251 | No Data | No Data | -7.6 | -51.3654 | 14.56 | 14.6238 | 43.3 | 45.9907
2019-05-04 19:30 | No Data | No Data | No Data | No Data | 36.1395 | 44.6678 | No Data | No Data | No Data | No Data | 33.147 | 36.3251 | No Data | No Data | -3.6 | -54.1199 | 8.645 | 8.657 | 37.6 | 38.9071
2019-05-04 20:00 | No Data | No Data | No Data | No Data | 34.1863 | 43.1028 | No Data | No Data | No Data | No Data | 33.147 | 36.3251 | No Data | No Data | -3.6 | -53.6537 | 10.01 | 10.0203 | 37.5 | 38.7594
2019-05-04 20:30 | No Data | No Data | No Data | No Data | 36.2982 | 45.8709 | No Data | No Data | No Data | No Data | 33.147 | 36.3251 | No Data | No Data | 3.6 | 54.9181 | 3.185 | 3.6683 | 27.7 | 28.5955
2019-05-04 21:00 | No Data | No Data | No Data | No Data | 34.5037 | 45.9949 | No Data | No Data | No Data | No Data | 33.147 | 36.3251 | No Data | No Data | 5.6 | 55.8813 | -0.455 | -2.3201 | 25.2 | 25.8147
2019-05-04 21:30 | No Data | No Data | No Data | No Data | 38.0926 | 48.745 | No Data | No Data | No Data | No Data | 33.147 | 36.3251 | No Data | No Data | 10.4 | 57.3509 | -1.365 | -2.275 | 27.1 | 27.5574
2019-05-04 22:00 | No Data | No Data | No Data | No Data | 36.2982 | 47.3559 | No Data | No Data | No Data | No Data | 33.147 | 36.3251 | No Data | No Data | 11.2 | 58.2862 | -3.64 | -5.4789 | 23.8 | 23.817
2019-05-04 22:30 | No Data | No Data | No Data | No Data | 45.9785 | 55.1276 | No Data | No Data | No Data | No Data | 33.147 | 36.3251 | No Data | No Data | 6.8 | 56.4113 | 0.91 | 2.4503 | 32.3 | 32.7819
2019-05-04 23:00 | No Data | No Data | No Data | No Data | 49.3599 | 57.9778 | No Data | No Data | No Data | No Data | 33.147 | 36.3251 | No Data | No Data | 4.8 | 55.3751 | 3.185 | 3.9141 | 38.4 | 39.1256
2019-05-04 23:30 | No Data | No Data | No Data | No Data | 55.9274 | 62.8249 | No Data | No Data | No Data | No Data | 33.147 | 36.3251 | No Data | No Data | 3.6 | 54.1199 | 3.64 | 3.8875 | 49.8 | 52.3997
2019-05-05 | No Data | No Data | No Data | No Data | 47.3701 | 55.2878 | No Data | No Data | No Data | No Data | 33.147 | 36.3251 | No Data | No Data | -7.2 | -54.0814 | 14.105 | 14.1343 | 54 | 56.3777
2019-05-05 00:30 | No Data | No Data | No Data | No Data | 47.3091 | 56.1039 | No Data | No Data | No Data | No Data | 33.147 | 36.3251 | No Data | No Data | -7.6 | -54.5322 | 14.56 | 14.5884 | 50 | 51.1957
2019-05-05 01:00 | No Data | No Data | No Data | No Data | 43.415 | 52.8617 | No Data | No Data | No Data | No Data | 33.147 | 36.3251 | No Data | No Data | -11.2 | -54.2852 | 15.47 | 15.4767 | 47.6 | 47.9767
2019-05-05 01:30 | No Data | No Data | No Data | No Data | 46.7475 | 55.6312 | No Data | No Data | No Data | No Data | 33.147 | 36.3251 | No Data | No Data | 2.4 | 56.4907 | 2.73 | 3.5537 | 33.4 | 33.4096
2019-05-05 02:00 | No Data | No Data | No Data | No Data | 34.345 | 49.3103 | No Data | No Data | No Data | No Data | 33.147 | 36.3251 | No Data | No Data | 6 | 58.6311 | -0.91 | -1.6405 | 26.8 | 26.8419
2019-05-05 02:30 | No Data | No Data | No Data | No Data | 32.7092 | 48.1853 | No Data | No Data | No Data | No Data | 33.147 | 36.3251 | No Data | No Data | 4.8 | 58.9956 | -0.455 | -1.4388 | 26 | 26.7761
2019-05-05 03:00 | No Data | No Data | No Data | No Data | 30.8537 | 48.7458 | No Data | No Data | No Data | No Data | 33.147 | 36.3251 | No Data | No Data | 7.6 | 61.3241 | -0.91 | -4.6401 | 21.7 | 22.0477
2019-05-05 03:30 | No Data | No Data | No Data | No Data | 30.8537 | 48.7458 | No Data | No Data | No Data | No Data | 33.147 | 36.3251 | No Data | No Data | 15.6 | 63.9325 | -10.01 | -12.3773 | 12.3 | 14.4062
2019-05-05 04:00 | No Data | No Data | No Data | No Data | 29.1691 | 47.6974 | No Data | No Data | No Data | No Data | 33.147 | 36.3251 | No Data | No Data | 20.4 | 69.4631 | -13.65 | -19.304 | 8.2 | 12.2495
2019-05-05 04:30 | No Data | No Data | No Data | No Data | 29.1691 | 47.6974 | No Data | No Data | No Data | No Data | 33.147 | 36.3251 | No Data | No Data | 14.8 | 67.2488 | -9.555 | -15.5634 | 11.7 | 13.336
2019-05-05 05:00 | No Data | No Data | No Data | No Data | 30.8537 | 48.7458 | No Data | No Data | No Data | No Data | 33.147 | 36.3251 | No Data | No Data | 13.6 | 66.2118 | -8.645 | -14.2873 | 14.1 | 14.7411
2019-05-05 05:30 | No Data | No Data | No Data | No Data | 35.8831 | 52.075 | No Data | No Data | No Data | No Data | 33.147 | 36.3251 | No Data | No Data | 6.8 | 63.1671 | -0.91 | -10.0203 | 22.1 | 22.4154
2019-05-05 06:00 | No Data | No Data | No Data | No Data | 37.5189 | 54.4318 | No Data | No Data | No Data | No Data | 33.147 | 36.3251 | No Data | No Data | 5.2 | 63.353 | -0.91 | -9.5982 | 23.4 | 23.7394
2019-05-05 06:30 | No Data | No Data | No Data | No Data | 39.3744 | 54.5394 | No Data | No Data | No Data | No Data | 33.147 | 36.3251 | No Data | No Data | -28.4 | -62.0774 | 33.215 | 33.327 | 60.7 | 61.0365
2019-05-05 07:00 | No Data | No Data | No Data | No Data | 41.4252 | 54.4791 | No Data | No Data | No Data | No Data | 33.147 | 36.3251 | No Data | No Data | -17.2 | -60.8802 | 20.93 | 21.6305 | 49 | 49.2751
2019-05-05 07:30 | No Data | No Data | No Data | No Data | 41.4252 | 54.4791 | No Data | No Data | No Data | No Data | 33.147 | 36.3251 | No Data | No Data | -43.2 | -66.0775 | 46.41 | 46.4122 | 70.2 | 70.9958
2019-05-05 08:00 | No Data | No Data | No Data | No Data | 43.83 | 54.0255 | No Data | No Data | No Data | No Data | 33.147 | 36.3251 | No Data | No Data | -38.8 | -66.4939 | 32.305 | 32.5094 | 41.4 | 42.0562
2019-05-05 08:30 | No Data | No Data | No Data | No Data | 43.7812 | 53.9859 | No Data | No Data | No Data | No Data | 33.147 | 36.3251 | No Data | No Data | -36 | -66.5733 | 16.835 | 18.1658 | 13 | 13.0246
2019-05-05 09:00 | No Data | No Data | No Data | No Data | 43.7812 | 54.9959 | No Data | No Data | No Data | No Data | 33.147 | 36.3251 | No Data | No Data | -22.8 | -63.4388 | -5.005 | -12.4274 | -18.8 | -20.8432
2019-05-05 09:30 | No Data | No Data | No Data | No Data | 41.9379 | 53.5401 | No Data | No Data | No Data | No Data | 33.147 | 36.3251 | No Data | No Data | -19.6 | -63.1202 | -8.645 | -14.6521 | -23.3 | -25.4751
2019-05-05 10:00 | No Data | No Data | No Data | No Data | 40.2411 | 54.6782 | No Data | No Data | No Data | No Data | 33.147 | 36.3251 | No Data | No Data | -19.6 | -63.8811 | -10.92 | -17.4805 | -26.1 | -28.3233
2019-05-05 10:30 | No Data | No Data | No Data | No Data | 38.5443 | 53.4418 | No Data | No Data | No Data | No Data | 33.147 | 36.3251 | No Data | No Data | -0.8 | -64.0112 | -28.21 | -32.6207 | -46.9 | -50.3076
2019-05-05 11:00 | No Data | No Data | No Data | No Data | 35.1141 | 49.849 | No Data | No Data | No Data | No Data | 33.147 | 36.3251 | No Data | No Data | -6.8 | -62.7694 | -21.385 | -26.1298 | -41.1 | -45.0308
2019-05-05 11:30 | No Data | No Data | No Data | No Data | 33.4783 | 49.9568 | No Data | No Data | No Data | No Data | 33.147 | 36.3251 | No Data | No Data | -2 | -64.4311 | -25.935 | -31.6838 | -45.1 | -49.8342
2019-05-05 12:00 | No Data | No Data | No Data | No Data | 35.3216 | 49.9954 | No Data | No Data | No Data | No Data | 33.147 | 36.3251 | No Data | No Data | -3.2 | -64.4199 | -19.565 | -24.3882 | -39 | -44.0097
2019-05-05 12:30 | No Data | No Data | No Data | No Data | 31.8791 | 47.6257 | No Data | No Data | No Data | No Data | 33.147 | 36.3251 | No Data | No Data | -5.6 | -62.7273 | -23.205 | -27.8889 | -42.2 | -46.3625
2019-05-05 13:00 | No Data | No Data | No Data | No Data | 31.8791 | 47.6257 | No Data | No Data | No Data | No Data | 33.147 | 36.3251 | No Data | No Data | -9.6 | -62.3436 | -16.38 | -21.9157 | -38.4 | -42.1171
2019-05-05 13:30 | No Data | No Data | No Data | No Data | 33.6736 | 48.8451 | No Data | No Data | No Data | No Data | 33.147 | 36.3251 | No Data | No Data | -6 | -62.7694 | -20.93 | -26.0266 | -36.7 | -40.5731
2019-05-05 14:00 | No Data | No Data | No Data | No Data | 31.9402 | 47.6666 | No Data | No Data | No Data | No Data | 33.147 | 36.3251 | No Data | No Data | -15.6 | -62.7694 | -11.83 | -17.7217 | -34.8 | -38.4282
2019-05-05 14:30 | No Data | No Data | No Data | No Data | 33.6736 | 48.8451 | No Data | No Data | No Data | No Data | 33.147 | 36.3251 | No Data | No Data | -6.8 | -63.9625 | -19.11 | -23.7517 | -33 | -36.8951
2019-05-05 15:00 | No Data | No Data | No Data | No Data | 31.7327 | 47.5278 | No Data | No Data | No Data | No Data | 33.147 | 36.3251 | No Data | No Data | -12.4 | -64.0125 | -18.655 | -23.6644 | -27.9 | -31.1708
2019-05-05 15:30 | No Data | No Data | No Data | No Data | 36.8597 | 51.0937 | No Data | No Data | No Data | No Data | 33.147 | 36.3251 | No Data | No Data | -21.2 | -63.2582 | 4.55 | 10.1741 | -6.3 | -8.9805
2019-05-05 16:00 | No Data | No Data | No Data | No Data | 33.6248 | 44.5537 | No Data | No Data | No Data | No Data | 33.147 | 36.3251 | No Data | No Data | -15.6 | -61.9948 | -0.91 | -10.0513 | 9.8 | 9.8412
2019-05-05 16:30 | No Data | No Data | No Data | No Data | 41.6815 | 50.9093 | No Data | No Data | No Data | No Data | 33.147 | 36.3251 | No Data | No Data | -8.8 | -60.2462 | -4.55 | -10.583 | 0.9 | 0.94868
2019-05-05 17:00 | No Data | No Data | No Data | No Data | 48.7984 | 55.9343 | No Data | No Data | No Data | No Data | 33.147 | 36.3251 | No Data | No Data | -2.8 | -58.4671 | 3.185 | 7.5316 | 26.7 | 27.9603
2019-05-05 17:30 | No Data | No Data | No Data | No Data | 55.671 | 62.0212 | No Data | No Data | No Data | No Data | 33.147 | 36.3251 | No Data | No Data | -12 | -56.0985 | 18.2 | 18.655 | 44.6 | 47.0868
2019-05-05 18:00 | No Data | No Data | No Data | No Data | 59.0524 | 63.7222 | No Data | No Data | No Data | No Data | 33.147 | 36.3251 | No Data | No Data | -8.8 | -57.4776 | 15.47 | 16.0028 | 45.4 | 49.9797
2019-05-05 18:30 | No Data | No Data | No Data | No Data | 60.8469 | 64.6 | No Data | No Data | No Data | No Data | 33.147 | 36.3251 | No Data | No Data | -1.6 | -58.4219 | 8.19 | 10.3756 | 38.8 | 42.5229
2019-05-05 19:00 | No Data | No Data | No Data | No Data | 57.5631 | 62.1128 | No Data | No Data | No Data | No Data | 33.147 | 36.3251 | No Data | No Data | 7.2 | 61.2248 | 1.365 | 7.8545 | 28.9 | 31.2541
2019-05-05 19:30 | No Data | No Data | No Data | No Data | 57.5631 | 62.1128 | No Data | No Data | No Data | No Data | 33.147 | 36.3251 | No Data | No Data | 5.2 | 60.9314 | 1.365 | 7.9462 | 28.3 | 30.22
2019-05-05 20:00 | No Data | No Data | No Data | No Data | 54.1329 | 60.3447 | No Data | No Data | No Data | No Data | 33.147 | 36.3251 | No Data | No Data | 6 | 61.4934 | 0 | 8.2404 | 26.9 | 27.8212
2019-05-05 20:30 | No Data | No Data | No Data | No Data | 52.3873 | 58.7838 | No Data | No Data | No Data | No Data | 33.147 | 36.3251 | No Data | No Data | 6.4 | 61.9316 | 0 | 8.645 | 25.5 | 25.86
2019-05-05 21:00 | No Data | No Data | No Data | No Data | 52.3873 | 58.7838 | No Data | No Data | No Data | No Data | 33.147 | 36.3251 | No Data | No Data | 17.2 | 65.8847 | -10.92 | -15.7682 | 13.8 | 13.8058
2019-05-05 21:30 | No Data | No Data | No Data | No Data | 57.673 | 63.7773 | No Data | No Data | No Data | No Data | 33.147 | 36.3251 | No Data | No Data | 23.6 | 68.9638 | -15.47 | -19.7545 | 12.2 | 12.5877
2019-05-05 22:00 | No Data | No Data | No Data | No Data | 54.1817 | 61.3962 | No Data | No Data | No Data | No Data | 33.147 | 36.3251 | No Data | No Data | 26 | 70.5646 | -17.745 | -21.8447 | 8 | 8.3241
2019-05-05 22:30 | No Data | No Data | No Data | No Data | 57.7218 | 64.5418 | No Data | No Data | No Data | No Data | 33.147 | 36.3251 | No Data | No Data | 22.8 | 69.0716 | -14.105 | -18.1202 | 16.7 | 17.5824
2019-05-05 23:00 | No Data | No Data | No Data | No Data | 61.5183 | 67.2549 | No Data | No Data | No Data | No Data | 33.147 | 36.3251 | No Data | No Data | 25.2 | 69.5275 | -15.925 | -19.4748 | 17.8 | 18.6304
2019-05-05 23:30 | No Data | No Data | No Data | No Data | 71.4672 | 75.6555 | No Data | No Data | No Data | No Data | 33.147 | 36.3251 | No Data | No Data | 27.2 | 69.9085 | -18.2 | -21.2247 | 25.2 | 28.8765
2019-05-06 | No Data | No Data | No Data | No Data | 64.6921 | 69.9124 | No Data | No Data | No Data | No Data | 33.147 | 36.3251 | No Data | No Data | 19.6 | 68.4655 | -10.92 | -16.0995 | 28.7 | 31.3844
2019-05-06 00:30 | No Data | No Data | No Data | No Data | 58.0758 | 64.5412 | No Data | No Data | No Data | No Data | 33.147 | 36.3251 | No Data | No Data | 21.2 | 70.0834 | -14.105 | -19.3147 | 20.4 | 22.0238
2019-05-06 01:00 | No Data | No Data | No Data | No Data | 51.2154 | 59.3053 | No Data | No Data | No Data | No Data | 33.147 | 36.3251 | No Data | No Data | 24 | 71.7339 | -18.655 | -23.6644 | 11.3 | 12.3976
2019-05-06 01:30 | No Data | No Data | No Data | No Data | 52.8511 | 60.7235 | No Data | No Data | No Data | No Data | 33.147 | 36.3251 | No Data | No Data | 19.6 | 69.6161 | -11.83 | -17.7217 | 17.5 | 17.9078
2019-05-06 02:00 | No Data | No Data | No Data | No Data | 47.7241 | 57.257 | No Data | No Data | No Data | No Data | 33.147 | 36.3251 | No Data | No Data | 11.6 | 67.7324 | -4.55 | -12.6748 | 21 | 21.4357
2019-05-06 02:30 | No Data | No Data | No Data | No Data | 44.3915 | 56.8003 | No Data | No Data | No Data | No Data | 33.147 | 36.3251 | No Data | No Data | 9.6 | 66.6945 | -3.64 | -12.3773 | 20.5 | 20.5197
2019-05-06 03:00 | No Data | No Data | No Data | No Data | 42.707 | 55.3978 | No Data | No Data | No Data | No Data | 33.147 | 36.3251 | No Data | No Data | 6.4 | 65.5134 | -1.365 | -11.4566 | 33.8 | 33.8652
2019-05-06 03:30 | No Data | No Data | No Data | No Data | 41.059 | 54.1375 | No Data | No Data | No Data | No Data | 33.147 | 36.3251 | No Data | No Data | 6 | 65.4755 | -0.91 | -11.4113 | 32.7 | 32.7552
2019-05-06 04:00 | No Data | No Data | No Data | No Data | 39.3744 | 54.0101 | No Data | No Data | No Data | No Data | 33.147 | 36.3251 | No Data | No Data | 8.4 | 66.086 | -3.185 | -12.2513 | 29.2 | 29.2043
2019-05-06 04:30 | No Data | No Data | No Data | No Data | 39.3744 | 54.0101 | No Data | No Data | No Data | No Data | 33.147 | 36.3251 | No Data | No Data | 4.4 | 64.9492 | 1.365 | 11.3841 | 24.1 | 24.1133
2019-05-06 05:00 | No Data | No Data | No Data | No Data | 41.1078 | 54.1348 | No Data | No Data | No Data | No Data | 33.147 | 36.3251 | No Data | No Data | 10.4 | 66.8144 | -4.095 | -12.9495 | 19.8 | 19.8567
2019-05-06 05:30 | No Data | No Data | No Data | No Data | 41.1078 | 55.2213 | No Data | No Data | No Data | No Data | 33.147 | 36.3251 | No Data | No Data | 10.8 | 66.4831 | -6.825 | -13.2654 | 20.4 | 21.0278
2019-05-06 06:00 | No Data | No Data | No Data | No Data | 44.5502 | 55.7933 | No Data | No Data | No Data | No Data | 33.147 | 36.3251 | No Data | No Data | 3.6 | 62.9031 | 0.455 | 10.0203 | 29.1 | 30.46
2019-05-06 06:30 | No Data | No Data | No Data | No Data | 49.7749 | 57.1865 | No Data | No Data | No Data | No Data | 33.147 | 36.3251 | No Data | No Data | -3.6 | -60.1611 | 9.555 | 11.7422 | 43.9 | 46.9691
2019-05-06 07:00 | No Data | No Data | No Data | No Data | 56.6476 | 62.4604 | No Data | No Data | No Data | No Data | 33.147 | 36.3251 | No Data | No Data | 4.8 | 58.5969 | 5.005 | 8.5487 | 43 | 49.8401
2019-05-06 07:30 | No Data | No Data | No Data | No Data | 54.3893 | 58.6715 | No Data | No Data | No Data | No Data | 33.147 | 36.3251 | No Data | No Data | -8.8 | -56.6872 | 18.655 | 19.4376 | 49.7 | 56.09
2019-05-06 08:00 | No Data | No Data | No Data | No Data | 56.3424 | 60.4865 | No Data | No Data | No Data | No Data | 33.147 | 36.3251 | No Data | No Data | -10 | -58.0675 | 10.465 | 12.7481 | 15.4 | 23.4617
2019-05-06 08:30 | No Data | No Data | No Data | No Data | 55.5734 | 59.184 | No Data | No Data | No Data | No Data | 33.147 | 36.3251 | No Data | No Data | 6 | 61.8915 | -15.925 | -20.6812 | -12.5 | -16.8505
2019-05-06 09:00 | No Data | No Data | No Data | No Data | 53.7789 | 58.1247 | No Data | No Data | No Data | No Data | 33.147 | 36.3251 | No Data | No Data | 24 | 66.8563 | -11.83 | -18.4092 | -19.3 | -20.8166
2019-05-06 09:30 | No Data | No Data | No Data | No Data | 53.7789 | 58.1247 | No Data | No Data | No Data | No Data | 33.147 | 36.3251 | No Data | No Data | 27.2 | 72.4961 | -12.74 | -20.0407 | -28.7 | -28.8363
2019-05-06 10:00 | No Data | No Data | No Data | No Data | 49.5186 | 54.207 | No Data | No Data | No Data | No Data | 33.147 | 36.3251 | No Data | No Data | 34.8 | 77.4576 | -27.3 | -33.0651 | -41.1 | -41.2022
2019-05-06 10:30 | No Data | No Data | No Data | No Data | 47.5654 | 53.8179 | No Data | No Data | No Data | No Data | 33.147 | 36.3251 | No Data | No Data | 42 | 77.8933 | -31.85 | -36.6833 | -45.7 | -46.0298
2019-05-06 11:00 | No Data | No Data | No Data | No Data | 47.5654 | 53.8179 | No Data | No Data | No Data | No Data | 33.147 | 36.3251 | No Data | No Data | 39.2 | 77.4524 | -34.58 | -38.2633 | -50.2 | -51.4125
2019-05-06 11:30 | No Data | No Data | No Data | No Data | 47.5654 | 53.8408 | No Data | No Data | No Data | No Data | 33.147 | 36.3251 | No Data | No Data | 40.4 | 75.6846 | -29.575 | -33.59 | -44.9 | -45.5221
2019-05-06 12:00 | No Data | No Data | No Data | No Data | 45.8808 | 52.3585 | No Data | No Data | No Data | No Data | 33.147 | 36.3251 | No Data | No Data | 44.8 | 79.438 | -33.215 | -37.2378 | -35 | -35.4295
2019-05-06 12:30 | No Data | No Data | No Data | No Data | 44.184 | 51.8232 | No Data | No Data | No Data | No Data | 33.147 | 36.3251 | No Data | No Data | 45.6 | 80.2207 | -35.49 | -39.679 | -36.2 | -36.8897
2019-05-06 13:00 | No Data | No Data | No Data | No Data | 44.184 | 51.8232 | No Data | No Data | No Data | No Data | 33.147 | 36.3251 | No Data | No Data | 48 | 81.9327 | -37.765 | -41.9218 | -41 | -42.2497
2019-05-06 13:30 | No Data | No Data | No Data | No Data | 44.184 | 51.8232 | No Data | No Data | No Data | No Data | 33.147 | 36.3251 | No Data | No Data | 48.4 | 82.1676 | -38.22 | -42.1385 | -53 | -54.5473
2019-05-06 14:00 | No Data | No Data | No Data | No Data | 44.184 | 51.8232 | No Data | No Data | No Data | No Data | 33.147 | 36.3251 | No Data | No Data | 47.6 | 81.699 | -37.31 | -41.3149 | -53.3 | -54.5265
2019-05-06 14:30 | No Data | No Data | No Data | No Data | 41.7792 | 49.7888 | No Data | No Data | No Data | No Data | 33.147 | 36.3251 | No Data | No Data | 42 | 78.213 | -31.395 | -35.203 | -47.4 | -48.5275
2019-05-06 15:00 | No Data | No Data | No Data | No Data | 43.415 | 51.1691 | No Data | No Data | No Data | No Data | 33.147 | 36.3251 | No Data | No Data | 40 | 77.1751 | -31.85 | -35.6094 | -48 | -49.222
2019-05-06 15:30 | No Data | No Data | No Data | No Data | 45.1118 | 52.6165 | No Data | No Data | No Data | No Data | 33.147 | 36.3251 | No Data | No Data | 29.6 | 72.3337 | -20.93 | -26.5776 | -32.7 | -33.5269
2019-05-06 16:00 | No Data | No Data | No Data | No Data | 46.9551 | 54.2051 | No Data | No Data | No Data | No Data | 33.147 | 36.3251 | No Data | No Data | -6.4 | -57.5569 | -16.38 | -19.9423 | -20.8 | -20.8866
2019-05-06 16:30 | No Data | No Data | No Data | No Data | 54.0352 | 59.6595 | No Data | No Data | No Data | No Data | 33.147 | 36.3251 | No Data | No Data | -12.8 | -57.3564 | -10.92 | -14.2147 | -3.3 | -6.3285
2019-05-06 17:00 | No Data | No Data | No Data | No Data | 59.6139 | 64.7554 | No Data | No Data | No Data | No Data | 33.147 | 36.3251 | No Data | No Data | -8 | -56.1726 | 4.55 | 6.1214 | 23.8 | 29.72
2019-05-06 17:30 | No Data | No Data | No Data | No Data | 66.743 | 69.9147 | No Data | No Data | No Data | No Data | 33.147 | 36.3251 | No Data | No Data | -16.4 | -53.7624 | 24.57 | 24.6079 | 54 | 58.6941
2019-05-06 18:00 | No Data | No Data | No Data | No Data | 70.3807 | 72.9355 | No Data | No Data | No Data | No Data | 33.147 | 36.3251 | No Data | No Data | -19.6 | -54.8234 | 29.12 | 29.152 | 50.6 | 58.7739
2019-05-06 18:30 | No Data | No Data | No Data | No Data | 73.8232 | 76.2627 | No Data | No Data | No Data | No Data | 33.147 | 36.3251 | No Data | No Data | -23.2 | -56.211 | 33.67 | 33.7192 | 67.1 | 75.1322
2019-05-06 19:00 | No Data | No Data | No Data | No Data | 71.9188 | 74.4208 | No Data | No Data | No Data | No Data | 33.147 | 36.3251 | No Data | No Data | -21.2 | -56.8971 | 32.305 | 32.4616 | 53.9 | 60.064
2019-05-06 19:30 | No Data | No Data | No Data | No Data | 68.4398 | 71.7971 | No Data | No Data | No Data | No Data | 33.147 | 36.3251 | No Data | No Data | -22.8 | -57.8799 | 33.215 | 33.327 | 53 | 59.2111
2019-05-06 20:00 | No Data | No Data | No Data | No Data | 66.6453 | 70.6283 | No Data | No Data | No Data | No Data | 33.147 | 36.3251 | No Data | No Data | -20.8 | -57.4943 | 29.12 | 29.2477 | 61.2 | 66.0339
2019-05-06 20:30 | No Data | No Data | No Data | No Data | 64.802 | 68.8917 | No Data | No Data | No Data | No Data | 33.147 | 36.3251 | No Data | No Data | -14.8 | -57.1496 | 24.115 | 24.4602 | 54.3 | 57.3328
2019-05-06 21:00 | No Data | No Data | No Data | No Data | 63.0076 | 69.3501 | No Data | No Data | No Data | No Data | 33.147 | 36.3251 | No Data | No Data | -17.2 | -59.3471 | 24.57 | 24.9877 | 53 | 54.7924
2019-05-06 21:30 | No Data | No Data | No Data | No Data | 70.0755 | 75.2193 | No Data | No Data | No Data | No Data | 33.147 | 36.3251 | No Data | No Data | -15.2 | -58.4123 | 25.935 | 26.2563 | 57.9 | 59.1714
2019-05-06 22:00 | No Data | No Data | No Data | No Data | 68.2322 | 73.5052 | No Data | No Data | No Data | No Data | 33.147 | 36.3251 | No Data | No Data | -16 | -59.0105 | 24.57 | 25.0746 | 54.5 | 54.9103
2019-05-06 22:30 | No Data | No Data | No Data | No Data | 72.0287 | 77.0422 | No Data | No Data | No Data | No Data | 33.147 | 36.3251 | No Data | No Data | -15.6 | -57.362 | 24.57 | 24.6373 | 59.3 | 59.892
2019-05-06 23:00 | No Data | No Data | No Data | No Data | 73.6645 | 78.5737 | No Data | No Data | No Data | No Data | 33.147 | 36.3251 | No Data | No Data | -19.2 | -57.3118 | 29.12 | 29.152 | 67 | 67.5625
2019-05-06 23:30 | No Data | No Data | No Data | No Data | 85.7618 | 88.3252 | No Data | No Data | No Data | No Data | 33.147 | 36.3251 | No Data | No Data | -9.6 | -55.2406 | 18.655 | 18.7049 | 66.3 | 68.3709
2019-05-07 | No Data | No Data | No Data | No Data | 77.3632 | 81.2147 | No Data | No Data | No Data | No Data | 33.147 | 36.3251 | No Data | No Data | -18.4 | -57.4275 | 26.845 | 26.845 | 69 | 70.141
2019-05-07 00:30 | No Data | No Data | No Data | No Data | 67.4144 | 73.195 | No Data | No Data | No Data | No Data | 33.147 | 36.3251 | No Data | No Data | -14.4 | -56.6604 | 22.295 | 22.3136 | 60.1 | 61.6865
2019-05-07 01:00 | No Data | No Data | No Data | No Data | 57.1115 | 64.6078 | No Data | No Data | No Data | No Data | 33.147 | 36.3251 | No Data | No Data | -0.4 | -58.8014 | 7.28 | 8.3527 | 40.3 | 40.8697
2019-05-07 01:30 | No Data | No Data | No Data | No Data | 53.6202 | 61.5433 | No Data | No Data | No Data | No Data | 33.147 | 36.3251 | No Data | No Data | 1.2 | 58.8122 | 8.19 | 9.1567 | 39.4 | 39.7417
2019-05-07 02:00 | No Data | No Data | No Data | No Data | 44.8066 | 54.0378 | No Data | No Data | No Data | No Data | 33.147 | 36.3251 | No Data | No Data | 4.4 | 60.5601 | 2.275 | 5.0871 | 30.9 | 30.9002
2019-05-07 02:30 | No Data | No Data | No Data | No Data | 39.6796 | 51.9553 | No Data | No Data | No Data | No Data | 33.147 | 36.3251 | No Data | No Data | 5.2 | 61.4205 | 1.82 | 5.3256 | 28.8 | 28.8917
2019-05-07 03:00 | No Data | No Data | No Data | No Data | 32.4529 | 47.8948 | No Data | No Data | No Data | No Data | 33.147 | 36.3251 | No Data | No Data | 12 | 63.5434 | -5.46 | -9.8432 | 19.6 | 19.8134
2019-05-07 03:30 | No Data | No Data | No Data | No Data | 28.9616 | 45.6015 | No Data | No Data | No Data | No Data | 33.147 | 36.3251 | No Data | No Data | 24.8 | 67.1476 | -18.2 | -19.7755 | 6.4 | 8.5041
2019-05-07 04:00 | No Data | No Data | No Data | No Data | 22.0401 | 42.2987 | No Data | No Data | No Data | No Data | 33.147 | 36.3251 | No Data | No Data | 48.8 | 79.2162 | -42.77 | -44.0317 | -17.3 | -20.1854
2019-05-07 04:30 | No Data | No Data | No Data | No Data | 17.0108 | 39.9097 | No Data | No Data | No Data | No Data | 33.147 | 36.3251 | No Data | No Data | 44 | 77.3367 | -38.22 | -39.7494 | -2.9 | -7.948
2019-05-07 05:00 | No Data | No Data | No Data | No Data | 9.7841 | 35.4767 | No Data | No Data | No Data | No Data | 33.147 | 36.3251 | No Data | No Data | 61.2 | 90.008 | -53.235 | -55.9724 | -18.2 | -19.6469
2019-05-07 05:30 | No Data | No Data | No Data | No Data | 6.244 | 29.5913 | No Data | No Data | No Data | No Data | 33.147 | 36.3251 | No Data | No Data | 62.4 | 91.1193 | -55.055 | -57.5714 | -24.8 | -25.6632
2019-05-07 06:00 | No Data | No Data | No Data | No Data | 4.9622 | 25.3145 | No Data | No Data | No Data | No Data | 33.147 | 36.3251 | No Data | No Data | 65.2 | 93.6316 | -57.33 | -60.5765 | -26 | -26.337
2019-05-07 06:30 | No Data | No Data | No Data | No Data | 8.6122 | 22.5304 | No Data | No Data | No Data | No Data | 33.147 | 36.3251 | No Data | No Data | 71.2 | 98.732 | -60.06 | -64.0646 | -24.1 | -24.2095
2019-05-07 07:00 | No Data | No Data | No Data | No Data | 6.3539 | 16.6474 | No Data | No Data | No Data | No Data | 33.147 | 36.3251 | No Data | No Data | 34.4 | 73.3648 | -24.115 | -28.6506 | 16.2 | 24.8928
2019-05-07 07:30 | No Data | No Data | No Data | No Data | -2.1546 | -7.4066 | No Data | No Data | No Data | No Data | 33.147 | 36.3251 | No Data | No Data | 6 | 59.5033 | 4.095 | 9.5658 | 39.1 | 46.79
2019-05-07 08:00 | No Data | No Data | No Data | No Data | 0.0061036 | 7.0253 | No Data | No Data | No Data | No Data | 33.147 | 36.3251 | No Data | No Data | 18.4 | 65.0563 | -8.645 | -15.3962 | -2.9 | -14.1993
2019-05-07 08:30 | No Data | No Data | No Data | No Data | -1.8494 | -11.9423 | No Data | No Data | No Data | No Data | 33.147 | 36.3251 | No Data | No Data | 71.6 | 96.5691 | -65.065 | -70.5602 | -71.3 | -71.5778
2019-05-07 09:00 | No Data | No Data | No Data | No Data | 0.0061036 | 11.6396 | No Data | No Data | No Data | No Data | 33.147 | 36.3251 | No Data | No Data | 88 | 113.7014 | -71.89 | -78.6295 | -79.3 | -80.7815
2019-05-07 09:30 | No Data | No Data | No Data | No Data | 2.3011 | 18.9091 | No Data | No Data | No Data | No Data | 33.147 | 36.3251 | No Data | No Data | 64 | 95.1428 | -48.685 | -54.9496 | -60 | -60.7012
2019-05-07 10:00 | No Data | No Data | No Data | No Data | -16.4614 | -21.1245 | No Data | No Data | No Data | No Data | 33.147 | 36.3251 | No Data | No Data | 89.2 | 115.3901 | -75.985 | -82.7462 | -87.2 | -89.3976
2019-05-07 10:30 | No Data | No Data | No Data | No Data | -20.6119 | -25.0039 | No Data | No Data | No Data | No Data | 33.147 | 36.3251 | No Data | No Data | 63.6 | 95.1714 | -50.05 | -55.9576 | -63.9 | -64.9986
2019-05-07 11:00 | No Data | No Data | No Data | No Data | -22.6627 | -27.5376 | No Data | No Data | No Data | No Data | 33.147 | 36.3251 | No Data | No Data | 54 | 88.7252 | -41.405 | -47.6883 | -54.3 | -54.9157
2019-05-07 11:30 | No Data | No Data | No Data | No Data | -34.2596 | -36.1012 | No Data | No Data | No Data | No Data | 33.147 | 36.3251 | No Data | No Data | 62 | 94.411 | -47.775 | -54.145 | -62.7 | -63.8193
2019-05-07 12:00 | No Data | No Data | No Data | No Data | -43.4272 | -43.5717 | No Data | No Data | No Data | No Data | 33.147 | 36.3251 | No Data | No Data | 44.8 | 82.1004 | -34.58 | -40.4208 | -47.6 | -48.1266
2019-05-07 12:30 | No Data | No Data | No Data | No Data | -44.4038 | -44.4337 | No Data | No Data | No Data | No Data | 33.147 | 36.3251 | No Data | No Data | 62.4 | 93.775 | -51.87 | -57.5912 | -65.4 | -65.9246
2019-05-07 13:00 | No Data | No Data | No Data | No Data | -54.609 | -54.6399 | No Data | No Data | No Data | No Data | 33.147 | 36.3251 | No Data | No Data | 54 | 88.7252 | -43.225 | -48.6361 | -57.5 | -57.7721
2019-05-07 13:30 | No Data | No Data | No Data | No Data | -43.5859 | -43.6272 | No Data | No Data | No Data | No Data | 33.147 | 36.3251 | No Data | No Data | 23.6 | 69.3397 | -13.195 | -19.989 | -25.5 | -25.7529
2019-05-07 14:00 | No Data | No Data | No Data | No Data | -46.6133 | -46.6422 | No Data | No Data | No Data | No Data | 33.147 | 36.3251 | No Data | No Data | 72.8 | 101.8297 | -62.335 | -68.051 | -64.3 | -64.5264
2019-05-07 14:30 | No Data | No Data | No Data | No Data | -38.8128 | -38.8128 | No Data | No Data | No Data | No Data | 33.147 | 36.3251 | No Data | No Data | 66 | 97.0847 | -55.965 | -61.4924 | -72.9 | -73.4292
2019-05-07 15:00 | No Data | No Data | No Data | No Data | -36.4569 | -36.4916 | No Data | No Data | No Data | No Data | 33.147 | 36.3251 | No Data | No Data | 78.4 | 106.1749 | -67.795 | -73.0852 | -67.7 | -67.8428
2019-05-07 15:30 | No Data | No Data | No Data | No Data | -34.6136 | -34.6433 | No Data | No Data | No Data | No Data | 33.147 | 36.3251 | No Data | No Data | 72.4 | 101.264 | -61.88 | -67.0951 | -58.7 | -58.7667
2019-05-07 16:00 | No Data | No Data | No Data | No Data | -26.3615 | -26.3857 | No Data | No Data | No Data | No Data | 33.147 | 36.3251 | No Data | No Data | 58 | 90.292 | -47.32 | -52.3092 | -52.8 | -52.8046
2019-05-07 16:30 | No Data | No Data | No Data | No Data | -32.4041 | -34.5524 | No Data | No Data | No Data | No Data | 33.147 | 36.3251 | No Data | No Data | 3.2 | 56.4907 | 6.825 | 8.2026 | 15 | 25.4018
2019-05-07 17:00 | No Data | No Data | No Data | No Data | -22.6139 | -22.6975 | No Data | No Data | No Data | No Data | 33.147 | 36.3251 | No Data | No Data | 40 | 74.7947 | -31.85 | -35.0202 | -5.1 | -14.2443
2019-05-07 17:30 | No Data | No Data | No Data | No Data | -14.2641 | -15.6755 | No Data | No Data | No Data | No Data | 33.147 | 36.3251 | No Data | No Data | 35.2 | 70.2544 | -25.935 | -28.3199 | 5.2 | 27.2017
2019-05-07 18:00 | No Data | No Data | No Data | No Data | -8.6244 | -8.6625 | No Data | No Data | No Data | No Data | 33.147 | 36.3251 | No Data | No Data | 32.4 | 70.3102 | -22.75 | -25.2351 | -16.3 | -25.3387
2019-05-07 18:30 | No Data | No Data | No Data | No Data | 3.8392 | 9.107 | No Data | No Data | No Data | No Data | 33.147 | 36.3251 | No Data | No Data | 54 | 84.9668 | -43.68 | -46.6503 | -21.6 | -25.632
2019-05-07 19:00 | No Data | No Data | No Data | No Data | 17.2671 | 22.5924 | No Data | No Data | No Data | No Data | 33.147 | 36.3251 | No Data | No Data | 53.6 | 85.0233 | -43.225 | -46.5547 | -21.3 | -22.7528
2019-05-07 19:30 | No Data | No Data | No Data | No Data | 26.3981 | 33.5295 | No Data | No Data | No Data | No Data | 33.147 | 36.3251 | No Data | No Data | 51.6 | 84.4085 | -41.405 | -45.2285 | -11.3 | -13.3454
2019-05-07 20:00 | No Data | No Data | No Data | No Data | 37.116 | 43.3549 | No Data | No Data | No Data | No Data | 33.147 | 36.3251 | No Data | No Data | 53.6 | 85.9581 | -44.135 | -47.9156 | -13.1 | -14.1693
2019-05-07 20:30 | No Data | No Data | No Data | No Data | 26.6545 | 35.2568 | No Data | No Data | No Data | No Data | 33.147 | 36.3251 | No Data | No Data | 49.2 | 82.9631 | -39.585 | -43.1963 | -10.6 | -14.5726
2019-05-07 21:00 | No Data | No Data | No Data | No Data | 24.0421 | 33.3257 | No Data | No Data | No Data | No Data | 33.147 | 36.3251 | No Data | No Data | 46.4 | 81.2355 | -37.765 | -41.3475 | -9.8 | -11.8152
2019-05-07 21:30 | No Data | No Data | No Data | No Data | 20.3433 | 29.442 | No Data | No Data | No Data | No Data | 33.147 | 36.3251 | No Data | No Data | 53.6 | 86.8995 | -43.225 | -47.0788 | -11.7 | -12.3016
2019-05-07 22:00 | No Data | No Data | No Data | No Data | 12.9702 | 24.7313 | No Data | No Data | No Data | No Data | 33.147 | 36.3251 | No Data | No Data | 50.4 | 84.9631 | -40.495 | -44.5854 | -12.1 | -12.1103
2019-05-07 22:30 | No Data | No Data | No Data | No Data | 15.8877 | 24.3951 | No Data | No Data | No Data | No Data | 33.147 | 36.3251 | No Data | No Data | 34.4 | 74.7818 | -23.66 | -27.5454 | 8.8 | 9.6255
2019-05-07 23:00 | No Data | No Data | No Data | No Data | -6.0609 | -11.8326 | No Data | No Data | No Data | No Data | 33.147 | 36.3251 | No Data | No Data | 45.2 | 81.3191 | -35.49 | -39.2805 | 0 | 0
2019-05-07 23:30 | No Data | No Data | No Data | No Data | -3.0823 | -5.0578 | No Data | No Data | No Data | No Data | 33.147 | 36.3251 | No Data | No Data | 48.4 | 81.5225 | -36.855 | -39.9701 | 7.8 | 16.6412
2019-05-08 | No Data | No Data | No Data | No Data | -12.4697 | -12.6133 | No Data | No Data | No Data | No Data | 33.147 | 36.3251 | No Data | No Data | 43.6 | 80.1049 | -32.76 | -36.229 | 7.4 | 10.0499
2019-05-08 00:30 | No Data | No Data | No Data | No Data | -17.8531 | -18.2741 | No Data | No Data | No Data | No Data | 33.147 | 36.3251 | No Data | No Data | 42.8 | 79.6723 | -33.67 | -37.0539 | 4.8 | 8.1609
2019-05-08 01:00 | No Data | No Data | No Data | No Data | -26.7643 | -26.8002 | No Data | No Data | No Data | No Data | 33.147 | 36.3251 | No Data | No Data | 37.6 | 76.3067 | -29.12 | -32.3562 | 14.9 | 16.3783
2019-05-08 01:30 | No Data | No Data | No Data | No Data | -27.1794 | -27.2122 | No Data | No Data | No Data | No Data | 33.147 | 36.3251 | No Data | No Data | 31.2 | 73.003 | -20.93 | -24.0419 | 20.1 | 20.8127
2019-05-08 02:00 | No Data | No Data | No Data | No Data | -31.9524 | -31.9643 | No Data | No Data | No Data | No Data | 33.147 | 36.3251 | No Data | No Data | 25.2 | 68.4923 | -17.29 | -19.7545 | 22.8 | 22.8316
2019-05-08 02:30 | No Data | No Data | No Data | No Data | -37.5921 | -37.605 | No Data | No Data | No Data | No Data | 33.147 | 36.3251 | No Data | No Data | 22 | 66.1646 | -13.65 | -16.6619 | 24.8 | 24.969
2019-05-08 03:00 | No Data | No Data | No Data | No Data | -39.7406 | -39.7502 | No Data | No Data | No Data | No Data | 33.147 | 36.3251 | No Data | No Data | 14.4 | 64.04 | -6.825 | -10.661 | 28.8 | 28.8765
2019-05-08 03:30 | No Data | No Data | No Data | No Data | -38.8739 | -38.9398 | No Data | No Data | No Data | No Data | 33.147 | 36.3251 | No Data | No Data | 19.2 | 65.6695 | -12.285 | -15.0219 | 23 | 23.2355
2019-05-08 04:00 | No Data | No Data | No Data | No Data | -41.5839 | -41.7863 | No Data | No Data | No Data | No Data | 33.147 | 36.3251 | No Data | No Data | 21.2 | 65.903 | -13.65 | -16.927 | 21.3 | 21.5244
2019-05-08 04:30 | No Data | No Data | No Data | No Data | -38.2025 | -38.3913 | No Data | No Data | No Data | No Data | 33.147 | 36.3251 | No Data | No Data | 16.8 | 63.8498 | -10.92 | -13.65 | 24 | 24.6
2019-05-08 05:00 | No Data | No Data | No Data | No Data | -34.1985 | -34.8931 | No Data | No Data | No Data | No Data | 33.147 | 36.3251 | No Data | No Data | 18.4 | 64.2893 | -11.83 | -14.9251 | 24 | 24.891
2019-05-08 05:30 | No Data | No Data | No Data | No Data | -33.4295 | -33.9636 | No Data | No Data | No Data | No Data | 33.147 | 36.3251 | No Data | No Data | 20.4 | 66.0303 | -14.105 | -17.296 | 12.7 | 13.6488
2019-05-08 06:00 | No Data | No Data | No Data | No Data | -29.9992 | -30.368 | No Data | No Data | No Data | No Data | 33.147 | 36.3251 | No Data | No Data | 27.6 | 68.9638 | -19.11 | -22.01 | 11.5 | 12.0503
2019-05-08 06:30 | No Data | No Data | No Data | No Data | -18.5122 | -19.875 | No Data | No Data | No Data | No Data | 33.147 | 36.3251 | No Data | No Data | 1.6 | 59.6215 | 11.375 | 14.2873 | 44.9 | 48.1898
2019-05-08 07:00 | No Data | No Data | No Data | No Data | -17.3404 | -17.3918 | No Data | No Data | No Data | No Data | 33.147 | 36.3251 | No Data | No Data | -11.6 | -57.5806 | 21.385 | 22.188 | 63.4 | 70.5292
2019-05-08 07:30 | No Data | No Data | No Data | No Data | -14.313 | -14.3697 | No Data | No Data | No Data | No Data | 33.147 | 36.3251 | No Data | No Data | -27.2 | -58.3301 | 38.675 | 38.8912 | 76.1 | 79.6754
2019-05-08 08:00 | No Data | No Data | No Data | No Data | -19.1348 | -19.1542 | No Data | No Data | No Data | No Data | 33.147 | 36.3251 | No Data | No Data | -23.6 | -59.6657 | 34.58 | 34.9403 | 38.8 | 42.1627
2019-05-08 08:30 | No Data | No Data | No Data | No Data | -13.6904 | -13.7555 | No Data | No Data | No Data | No Data | 33.147 | 36.3251 | No Data | No Data | -7.6 | -59.6858 | 17.745 | 19.5438 | 15.7 | 17.3566
2019-05-08 09:00 | No Data | No Data | No Data | No Data | -18.5122 | -18.5122 | No Data | No Data | No Data | No Data | 33.147 | 36.3251 | No Data | No Data | 10.4 | 64.05 | -2.73 | -13.0292 | -1.5 | -3.1765
2019-05-08 09:30 | No Data | No Data | No Data | No Data | -23.0289 | -23.2278 | No Data | No Data | No Data | No Data | 33.147 | 36.3251 | No Data | No Data | 18.8 | 69.0101 | -7.735 | -16.8902 | -16.7 | -17.1493
2019-05-08 10:00 | No Data | No Data | No Data | No Data | -17.5357 | -19.3829 | No Data | No Data | No Data | No Data | 33.147 | 36.3251 | No Data | No Data | 13.6 | 66.6033 | -4.55 | -15.6893 | -9.8 | -10.4403
2019-05-08 10:30 | No Data | No Data | No Data | No Data | -25.2262 | -26.4649 | No Data | No Data | No Data | No Data | 33.147 | 36.3251 | No Data | No Data | 15.2 | 67.338 | -6.37 | -16.3103 | -8 | -8.4758
2019-05-08 11:00 | No Data | No Data | No Data | No Data | -30.927 | -31.1015 | No Data | No Data | No Data | No Data | 33.147 | 36.3251 | No Data | No Data | 10 | 65.1718 | 0 | 13.195 | -6.8 | -7.1169
2019-05-08 11:30 | No Data | No Data | No Data | No Data | -28.4123 | -28.6267 | No Data | No Data | No Data | No Data | 33.147 | 36.3251 | No Data | No Data | 4.8 | 63.7809 | 4.095 | 12.9495 | 7.1 | 7.1113
2019-05-08 12:00 | No Data | No Data | No Data | No Data | -21.0758 | -23.1143 | No Data | No Data | No Data | No Data | 33.147 | 36.3251 | No Data | No Data | 4.8 | 64.1797 | 3.64 | 13.2498 | 7.8 | 7.8772
2019-05-08 12:30 | No Data | No Data | No Data | No Data | -20.5631 | -23.4799 | No Data | No Data | No Data | No Data | 33.147 | 36.3251 | No Data | No Data | -9.2 | -59.9106 | 18.2 | 19.9579 | 9.8 | 10.4062
2019-05-08 13:00 | No Data | No Data | No Data | No Data | -22.9191 | -25.8732 | No Data | No Data | No Data | No Data | 33.147 | 36.3251 | No Data | No Data | -5.6 | -60.659 | 14.56 | 16.7054 | 26.4 | 26.6054
2019-05-08 13:30 | No Data | No Data | No Data | No Data | -4.0101 | -18.6911 | No Data | No Data | No Data | No Data | 33.147 | 36.3251 | No Data | No Data | -10 | -60.4331 | 19.11 | 21.1661 | 33.4 | 33.8662
2019-05-08 14:00 | No Data | No Data | No Data | No Data | -8.368 | -20.038 | No Data | No Data | No Data | No Data | 33.147 | 36.3251 | No Data | No Data | 0.4 | 60.8013 | 6.825 | 13.6576 | 19.8 | 19.8023
2019-05-08 14:30 | No Data | No Data | No Data | No Data | -1.7517 | -14.9773 | No Data | No Data | No Data | No Data | 33.147 | 36.3251 | No Data | No Data | -4.8 | -60.5904 | 12.285 | 15.5634 | 18.9 | 18.932
2019-05-08 15:00 | No Data | No Data | No Data | No Data | 6.244 | 19.248 | No Data | No Data | No Data | No Data | 33.147 | 36.3251 | No Data | No Data | -6.4 | -61.4557 | 15.015 | 18.566 | 24.2 | 24.2101
2019-05-08 15:30 | No Data | No Data | No Data | No Data | 15.5825 | 25.4321 | No Data | No Data | No Data | No Data | 33.147 | 36.3251 | No Data | No Data | 0 | 60.8 | 7.735 | 11.6003 | 15.4 | 15.5708
2019-05-08 16:00 | No Data | No Data | No Data | No Data | 29.1203 | 36.4031 | No Data | No Data | No Data | No Data | 33.147 | 36.3251 | No Data | No Data | -12.4 | -60.0933 | -0.91 | -9.5982 | 1.6 | 2.1932
2019-05-08 16:30 | No Data | No Data | No Data | No Data | 30.2922 | 36.4146 | No Data | No Data | No Data | No Data | 33.147 | 36.3251 | No Data | No Data | 1.6 | 60.0213 | 0 | 10.01 | 25.9 | 26.2383
2019-05-08 17:00 | No Data | No Data | No Data | No Data | 41.9379 | 47.3824 | No Data | No Data | No Data | No Data | 33.147 | 36.3251 | No Data | No Data | -0.8 | -58.0675 | 4.55 | 8.974 | 35.6 | 36.8201
2019-05-08 17:30 | No Data | No Data | No Data | No Data | 51.1543 | 55.7052 | No Data | No Data | No Data | No Data | 33.147 | 36.3251 | No Data | No Data | -10.8 | -55.8541 | 18.2 | 19.0014 | 51.8 | 54.773
2019-05-08 18:00 | No Data | No Data | No Data | No Data | 59.8215 | 62.9806 | No Data | No Data | No Data | No Data | 33.147 | 36.3251 | No Data | No Data | -19.6 | -57.0712 | 29.12 | 29.2477 | 39.3 | 45.6369
2019-05-08 18:30 | No Data | No Data | No Data | No Data | 59.8215 | 62.9806 | No Data | No Data | No Data | No Data | 33.147 | 36.3251 | No Data | No Data | -24 | -58.363 | 34.58 | 34.6876 | 45.1 | 50.2678
2019-05-08 19:00 | No Data | No Data | No Data | No Data | 64.9485 | 68.3773 | No Data | No Data | No Data | No Data | 33.147 | 36.3251 | No Data | No Data | -18.8 | -57.179 | 29.12 | 29.2937 | 63.5 | 67.2359
2019-05-08 19:30 | No Data | No Data | No Data | No Data | 61.5671 | 65.7331 | No Data | No Data | No Data | No Data | 33.147 | 36.3251 | No Data | No Data | -7.6 | -57.3062 | 17.745 | 18.7049 | 61.8 | 64.0166
2019-05-08 20:00 | No Data | No Data | No Data | No Data | 56.2814 | 61.4487 | No Data | No Data | No Data | No Data | 33.147 | 36.3251 | No Data | No Data | -12.4 | -58.1378 | 22.295 | 22.9538 | 54.3 | 55.7654
2019-05-08 20:30 | No Data | No Data | No Data | No Data | 49.2134 | 55.806 | No Data | No Data | No Data | No Data | 33.147 | 36.3251 | No Data | No Data | -13.6 | -58.7946 | 22.75 | 23.5064 | 54 | 54.6963
2019-05-08 21:00 | No Data | No Data | No Data | No Data | 38.703 | 46.8004 | No Data | No Data | No Data | No Data | 33.147 | 36.3251 | No Data | No Data | -2.8 | -60.4649 | 11.375 | 13.7558 | 40.7 | 41.0835
2019-05-08 21:30 | No Data | No Data | No Data | No Data | 41.1688 | 48.8593 | No Data | No Data | No Data | No Data | 33.147 | 36.3251 | No Data | No Data | -1.2 | -61.6117 | 8.645 | 11.9085 | 43 | 43.0513
2019-05-08 22:00 | No Data | No Data | No Data | No Data | 39.2645 | 47.2658 | No Data | No Data | No Data | No Data | 33.147 | 36.3251 | No Data | No Data | -7.2 | -59.6362 | 14.56 | 15.7156 | 45.9 | 46.2166
2019-05-08 22:30 | No Data | No Data | No Data | No Data | 32.5017 | 41.8177 | No Data | No Data | No Data | No Data | 33.147 | 36.3251 | No Data | No Data | -8 | -59.2891 | 16.835 | 17.745 | 52.4 | 53.0377
2019-05-08 23:00 | No Data | No Data | No Data | No Data | 30.7073 | 39.2948 | No Data | No Data | No Data | No Data | 33.147 | 36.3251 | No Data | No Data | -8.4 | -59.001 | 17.29 | 18.1316 | 56.7 | 57.3788
2019-05-08 23:30 | No Data | No Data | No Data | No Data | 32.9046 | 40.0719 | No Data | No Data | No Data | No Data | 33.147 | 36.3251 | No Data | No Data | 1.6 | 59.2864 | 8.645 | 10.3756 | 56.3 | 58.6805
2019-05-09 | No Data | No Data | No Data | No Data | 23.9933 | 33.0461 | No Data | No Data | No Data | No Data | 33.147 | 36.3251 | No Data | No Data | -2.8 | -59.2122 | 13.195 | 14.4601 | 56.9 | 58.2784
2019-05-09 00:30 | No Data | No Data | No Data | No Data | 18.2925 | 29.1716 | No Data | No Data | No Data | No Data | 33.147 | 36.3251 | No Data | No Data | 1.6 | 61.6208 | 6.37 | 9.6734 | 47.3 | 47.8754
2019-05-09 01:00 | No Data | No Data | No Data | No Data | 3.2288 | 22.952 | No Data | No Data | No Data | No Data | 33.147 | 36.3251 | No Data | No Data | -3.1392 | -63.4226 | 5.46 | 9.8432 | 41.5 | 41.6736
2019-05-09 01:30 | No Data | No Data | No Data | No Data | 3.2288 | 22.0821 | No Data | No Data | No Data | No Data | 33.147 | 36.3251 | No Data | No Data | -9.4991 | -63.3997 | 12.74 | 14.453 | 48.4 | 48.4232
2019-05-09 02:00 | No Data | No Data | No Data | No Data | -4.5716 | -22.2225 | No Data | No Data | No Data | No Data | 33.147 | 36.3251 | No Data | No Data | -6.5326 | -64.0928 | 8.19 | 11.5824 | 49.4 | 49.4259
2019-05-09 02:30 | No Data | No Data | No Data | No Data | -10.309 | -21.9073 | No Data | No Data | No Data | No Data | 33.147 | 36.3251 | No Data | No Data | -0.81296 | -64.2078 | 1.82 | 5.7553 | 41.8 | 41.8269
2019-05-09 03:00 | No Data | No Data | No Data | No Data | -15.3384 | -24.6763 | No Data | No Data | No Data | No Data | 33.147 | 36.3251 | No Data | No Data | 1.5097 | 65.2763 | 0.455 | 5.9325 | 37.5 | 37.4482
2019-05-09 03:30 | No Data | No Data | No Data | No Data | -21.0269 | -24.8735 | No Data | No Data | No Data | No Data | 33.147 | 36.3251 | No Data | No Data | 6.7253 | 66.1682 | -4.55 | -9.369 | 31.5 | 31.6155
2019-05-09 04:00 | No Data | No Data | No Data | No Data | -21.3321 | -24.9403 | No Data | No Data | No Data | No Data | 33.147 | 36.3251 | No Data | No Data | 13.9057 | 68.8427 | -11.83 | -15.2068 | 23.4 | 23.448
2019-05-09 04:30 | No Data | No Data | No Data | No Data | -35.1751 | -35.5049 | No Data | No Data | No Data | No Data | 33.147 | 36.3251 | No Data | No Data | 22.5037 | 72.4759 | -18.655 | -21.3898 | 14.7 | 14.7868
2019-05-09 05:00 | No Data | No Data | No Data | No Data | -33.2341 | -33.3679 | No Data | No Data | No Data | No Data | 33.147 | 36.3251 | No Data | No Data | 25.1811 | 73.3523 | -21.84 | -24.6247 | 13.3 | 13.324
2019-05-09 05:30 | No Data | No Data | No Data | No Data | -38.3001 | -38.3248 | No Data | No Data | No Data | No Data | 33.147 | 36.3251 | No Data | No Data | 29.471 | 75.0462 | -27.755 | -30.3523 | 10.4 | 12.2115
2019-05-09 06:00 | No Data | No Data | No Data | No Data | -28.9738 | -28.9855 | No Data | No Data | No Data | No Data | 33.147 | 36.3251 | No Data | No Data | 29.6042 | 75.2555 | -26.845 | -29.336 | 2.3 | 8.6128
2019-05-09 06:30 | No Data | No Data | No Data | No Data | -28.4123 | -28.4123 | No Data | No Data | No Data | No Data | 33.147 | 36.3251 | No Data | No Data | 30.3355 | 74.1204 | -27.3 | -29.0773 | 7.5 | 22.205
2019-05-09 07:00 | No Data | No Data | No Data | No Data | -26.2516 | -26.7371 | No Data | No Data | No Data | No Data | 33.147 | 36.3251 | No Data | No Data | 34.4 | 69.5091 | -25.935 | -27.4852 | 11.8 | 26.5646
2019-05-09 07:30 | No Data | No Data | No Data | No Data | -24.8722 | -28.1703 | No Data | No Data | No Data | No Data | 33.147 | 36.3251 | No Data | No Data | 24.4 | 64.0312 | -19.565 | -21.21 | 14.3 | 25.5721
2019-05-09 08:00 | No Data | No Data | No Data | No Data | -28.5588 | -32.2172 | No Data | No Data | No Data | No Data | 33.147 | 36.3251 | No Data | No Data | 39.6 | 74.5815 | -36.4 | -38.8752 | -3.9 | -19.91
2019-05-09 08:30 | No Data | No Data | No Data | No Data | -33.283 | -36.5357 | No Data | No Data | No Data | No Data | 33.147 | 36.3251 | No Data | No Data | 39.6 | 75.6011 | -37.31 | -40.3901 | -8.7 | -16.229
2019-05-09 09:00 | No Data | No Data | No Data | No Data | -30.8659 | -33.5565 | No Data | No Data | No Data | No Data | 33.147 | 36.3251 | No Data | No Data | 43.2 | 77.8799 | -39.13 | -42.2464 | -13.3 | -17.4522
2019-05-09 09:30 | No Data | No Data | No Data | No Data | -25.4826 | -28.0557 | No Data | No Data | No Data | No Data | 33.147 | 36.3251 | No Data | No Data | 39.6 | 75.9421 | -35.945 | -39.3147 | -9.9 | -14.0007
2019-05-09 10:00 | No Data | No Data | No Data | No Data | -37.3846 | -40.521 | No Data | No Data | No Data | No Data | 33.147 | 36.3251 | No Data | No Data | 51.2 | 84.1646 | -47.32 | -50.8644 | -22.5 | -24.3082
2019-05-09 10:30 | No Data | No Data | No Data | No Data | -37.0794 | -40.3015 | No Data | No Data | No Data | No Data | 33.147 | 36.3251 | No Data | No Data | 38.4 | 76.0126 | -41.405 | -44.87 | -17.7 | -19.0709
2019-05-09 11:00 | No Data | No Data | No Data | No Data | -39.6918 | -41.6449 | No Data | No Data | No Data | No Data | 33.147 | 36.3251 | No Data | No Data | 37.2 | 70.2567 | -44.59 | -45.9077 | -20.2 | -23.8076
2019-05-09 11:30 | No Data | No Data | No Data | No Data | -40.1556 | -42.0872 | No Data | No Data | No Data | No Data | 33.147 | 36.3251 | No Data | No Data | 33.6 | 67.723 | -45.5 | -46.7921 | -27.2 | -29.4539
2019-05-09 12:00 | No Data | No Data | No Data | No Data | -38.5565 | -39.9876 | No Data | No Data | No Data | No Data | 33.147 | 36.3251 | No Data | No Data | 46.4 | 76.801 | -64.61 | -66.5437 | -45.9 | -46.6987
2019-05-09 12:30 | No Data | No Data | No Data | No Data | -38.4588 | -39.9227 | No Data | No Data | No Data | No Data | 33.147 | 36.3251 | No Data | No Data | 52.4 | 81.4833 | -67.34 | -69.4125 | -49.2 | -49.4336
2019-05-09 13:00 | No Data | No Data | No Data | No Data | -36.1517 | -36.8562 | No Data | No Data | No Data | No Data | 33.147 | 36.3251 | No Data | No Data | 63.6 | 89.0995 | -73.71 | -76.034 | -67.1 | -67.1007
2019-05-09 13:30 | No Data | No Data | No Data | No Data | -35.993 | -36.3137 | No Data | No Data | No Data | No Data | 33.147 | 36.3251 | No Data | No Data | 55.6 | 83.577 | -68.25 | -70.5191 | -58 | -58.0496
2019-05-09 14:00 | No Data | No Data | No Data | No Data | -25.5924 | -25.6627 | No Data | No Data | No Data | No Data | 33.147 | 36.3251 | No Data | No Data | 43.6 | 75.7955 | -54.145 | -56.1884 | -46.6 | -46.6473
2019-05-09 14:30 | No Data | No Data | No Data | No Data | -12.311 | -16.9842 | No Data | No Data | No Data | No Data | 33.147 | 36.3251 | No Data | No Data | 27.2 | 65.5134 | -40.495 | -42.0623 | -36.8 | -37.0504
2019-05-09 15:00 | No Data | No Data | No Data | No Data | 4.9622 | 14.2296 | No Data | No Data | No Data | No Data | 33.147 | 36.3251 | No Data | No Data | 22.8 | 62.3205 | -40.04 | -41.2723 | -17.4 | -20.4267
2019-05-09 15:30 | No Data | No Data | No Data | No Data | 12.3964 | 17.0463 | No Data | No Data | No Data | No Data | 33.147 | 36.3251 | No Data | No Data | 17.6 | 60.2289 | -20.02 | -20.7512 | -0.1 | -12.9004
2019-05-09 16:00 | No Data | No Data | No Data | No Data | 21.8326 | 25.6347 | No Data | No Data | No Data | No Data | 33.147 | 36.3251 | No Data | No Data | 28.4 | 64.5799 | -29.12 | -30.0162 | -4.2 | -13.1867
2019-05-09 16:30 | No Data | No Data | No Data | No Data | 14.8623 | 18.4785 | No Data | No Data | No Data | No Data | 33.147 | 36.3251 | No Data | No Data | 22.4 | 60.3138 | -18.2 | -18.7601 | 9 | 19.6787
2019-05-09 17:00 | No Data | No Data | No Data | No Data | 28.0339 | 31.5432 | No Data | No Data | No Data | No Data | 33.147 | 36.3251 | No Data | No Data | 11.6 | 54.45 | -5.46 | -5.4789 | 25.5 | 33.5483
2019-05-09 17:30 | No Data | No Data | No Data | No Data | 34.3938 | 38.0672 | No Data | No Data | No Data | No Data | 33.147 | 36.3251 | No Data | No Data | 5.6 | 53.0961 | 0 | 0 | 24.6 | 33.6091
2019-05-09 18:00 | No Data | No Data | No Data | No Data | 34.1863 | 37.8798 | No Data | No Data | No Data | No Data | 33.147 | 36.3251 | No Data | No Data | 3.6 | 52.1245 | 1.82 | 2.5739 | 12.7 | 27.5073
2019-05-09 18:30 | No Data | No Data | No Data | No Data | 35.6756 | 39.2291 | No Data | No Data | No Data | No Data | 33.147 | 36.3251 | No Data | No Data | 40 | 71.7785 | -31.395 | -32.4457 | -23.2 | -26.2589
2019-05-09 19:00 | No Data | No Data | No Data | No Data | 46.2348 | 49.0289 | No Data | No Data | No Data | No Data | 33.147 | 36.3251 | No Data | No Data | 48.4 | 77.7123 | -37.765 | -38.955 | -5.9 | -13.1928
2019-05-09 19:30 | No Data | No Data | No Data | No Data | 43.9887 | 46.9168 | No Data | No Data | No Data | No Data | 33.147 | 36.3251 | No Data | No Data | 44.8 | 75.8451 | -36.4 | -37.6332 | -4.3 | -9.4366
2019-05-09 20:00 | No Data | No Data | No Data | No Data | 44.5502 | 48.8543 | No Data | No Data | No Data | No Data | 33.147 | 36.3251 | No Data | No Data | 38.8 | 72.1255 | -30.94 | -32.2505 | 0.8 | 6.8469
2019-05-09 20:30 | No Data | No Data | No Data | No Data | 38.7518 | 43.6316 | No Data | No Data | No Data | No Data | 33.147 | 36.3251 | No Data | No Data | 45.6 | 76.9634 | -38.675 | -40.1871 | -8.3 | -8.7596
2019-05-09 21:00 | No Data | No Data | No Data | No Data | 27.2648 | 33.8436 | No Data | No Data | No Data | No Data | 33.147 | 36.3251 | No Data | No Data | 45.6 | 77.286 | -36.855 | -38.6295 | -7.2 | -7.2111
2019-05-09 21:30 | No Data | No Data | No Data | No Data | 17.0108 | 20.0248 | No Data | No Data | No Data | No Data | 33.147 | 36.3251 | No Data | No Data | 40.4 | 74.3365 | -32.76 | -34.0004 | 1.2 | 4.7676
2019-05-09 22:00 | No Data | No Data | No Data | No Data | -2.7283 | -5.1054 | No Data | No Data | No Data | No Data | 33.147 | 36.3251 | No Data | No Data | 28.4 | 68.195 | -19.565 | -20.7212 | 11.5 | 12.1116
2019-05-09 22:30 | No Data | No Data | No Data | No Data | 5.2186 | 8.8005 | No Data | No Data | No Data | No Data | 33.147 | 36.3251 | No Data | No Data | 34 | 68.616 | -23.66 | -24.1836 | 9.8 | 10.1922
2019-05-09 23:00 | No Data | No Data | No Data | No Data | 3.7903 | 8.0363 | No Data | No Data | No Data | No Data | 33.147 | 36.3251 | No Data | No Data | 33.2 | 68.2232 | -23.66 | -24.1836 | 13.7 | 14.3293
2019-05-09 23:30 | No Data | No Data | No Data | No Data | 27.985 | 33.6689 | No Data | No Data | No Data | No Data | 33.147 | 36.3251 | No Data | No Data | 41.6 | 72.3547 | -31.395 | -31.8662 | 18 | 21.3063
2019-05-10 | No Data | No Data | No Data | No Data | 23.8346 | 30.3071 | No Data | No Data | No Data | No Data | 33.147 | 36.3251 | No Data | No Data | 28.8 | 65.8337 | -20.475 | -20.796 | 24.2 | 24.2909
2019-05-10 00:30 | No Data | No Data | No Data | No Data | 14.3008 | 25.1774 | No Data | No Data | No Data | No Data | 33.147 | 36.3251 | No Data | No Data | 33.2 | 69.2739 | -26.845 | -27.4889 | 17.3 | 17.4657
2019-05-10 01:00 | No Data | No Data | No Data | No Data | 1.3245 | 20.764 | No Data | No Data | No Data | No Data | 33.147 | 36.3251 | No Data | No Data | 39.2 | 73.3528 | -31.395 | -32.1283 | 14.3 | 14.3087
2019-05-10 01:30 | No Data | No Data | No Data | No Data | 0.0061036 | 19.0738 | No Data | No Data | No Data | No Data | 33.147 | 36.3251 | No Data | No Data | 40 | 73.7835 | -34.125 | -34.8929 | 13 | 13.0465
2019-05-10 02:00 | No Data | No Data | No Data | No Data | -11.4443 | -22.2437 | No Data | No Data | No Data | No Data | 33.147 | 36.3251 | No Data | No Data | 43.6 | 76.1231 | -36.4 | -37.31 | 5.2 | 5.2612
2019-05-10 02:30 | No Data | No Data | No Data | No Data | -21.0758 | -27.5187 | No Data | No Data | No Data | No Data | 33.147 | 36.3251 | No Data | No Data | 40 | 73.1125 | -34.58 | -35.4345 | 2.7 | 2.9547
2019-05-10 03:00 | No Data | No Data | No Data | No Data | -41.5351 | -41.5351 | No Data | No Data | No Data | No Data | 33.147 | 36.3251 | No Data | No Data | 38 | 71.0211 | -32.76 | -33.4634 | 5 | 7.3593
2019-05-10 03:30 | No Data | No Data | No Data | No Data | -46.1006 | -46.1182 | No Data | No Data | No Data | No Data | 33.147 | 36.3251 | No Data | No Data | 36.4 | 70.5204 | -30.94 | -31.5003 | 5.8 | 8.49
2019-05-10 04:00 | No Data | No Data | No Data | No Data | -50.605 | -51.8008 | No Data | No Data | No Data | No Data | 33.147 | 36.3251 | No Data | No Data | 39.6 | 71.8899 | -34.58 | -35.2471 | 3.1 | 16.9853
2019-05-10 04:30 | No Data | No Data | No Data | No Data | -47.5288 | -48.4458 | No Data | No Data | No Data | No Data | 33.147 | 36.3251 | No Data | No Data | 52.8 | 79.6241 | -46.41 | -47.2083 | -9.9 | -22.7653
2019-05-10 05:00 | No Data | No Data | No Data | No Data | -47.5776 | -48.7686 | No Data | No Data | No Data | No Data | 33.147 | 36.3251 | No Data | No Data | 38.4 | 69.8936 | -32.305 | -32.7632 | 3.3 | 21.4553
2019-05-10 05:30 | No Data | No Data | No Data | No Data | -43.3295 | -44.2674 | No Data | No Data | No Data | No Data | 33.147 | 36.3251 | No Data | No Data | 35.6 | 68.3953 | -28.21 | -28.7335 | 3.2 | 12.7094
2019-05-10 06:00 | No Data | No Data | No Data | No Data | -40.4608 | -41.1841 | No Data | No Data | No Data | No Data | 33.147 | 36.3251 | No Data | No Data | 32.4 | 66.0872 | -25.48 | -25.807 | 5.1 | 16.5076
2019-05-10 06:30 | No Data | No Data | No Data | No Data | -36.5057 | -37.8742 | No Data | No Data | No Data | No Data | 33.147 | 36.3251 | No Data | No Data | 40.4 | 71.0121 | -31.85 | -32.3146 | 4.6 | 17.322
2019-05-10 07:00 | No Data | No Data | No Data | No Data | -30.5119 | -32.7845 | No Data | No Data | No Data | No Data | 33.147 | 36.3251 | No Data | No Data | 43.2 | 72.9636 | -34.58 | -35.2471 | 6 | 16.2484
2019-05-10 07:30 | No Data | No Data | No Data | No Data | -32.7703 | -34.8961 | No Data | No Data | No Data | No Data | 33.147 | 36.3251 | No Data | No Data | 9.2 | 53.9896 | -2.73 | -2.73 | 7.8 | 15.9389
2019-05-10 08:00 | No Data | No Data | No Data | No Data | -32.7214 | -34.7259 | No Data | No Data | No Data | No Data | 33.147 | 36.3251 | No Data | No Data | 10.8 | 53.8932 | -5.46 | -5.46 | 2.8 | 13.6894
2019-05-10 08:30 | No Data | No Data | No Data | No Data | -30.927 | -32.7136 | No Data | No Data | No Data | No Data | 33.147 | 36.3251 | No Data | No Data | 24.8 | 60.8802 | -21.385 | -21.9629 | -4.3 | -7.5452
2019-05-10 09:00 | No Data | No Data | No Data | No Data | -35.6878 | -37.7635 | No Data | No Data | No Data | No Data | 33.147 | 36.3251 | No Data | No Data | 30.4 | 65.13 | -41.405 | -42.1213 | -9.8 | -12.3406
2019-05-10 09:30 | No Data | No Data | No Data | No Data | -36.6644 | -36.7365 | No Data | No Data | No Data | No Data | 33.147 | 36.3251 | No Data | No Data | 20.8 | 60.1132 | -29.575 | -30.3523 | -4 | -8.5884
2019-05-10 10:00 | No Data | No Data | No Data | No Data | -40.3021 | -40.4072 | No Data | No Data | No Data | No Data | 33.147 | 36.3251 | No Data | No Data | 35.6 | 68.0541 | -51.87 | -53.636 | -24.8 | -26.315
2019-05-10 10:30 | No Data | No Data | No Data | No Data | -40.6073 | -40.6488 | No Data | No Data | No Data | No Data | 33.147 | 36.3251 | No Data | No Data | 48.4 | 76.467 | -58.695 | -60.1599 | -36 | -36.1697
2019-05-10 11:00 | No Data | No Data | No Data | No Data | -43.4272 | -43.483 | No Data | No Data | No Data | No Data | 33.147 | 36.3251 | No Data | No Data | 52.4 | 79.0595 | -73.71 | -75.9237 | -48.1 | -48.1
2019-05-10 11:30 | No Data | No Data | No Data | No Data | -48.6641 | -48.7139 | No Data | No Data | No Data | No Data | 33.147 | 36.3251 | No Data | No Data | 58 | 83.1635 | -75.075 | -77.1436 | -59.5 | -59.6853
2019-05-10 12:00 | No Data | No Data | No Data | No Data | -46.247 | -46.3232 | No Data | No Data | No Data | No Data | 33.147 | 36.3251 | No Data | No Data | 57.6 | 83.4621 | -80.535 | -82.9861 | -51.8 | -51.9542
2019-05-10 12:30 | No Data | No Data | No Data | No Data | -49.6895 | -49.9072 | No Data | No Data | No Data | No Data | 33.147 | 36.3251 | No Data | No Data | 41.6 | 72.3547 | -69.16 | -71.1795 | -45.9 | -45.968
2019-05-10 13:00 | No Data | No Data | No Data | No Data | -49.1768 | -49.2352 | No Data | No Data | No Data | No Data | 33.147 | 36.3251 | No Data | No Data | 48.4 | 77.088 | -74.165 | -76.0517 | -47.7 | -47.7378
2019-05-10 13:30 | No Data | No Data | No Data | No Data | -29.9504 | -36.3923 | No Data | No Data | No Data | No Data | 33.147 | 36.3251 | No Data | No Data | 47.2 | 75.7131 | -72.345 | -74.278 | -39.5 | -39.5214
2019-05-10 14:00 | No Data | No Data | No Data | No Data | -32.9778 | -38.9218 | No Data | No Data | No Data | No Data | 33.147 | 36.3251 | No Data | No Data | 70 | 93.5094 | -93.275 | -96.3419 | -64.3 | -65.8709
2019-05-10 14:30 | No Data | No Data | No Data | No Data | -29.5842 | -37.3041 | No Data | No Data | No Data | No Data | 33.147 | 36.3251 | No Data | No Data | 50.8 | 79.5367 | -69.16 | -71.1795 | -36.7 | -38.2001
2019-05-10 15:00 | No Data | No Data | No Data | No Data | -28.8762 | -35.5989 | No Data | No Data | No Data | No Data | 33.147 | 36.3251 | No Data | No Data | 73.6 | 97.7973 | -91 | -94.4999 | -57.3 | -59.9715
2019-05-10 15:30 | No Data | No Data | No Data | No Data | -25.4337 | -32.8683 | No Data | No Data | No Data | No Data | 33.147 | 36.3251 | No Data | No Data | 32.4 | 67.4863 | -57.785 | -59.4816 | -22.6 | -24.7136
2019-05-10 16:00 | No Data | No Data | No Data | No Data | -19.8428 | -29.2864 | No Data | No Data | No Data | No Data | 33.147 | 36.3251 | No Data | No Data | 58.8 | 85.7391 | -67.34 | -69.3035 | -28.3 | -29.0823
2019-05-10 16:30 | No Data | No Data | No Data | No Data | -27.4357 | -27.5809 | No Data | No Data | No Data | No Data | 33.147 | 36.3251 | No Data | No Data | 34.8 | 68.3263 | -46.865 | -47.8291 | -11.5 | -11.5039
2019-05-10 17:00 | No Data | No Data | No Data | No Data | -23.2364 | -24.1751 | No Data | No Data | No Data | No Data | 33.147 | 36.3251 | No Data | No Data | 26 | 63.1962 | -29.12 | -29.8086 | 6.4 | 6.7357
2019-05-10 17:30 | No Data | No Data | No Data | No Data | -14.3618 | -19.7743 | No Data | No Data | No Data | No Data | 33.147 | 36.3251 | No Data | No Data | 21.2 | 59.5046 | -14.105 | -14.6874 | 21.4 | 21.6379
2019-05-10 18:00 | No Data | No Data | No Data | No Data | -6.5736 | -20.857 | No Data | No Data | No Data | No Data | 33.147 | 36.3251 | No Data | No Data | 18.4 | 59.3255 | -10.01 | -10.5045 | 18.6 | 18.6218
2019-05-10 18:30 | No Data | No Data | No Data | No Data | 1.5808 | 21.8045 | No Data | No Data | No Data | No Data | 33.147 | 36.3251 | No Data | No Data | 30.4 | 67.6189 | -21.84 | -22.75 | 15.7 | 16.6027
2019-05-10 19:00 | No Data | No Data | No Data | No Data | 3.6316 | 26.3565 | No Data | No Data | No Data | No Data | 33.147 | 36.3251 | No Data | No Data | 28 | 65.8495 | -20.475 | -21.5825 | 14.7 | 15.954
2019-05-10 19:30 | No Data | No Data | No Data | No Data | 2.1424 | 18.939 | No Data | No Data | No Data | No Data | 33.147 | 36.3251 | No Data | No Data | 23.6 | 63.7307 | -17.29 | -18.2738 | 17 | 18.2727
2019-05-10 20:00 | No Data | No Data | No Data | No Data | 2.4598 | 20.8187 | No Data | No Data | No Data | No Data | 33.147 | 36.3251 | No Data | No Data | 22 | 63.1557 | -16.38 | -17.1276 | 17.1 | 17.3277
2019-05-10 20:30 | No Data | No Data | No Data | No Data | 2.0447 | 20.7131 | No Data | No Data | No Data | No Data | 33.147 | 36.3251 | No Data | No Data | 28 | 66.5745 | -19.565 | -20.5759 | 11.5 | 14.2411
2019-05-10 21:00 | No Data | No Data | No Data | No Data | -2.3133 | -18.9106 | No Data | No Data | No Data | No Data | 33.147 | 36.3251 | No Data | No Data | 26 | 66.1259 | -22.295 | -23.3163 | 10.6 | 14.4361
2019-05-10 21:30 | No Data | No Data | No Data | No Data | 10.8583 | 24.8109 | No Data | No Data | No Data | No Data | 33.147 | 36.3251 | No Data | No Data | 31.6 | 70.3022 | -24.115 | -25.4678 | 12.5 | 16.5849
2019-05-10 22:00 | No Data | No Data | No Data | No Data | 7.6844 | 25.345 | No Data | No Data | No Data | No Data | 33.147 | 36.3251 | No Data | No Data | 40.8 | 76.5747 | -33.215 | -34.562 | 1.9 | 16.311
2019-05-10 22:30 | No Data | No Data | No Data | No Data | 10.9194 | 24.75 | No Data | No Data | No Data | No Data | 33.147 | 36.3251 | No Data | No Data | 45.6 | 79.5638 | -37.31 | -39.0055 | 1.5 | 19.8363
2019-05-10 23:00 | No Data | No Data | No Data | No Data | 13.7392 | 27.882 | No Data | No Data | No Data | No Data | 33.147 | 36.3251 | No Data | No Data | 35.2 | 72.6911 | -25.935 | -27.4852 | 15.7 | 21.1021
2019-05-10 23:30 | No Data | No Data | No Data | No Data | 25.214 | 33.3928 | No Data | No Data | No Data | No Data | 33.147 | 36.3251 | No Data | No Data | 42 | 75.2181 | -31.85 | -32.8861 | 19.2 | 19.7909
2019-05-11 | No Data | No Data | No Data | No Data | 23.3219 | 31.9882 | No Data | No Data | No Data | No Data | 33.147 | 36.3251 | No Data | No Data | 34.8 | 71.4479 | -26.39 | -27.6317 | 20.5 | 22.809
2019-05-11 00:30 | No Data | No Data | No Data | No Data | 12.9091 | 25.332 | No Data | No Data | No Data | No Data | 33.147 | 36.3251 | No Data | No Data | 36.8 | 72.0988 | -29.12 | -30.0162 | 16.2 | 18.5809
2019-05-11 01:00 | No Data | No Data | No Data | No Data | 7.4769 | 26.2173 | No Data | No Data | No Data | No Data | 33.147 | 36.3251 | No Data | No Data | 38.4 | 72.8527 | -30.03 | -30.7958 | 9 | 9.0355
2019-05-11 01:30 | No Data | No Data | No Data | No Data | 9.3202 | 26.9502 | No Data | No Data | No Data | No Data | 33.147 | 36.3251 | No Data | No Data | 32 | 69.0611 | -24.57 | -25.272 | 14.2 | 14.7526
2019-05-11 02:00 | No Data | No Data | No Data | No Data | 16.3027 | 33.4265 | No Data | No Data | No Data | No Data | 33.147 | 36.3251 | No Data | No Data | 32.4 | 69.6012 | -25.48 | -26.2642 | 9.9 | 11.9541
2019-05-11 02:30 | No Data | No Data | No Data | No Data | 12.8115 | 33.6109 | No Data | No Data | No Data | No Data | 33.147 | 36.3251 | No Data | No Data | 24.8 | 65.6634 | -19.11 | -19.7545 | 13.3 | 13.86
2019-05-11 03:00 | No Data | No Data | No Data | No Data | 11.4321 | 32.7319 | No Data | No Data | No Data | No Data | 33.147 | 36.3251 | No Data | No Data | 23.6 | 64.1024 | -17.745 | -18.319 | 13 | 13.4123
2019-05-11 03:30 | No Data | No Data | No Data | No Data | 7.9408 | 30.0894 | No Data | No Data | No Data | No Data | 33.147 | 36.3251 | No Data | No Data | 22.4 | 63.2961 | -16.835 | -17.439 | 12.2 | 12.6127
2019-05-11 04:00 | No Data | No Data | No Data | No Data | 4.1932 | 28.7201 | No Data | No Data | No Data | No Data | 33.147 | 36.3251 | No Data | No Data | 22.4 | 63.2961 | -17.29 | -17.8787 | 12.9 | 13.2004
2019-05-11 04:30 | No Data | No Data | No Data | No Data | 1.3245 | 30.2358 | No Data | No Data | No Data | No Data | 33.147 | 36.3251 | No Data | No Data | 22 | 62.0322 | -15.925 | -16.3357 | 15.7 | 15.8146
2019-05-11 05:00 | No Data | No Data | No Data | No Data | -7.0863 | -26.3084 | No Data | No Data | No Data | No Data | 33.147 | 36.3251 | No Data | No Data | 18.4 | 60.4675 | -11.375 | -11.8125 | 21.2 | 21.2116
2019-05-11 05:30 | No Data | No Data | No Data | No Data | 1.4343 | 25.4741 | No Data | No Data | No Data | No Data | 33.147 | 36.3251 | No Data | No Data | 17.6 | 59.8465 | -12.285 | -12.5847 | 22.2 | 22.2991
2019-05-11 06:00 | No Data | No Data | No Data | No Data | 6.659 | 26.2438 | No Data | No Data | No Data | No Data | 33.147 | 36.3251 | No Data | No Data | 26 | 63.9262 | -20.93 | -21.4189 | 15.7 | 15.7258
2019-05-11 06:30 | No Data | No Data | No Data | No Data | 14.3496 | 30.9185 | No Data | No Data | No Data | No Data | 33.147 | 36.3251 | No Data | No Data | 21.2 | 60.6274 | -14.105 | -14.2873 | 23.4 | 24.2332
2019-05-11 07:00 | No Data | No Data | No Data | No Data | 18.1949 | 31.4807 | No Data | No Data | No Data | No Data | 33.147 | 36.3251 | No Data | No Data | 25.2 | 63.238 | -18.2 | -18.4766 | 15 | 15.0851
2019-05-11 07:30 | No Data | No Data | No Data | No Data | 14.0444 | 29.2784 | No Data | No Data | No Data | No Data | 33.147 | 36.3251 | No Data | No Data | 5.6 | 53.4939 | 0 | 0 | 28 | 28.7
2019-05-11 08:00 | No Data | No Data | No Data | No Data | 16.3516 | 30.4525 | No Data | No Data | No Data | No Data | 33.147 | 36.3251 | No Data | No Data | 7.2 | 54.8744 | -5.915 | -6.0705 | 16.5 | 17.6618
2019-05-11 08:30 | No Data | No Data | No Data | No Data | 17.5235 | 31.0975 | No Data | No Data | No Data | No Data | 33.147 | 36.3251 | No Data | No Data | -4.8 | -53.0177 | -1.82 | -1.82 | -26.4 | -26.5181
2019-05-11 09:00 | No Data | No Data | No Data | No Data | 19.3179 | 32.1428 | No Data | No Data | No Data | No Data | 33.147 | 36.3251 | No Data | No Data | -0.4 | -53.6731 | -14.56 | -14.8137 | -37.6 | -38.1408
2019-05-11 09:30 | No Data | No Data | No Data | No Data | 21.0147 | 35.0457 | No Data | No Data | No Data | No Data | 33.147 | 36.3251 | No Data | No Data | 6 | 55.9228 | -25.025 | -25.6137 | -12.7 | -12.9437
2019-05-11 10:00 | No Data | No Data | No Data | No Data | 14.9599 | 31.7865 | No Data | No Data | No Data | No Data | 33.147 | 36.3251 | No Data | No Data | 2.8 | 55.7437 | -15.925 | -16.5623 | -31.9 | -32.596
2019-05-11 10:30 | No Data | No Data | No Data | No Data | 3.8392 | 25.9271 | No Data | No Data | No Data | No Data | 33.147 | 36.3251 | No Data | No Data | 9.2 | 57.9351 | -36.855 | -37.754 | -50 | -51.6373
2019-05-11 11:00 | No Data | No Data | No Data | No Data | -2.472 | -25.7601 | No Data | No Data | No Data | No Data | 33.147 | 36.3251 | No Data | No Data | 6.8 | 57.2056 | -33.215 | -34.2098 | -37.9 | -39.4363
2019-05-11 11:30 | No Data | No Data | No Data | No Data | -5.3407 | -26.1915 | No Data | No Data | No Data | No Data | 33.147 | 36.3251 | No Data | No Data | 7.6 | 57.7027 | -35.945 | -37.3128 | -56.8 | -59.148
2019-05-11 12:00 | No Data | No Data | No Data | No Data | -9.6986 | -27.4142 | No Data | No Data | No Data | No Data | 33.147 | 36.3251 | No Data | No Data | 2 | 55.636 | -29.575 | -30.4578 | -46.6 | -48.3526
2019-05-11 12:30 | No Data | No Data | No Data | No Data | -13.9467 | -26.4442 | No Data | No Data | No Data | No Data | 33.147 | 36.3251 | No Data | No Data | 12.4 | 59.3107 | -40.04 | -40.9626 | -43.7 | -45.9184
2019-05-11 13:00 | No Data | No Data | No Data | No Data | -4.828 | -26.2958 | No Data | No Data | No Data | No Data | 33.147 | 36.3251 | No Data | No Data | 9.2 | 58.3301 | -36.4 | -37.5203 | -39.5 | -41.4914
2019-05-11 13:30 | No Data | No Data | No Data | No Data | -4.7791 | -24.5245 | No Data | No Data | No Data | No Data | 33.147 | 36.3251 | No Data | No Data | 6 | 56.3205 | -26.845 | -27.5904 | -21 | -22.5442
2019-05-11 14:00 | No Data | No Data | No Data | No Data | -1.0803 | -24.0786 | No Data | No Data | No Data | No Data | 33.147 | 36.3251 | No Data | No Data | 0 | 55.6 | -24.57 | -25.3823 | -15.7 | -18.3505
2019-05-11 14:30 | No Data | No Data | No Data | No Data | -4.7791 | -24.5245 | No Data | No Data | No Data | No Data | 33.147 | 36.3251 | No Data | No Data | 4.4 | 56.5714 | -20.475 | -21.0778 | -7.1 | -8.2492
2019-05-11 15:00 | No Data | No Data | No Data | No Data | 1.9471 | 26.129 | No Data | No Data | No Data | No Data | 33.147 | 36.3251 | No Data | No Data | -1.6 | -54.0237 | -9.1 | -9.2802 | 0 | 0
2019-05-11 15:30 | No Data | No Data | No Data | No Data | 6.1463 | 26.7714 | No Data | No Data | No Data | No Data | 33.147 | 36.3251 | No Data | No Data | 0 | 53.6239 | -5.46 | -5.915 | 16.2 | 16.323
2019-05-11 16:00 | No Data | No Data | No Data | No Data | 9.1737 | 26.0296 | No Data | No Data | No Data | No Data | 33.147 | 36.3251 | No Data | No Data | -10 | -52.1674 | 3.185 | 3.6683 | 29.2 | 30.0508
2019-05-11 16:30 | No Data | No Data | No Data | No Data | 14.0932 | 29.6664 | No Data | No Data | No Data | No Data | 33.147 | 36.3251 | No Data | No Data | -7.2 | -51.3077 | 6.825 | 7.0635 | 34.2 | 35.7463
2019-05-11 17:00 | No Data | No Data | No Data | No Data | 26.2394 | 35.5636 | No Data | No Data | No Data | No Data | 33.147 | 36.3251 | No Data | No Data | -9.2 | -49.6596 | 14.56 | 15.0081 | 44.2 | 47.1098
2019-05-11 17:30 | No Data | No Data | No Data | No Data | 31.4763 | 39.5856 | No Data | No Data | No Data | No Data | 33.147 | 36.3251 | No Data | No Data | -23.2 | -51.1625 | 28.21 | 29.0239 | 61 | 65.052
2019-05-11 18:00 | No Data | No Data | No Data | No Data | 40.5463 | 47.1197 | No Data | No Data | No Data | No Data | 33.147 | 36.3251 | No Data | No Data | -18.8 | -50.8063 | 23.66 | 24.3882 | 58.5 | 63.081
2019-05-11 18:30 | No Data | No Data | No Data | No Data | 39.472 | 46.1985 | No Data | No Data | No Data | No Data | 33.147 | 36.3251 | No Data | No Data | -8.4 | -50.3063 | 14.105 | 14.5671 | 46.8 | 50.4349
2019-05-11 19:00 | No Data | No Data | No Data | No Data | 39.6307 | 46.3342 | No Data | No Data | No Data | No Data | 33.147 | 36.3251 | No Data | No Data | -5.6 | -50.7102 | 11.83 | 12.1409 | 43.7 | 46.1703
2019-05-11 19:30 | No Data | No Data | No Data | No Data | 35.2728 | 43.9403 | No Data | No Data | No Data | No Data | 33.147 | 36.3251 | No Data | No Data | -2 | -52.0384 | 7.735 | 7.9462 | 38.6 | 40.1643
2019-05-11 20:00 | No Data | No Data | No Data | No Data | 39.6796 | 49.995 | No Data | No Data | No Data | No Data | 33.147 | 36.3251 | No Data | No Data | -5.2 | -53.0554 | 10.01 | 10.1741 | 38.7 | 39.3459
2019-05-11 20:30 | No Data | No Data | No Data | No Data | 39.7284 | 50.0337 | No Data | No Data | No Data | No Data | 33.147 | 36.3251 | No Data | No Data | -3.2 | -52.4976 | 9.555 | 9.7268 | 37.2 | 37.8904
2019-05-11 21:00 | No Data | No Data | No Data | No Data | 30.7073 | 43.22 | No Data | No Data | No Data | No Data | 33.147 | 36.3251 | No Data | No Data | -8.4 | -51.8845 | 12.74 | 13.0292 | 42.2 | 42.6244
2019-05-11 21:30 | No Data | No Data | No Data | No Data | 34.9065 | 46.2979 | No Data | No Data | No Data | No Data | 33.147 | 36.3251 | No Data | No Data | -12 | -52.1981 | 19.11 | 19.4536 | 49.3 | 49.9132
2019-05-11 22:00 | No Data | No Data | No Data | No Data | 31.1711 | 43.5508 | No Data | No Data | No Data | No Data | 33.147 | 36.3251 | No Data | No Data | -5.6 | -53.8917 | 13.195 | 13.3897 | 41.8 | 41.8747
2019-05-11 22:30 | No Data | No Data | No Data | No Data | 34.5525 | 46.0316 | No Data | No Data | No Data | No Data | 33.147 | 36.3251 | No Data | No Data | -5.2 | -53.0554 | 12.285 | 12.4939 | 45.8 | 46.5639
2019-05-11 23:00 | No Data | No Data | No Data | No Data | 34.6502 | 45.0037 | No Data | No Data | No Data | No Data | 33.147 | 36.3251 | No Data | No Data | -11.6 | -51.7177 | 19.11 | 19.3736 | 56.9 | 57.6231
2019-05-11 23:30 | No Data | No Data | No Data | No Data | 44.8066 | 53.2196 | No Data | No Data | No Data | No Data | 33.147 | 36.3251 | No Data | No Data | 2.8 | 52.0753 | 3.64 | 4.2925 | 51.3 | 53.8882
2019-05-12 | No Data | No Data | No Data | No Data | 37.3724 | 46.1174 | No Data | No Data | No Data | No Data | 33.147 | 36.3251 | No Data | No Data | -8.8 | -51.5566 | 15.925 | 16.3357 | 58.3 | 59.4455
2019-05-12 00:30 | No Data | No Data | No Data | No Data | 30.8537 | 42.1503 | No Data | No Data | No Data | No Data | 33.147 | 36.3251 | No Data | No Data | -10 | -52.5601 | 17.745 | 18.1145 | 66.4 | 66.7892
2019-05-12 01:00 | No Data | No Data | No Data | No Data | 25.0187 | 39.4577 | No Data | No Data | No Data | No Data | 33.147 | 36.3251 | No Data | No Data | -10.4 | -53.0298 | 16.835 | 17.1336 | 61.4 | 61.6925
2019-05-12 01:30 | No Data | No Data | No Data | No Data | 28.7053 | 41.8924 | No Data | No Data | No Data | No Data | 33.147 | 36.3251 | No Data | No Data | -14.8 | -52.912 | 20.93 | 21.2442 | 66.7 | 66.9517
2019-05-12 02:00 | No Data | No Data | No Data | No Data | 22.2965 | 39.1732 | No Data | No Data | No Data | No Data | 33.147 | 36.3251 | No Data | No Data | -18 | -53.8947 | 23.66 | 23.9384 | 63.5 | 63.5662
2019-05-12 02:30 | No Data | No Data | No Data | No Data | 17.0108 | 34.9334 | No Data | No Data | No Data | No Data | 33.147 | 36.3251 | No Data | No Data | -17.2 | -53.6328 | 23.66 | 23.9384 | 60.8 | 60.9449
2019-05-12 03:00 | No Data | No Data | No Data | No Data | 15.1675 | 34.0739 | No Data | No Data | No Data | No Data | 33.147 | 36.3251 | No Data | No Data | -29.6 | -56.0528 | 34.125 | 34.559 | 71.8 | 72.2667
2019-05-12 03:30 | No Data | No Data | No Data | No Data | 15.4238 | 35.7113 | No Data | No Data | No Data | No Data | 33.147 | 36.3251 | No Data | No Data | -30.4 | -56.4794 | 35.945 | 36.3573 | 70.9 | 71.1883
2019-05-12 04:00 | No Data | No Data | No Data | No Data | 19.3179 | 37.5578 | No Data | No Data | No Data | No Data | 33.147 | 36.3251 | No Data | No Data | -35.6 | -57.5361 | 40.95 | 41.4425 | 75 | 75.2239
2019-05-12 04:30 | No Data | No Data | No Data | No Data | 21.0636 | 38.4848 | No Data | No Data | No Data | No Data | 33.147 | 36.3251 | No Data | No Data | -35.2 | -57.9227 | 40.04 | 40.5435 | 64.3 | 64.5982
2019-05-12 05:00 | No Data | No Data | No Data | No Data | 18.9151 | 37.3522 | No Data | No Data | No Data | No Data | 33.147 | 36.3251 | No Data | No Data | -42.8 | -61.3827 | 47.775 | 48.26 | 72.5 | 72.7397
2019-05-12 05:30 | No Data | No Data | No Data | No Data | 19.0127 | 37.4017 | No Data | No Data | No Data | No Data | 33.147 | 36.3251 | No Data | No Data | -42 | -61.4088 | 47.32 | 47.8097 | 72.6 | 73.0394
2019-05-12 06:00 | No Data | No Data | No Data | No Data | 20.7095 | 38.2921 | No Data | No Data | No Data | No Data | 33.147 | 36.3251 | No Data | No Data | -37.6 | -58.7946 | 44.135 | 44.5923 | 69.9 | 70.3793
2019-05-12 06:30 | No Data | No Data | No Data | No Data | 24.6036 | 38.6379 | No Data | No Data | No Data | No Data | 33.147 | 36.3251 | No Data | No Data | -34 | -57.5236 | 38.675 | 39.1961 | 66.8 | 67.3513
2019-05-12 07:00 | No Data | No Data | No Data | No Data | 30.4997 | 41.5089 | No Data | No Data | No Data | No Data | 33.147 | 36.3251 | No Data | No Data | -29.6 | -56.0528 | 34.58 | 35.0084 | 64.3 | 64.9407
2019-05-12 07:30 | No Data | No Data | No Data | No Data | 32.7581 | 43.1955 | No Data | No Data | No Data | No Data | 33.147 | 36.3251 | No Data | No Data | -39.2 | -60.0933 | 44.135 | 44.5923 | 69.3 | 69.7602
2019-05-12 08:00 | No Data | No Data | No Data | No Data | 29.0105 | 40.4273 | No Data | No Data | No Data | No Data | 33.147 | 36.3251 | No Data | No Data | -38.4 | -59.3094 | 40.495 | 40.8614 | 36.3 | 36.4003
2019-05-12 08:30 | No Data | No Data | No Data | No Data | 28.6564 | 40.174 | No Data | No Data | No Data | No Data | 33.147 | 36.3251 | No Data | No Data | -31.6 | -57.1342 | 26.39 | 26.7058 | 24.6 | 24.7267
2019-05-12 09:00 | No Data | No Data | No Data | No Data | 26.6545 | 40.0115 | No Data | No Data | No Data | No Data | 33.147 | 36.3251 | No Data | No Data | -43.2 | -63.3972 | 15.47 | 15.5767 | 0.7 | 0.98995
2019-05-12 09:30 | No Data | No Data | No Data | No Data | 28.6564 | 42.6122 | No Data | No Data | No Data | No Data | 33.147 | 36.3251 | No Data | No Data | -27.2 | -56.9196 | 0 | 0 | 5.6 | 5.9808
2019-05-12 10:00 | No Data | No Data | No Data | No Data | 24.445 | 38.622 | No Data | No Data | No Data | No Data | 33.147 | 36.3251 | No Data | No Data | -28.8 | -58.3959 | 7.28 | 7.28 | 3.9 | 4.86
2019-05-12 10:30 | No Data | No Data | No Data | No Data | 21.2711 | 38.1213 | No Data | No Data | No Data | No Data | 33.147 | 36.3251 | No Data | No Data | -23.2 | -56.211 | 8.645 | 8.6928 | -2.9 | -6.9354
2019-05-12 11:00 | No Data | No Data | No Data | No Data | 21.3687 | 38.1759 | No Data | No Data | No Data | No Data | 33.147 | 36.3251 | No Data | No Data | -40 | -62.482 | 12.74 | 12.74 | -0.7 | -5.3151
2019-05-12 11:30 | No Data | No Data | No Data | No Data | 21.4298 | 38.2101 | No Data | No Data | No Data | No Data | 33.147 | 36.3251 | No Data | No Data | -37.6 | -61.6052 | 14.105 | 14.1709 | -3.6 | -7.256
2019-05-12 12:00 | No Data | No Data | No Data | No Data | 23.2242 | 39.2446 | No Data | No Data | No Data | No Data | 33.147 | 36.3251 | No Data | No Data | -34.4 | -60.3616 | 10.465 | 10.4749 | 7.2 | 7.7253
2019-05-12 12:30 | No Data | No Data | No Data | No Data | 19.6841 | 37.2591 | No Data | No Data | No Data | No Data | 33.147 | 36.3251 | No Data | No Data | -32.8 | -59.4643 | 9.555 | 9.555 | 12.9 | 13.1795
2019-05-12 13:00 | No Data | No Data | No Data | No Data | 21.8326 | 38.4374 | No Data | No Data | No Data | No Data | 33.147 | 36.3251 | No Data | No Data | -24 | -57.6347 | 0 | 0 | -3.8 | -9.5854
2019-05-12 13:30 | No Data | No Data | No Data | No Data | 20.5997 | 37.7508 | No Data | No Data | No Data | No Data | 33.147 | 36.3251 | No Data | No Data | -32.4 | -60.2528 | 11.375 | 11.375 | -8.7 | -13.5591
2019-05-12 14:00 | No Data | No Data | No Data | No Data | 25.7267 | 40.7754 | No Data | No Data | No Data | No Data | 33.147 | 36.3251 | No Data | No Data | -30 | -58.9969 | 7.28 | 7.28 | 7.2 | 9.5016
2019-05-12 14:30 | No Data | No Data | No Data | No Data | 27.8386 | 42.1398 | No Data | No Data | No Data | No Data | 33.147 | 36.3251 | No Data | No Data | -28.8 | -58.0483 | 16.38 | 16.4368 | 11.1 | 11.9038
2019-05-12 15:00 | No Data | No Data | No Data | No Data | 33.0144 | 46.8797 | No Data | No Data | No Data | No Data | 33.147 | 36.3251 | No Data | No Data | -22.8 | -55.682 | 14.105 | 14.1709 | 17.3 | 17.3026
2019-05-12 15:30 | No Data | No Data | No Data | No Data | 34.4427 | 46.7661 | No Data | No Data | No Data | No Data | 33.147 | 36.3251 | No Data | No Data | -26.4 | -55.8355 | 18.655 | 18.7932 | -0.8 | -3.3956
2019-05-12 16:00 | No Data | No Data | No Data | No Data | 46.0273 | 55.8506 | No Data | No Data | No Data | No Data | 33.147 | 36.3251 | No Data | No Data | -22.8 | -54.2262 | 18.655 | 19.0068 | 28.7 | 29.1496
2019-05-12 16:30 | No Data | No Data | No Data | No Data | 46.6011 | 56.3243 | No Data | No Data | No Data | No Data | 33.147 | 36.3251 | No Data | No Data | -28 | -54.1937 | 27.755 | 28.2027 | 52.1 | 53.5322
2019-05-12 17:00 | No Data | No Data | No Data | No Data | 62.2385 | 68.8492 | No Data | No Data | No Data | No Data | 33.147 | 36.3251 | No Data | No Data | -26 | -52.1444 | 27.3 | 27.9334 | 58.5 | 60.8922
2019-05-12 17:30 | No Data | No Data | No Data | No Data | 71.1009 | 75.4271 | No Data | No Data | No Data | No Data | 33.147 | 36.3251 | No Data | No Data | -28.4 | -53.0434 | 33.67 | 34.5471 | 65.8 | 68.7145
2019-05-12 18:00 | No Data | No Data | No Data | No Data | 71.1498 | 75.4731 | No Data | No Data | No Data | No Data | 33.147 | 36.3251 | No Data | No Data | -30.4 | -54.1406 | 36.4 | 37.2128 | 49.8 | 54.0466
2019-05-12 18:30 | No Data | No Data | No Data | No Data | 71.1498 | 75.4731 | No Data | No Data | No Data | No Data | 33.147 | 36.3251 | No Data | No Data | -23.6 | -52.0569 | 29.575 | 30.2532 | 53 | 56.439
2019-05-12 19:00 | No Data | No Data | No Data | No Data | 71.1498 | 75.4731 | No Data | No Data | No Data | No Data | 33.147 | 36.3251 | No Data | No Data | -21.2 | -51.7424 | 27.3 | 27.9334 | 58 | 60.6407
2019-05-12 19:30 | No Data | No Data | No Data | No Data | 65.156 | 71.1646 | No Data | No Data | No Data | No Data | 33.147 | 36.3251 | No Data | No Data | -14.4 | -52.0323 | 20.475 | 20.8805 | 49 | 51.1289
2019-05-12 20:00 | No Data | No Data | No Data | No Data | 61.7258 | 69.5281 | No Data | No Data | No Data | No Data | 33.147 | 36.3251 | No Data | No Data | -8.4 | -51.8845 | 13.65 | 14.0167 | 42.2 | 43.7389
2019-05-12 20:30 | No Data | No Data | No Data | No Data | 58.2834 | 66.4908 | No Data | No Data | No Data | No Data | 33.147 | 36.3251 | No Data | No Data | -12 | -52.1981 | 15.925 | 16.3357 | 45.1 | 46.5929
2019-05-12 21:00 | No Data | No Data | No Data | No Data | 56.4889 | 64.9236 | No Data | No Data | No Data | No Data | 33.147 | 36.3251 | No Data | No Data | -6.4 | -52.7894 | 11.375 | 11.5197 | 37.9 | 38.9082
2019-05-12 21:30 | No Data | No Data | No Data | No Data | 60.3342 | 67.4953 | No Data | No Data | No Data | No Data | 33.147 | 36.3251 | No Data | No Data | 4.8 | 54.5469 | 0 | 0 | 31.6 | 32.5484
2019-05-12 22:00 | No Data | No Data | No Data | No Data | 53.3638 | 61.3441 | No Data | No Data | No Data | No Data | 33.147 | 36.3251 | No Data | No Data | 7.2 | 56.8577 | 0 | 0 | 26.9 | 26.967
2019-05-12 22:30 | No Data | No Data | No Data | No Data | 49.3111 | 57.8531 | No Data | No Data | No Data | No Data | 33.147 | 36.3251 | No Data | No Data | 6 | 56.3205 | 0 | 0 | 31.9 | 32.0702
2019-05-12 23:00 | No Data | No Data | No Data | No Data | 51.1055 | 59.39 | No Data | No Data | No Data | No Data | 33.147 | 36.3251 | No Data | No Data | 5.2 | 55.8426 | 0 | 0 | 36.4 | 36.8283
2019-05-12 23:30 | No Data | No Data | No Data | No Data | 53.7179 | 61.6523 | No Data | No Data | No Data | No Data | 33.147 | 36.3251 | No Data | No Data | 11.6 | 56.7972 | -4.095 | -4.095 | 40.6 | 42.8492
2019-05-13 | No Data | No Data | No Data | No Data | 46.7964 | 55.7252 | No Data | No Data | No Data | No Data | 33.147 | 36.3251 | No Data | No Data | 0.8 | 55.2058 | 2.275 | 2.275 | 45.7 | 46.6567
2019-05-13 00:30 | No Data | No Data | No Data | No Data | 39.6796 | 49.8986 | No Data | No Data | No Data | No Data | 33.147 | 36.3251 | No Data | No Data | -1.2 | -54.8234 | 5.915 | 5.9846 | 44.7 | 45.3415
2019-05-13 01:00 | No Data | No Data | No Data | No Data | 39.3133 | 51.0789 | No Data | No Data | No Data | No Data | 33.147 | 36.3251 | No Data | No Data | 5.2 | 57.0025 | 0 | 0 | 34.6 | 34.757
2019-05-13 01:30 | No Data | No Data | No Data | No Data | 43.061 | 54.0163 | No Data | No Data | No Data | No Data | 33.147 | 36.3251 | No Data | No Data | 7.6 | 56.5134 | 0 | 0 | 31.6 | 32.8842
2019-05-13 02:00 | No Data | No Data | No Data | No Data | 36.8109 | 49.1788 | No Data | No Data | No Data | No Data | 33.147 | 36.3251 | No Data | No Data | 16 | 59.7809 | -10.92 | -11.2561 | 29.3 | 29.4635
2019-05-13 02:30 | No Data | No Data | No Data | No Data | 33.2219 | 46.5533 | No Data | No Data | No Data | No Data | 33.147 | 36.3251 | No Data | No Data | 13.6 | 58.7946 | -9.1 | -9.2802 | 29.9 | 30.0043
2019-05-13 03:00 | No Data | No Data | No Data | No Data | 28.0339 | 43.0048 | No Data | No Data | No Data | No Data | 33.147 | 36.3251 | No Data | No Data | 10 | 56.8858 | -5.46 | -5.4789 | 30.9 | 32.3274
2019-05-13 03:30 | No Data | No Data | No Data | No Data | 24.6525 | 42.2074 | No Data | No Data | No Data | No Data | 33.147 | 36.3251 | No Data | No Data | 32.8 | 68.1234 | -29.575 | -30.1607 | 6 | 7.8746
2019-05-13 04:00 | No Data | No Data | No Data | No Data | 22.6017 | 39.638 | No Data | No Data | No Data | No Data | 33.147 | 36.3251 | No Data | No Data | 60.8 | 87.4098 | -56.875 | -58.0923 | -20.5 | -20.5119
2019-05-13 04:30 | No Data | No Data | No Data | No Data | 21.2711 | 38.8946 | No Data | No Data | No Data | No Data | 33.147 | 36.3251 | No Data | No Data | 60.8 | 87.1229 | -55.965 | -57.2017 | -19.3 | -19.3662
2019-05-13 05:00 | No Data | No Data | No Data | No Data | 13.9345 | 32.1505 | No Data | No Data | No Data | No Data | 33.147 | 36.3251 | No Data | No Data | 41.2 | 73.1136 | -36.855 | -37.754 | 0 | 5.1
2019-05-13 05:30 | No Data | No Data | No Data | No Data | 17.7798 | 32.5192 | No Data | No Data | No Data | No Data | 33.147 | 36.3251 | No Data | No Data | 21.2 | 61.0023 | -17.29 | -17.439 | 21.4 | 25.1962
2019-05-13 06:00 | No Data | No Data | No Data | No Data | 23.4806 | 37.2937 | No Data | No Data | No Data | No Data | 33.147 | 36.3251 | No Data | No Data | 24.8 | 62.712 | -20.93 | -21.1709 | 9.8 | 16.2801
2019-05-13 06:30 | No Data | No Data | No Data | No Data | 25.3727 | 34.5787 | No Data | No Data | No Data | No Data | 33.147 | 36.3251 | No Data | No Data | 29.6 | 65.1165 | -25.025 | -25.2883 | 11.9 | 17.6241
2019-05-13 07:00 | No Data | No Data | No Data | No Data | 31.1711 | 39.0327 | No Data | No Data | No Data | No Data | 33.147 | 36.3251 | No Data | No Data | 30.8 | 63.9112 | -23.205 | -23.3163 | 6.4 | 17.8101
2019-05-13 07:30 | No Data | No Data | No Data | No Data | 31.1101 | 38.984 | No Data | No Data | No Data | No Data | 33.147 | 36.3251 | No Data | No Data | 10.4 | 51.8536 | -3.64 | -3.752 | 5.8 | 19.2925
2019-05-13 08:00 | No Data | No Data | No Data | No Data | 24.7623 | 32.924 | No Data | No Data | No Data | No Data | 33.147 | 36.3251 | No Data | No Data | 6.4 | 53.1865 | -10.465 | -10.4749 | -17.8 | -20.4167
2019-05-13 08:30 | No Data | No Data | No Data | No Data | 24.1398 | 32.4584 | No Data | No Data | No Data | No Data | 33.147 | 36.3251 | No Data | No Data | 13.2 | 55.5899 | -32.76 | -33.0745 | -40.6 | -40.9067
2019-05-13 09:00 | No Data | No Data | No Data | No Data | 19.2203 | 26.0918 | No Data | No Data | No Data | No Data | 33.147 | 36.3251 | No Data | No Data | 22.4 | 59.9426 | -45.045 | -45.8671 | -67 | -67.0627
2019-05-13 09:30 | No Data | No Data | No Data | No Data | 12.2499 | 21.4808 | No Data | No Data | No Data | No Data | 33.147 | 36.3251 | No Data | No Data | 20 | 61.3514 | -45.045 | -46.2447 | -68.1 | -68.1
2019-05-13 10:00 | No Data | No Data | No Data | No Data | 3.7903 | 16.2505 | No Data | No Data | No Data | No Data | 33.147 | 36.3251 | No Data | No Data | 15.2 | 59.1851 | -41.86 | -43.0402 | -65 | -65.0443
2019-05-13 10:30 | No Data | No Data | No Data | No Data | -9.5399 | -16.4768 | No Data | No Data | No Data | No Data | 33.147 | 36.3251 | No Data | No Data | 16.4 | 59.8892 | -39.585 | -40.7219 | -65.1 | -65.1001
2019-05-13 11:00 | No Data | No Data | No Data | No Data | -21.442 | -22.381 | No Data | No Data | No Data | No Data | 33.147 | 36.3251 | No Data | No Data | 27.6 | 66.0436 | -34.58 | -35.7573 | -57.2 | -57.2735
2019-05-13 11:30 | No Data | No Data | No Data | No Data | -15.2895 | -17.4297 | No Data | No Data | No Data | No Data | 33.147 | 36.3251 | No Data | No Data | 26.4 | 64.8197 | -35.035 | -36.3146 | -45.7 | -46.146
2019-05-13 12:00 | No Data | No Data | No Data | No Data | -12.7749 | -16.0099 | No Data | No Data | No Data | No Data | 33.147 | 36.3251 | No Data | No Data | 26.4 | 64.4546 | -33.215 | -34.2098 | -50.9 | -52.161
2019-05-13 12:30 | No Data | No Data | No Data | No Data | -7.7943 | -14.0166 | No Data | No Data | No Data | No Data | 33.147 | 36.3251 | No Data | No Data | 40 | 72.4442 | -46.865 | -48.1204 | -52.6 | -53.5051
2019-05-13 13:00 | No Data | No Data | No Data | No Data | -6.6712 | -13.7775 | No Data | No Data | No Data | No Data | 33.147 | 36.3251 | No Data | No Data | 50 | 79.6492 | -56.875 | -59.1867 | -74.8 | -74.8241
2019-05-13 13:30 | No Data | No Data | No Data | No Data | -3.6439 | -12.4999 | No Data | No Data | No Data | No Data | 33.147 | 36.3251 | No Data | No Data | 36.4 | 70.8633 | -39.13 | -40.5052 | -62.2 | -62.6386
2019-05-13 14:00 | No Data | No Data | No Data | No Data | -2.4109 | -12.5928 | No Data | No Data | No Data | No Data | 33.147 | 36.3251 | No Data | No Data | 29.2 | 67.088 | -35.945 | -37.3128 | -56.5 | -56.5319
2019-05-13 14:30 | No Data | No Data | No Data | No Data | -2.3133 | -12.4784 | No Data | No Data | No Data | No Data | 33.147 | 36.3251 | No Data | No Data | 17.2 | 67.8174 | -41.405 | -41.7634 | -62.2 | -63.1652
2019-05-13 15:00 | No Data | No Data | No Data | No Data | 1.5808 | 12.6456 | No Data | No Data | No Data | No Data | 33.147 | 36.3251 | No Data | No Data | -12 | -59.6201 | -52.325 | -53.0343 | -71.3 | -71.9301
2019-05-13 15:30 | No Data | No Data | No Data | No Data | 2.4598 | 10.8955 | No Data | No Data | No Data | No Data | 33.147 | 36.3251 | No Data | No Data | 4.8 | 62.9832 | -31.395 | -31.5135 | -49.2 | -49.6407
2019-05-13 16:00 | No Data | No Data | No Data | No Data | 10.3456 | 14.822 | No Data | No Data | No Data | No Data | 33.147 | 36.3251 | No Data | No Data | -28.4 | -54.0607 | -50.96 | -51.9338 | -62.3 | -63.0353
2019-05-13 16:30 | No Data | No Data | No Data | No Data | 22.6017 | 25.7137 | No Data | No Data | No Data | No Data | 52.4827 | 57.9764 | No Data | No Data | -30.8 | -56.3603 | -21.385 | -21.6209 | -19 | -19.338
2019-05-13 17:00 | No Data | No Data | No Data | No Data | 31.6228 | 34.6261 | No Data | No Data | No Data | No Data | 70.7985 | 76.288 | No Data | No Data | -10.8 | -49.5903 | -0.91 | -2.0348 | 26.8 | 31.7907
2019-05-13 17:30 | No Data | No Data | No Data | No Data | 38.2391 | 40.7577 | No Data | No Data | No Data | No Data | 81.4158 | 86.9399 | No Data | No Data | -16.4 | -58.352 | 24.57 | 26.6282 | 46.9 | 51.8888
2019-05-13 18:00 | No Data | No Data | No Data | No Data | 42.4506 | 45.5882 | No Data | No Data | No Data | No Data | 78.4743 | 83.8955 | No Data | No Data | -23.2 | -51.1625 | 30.94 | 31.8922 | 41.5 | 48.3455
2019-05-13 18:30 | No Data | No Data | No Data | No Data | 41.2665 | 45.1243 | No Data | No Data | No Data | No Data | 86.1853 | 91.2364 | No Data | No Data | -29.2 | -53.8115 | 37.31 | 38.1034 | 48.2 | 53.4928
2019-05-13 19:00 | No Data | No Data | No Data | No Data | 35.5291 | 39.9449 | No Data | No Data | No Data | No Data | 86.0995 | 91.0453 | No Data | No Data | -29.6 | -54.7006 | 39.13 | 39.8014 | 57.3 | 60.9584
2019-05-13 19:30 | No Data | No Data | No Data | No Data | 33.576 | 39.6685 | No Data | No Data | No Data | No Data | 84.9493 | 89.8501 | No Data | No Data | -28.8 | -54.6114 | 36.855 | 37.4816 | 70.1 | 73.0641
2019-05-13 20:00 | No Data | No Data | No Data | No Data | 33.3684 | 39.493 | No Data | No Data | No Data | No Data | 89.0119 | 94.1648 | No Data | No Data | -32.4 | -56.0257 | 40.04 | 40.6964 | 73.3 | 75.6974
2019-05-13 20:30 | No Data | No Data | No Data | No Data | 31.9402 | 40.4222 | No Data | No Data | No Data | No Data | 83.5528 | 88.6472 | No Data | No Data | -28.8 | -54.9516 | 36.855 | 37.4014 | 69.1 | 71.2571
2019-05-13 21:00 | No Data | No Data | No Data | No Data | 27.4723 | 38.1082 | No Data | No Data | No Data | No Data | 72.5379 | 77.8614 | No Data | No Data | -17.2 | -52.4976 | 25.48 | 26.0584 | 56.3 | 58.0877
2019-05-13 21:30 | No Data | No Data | No Data | No Data | 29.218 | 38.0092 | No Data | No Data | No Data | No Data | 76.5496 | 81.9454 | No Data | No Data | -24.4 | -54.5601 | 34.125 | 34.6338 | 67.4 | 68.8796
2019-05-13 22:00 | No Data | No Data | No Data | No Data | 19.9893 | 31.4735 | No Data | No Data | No Data | No Data | 79.9018 | 84.8725 | No Data | No Data | -33.6 | -57.5806 | 42.315 | 42.8619 | 74.1 | 75.3019
2019-05-13 22:30 | No Data | No Data | No Data | No Data | 23.8834 | 34.0797 | No Data | No Data | No Data | No Data | 86.5655 | 91.3898 | No Data | No Data | -38.4 | -59.6148 | 46.41 | 47.0502 | 83.7 | 84.9467
2019-05-13 23:00 | No Data | No Data | No Data | No Data | 25.9831 | 35.5827 | No Data | No Data | No Data | No Data | 87.9645 | 92.8683 | No Data | No Data | -40.4 | -59.7341 | 51.415 | 52.0632 | 91.2 | 92.9017
2019-05-13 23:30 | No Data | No Data | No Data | No Data | 35.6268 | 42.0869 | No Data | No Data | No Data | No Data | 78.8711 | 83.9618 | No Data | No Data | -27.6 | -54.3323 | 40.04 | 40.5435 | 91.4 | 95.3614
2019-05-14 | No Data | No Data | No Data | No Data | 31.4275 | 39.6657 | No Data | No Data | No Data | No Data | 91.9526 | 96.4704 | No Data | No Data | -52.8 | -67.7171 | 65.065 | 65.5232 | 111.6 | 114.0888
2019-05-14 00:30 | No Data | No Data | No Data | No Data | 29.4743 | 38.1368 | No Data | No Data | No Data | No Data | 89.3611 | 95.3609 | No Data | No Data | -40 | -60.3576 | 51.415 | 51.8081 | 105.2 | 106.9738
2019-05-14 01:00 | No Data | No Data | No Data | No Data | 27.0695 | 39.0578 | No Data | No Data | No Data | No Data | 92.3233 | 98.3685 | No Data | No Data | -47.6 | -65.0932 | 58.24 | 58.7514 | 107.6 | 108.9819
2019-05-14 01:30 | No Data | No Data | No Data | No Data | 28.9128 | 40.3572 | No Data | No Data | No Data | No Data | 92.2526 | 98.3527 | No Data | No Data | -46.4 | -64.4981 | 55.965 | 56.4365 | 105.3 | 106.5389
2019-05-14 02:00 | No Data | No Data | No Data | No Data | 26.3493 | 38.5622 | No Data | No Data | No Data | No Data | 90.7063 | 96.7973 | No Data | No Data | -43.2 | -63.3972 | 52.78 | 53.2194 | 98.9 | 99.6994
2019-05-14 02:30 | No Data | No Data | No Data | No Data | 22.5528 | 37.4044 | No Data | No Data | No Data | No Data | 93.9803 | 99.3425 | No Data | No Data | -49.2 | -66.8108 | 58.24 | 58.6385 | 101.3 | 102.1308
2019-05-14 03:00 | No Data | No Data | No Data | No Data | 18.1949 | 34.9501 | No Data | No Data | No Data | No Data | 94.1803 | 99.6645 | No Data | No Data | -50.4 | -67.4329 | 57.785 | 58.1867 | 100.1 | 100.7931
2019-05-14 03:30 | No Data | No Data | No Data | No Data | 10.2968 | 29.5902 | No Data | No Data | No Data | No Data | 90.9714 | 96.2448 | No Data | No Data | -46.4 | -65.6195 | 53.69 | 54.1221 | 94.2 | 94.8517
2019-05-14 04:00 | No Data | No Data | No Data | No Data | 13.2753 | 30.7537 | No Data | No Data | No Data | No Data | 91.7799 | 96.7493 | No Data | No Data | -44.8 | -64.2109 | 52.325 | 52.7113 | 92 | 92.8054
2019-05-14 04:30 | No Data | No Data | No Data | No Data | 18.4512 | 33.3167 | No Data | No Data | No Data | No Data | 90.0875 | 95.1257 | No Data | No Data | -42.4 | -62.8548 | 49.595 | 49.9465 | 89.9 | 90.6711
2019-05-14 05:00 | No Data | No Data | No Data | No Data | 15.2163 | 31.6401 | No Data | No Data | No Data | No Data | 88.7298 | 93.7033 | No Data | No Data | -39.2 | -61.6636 | 45.955 | 46.2782 | 86.9 | 87.8523
2019-05-14 05:30 | No Data | No Data | No Data | No Data | 17.4746 | 32.786 | No Data | No Data | No Data | No Data | 80.1065 | 85.0853 | No Data | No Data | -38.4 | -60.2289 | 44.59 | 45.1093 | 78.1 | 78.7763
2019-05-14 06:00 | No Data | No Data | No Data | No Data | 17.731 | 32.9233 | No Data | No Data | No Data | No Data | 69.8814 | 75.0467 | No Data | No Data | -23.2 | -54.0341 | 30.94 | 31.5003 | 66 | 67.5956
2019-05-14 06:30 | No Data | No Data | No Data | No Data | 23.9322 | 33.2805 | No Data | No Data | No Data | No Data | 69.8504 | 75.5356 | No Data | No Data | -16.4 | -51.103 | 23.66 | 24.5025 | 54.4 | 57.7557
2019-05-14 07:00 | No Data | No Data | No Data | No Data | 31.3664 | 36.8188 | No Data | No Data | No Data | No Data | 68.7579 | 74.2425 | No Data | No Data | -20.8 | -49.0306 | 30.485 | 31.451 | 49.7 | 59.2193
2019-05-14 07:30 | No Data | No Data | No Data | No Data | 30.5974 | 35.9207 | No Data | No Data | No Data | No Data | 57.3236 | 62.8532 | No Data | No Data | -24.4 | -51.0137 | 30.485 | 31.3422 | 44.5 | 50.3707
2019-05-14 08:00 | No Data | No Data | No Data | No Data | 31.9402 | 36.7168 | No Data | No Data | No Data | No Data | 37.502 | 43.5068 | No Data | No Data | -26.8 | -53.2376 | 11.375 | 11.9432 | 9.8 | 19.6224
2019-05-14 08:30 | No Data | No Data | No Data | No Data | 25.7877 | 31.5112 | No Data | No Data | No Data | No Data | 5.2547 | 14.6521 | No Data | No Data | -23.2 | -53.3127 | -25.935 | -26.3311 | -22.9 | -22.9491
2019-05-14 09:00 | No Data | No Data | No Data | No Data | 30.4997 | 35.4709 | No Data | No Data | No Data | No Data | -5.1256 | -11.8384 | No Data | No Data | -28.4 | -55.0854 | -36.4 | -37.31 | -50.1 | -50.5867
2019-05-14 09:30 | No Data | No Data | No Data | No Data | 34.7601 | 41.4686 | No Data | No Data | No Data | No Data | -17.3249 | -18.5462 | No Data | No Data | -28.4 | -56.117 | -40.495 | -41.7138 | -59.5 | -60.5823
2019-05-14 10:00 | No Data | No Data | No Data | No Data | 32.343 | 39.4646 | No Data | No Data | No Data | No Data | -26.4116 | -26.8787 | No Data | No Data | -28 | -55.5698 | -41.405 | -42.707 | -64.6 | -66.2514
2019-05-14 10:30 | No Data | No Data | No Data | No Data | 7.0741 | 20.7789 | No Data | No Data | No Data | No Data | -14.4344 | -16.7071 | No Data | No Data | -46.8 | -65.3422 | -26.845 | -28.0665 | -52.4 | -54.2834
2019-05-14 11:00 | No Data | No Data | No Data | No Data | 7.7333 | 21.0125 | No Data | No Data | No Data | No Data | -9.4792 | -22.6698 | No Data | No Data | -48.4 | -65.4107 | -23.205 | -24.1879 | -48.6 | -50.3346
2019-05-14 11:30 | No Data | No Data | No Data | No Data | 6.305 | 18.9337 | No Data | No Data | No Data | No Data | -3.8141 | -11.5669 | No Data | No Data | -33.6 | -58.2642 | -19.11 | -19.7545 | -38.8 | -40.5257
2019-05-14 12:00 | No Data | No Data | No Data | No Data | 9.9428 | 22.0637 | No Data | No Data | No Data | No Data | -16.8484 | -18.4988 | No Data | No Data | -20.8 | -53.0479 | -30.485 | -31.3422 | -50.1 | -51.448
2019-05-14 12:30 | No Data | No Data | No Data | No Data | 7.5257 | 21.0851 | No Data | No Data | No Data | No Data | -18.4309 | -19.3296 | No Data | No Data | -22.4 | -55.8856 | -32.76 | -34.0004 | -58.4 | -60.078
2019-05-14 13:00 | No Data | No Data | No Data | No Data | 12.2499 | 23.195 | No Data | No Data | No Data | No Data | -18.4973 | -19.2903 | No Data | No Data | -25.6 | -55.4617 | -40.04 | -40.9626 | -51.4 | -53.0928
2019-05-14 13:30 | No Data | No Data | No Data | No Data | 24.506 | 35.7697 | No Data | No Data | No Data | No Data | -23.4841 | -23.9897 | No Data | No Data | -28 | -54.5366 | -50.96 | -52.3151 | -51.7 | -52.8573
2019-05-14 14:00 | No Data | No Data | No Data | No Data | 25.8854 | 36.7285 | No Data | No Data | No Data | No Data | -21.9253 | -22.6051 | No Data | No Data | -30.4 | -55.4718 | -50.96 | -52.5284 | -57.1 | -58.4098
2019-05-14 14:30 | No Data | No Data | No Data | No Data | 27.5822 | 37.9435 | No Data | No Data | No Data | No Data | -25.5469 | -25.8052 | No Data | No Data | -24.4 | -52.7788 | -59.15 | -60.9156 | -53.7 | -55.0027
2019-05-14 15:00 | No Data | No Data | No Data | No Data | 37.0062 | 46.2788 | No Data | No Data | No Data | No Data | -29.9764 | -30.0185 | No Data | No Data | -33.6 | -56 | -51.415 | -52.8623 | -68.1 | -69.754
2019-05-14 15:30 | No Data | No Data | No Data | No Data | 40.2411 | 47.8015 | No Data | No Data | No Data | No Data | -15.516 | -17.1481 | No Data | No Data | -35.2 | -56.9744 | -46.865 | -48.1204 | -52.4 | -53.3457
2019-05-14 16:00 | No Data | No Data | No Data | No Data | 47.9805 | 54.4772 | No Data | No Data | No Data | No Data | -10.6464 | -17.5298 | No Data | No Data | -30 | -54.5835 | -43.225 | -44.1725 | -30.4 | -30.568
2019-05-14 16:30 | No Data | No Data | No Data | No Data | 53.1563 | 59.0867 | No Data | No Data | No Data | No Data | 1.9407 | 16.2423 | No Data | No Data | -34 | -56.5601 | -21.385 | -21.6209 | -17.5 | -17.9513
2019-05-14 17:00 | No Data | No Data | No Data | No Data | 63.6179 | 67.3999 | No Data | No Data | No Data | No Data | 29.7253 | 37.6679 | No Data | No Data | -17.2 | -50.6123 | 6.37 | 6.9304 | 30.5 | 34.9178
2019-05-14 17:30 | No Data | No Data | No Data | No Data | 65.6199 | 69.2927 | No Data | No Data | No Data | No Data | 40.5393 | 48.2463 | No Data | No Data | -19.2 | -58.0662 | 24.57 | 26.7058 | 51.7 | 57.0412
2019-05-14 18:00 | No Data | No Data | No Data | No Data | 71.1009 | 74.0012 | No Data | No Data | No Data | No Data | 34.4333 | 41.8715 | No Data | No Data | -20.8 | -50.4841 | 27.755 | 28.8127 | 37 | 45.3948
2019-05-14 18:30 | No Data | No Data | No Data | No Data | 71.1009 | 74.0012 | No Data | No Data | No Data | No Data | 24.7171 | 32.8562 | No Data | No Data | -9.6 | -49.7353 | 19.11 | 19.8747 | 28 | 35.2415
2019-05-14 19:00 | No Data | No Data | No Data | No Data | 71.1009 | 74.0012 | No Data | No Data | No Data | No Data | 21.195 | 29.4663 | No Data | No Data | 2.4 | 52.0554 | 6.825 | 7.1942 | 30.5 | 35.8286
2019-05-14 19:30 | No Data | No Data | No Data | No Data | 67.3045 | 70.3614 | No Data | No Data | No Data | No Data | 18.8876 | 24.8736 | No Data | No Data | 11.6 | 55.623 | 0 | 0 | 30.4 | 34.307
2019-05-14 20:00 | No Data | No Data | No Data | No Data | 67.2557 | 70.8284 | No Data | No Data | No Data | No Data | 17.2458 | 23.7744 | No Data | No Data | 13.2 | 57.1454 | -4.095 | -4.095 | 26 | 29.2043
2019-05-14 20:30 | No Data | No Data | No Data | No Data | 65.51 | 70.3316 | No Data | No Data | No Data | No Data | 15.7913 | 22.3889 | No Data | No Data | 10.4 | 56.1712 | 0 | 0 | 28.8 | 30.9375
2019-05-14 21:00 | No Data | No Data | No Data | No Data | 65.51 | 71.0231 | No Data | No Data | No Data | No Data | 21.4667 | 27.3805 | No Data | No Data | 5.2 | 55.0462 | 2.275 | 2.275 | 35.1 | 37.9771
2019-05-14 21:30 | No Data | No Data | No Data | No Data | 68.9036 | 73.52 | No Data | No Data | No Data | No Data | 28.0691 | 34.1164 | No Data | No Data | -1.2 | -53.6134 | 10.465 | 10.5536 | 43.8 | 46.201
2019-05-14 22:00 | No Data | No Data | No Data | No Data | 63.7766 | 69.3889 | No Data | No Data | No Data | No Data | 27.7026 | 33.6911 | No Data | No Data | 0.8 | 55.6058 | 8.19 | 8.2404 | 39.7 | 40.498
2019-05-14 22:30 | No Data | No Data | No Data | No Data | 68.7938 | 74.0267 | No Data | No Data | No Data | No Data | 39.9322 | 45.4158 | No Data | No Data | -11.2 | -53.5836 | 20.475 | 20.796 | 55.2 | 56.4263
2019-05-14 23:00 | No Data | No Data | No Data | No Data | 72.2362 | 77.5118 | No Data | No Data | No Data | No Data | 39.335 | 45.1984 | No Data | No Data | -10.4 | -53.4221 | 19.11 | 19.3736 | 57.2 | 59.2629
2019-05-14 23:30 | No Data | No Data | No Data | No Data | 83.711 | 86.2611 | No Data | No Data | No Data | No Data | 22.8709 | 29.6647 | No Data | No Data | 11.6 | 55.623 | -1.82 | -2.275 | 44.7 | 49.9985
2019-05-15 | No Data | No Data | No Data | No Data | 75.0561 | 78.3888 | No Data | No Data | No Data | No Data | 19.7099 | 26.5814 | No Data | No Data | 13.2 | 58.7033 | -4.55 | -4.55 | 39.3 | 41.4258
2019-05-15 00:30 | No Data | No Data | No Data | No Data | 69.868 | 75.2325 | No Data | No Data | No Data | No Data | 28.7962 | 34.6662 | No Data | No Data | 3.2 | 54.0947 | 5.915 | 5.9325 | 46.8 | 48.9948
2019-05-15 01:00 | No Data | No Data | No Data | No Data | 63.154 | 69.7192 | No Data | No Data | No Data | No Data | 26.1422 | 32.2061 | No Data | No Data | 8.4 | 56.231 | 0 | 0 | 47.4 | 48.4025
2019-05-15 01:30 | No Data | No Data | No Data | No Data | 63.154 | 69.7192 | No Data | No Data | No Data | No Data | 24.9463 | 31.2848 | No Data | No Data | 8 | 58.1529 | 0 | 0 | 45 | 45.025
2019-05-15 02:00 | No Data | No Data | No Data | No Data | 56.2814 | 64.3428 | No Data | No Data | No Data | No Data | 23.3707 | 29.8829 | No Data | No Data | 10 | 59.7126 | -0.91 | -1.6405 | 40.3 | 40.3448
2019-05-15 02:30 | No Data | No Data | No Data | No Data | 54.6456 | 62.917 | No Data | No Data | No Data | No Data | 26.764 | 33.2385 | No Data | No Data | 8.4 | 57.8135 | 0 | 1.365 | 39.5 | 39.6637
2019-05-15 03:00 | No Data | No Data | No Data | No Data | 49.7261 | 58.6949 | No Data | No Data | No Data | No Data | 24.9275 | 31.6064 | No Data | No Data | 12.4 | 60.012 | -7.28 | -7.6272 | 32.8 | 32.8038
2019-05-15 03:30 | No Data | No Data | No Data | No Data | 48.0781 | 57.3054 | No Data | No Data | No Data | No Data | 26.6586 | 33.2357 | No Data | No Data | 15.2 | 62.2832 | -9.555 | -10.2249 | 28.8 | 28.8111
2019-05-15 04:00 | No Data | No Data | No Data | No Data | 44.7456 | 54.5396 | No Data | No Data | No Data | No Data | 20.5101 | 27.8029 | No Data | No Data | 22 | 64.6579 | -16.835 | -17.5632 | 21.6 | 21.6037
2019-05-15 04:30 | No Data | No Data | No Data | No Data | 48.0293 | 57.2644 | No Data | No Data | No Data | No Data | 17.899 | 25.7543 | No Data | No Data | 24.4 | 64.7716 | -18.655 | -19.4376 | 18.8 | 19.0074
2019-05-15 05:00 | No Data | No Data | No Data | No Data | 50.3853 | 59.2544 | No Data | No Data | No Data | No Data | 23.4608 | 31.3168 | No Data | No Data | 14.4 | 60.1491 | -8.645 | -8.7521 | 29.6 | 29.6137
2019-05-15 05:30 | No Data | No Data | No Data | No Data | 53.8277 | 62.2079 | No Data | No Data | No Data | No Data | 15.7121 | 48.102 | No Data | No Data | 20.4 | 41.0307 | -12.74 | -27.2734 | 27.2 | 31.0137
2019-05-15 06:00 | No Data | No Data | No Data | No Data | 53.8277 | 62.2079 | No Data | No Data | No Data | No Data | 12.8346 | 43.2197 | No Data | No Data | 20.4 | 40.3386 | -13.65 | -27.7102 | 20.2 | 25.4008
2019-05-15 06:30 | No Data | No Data | No Data | No Data | 62.8 | 69.2026 | No Data | No Data | No Data | No Data | 19.91 | 44.8761 | No Data | No Data | 18.8 | 37.1139 | -11.83 | -29.753 | 27.9 | 34.0965
2019-05-15 07:00 | No Data | No Data | No Data | No Data | 71.516 | 75.618 | No Data | No Data | No Data | No Data | 21.6446 | 43.5961 | No Data | No Data | 19.6 | 38.8988 | -12.285 | -27.4701 | 30.9 | 42.7898
2019-05-15 07:30 | No Data | No Data | No Data | No Data | 70.6371 | 74.1389 | No Data | No Data | No Data | No Data | 29.9258 | 49.3814 | No Data | No Data | -4.8 | -28.0856 | 10.92 | 31.5266 | 48.1 | 56.9014
2019-05-15 08:00 | No Data | No Data | No Data | No Data | 68.8426 | 71.9218 | No Data | No Data | No Data | No Data | 1.9099 | 35.304 | No Data | No Data | -7.6 | -29.0131 | -10.01 | -27.7997 | 5.8 | 25.0799
2019-05-15 08:30 | No Data | No Data | No Data | No Data | 63.6179 | 66.9379 | No Data | No Data | No Data | No Data | -29.3442 | -40.1135 | No Data | No Data | -16.4 | -29.7321 | -40.95 | -45.3838 | -38.6 | -40.1095
2019-05-15 09:00 | No Data | No Data | No Data | No Data | 58.5397 | 62.7031 | No Data | No Data | No Data | No Data | -48.7561 | -52.9322 | No Data | No Data | -13.2 | -28.0941 | -58.24 | -59.9237 | -71.3 | -71.3253
2019-05-15 09:30 | No Data | No Data | No Data | No Data | 56.7453 | 61.0312 | No Data | No Data | No Data | No Data | -47.6899 | -52.5215 | No Data | No Data | -11.6 | -27.7417 | -58.695 | -60.4739 | -76.9 | -77.2001
2019-05-15 10:00 | No Data | No Data | No Data | No Data | 53.2662 | 58.4658 | No Data | No Data | No Data | No Data | -51.4043 | -55.3733 | No Data | No Data | -8.4 | -28.0856 | -61.88 | -63.2712 | -82.4 | -82.807
2019-05-15 10:30 | No Data | No Data | No Data | No Data | 53.2662 | 58.4658 | No Data | No Data | No Data | No Data | -50.8118 | -54.9911 | No Data | No Data | -12 | -26.8328 | -63.245 | -64.7988 | -84.8 | -85.1955
2019-05-15 11:00 | No Data | No Data | No Data | No Data | 51.6182 | 56.9684 | No Data | No Data | No Data | No Data | -54.3038 | -58.3187 | No Data | No Data | -14.4 | -28.3323 | -63.245 | -64.7013 | -86 | -86.4801
2019-05-15 11:30 | No Data | No Data | No Data | No Data | 47.6753 | 54.2318 | No Data | No Data | No Data | No Data | -55.1116 | -58.0448 | No Data | No Data | -14.8 | -29.2246 | -64.61 | -65.7676 | -87.6 | -88.1576
2019-05-15 12:00 | No Data | No Data | No Data | No Data | 49.3599 | 56.5198 | No Data | No Data | No Data | No Data | -42.1487 | -50.0408 | No Data | No Data | -10 | -28.98 | -50.05 | -52.9523 | -71.9 | -71.9585
2019-05-15 12:30 | No Data | No Data | No Data | No Data | 51.0079 | 57.9645 | No Data | No Data | No Data | No Data | -43.0764 | -50.6723 | No Data | No Data | -24 | -33.3802 | -55.51 | -57.7492 | -78.6 | -78.7404
2019-05-15 13:00 | No Data | No Data | No Data | No Data | 51.0079 | 57.9645 | No Data | No Data | No Data | No Data | -41.1448 | -48.351 | No Data | No Data | -24.4 | -32.5871 | -62.335 | -63.9109 | -74.2 | -74.2528
2019-05-15 13:30 | No Data | No Data | No Data | No Data | 49.4209 | 56.5731 | No Data | No Data | No Data | No Data | -32.6415 | -44.5066 | No Data | No Data | -13.6 | -28.6356 | -46.865 | -50.6115 | -64.3 | -64.3007
2019-05-15 14:00 | No Data | No Data | No Data | No Data | 52.6925 | 59.4524 | No Data | No Data | No Data | No Data | -22.2106 | -39.5625 | No Data | No Data | 0.4 | 29.2027 | -47.32 | -50.6993 | -39.8 | -40.5005
2019-05-15 14:30 | No Data | No Data | No Data | No Data | 52.6925 | 59.4524 | No Data | No Data | No Data | No Data | -21.2165 | -37.8732 | No Data | No Data | -4.4 | -26.7642 | -29.575 | -37.8745 | -54.3 | -54.4002
2019-05-15 15:00 | No Data | No Data | No Data | No Data | 57.8195 | 64.0405 | No Data | No Data | No Data | No Data | -14.0225 | -37.932 | No Data | No Data | 1.2 | 28.4253 | -33.67 | -40.8918 | -32.4 | -33.5738
2019-05-15 15:30 | No Data | No Data | No Data | No Data | 59.6139 | 64.9768 | No Data | No Data | No Data | No Data | -12.5569 | -37.2799 | No Data | No Data | -0.4 | -26.803 | -23.66 | -34.439 | -34.6 | -36.9391
2019-05-15 16:00 | No Data | No Data | No Data | No Data | 59.6139 | 64.339 | No Data | No Data | No Data | No Data | -17.7 | -36.7522 | No Data | No Data | -21.6 | -29.4374 | -37.31 | -43.699 | -39.3 | -40.1877
2019-05-15 16:30 | No Data | No Data | No Data | No Data | 66.7918 | 70.5005 | No Data | No Data | No Data | No Data | -2.3566 | -37.704 | No Data | No Data | -24.4 | -31.5493 | -22.295 | -35.6007 | -11.8 | -21.356
2019-05-15 17:00 | No Data | No Data | No Data | No Data | 73.8232 | 77.1948 | No Data | No Data | No Data | No Data | 25.0285 | 50.0361 | No Data | No Data | -18 | -26.6113 | 10.465 | 35.2588 | 26.8 | 38.5426
2019-05-15 17:30 | No Data | No Data | No Data | No Data | 76.1303 | 78.4597 | No Data | No Data | No Data | No Data | 25.5157 | 50.612 | No Data | No Data | -11.2 | -30.9011 | 17.745 | 42.5516 | 26.5 | 40.5554
2019-05-15 18:00 | No Data | No Data | No Data | No Data | 76.1303 | 78.4597 | No Data | No Data | No Data | No Data | 30.9124 | 51.8486 | No Data | No Data | -10.8 | -27.0496 | 18.655 | 38.8912 | 27.5 | 43.2644
2019-05-15 18:30 | No Data | No Data | No Data | No Data | 78.0224 | 80.2969 | No Data | No Data | No Data | No Data | 25.9252 | 48.3265 | No Data | No Data | -4 | -27.4925 | 11.375 | 33.3922 | 20.1 | 37.7044
2019-05-15 19:00 | No Data | No Data | No Data | No Data | 74.0307 | 76.424 | No Data | No Data | No Data | No Data | 26.2533 | 48.6477 | No Data | No Data | 6.8 | 29.6864 | 0 | 29.575 | 26.7 | 38.3294
2019-05-15 19:30 | No Data | No Data | No Data | No Data | 68.9525 | 72.8447 | No Data | No Data | No Data | No Data | 21.5105 | 45.8001 | No Data | No Data | 13.6 | 33.669 | -8.645 | -29.0702 | 24 | 34.8725
2019-05-15 20:00 | No Data | No Data | No Data | No Data | 65.51 | 69.5951 | No Data | No Data | No Data | No Data | 14.7402 | 41.3164 | No Data | No Data | 14.8 | 34.1713 | -9.1 | -29.2087 | 22.2 | 32.9879
2019-05-15 20:30 | No Data | No Data | No Data | No Data | 65.51 | 70.1992 | No Data | No Data | No Data | No Data | 18.5533 | 44.117 | No Data | No Data | 12 | 32.311 | -6.825 | -29.4663 | 24.9 | 34.0331
2019-05-15 21:00 | No Data | No Data | No Data | No Data | 61.7258 | 68.3861 | No Data | No Data | No Data | No Data | 10.4985 | 40.4802 | No Data | No Data | 13.6 | 34.4023 | -9.1 | -29.2087 | 20.4 | 29.2057
2019-05-15 21:30 | No Data | No Data | No Data | No Data | 68.5863 | 74.0023 | No Data | No Data | No Data | No Data | 8.2425 | 46.618 | No Data | No Data | 14.8 | 34.5323 | -8.19 | -29.812 | 25.3 | 32.3748
2019-05-15 22:00 | No Data | No Data | No Data | No Data | 68.6961 | 74.1041 | No Data | No Data | No Data | No Data | 32.7453 | 55.6866 | No Data | No Data | -14.4 | -32.5576 | 19.565 | 35.4608 | 52.9 | 56.7332
2019-05-15 22:30 | No Data | No Data | No Data | No Data | 72.0287 | 77.2036 | No Data | No Data | No Data | No Data | 22.6189 | 41.3836 | No Data | No Data | 8.4 | 42.8318 | -2.73 | -16.6059 | 33.1 | 36.9846
2019-05-15 23:00 | No Data | No Data | No Data | No Data | 73.7133 | 78.183 | No Data | No Data | No Data | No Data | 19.6205 | 38.7004 | No Data | No Data | 13.6 | 44.5277 | -5.915 | -16.988 | 33.8 | 37.1845
2019-05-15 23:30 | No Data | No Data | No Data | No Data | 85.9205 | 88.3469 | No Data | No Data | No Data | No Data | 24.9703 | 42.341 | No Data | No Data | 12.8 | 41.2369 | -3.64 | -19.0068 | 45 | 52.1219
2019-05-16 | No Data | No Data | No Data | No Data | 78.4863 | 82.0896 | No Data | No Data | No Data | No Data | 22.067 | 40.2784 | No Data | No Data | 15.2 | 44.6659 | -6.37 | -17.575 | 36.8 | 40.1678
2019-05-16 00:30 | No Data | No Data | No Data | No Data | 71.3573 | 76.507 | No Data | No Data | No Data | No Data | 19.5538 | 38.6428 | No Data | No Data | 18.8 | 47.1135 | -10.465 | -18.6772 | 34.8 | 36.4971
2019-05-16 01:00 | No Data | No Data | No Data | No Data | 64.387 | 71.493 | No Data | No Data | No Data | No Data | 16.8916 | 36.6951 | No Data | No Data | 20.4 | 49.226 | -12.285 | -18.7049 | 27.1 | 28.8175
2019-05-16 01:30 | No Data | No Data | No Data | No Data | 64.387 | 71.493 | No Data | No Data | No Data | No Data | 9.974 | 32.9418 | No Data | No Data | 30.8 | 55.3592 | -21.84 | -25.0581 | 23.6 | 23.8581
2019-05-16 02:00 | No Data | No Data | No Data | No Data | 58.7472 | 68.6048 | No Data | No Data | No Data | No Data | 17.7265 | 37.8746 | No Data | No Data | 16.4 | 49.213 | -8.645 | -16.1573 | 33.2 | 33.4401
2019-05-16 02:30 | No Data | No Data | No Data | No Data | 57.1115 | 67.2094 | No Data | No Data | No Data | No Data | 20.764 | 39.8002 | No Data | No Data | 15.2 | 46.9297 | -8.19 | -15.1454 | 32 | 32.3051
2019-05-16 03:00 | No Data | No Data | No Data | No Data | 55.4147 | 66.9007 | No Data | No Data | No Data | No Data | 18.3295 | 38.6109 | No Data | No Data | 14.4 | 48.5831 | -8.19 | -13.2888 | 30 | 30.2926
2019-05-16 03:30 | No Data | No Data | No Data | No Data | 55.4147 | 66.9007 | No Data | No Data | No Data | No Data | 14.5656 | 36.1313 | No Data | No Data | 20.8 | 54.1539 | -12.74 | -16.2021 | 24.2 | 24.3977
2019-05-16 04:00 | No Data | No Data | No Data | No Data | 53.0098 | 64.9228 | No Data | No Data | No Data | No Data | 12.6891 | 35.8008 | No Data | No Data | 18.8 | 49.6935 | -14.105 | -18.4092 | 24.2 | 24.8171
2019-05-16 04:30 | No Data | No Data | No Data | No Data | 53.0098 | 64.9862 | No Data | No Data | No Data | No Data | 9.3608 | 34.8018 | No Data | No Data | 17.6 | 47.3895 | -13.195 | -18.3642 | 25.7 | 26.5339
2019-05-16 05:00 | No Data | No Data | No Data | No Data | 51.2642 | 62.5539 | No Data | No Data | No Data | No Data | 8.838 | 27.4857 | No Data | No Data | 19.6 | 51.8475 | -14.105 | -17.296 | 23.7 | 24.105
2019-05-16 05:30 | No Data | No Data | No Data | No Data | 53.0098 | 62.919 | No Data | No Data | No Data | No Data | 6.4201 | 26.9218 | No Data | No Data | 21.6 | 52.2716 | -13.195 | -16.5623 | 20.9 | 22.2389
2019-05-16 06:00 | No Data | No Data | No Data | No Data | 56.4401 | 64.9293 | No Data | No Data | No Data | No Data | 2.7191 | 28.0359 | No Data | No Data | 24.8 | 54.0281 | -18.2 | -20.1488 | 15.8 | 18.9156
2019-05-16 06:30 | No Data | No Data | No Data | No Data | 64.9973 | 71.0193 | No Data | No Data | No Data | No Data | 7.9199 | 27.642 | No Data | No Data | 25.2 | 53.1534 | -16.38 | -19.6863 | 21.3 | 27.5036
2019-05-16 07:00 | No Data | No Data | No Data | No Data | 70.6371 | 74.5538 | No Data | No Data | No Data | No Data | 2.4006 | 25.7793 | No Data | No Data | 21.2 | 49.9247 | -14.105 | -18.7049 | 3.6 | 23.0825
2019-05-16 07:30 | No Data | No Data | No Data | No Data | 71.3085 | 74.5189 | No Data | No Data | No Data | No Data | 20.3453 | 38.8757 | No Data | No Data | 0.4 | 38.8021 | 5.005 | 18.4373 | 17.8 | 36.0074
2019-05-16 08:00 | No Data | No Data | No Data | No Data | 71.0521 | 73.8137 | No Data | No Data | No Data | No Data | -4.3858 | -26.7384 | No Data | No Data | -2.8 | -40.4178 | -12.74 | -18.0171 | -10.6 | -19.3598
2019-05-16 08:30 | No Data | No Data | No Data | No Data | 65.2048 | 68.2036 | No Data | No Data | No Data | No Data | -27.0096 | -35.9066 | No Data | No Data | -12.4 | -41.8779 | -40.04 | -40.4106 | -35.8 | -36.9385
2019-05-16 09:00 | No Data | No Data | No Data | No Data | 58.4421 | 63.1802 | No Data | No Data | No Data | No Data | -50.1576 | -51.0471 | No Data | No Data | -13.6 | -41.4922 | -60.97 | -60.9972 | -72.7 | -73.0557
2019-05-16 09:30 | No Data | No Data | No Data | No Data | 55.0607 | 60.0661 | No Data | No Data | No Data | No Data | -50.8804 | -51.6961 | No Data | No Data | -16 | -41.9695 | -59.605 | -59.6328 | -75 | -76.0019
2019-05-16 10:00 | No Data | No Data | No Data | No Data | 53.315 | 59.1605 | No Data | No Data | No Data | No Data | -45.8895 | -47.2255 | No Data | No Data | -0.4 | -44.4648 | -45.045 | -45.0817 | -66.2 | -68.3465
2019-05-16 10:30 | No Data | No Data | No Data | No Data | 51.6182 | 59.3439 | No Data | No Data | No Data | No Data | -43.299 | -44.8998 | No Data | No Data | -4.8 | -43.5615 | -45.045 | -45.0817 | -68.1 | -69.1319
2019-05-16 11:00 | No Data | No Data | No Data | No Data | 47.1138 | 55.4704 | No Data | No Data | No Data | No Data | -52.1825 | -52.8261 | No Data | No Data | -11.6 | -40.8803 | -58.695 | -58.7109 | -82 | -83.3072
2019-05-16 11:30 | No Data | No Data | No Data | No Data | 47.1138 | 55.4704 | No Data | No Data | No Data | No Data | -46.6297 | -50.8671 | No Data | No Data | -13.2 | -42.8822 | -52.78 | -52.782 | -76.4 | -77.8394
2019-05-16 12:00 | No Data | No Data | No Data | No Data | 47.1138 | 56.3845 | No Data | No Data | No Data | No Data | -48.0388 | -49.8653 | No Data | No Data | -17.6 | -42.2412 | -54.145 | -54.1526 | -77.8 | -79.5722
2019-05-16 12:30 | No Data | No Data | No Data | No Data | 47.1138 | 58.4042 | No Data | No Data | No Data | No Data | -32.2963 | -36.1657 | No Data | No Data | -25.2 | -46.9383 | -35.49 | -35.9795 | -57.2 | -57.9835
2019-05-16 13:00 | No Data | No Data | No Data | No Data | 47.1138 | 58.4042 | No Data | No Data | No Data | No Data | -25.9317 | -37.8128 | No Data | No Data | -11.6 | -43.5725 | -27.755 | -28.3783 | -48.5 | -48.947
2019-05-16 13:30 | No Data | No Data | No Data | No Data | 47.1138 | 58.4042 | No Data | No Data | No Data | No Data | -30.8195 | -35.363 | No Data | No Data | -13.6 | -44.147 | -30.94 | -31.5003 | -56.5 | -57.121
2019-05-16 14:00 | No Data | No Data | No Data | No Data | 47.1138 | 58.4042 | No Data | No Data | No Data | No Data | -28.9139 | -33.6627 | No Data | No Data | -18.4 | -43.666 | -34.58 | -34.9403 | -53.7 | -54.2635
2019-05-16 14:30 | No Data | No Data | No Data | No Data | 47.1138 | 58.4042 | No Data | No Data | No Data | No Data | -29.6072 | -36.2665 | No Data | No Data | -18.4 | -45.1221 | -35.945 | -36.1775 | -56.7 | -57.2477
2019-05-16 15:00 | No Data | No Data | No Data | No Data | 49.4697 | 60.3208 | No Data | No Data | No Data | No Data | -26.8714 | -32.2851 | No Data | No Data | -40.8 | -53.1097 | -40.04 | -40.1665 | -64.6 | -65.2239
2019-05-16 15:30 | No Data | No Data | No Data | No Data | 53.0098 | 62.2956 | No Data | No Data | No Data | No Data | -23.499 | -34.3369 | No Data | No Data | -46.4 | -56.1384 | -36.855 | -37.0343 | -58.7 | -59.2426
2019-05-16 16:00 | No Data | No Data | No Data | No Data | 56.6476 | 63.8174 | No Data | No Data | No Data | No Data | -19.9241 | -29.9287 | No Data | No Data | -32.8 | -48.1132 | -31.395 | -31.9474 | -41.4 | -41.4204
2019-05-16 16:30 | No Data | No Data | No Data | No Data | 63.7156 | 69.4927 | No Data | No Data | No Data | No Data | 4.2122 | 27.9912 | No Data | No Data | -24.8 | -44.7088 | -5.915 | -13.6348 | 0 | 12.3
2019-05-16 17:00 | No Data | No Data | No Data | No Data | 72.6879 | 76.4996 | No Data | No Data | No Data | No Data | 28.7563 | 44.048 | No Data | No Data | -23.2 | -41.8244 | 16.835 | 23.8083 | 42.2 | 49.2029
2019-05-16 17:30 | No Data | No Data | No Data | No Data | 74.4335 | 77.0867 | No Data | No Data | No Data | No Data | 23.9585 | 40.6055 | No Data | No Data | -12.8 | -45.824 | 22.295 | 30.5799 | 41.8 | 52.1601
2019-05-16 18:00 | No Data | No Data | No Data | No Data | 78.4375 | 80.3871 | No Data | No Data | No Data | No Data | 13.716 | 32.7305 | No Data | No Data | -9.2 | -38.3208 | 18.655 | 25.4353 | 25.3 | 38.7807
2019-05-16 18:30 | No Data | No Data | No Data | No Data | 82.0264 | 83.8926 | No Data | No Data | No Data | No Data | 14.859 | 33.2257 | No Data | No Data | -1.6 | -38.833 | 10.92 | 19.3094 | 44.5 | 55.1635
2019-05-16 19:00 | No Data | No Data | No Data | No Data | 79.5605 | 81.4833 | No Data | No Data | No Data | No Data | 13.716 | 32.7305 | No Data | No Data | 0.8 | 41.6077 | 8.19 | 14.7647 | 41.9 | 52.3001
2019-05-16 19:30 | No Data | No Data | No Data | No Data | 75.3613 | 78.8443 | No Data | No Data | No Data | No Data | 18.288 | 34.8943 | No Data | No Data | -0.4 | -42.8019 | 8.19 | 14.3884 | 42.1 | 50.8396
2019-05-16 20:00 | No Data | No Data | No Data | No Data | 71.87 | 75.5142 | No Data | No Data | No Data | No Data | 22.86 | 39.3298 | No Data | No Data | -6.8 | -40.9683 | 16.835 | 21.9629 | 50 | 57.4534
2019-05-16 20:30 | No Data | No Data | No Data | No Data | 69.5628 | 73.8592 | No Data | No Data | No Data | No Data | 25.146 | 45.3326 | No Data | No Data | -4 | -42.19 | 13.65 | 18.985 | 45.5 | 52.4047
2019-05-16 21:00 | No Data | No Data | No Data | No Data | 64.387 | 69.8695 | No Data | No Data | No Data | No Data | 21.717 | 42.5374 | No Data | No Data | -2.4 | -42.0685 | 10.465 | 16.4871 | 41.9 | 48.1877
2019-05-16 21:30 | No Data | No Data | No Data | No Data | 71.3085 | 76.2952 | No Data | No Data | No Data | No Data | 22.86 | 46.0758 | No Data | No Data | -2.8 | -42.8672 | 12.285 | 18.0286 | 46.5 | 51.4417
2019-05-16 22:00 | No Data | No Data | No Data | No Data | 60.5905 | 67.497 | No Data | No Data | No Data | No Data | 6.858 | 38.3374 | No Data | No Data | 8.4 | 48.7295 | 0.455 | 9.5658 | 32.3 | 36.316
2019-05-16 22:30 | No Data | No Data | No Data | No Data | 67.3655 | 72.933 | No Data | No Data | No Data | No Data | 18.288 | 45.029 | No Data | No Data | 9.6 | 44.6444 | 0.91 | 12.7725 | 35.9 | 37.8843
2019-05-16 23:00 | No Data | No Data | No Data | No Data | 67.3655 | 72.322 | No Data | No Data | No Data | No Data | 13.716 | 42.291 | No Data | No Data | 11.6 | 45.5034 | -0.455 | -12.2934 | 37.9 | 40.3342
2019-05-16 23:30 | No Data | No Data | No Data | No Data | 76.643 | 79.6553 | No Data | No Data | No Data | No Data | 21.717 | 46.5273 | No Data | No Data | 12.8 | 44.29 | -1.82 | -12.8693 | 47.3 | 52.5519
2019-05-17 | No Data | No Data | No Data | No Data | 68.0735 | 71.4481 | No Data | No Data | No Data | No Data | 22.86 | 48.074 | No Data | No Data | 13.2 | 45.5544 | 0 | 12.285 | 42.5 | 44.6536
2019-05-17 00:30 | No Data | No Data | No Data | No Data | 59.3576 | 64.8003 | No Data | No Data | No Data | No Data | 14.859 | 42.6754 | No Data | No Data | 17.2 | 48.736 | -8.19 | -13.2888 | 33.1 | 34.464
2019-05-17 01:00 | No Data | No Data | No Data | No Data | 56.025 | 62.6802 | No Data | No Data | No Data | No Data | 12.573 | 41.9342 | No Data | No Data | 16 | 49.0812 | -6.37 | -12.2513 | 28.7 | 29.5894
2019-05-17 01:30 | No Data | No Data | No Data | No Data | 58.4421 | 64.8497 | No Data | No Data | No Data | No Data | 20.574 | 44.9854 | No Data | No Data | 13.2 | 47.4721 | -2.275 | -11.1545 | 33.5 | 34.1832
2019-05-17 02:00 | No Data | No Data | No Data | No Data | 51.3619 | 59.3522 | No Data | No Data | No Data | No Data | 19.431 | 44.4743 | No Data | No Data | 11.6 | 47.7326 | -3.185 | -11.8125 | 31.2 | 31.6639
2019-05-17 02:30 | No Data | No Data | No Data | No Data | 48.0293 | 57.5116 | No Data | No Data | No Data | No Data | 25.146 | 48.2232 | No Data | No Data | 7.6 | 45.8345 | 0.455 | 11.8387 | 30.5 | 31.1238
2019-05-17 03:00 | No Data | No Data | No Data | No Data | 46.3447 | 58.8074 | No Data | No Data | No Data | No Data | 32.004 | 53.0357 | No Data | No Data | 6 | 45.2 | 1.82 | 10.6221 | 32.4 | 33.1059
2019-05-17 03:30 | No Data | No Data | No Data | No Data | 44.6479 | 57.742 | No Data | No Data | No Data | No Data | 33.147 | 53.7332 | No Data | No Data | 3.6 | 46.9383 | 3.64 | 11.5107 | 32.8 | 33.3089
2019-05-17 04:00 | No Data | No Data | No Data | No Data | 44.6479 | 57.8738 | No Data | No Data | No Data | No Data | 35.433 | 56.0536 | No Data | No Data | 2.8 | 43.6898 | 5.005 | 11.6003 | 33.5 | 34.0331
2019-05-17 04:30 | No Data | No Data | No Data | No Data | 44.6479 | 57.8738 | No Data | No Data | No Data | No Data | 34.29 | 54.4457 | No Data | No Data | 2.4 | 43.666 | 5.915 | 13.2263 | 34.7 | 35.36
2019-05-17 05:00 | No Data | No Data | No Data | No Data | 46.4424 | 57.9807 | No Data | No Data | No Data | No Data | 36.576 | 56.7831 | No Data | No Data | -2.4 | -41.6692 | 10.92 | 17.8381 | 40.1 | 40.8902
2019-05-17 05:30 | No Data | No Data | No Data | No Data | 48.1392 | 59.3485 | No Data | No Data | No Data | No Data | 30.861 | 52.3539 | No Data | No Data | -5.6 | -40.7863 | 13.195 | 19.3147 | 44.6 | 46.1091
2019-05-17 06:00 | No Data | No Data | No Data | No Data | 52.3873 | 61.3627 | No Data | No Data | No Data | No Data | 29.718 | 51.6884 | No Data | No Data | -3.2 | -40.9253 | 11.375 | 18.8372 | 46.9 | 48.86
2019-05-17 06:30 | No Data | No Data | No Data | No Data | 62.5925 | 67.8558 | No Data | No Data | No Data | No Data | 38.862 | 58.2818 | No Data | No Data | -4.4 | -37.8566 | 15.925 | 23.5064 | 55.5 | 61.1616
2019-05-17 07:00 | No Data | No Data | No Data | No Data | 64.6433 | 68.2346 | No Data | No Data | No Data | No Data | 33.147 | 52.8383 | No Data | No Data | 1.2 | 38.8186 | 7.735 | 18.5269 | 52.6 | 59.9204
2019-05-17 07:30 | No Data | No Data | No Data | No Data | 63.2029 | 67.3896 | No Data | No Data | No Data | No Data | 34.29 | 52.6897 | No Data | No Data | 0 | 0 | 0 | 0 | 38.4 | 47.7611
2019-05-17 08:00 | No Data | No Data | No Data | No Data | 64.8508 | 67.1958 | No Data | No Data | No Data | No Data | 26.289 | 44.1204 | No Data | No Data | 0 | 0 | 0 | 0 | 36.2 | 39.1847
2019-05-17 08:30 | No Data | No Data | No Data | No Data | 62.8 | 65.2188 | No Data | No Data | No Data | No Data | 26.289 | 43.2078 | No Data | No Data | 0 | 0 | 0 | 0 | 13.7 | 17.3833
2019-05-17 09:00 | No Data | No Data | No Data | No Data | 61.0056 | 63.4927 | No Data | No Data | No Data | No Data | 27.432 | 42.1518 | No Data | No Data | 0 | 0 | 0 | 0 | -9.9 | -10.2108
2019-05-17 09:30 | No Data | No Data | No Data | No Data | 59.0524 | 62.8414 | No Data | No Data | No Data | No Data | 20.574 | 35.2111 | No Data | No Data | 0 | 0 | 0 | 0 | -20 | -21.9729
2019-05-17 10:00 | No Data | No Data | No Data | No Data | 57.258 | 63.4233 | No Data | No Data | No Data | No Data | 28.575 | 42.9044 | No Data | No Data | 0 | 0 | 0 | 0 | -24.2 | -26.7507
2019-05-17 10:30 | No Data | No Data | No Data | No Data | 52.2408 | 59.785 | No Data | No Data | No Data | No Data | 20.574 | 35.2111 | No Data | No Data | 0 | 0 | 0 | 0 | -26 | -29.77
2019-05-17 11:00 | No Data | No Data | No Data | No Data | 52.2408 | 59.785 | No Data | No Data | No Data | No Data | 25.146 | 38.0638 | No Data | No Data | 0 | 0 | 0 | 0 | -14.1 | -15.0526
2019-05-17 11:30 | No Data | No Data | No Data | No Data | 50.544 | 58.3082 | No Data | No Data | No Data | No Data | 20.574 | 35.2111 | No Data | No Data | 0 | 0 | 0 | 0 | -15.1 | -15.5003
2019-05-17 12:00 | No Data | No Data | No Data | No Data | 50.544 | 59.4407 | No Data | No Data | No Data | No Data | 12.573 | 28.1141 | No Data | No Data | 0 | 0 | 0 | 0 | -15.7 | -16.9169
2019-05-17 12:30 | No Data | No Data | No Data | No Data | 48.9082 | 58.9877 | No Data | No Data | No Data | No Data | 17.145 | 29.4974 | No Data | No Data | 0 | 0 | 0 | 0 | -15.9 | -16.4712
2019-05-17 13:00 | No Data | No Data | No Data | No Data | 48.9082 | 58.9877 | No Data | No Data | No Data | No Data | 9.144 | 23.5635 | No Data | No Data | 0 | 0 | 0 | 0 | -17.5 | -18.8481
2019-05-17 13:30 | No Data | No Data | No Data | No Data | 47.1626 | 57.5486 | No Data | No Data | No Data | No Data | 3.429 | 19.7312 | No Data | No Data | 0 | 0 | 0 | 0 | -21.8 | -23.3624
2019-05-17 14:00 | No Data | No Data | No Data | No Data | 47.1626 | 56.172 | No Data | No Data | No Data | No Data | 11.43 | 24.5413 | No Data | No Data | 0 | 0 | 0 | 0 | -22.5 | -23.7489
2019-05-17 14:30 | No Data | No Data | No Data | No Data | 50.1289 | 59.7766 | No Data | No Data | No Data | No Data | 9.144 | 22.5145 | No Data | No Data | 0 | 0 | 0 | 0 | -27.5 | -27.7541
2019-05-17 15:00 | No Data | No Data | No Data | No Data | 50.1289 | 59.7766 | No Data | No Data | No Data | No Data | 12.573 | 25.094 | No Data | No Data | 0 | 0 | 0 | 0 | -20.8 | -21.0602
2019-05-17 15:30 | No Data | No Data | No Data | No Data | 53.4615 | 62.5976 | No Data | No Data | No Data | No Data | 13.716 | 26.6591 | No Data | No Data | 0 | 0 | 0 | 0 | -22.1 | -22.1996
2019-05-17 16:00 | No Data | No Data | No Data | No Data | 60.2365 | 67.6842 | No Data | No Data | No Data | No Data | 26.289 | 37.9951 | No Data | No Data | 0 | 0 | 0 | 0 | -12.3 | -13.132
2019-05-17 16:30 | No Data | No Data | No Data | No Data | 63.6179 | 70.7103 | No Data | No Data | No Data | No Data | 18.288 | 33.9261 | No Data | No Data | -6 | -38.4708 | 12.285 | 19.7545 | 18.6 | 24.4698
2019-05-17 17:00 | No Data | No Data | No Data | No Data | 67.2557 | 71.7244 | No Data | No Data | No Data | No Data | 13.716 | 29.652 | No Data | No Data | -4.4 | -39.4462 | -0.455 | -13.6576 | 24.1 | 29.9015
2019-05-17 17:30 | No Data | No Data | No Data | No Data | 74.226 | 78.2979 | No Data | No Data | No Data | No Data | 30.861 | 44.4596 | No Data | No Data | -9.6 | -44.7321 | 19.11 | 29.7112 | 24 | 37.4892
2019-05-17 18:00 | No Data | No Data | No Data | No Data | 79.3042 | 82.0852 | No Data | No Data | No Data | No Data | 30.861 | 44.4596 | No Data | No Data | -6.8 | -37.0297 | 15.47 | 24.2349 | 22.4 | 37.6809
2019-05-17 18:30 | No Data | No Data | No Data | No Data | 75.874 | 78.3491 | No Data | No Data | No Data | No Data | 20.574 | 38.0466 | No Data | No Data | 6.8 | 40.9683 | 1.365 | 15.0769 | 22.4 | 32.6106
2019-05-17 19:00 | No Data | No Data | No Data | No Data | 73.9696 | 76.9707 | No Data | No Data | No Data | No Data | 21.717 | 39.6277 | No Data | No Data | 12 | 42.912 | -1.365 | -14.1709 | 28.5 | 36.8756
2019-05-17 19:30 | No Data | No Data | No Data | No Data | 70.3807 | 74.0184 | No Data | No Data | No Data | No Data | 13.716 | 33.7717 | No Data | No Data | 21.2 | 48.841 | -10.465 | -15.1249 | 19 | 27.4416
2019-05-17 20:00 | No Data | No Data | No Data | No Data | 66.7918 | 71.3796 | No Data | No Data | No Data | No Data | 2.286 | 28.6663 | No Data | No Data | 31.2 | 56.2466 | -22.75 | -24.3372 | 6.6 | 16.6628
2019-05-17 20:30 | No Data | No Data | No Data | No Data | 66.7918 | 71.3796 | No Data | No Data | No Data | No Data | 9.144 | 31.093 | No Data | No Data | 32 | 56.6943 | -23.66 | -25.0374 | 3.8 | 15.8619
2019-05-17 21:00 | No Data | No Data | No Data | No Data | 65.1072 | 70.4356 | No Data | No Data | No Data | No Data | 12.573 | 33.3239 | No Data | No Data | 30.4 | 55.8068 | -24.115 | -25.4678 | 5.4 | 16.4137
2019-05-17 21:30 | No Data | No Data | No Data | No Data | 73.6645 | 77.8483 | No Data | No Data | No Data | No Data | 12.573 | 34.3851 | No Data | No Data | 30.8 | 56.3603 | -22.295 | -23.9124 | 10.9 | 19.9424
2019-05-17 22:00 | No Data | No Data | No Data | No Data | 70.2831 | 75.2458 | No Data | No Data | No Data | No Data | 18.288 | 36.8606 | No Data | No Data | 20.4 | 50.6865 | -11.83 | -15.4967 | 18.9 | 22.9961
2019-05-17 22:30 | No Data | No Data | No Data | No Data | 75.3613 | 80.0096 | No Data | No Data | No Data | No Data | 24.003 | 41.8563 | No Data | No Data | 20.4 | 49.5903 | -11.375 | -15.4566 | 22.9 | 29.4391
2019-05-17 23:00 | No Data | No Data | No Data | No Data | 72.8954 | 77.1209 | No Data | No Data | No Data | No Data | 26.289 | 43.2078 | No Data | No Data | 16 | 47.5714 | -5.915 | -13.2263 | 32.4 | 35.7459
2019-05-17 23:30 | No Data | No Data | No Data | No Data | 83.1006 | 85.7196 | No Data | No Data | No Data | No Data | 21.717 | 39.6277 | No Data | No Data | 23.6 | 51.3451 | -14.56 | -18.2 | 33.8 | 40.2204
2019-05-18 | No Data | No Data | No Data | No Data | 72.7977 | 76.2765 | No Data | No Data | No Data | No Data | 27.432 | 43.026 | No Data | No Data | 16.8 | 48.5963 | -7.28 | -13.5051 | 36.4 | 39.4707
2019-05-18 00:30 | No Data | No Data | No Data | No Data | 60.8469 | 66.2297 | No Data | No Data | No Data | No Data | 22.86 | 40.2654 | No Data | No Data | 19.2 | 49.4773 | -8.645 | -14.2873 | 29.5 | 32.4008
2019-05-18 01:00 | No Data | No Data | No Data | No Data | 57.4166 | 63.9702 | No Data | No Data | No Data | No Data | 24.003 | 40.005 | No Data | No Data | 16.8 | 49.3477 | -8.19 | -13.2888 | 26.9 | 28.5617
2019-05-18 01:30 | No Data | No Data | No Data | No Data | 57.4655 | 64.8247 | No Data | No Data | No Data | No Data | 8.001 | 29.674 | No Data | No Data | 25.2 | 55.2782 | -16.38 | -18.5214 | 18.5 | 18.6682
2019-05-18 02:00 | No Data | No Data | No Data | No Data | 54.0352 | 61.8042 | No Data | No Data | No Data | No Data | 5.715 | 29.1409 | No Data | No Data | 25.6 | 57.6014 | -17.745 | -19.0123 | 13.7 | 13.7179
2019-05-18 02:30 | No Data | No Data | No Data | No Data | 47.2602 | 58.3072 | No Data | No Data | No Data | No Data | -20.574 | -27.5271 | No Data | No Data | 41.2 | 70.4931 | -33.67 | -33.7468 | -4.4 | -7.4404
2019-05-18 03:00 | No Data | No Data | No Data | No Data | 47.2602 | 59.317 | No Data | No Data | No Data | No Data | -22.86 | -29.2751 | No Data | No Data | 43.2 | 72 | -35.945 | -36.0485 | -8.4 | -10.265
2019-05-18 03:30 | No Data | No Data | No Data | No Data | 45.5146 | 57.9357 | No Data | No Data | No Data | No Data | -12.573 | -24.1116 | No Data | No Data | 33.2 | 65.4462 | -26.845 | -26.8489 | -1.3 | -5.36
2019-05-18 04:00 | No Data | No Data | No Data | No Data | 45.5146 | 57.9357 | No Data | No Data | No Data | No Data | -14.859 | -24.4613 | No Data | No Data | 36 | 67.2476 | -28.665 | -28.6975 | -3.2 | -6.7119
2019-05-18 04:30 | No Data | No Data | No Data | No Data | 47.3701 | 60.4057 | No Data | No Data | No Data | No Data | -13.716 | -23.7843 | No Data | No Data | 34 | 65.8556 | -27.3 | -27.3341 | -0.9 | -5.5543
2019-05-18 05:00 | No Data | No Data | No Data | No Data | 47.3701 | 60.4057 | No Data | No Data | No Data | No Data | -18.288 | -25.8631 | No Data | No Data | 36 | 66.9101 | -30.03 | -30.0851 | -3.1 | -6.7535
2019-05-18 05:30 | No Data | No Data | No Data | No Data | 47.3701 | 60.4057 | No Data | No Data | No Data | No Data | -20.574 | -26.7813 | No Data | No Data | 39.6 | 68.5869 | -32.305 | -32.3338 | -3.8 | -6.36
2019-05-18 06:00 | No Data | No Data | No Data | No Data | 50.8003 | 63.1316 | No Data | No Data | No Data | No Data | -11.43 | -23.5358 | No Data | No Data | 34.8 | 64.9159 | -29.12 | -29.1236 | -0.1 | 0
2019-05-18 06:30 | No Data | No Data | No Data | No Data | 54.2306 | 64.0611 | No Data | No Data | No Data | No Data | -19.431 | -27.4796 | No Data | No Data | 42 | 69.3617 | -35.035 | -35.0468 | -2.5 | -3.2016
2019-05-18 07:00 | No Data | No Data | No Data | No Data | 55.9762 | 64.478 | No Data | No Data | No Data | No Data | -17.145 | -26.7813 | No Data | No Data | 38.8 | 67.1452 | -31.395 | -31.3983 | 2.4 | 5.1884
2019-05-18 07:30 | No Data | No Data | No Data | No Data | 55.8785 | 64.3932 | No Data | No Data | No Data | No Data | -6.858 | -23.8665 | No Data | No Data | 23.6 | 57.4693 | -19.11 | -19.4536 | 9.6 | 13.159
2019-05-18 08:00 | No Data | No Data | No Data | No Data | 57.5143 | 64.705 | No Data | No Data | No Data | No Data | -13.716 | -24.7269 | No Data | No Data | 17.2 | 60.4966 | -24.115 | -24.3882 | 0.5 | 5.6223
2019-05-18 08:30 | No Data | No Data | No Data | No Data | 55.7198 | 63.1153 | No Data | No Data | No Data | No Data | -27.432 | -32.3491 | No Data | No Data | 8.8 | 51.5566 | -28.21 | -28.21 | -26.4 | -26.5377
2019-05-18 09:00 | No Data | No Data | No Data | No Data | 48.9082 | 57.1914 | No Data | No Data | No Data | No Data | -34.29 | -37.371 | No Data | No Data | 9.2 | 52.02 | -28.665 | -28.6686 | -39.9 | -40.6553
2019-05-18 09:30 | No Data | No Data | No Data | No Data | 43.061 | 52.2789 | No Data | No Data | No Data | No Data | -40.005 | -41.9342 | No Data | No Data | 10.4 | 53.0298 | -34.125 | -34.1735 | -50.8 | -52.7205
2019-05-18 10:00 | No Data | No Data | No Data | No Data | 39.118 | 52.6806 | No Data | No Data | No Data | No Data | -52.578 | -53.1833 | No Data | No Data | 28 | 61.8954 | -50.505 | -50.9641 | -65.9 | -68.8102
2019-05-18 10:30 | No Data | No Data | No Data | No Data | 37.5799 | 51.5488 | No Data | No Data | No Data | No Data | -59.436 | -59.5348 | No Data | No Data | -3.6 | -46.4844 | -80.99 | -82.5408 | -86.1 | -89.94
2019-05-18 11:00 | No Data | No Data | No Data | No Data | 34.1863 | 50.5418 | No Data | No Data | No Data | No Data | -53.721 | -54.0241 | No Data | No Data | -7.2 | -46.9553 | -75.075 | -76.4738 | -89 | -92.9475
2019-05-18 11:30 | No Data | No Data | No Data | No Data | 34.1863 | 50.5418 | No Data | No Data | No Data | No Data | -46.863 | -47.5411 | No Data | No Data | -11.2 | -49.2893 | -65.065 | -65.9012 | -91.9 | -96.7038
2019-05-18 12:00 | No Data | No Data | No Data | No Data | 32.343 | 49.3137 | No Data | No Data | No Data | No Data | -50.292 | -50.7574 | No Data | No Data | -10.4 | -47.9416 | -64.155 | -65.0029 | -92.6 | -97.5564
2019-05-18 12:30 | No Data | No Data | No Data | No Data | 30.5486 | 46.9028 | No Data | No Data | No Data | No Data | -48.006 | -48.4934 | No Data | No Data | -13.6 | -49.8895 | -60.515 | -61.4924 | -87.6 | -92.725
2019-05-18 13:00 | No Data | No Data | No Data | No Data | 30.5486 | 48.1558 | No Data | No Data | No Data | No Data | -48.006 | -48.4934 | No Data | No Data | -23.2 | -49.0355 | -59.15 | -59.9168 | -89.1 | -93.9196
2019-05-18 13:30 | No Data | No Data | No Data | No Data | 30.5486 | 48.1558 | No Data | No Data | No Data | No Data | -46.863 | -47.0855 | No Data | No Data | -18.8 | -51.5504 | -65.975 | -67.978 | -69.8 | -74.6257
2019-05-18 14:00 | No Data | No Data | No Data | No Data | 30.341 | 48.948 | No Data | No Data | No Data | No Data | -43.434 | -43.9721 | No Data | No Data | -26.8 | -53.9303 | -59.15 | -60.9156 | -65.2 | -69.1046
2019-05-18 14:30 | No Data | No Data | No Data | No Data | 30.341 | 48.948 | No Data | No Data | No Data | No Data | -40.005 | -40.7973 | No Data | No Data | -25.2 | -54.2129 | -47.775 | -49.0071 | -55.2 | -58.7115
2019-05-18 15:00 | No Data | No Data | No Data | No Data | 31.2688 | 48.1873 | No Data | No Data | No Data | No Data | -37.719 | -38.5583 | No Data | No Data | -49.6 | -63.469 | -39.13 | -39.9779 | -67.9 | -71.3751
2019-05-18 15:30 | No Data | No Data | No Data | No Data | 32.9046 | 49.2645 | No Data | No Data | No Data | No Data | -37.719 | -38.5583 | No Data | No Data | -41.6 | -59.3997 | -34.125 | -34.8008 | -59.6 | -61.5825
2019-05-18 16:00 | No Data | No Data | No Data | No Data | 45.3193 | 57.2413 | No Data | No Data | No Data | No Data | -1.143 | -19.4646 | No Data | No Data | -16.4 | -51.8614 | 0 | 0.91 | -8 | -8.0505
2019-05-18 16:30 | No Data | No Data | No Data | No Data | 51.1055 | 60.1366 | No Data | No Data | No Data | No Data | 0 | 20.6057 | No Data | No Data | -6.4 | -57.9545 | -2.275 | -4.2925 | 1.5 | 2.9155
2019-05-18 17:00 | No Data | No Data | No Data | No Data | 54.7433 | 62.4242 | No Data | No Data | No Data | No Data | 14.859 | 29.2081 | No Data | No Data | 1.2 | 57.2126 | -0.455 | -4.5727 | 22.1 | 24.6862
2019-05-18 17:30 | No Data | No Data | No Data | No Data | 58.2834 | 64.8185 | No Data | No Data | No Data | No Data | 3.429 | 24.2467 | No Data | No Data | 6 | 58.7074 | 0.455 | 7.2942 | 4 | 13.9843
2019-05-18 18:00 | No Data | No Data | No Data | No Data | 56.6476 | 62.3937 | No Data | No Data | No Data | No Data | 1.143 | 22.8886 | No Data | No Data | 4.8 | 50.6281 | 1.365 | 3.8875 | 0.5 | 16.2077
2019-05-18 18:30 | No Data | No Data | No Data | No Data | 51.3619 | 57.6374 | No Data | No Data | No Data | No Data | 3.429 | 24.2467 | No Data | No Data | 6 | 51.5984 | 1.365 | 3.4652 | 1.6 | 11.0168
2019-05-18 19:00 | No Data | No Data | No Data | No Data | 42.6459 | 50.027 | No Data | No Data | No Data | No Data | -8.001 | -22.075 | No Data | No Data | 24.8 | 60.5151 | -16.38 | -16.3863 | -3.9 | -9.2612
2019-05-18 19:30 | No Data | No Data | No Data | No Data | 40.9125 | 49.4581 | No Data | No Data | No Data | No Data | -26.289 | -30.7762 | No Data | No Data | 51.2 | 78.2693 | -43.225 | -44.081 | -17.7 | -17.862
2019-05-18 20:00 | No Data | No Data | No Data | No Data | 36.7498 | 46.0741 | No Data | No Data | No Data | No Data | -24.003 | -30.1761 | No Data | No Data | 55.2 | 81.5294 | -46.865 | -47.8291 | -22.1 | -22.1057
2019-05-18 20:30 | No Data | No Data | No Data | No Data | 35.1629 | 44.8185 | No Data | No Data | No Data | No Data | -26.289 | -32.0244 | No Data | No Data | 58.4 | 83.7291 | -51.87 | -52.9151 | -27.3 | -27.3
2019-05-18 21:00 | No Data | No Data | No Data | No Data | 26.862 | 38.6502 | No Data | No Data | No Data | No Data | -19.431 | -27.4796 | No Data | No Data | 51.2 | 78.5723 | -43.225 | -44.081 | -20.2 | -20.22
2019-05-18 21:30 | No Data | No Data | No Data | No Data | 26.6545 | 37.3087 | No Data | No Data | No Data | No Data | -22.86 | -30.0024 | No Data | No Data | 52.4 | 79.6603 | -41.86 | -42.7434 | -15 | -15.003
2019-05-18 22:00 | No Data | No Data | No Data | No Data | 21.2711 | 33.674 | No Data | No Data | No Data | No Data | -22.86 | -30.0024 | No Data | No Data | 48.4 | 76.7771 | -40.04 | -40.9626 | -13.4 | -13.4302
2019-05-18 22:30 | No Data | No Data | No Data | No Data | 29.9382 | 39.7212 | No Data | No Data | No Data | No Data | -12.573 | -25.094 | No Data | No Data | 44.4 | 73.6804 | -34.125 | -34.8929 | -3.6 | -3.9812
2019-05-18 23:00 | No Data | No Data | No Data | No Data | 37.3236 | 45.547 | No Data | No Data | No Data | No Data | -5.715 | -23.5636 | No Data | No Data | 47.6 | 75.9632 | -37.765 | -38.549 | -2.4 | -2.4187
2019-05-18 23:30 | No Data | No Data | No Data | No Data | 41.7304 | 48.3692 | No Data | No Data | No Data | No Data | -9.144 | -24.621 | No Data | No Data | 54.8 | 80.9642 | -44.135 | -44.8885 | -1.2 | -8.4345
2019-05-19 | No Data | No Data | No Data | No Data | 34.8089 | 42.5419 | No Data | No Data | No Data | No Data | 4.572 | 25.5583 | No Data | No Data | 42 | 72.5854 | -33.215 | -33.7376 | 5.2 | 6.2682
2019-05-19 00:30 | No Data | No Data | No Data | No Data | 20.8072 | 30.506 | No Data | No Data | No Data | No Data | -6.858 | -22.7741 | No Data | No Data | 48.4 | 77.7123 | -40.95 | -41.9489 | -5.8 | -7.161
2019-05-19 01:00 | No Data | No Data | No Data | No Data | 12.3476 | 26.9949 | No Data | No Data | No Data | No Data | -4.572 | -23.3127 | No Data | No Data | 44.8 | 75.8451 | -37.765 | -38.7419 | -6.4 | -7.0264
2019-05-19 01:30 | No Data | No Data | No Data | No Data | 9.015 | 22.4524 | No Data | No Data | No Data | No Data | -10.287 | -24.0302 | No Data | No Data | 50.8 | 79.5367 | -41.86 | -43.0402 | -12.9 | -14.2271
2019-05-19 02:00 | No Data | No Data | No Data | No Data | -2.2644 | -20.6874 | No Data | No Data | No Data | No Data | -11.43 | -24.5413 | No Data | No Data | 52 | 80.6136 | -44.135 | -45.3587 | -17 | -18.6215
2019-05-19 02:30 | No Data | No Data | No Data | No Data | -3.949 | -19.1318 | No Data | No Data | No Data | No Data | -5.715 | -23.5636 | No Data | No Data | 49.2 | 78.5244 | -42.77 | -43.9258 | -17.3 | -20.2892
2019-05-19 03:00 | No Data | No Data | No Data | No Data | -5.5482 | -19.4778 | No Data | No Data | No Data | No Data | 0 | 24.003 | No Data | No Data | 44 | 75.0509 | -39.585 | -40.6175 | -14.7 | -17.2363
2019-05-19 03:30 | No Data | No Data | No Data | No Data | -12.665 | -21.2175 | No Data | No Data | No Data | No Data | -1.143 | -24.0302 | No Data | No Data | 46 | 76.56 | -39.13 | -40.1742 | -17 | -19.7231
2019-05-19 04:00 | No Data | No Data | No Data | No Data | -10.9804 | -22.4544 | No Data | No Data | No Data | No Data | 3.429 | 23.1157 | No Data | No Data | 45.6 | 75.6804 | -40.04 | -40.9626 | -17.4 | -21.1936
2019-05-19 04:30 | No Data | No Data | No Data | No Data | -14.5205 | -24.5883 | No Data | No Data | No Data | No Data | -13.716 | -25.6857 | No Data | No Data | 71.2 | 94.6742 | -63.7 | -65.4457 | -37.6 | -40.2275
2019-05-19 05:00 | No Data | No Data | No Data | No Data | -11.3344 | -24.383 | No Data | No Data | No Data | No Data | 11.43 | 27.6218 | No Data | No Data | 46.8 | 76.4094 | -41.405 | -42.2979 | -13.9 | -15.842
2019-05-19 05:30 | No Data | No Data | No Data | No Data | -9.5888 | -22.0382 | No Data | No Data | No Data | No Data | 10.287 | 26.1145 | No Data | No Data | 50 | 78.7187 | -43.225 | -44.3689 | -15.9 | -17.066
2019-05-19 06:00 | No Data | No Data | No Data | No Data | -7.9042 | -21.3592 | No Data | No Data | No Data | No Data | 10.287 | 28.23 | No Data | No Data | 53.6 | 81.0531 | -45.955 | -47.1315 | -17.5 | -18.3142
2019-05-19 06:30 | No Data | No Data | No Data | No Data | -4.5716 | -20.1724 | No Data | No Data | No Data | No Data | -17.145 | -23.4524 | No Data | No Data | 0 | 0 | 0 | 0 | 25.5 | 25.86
2019-05-19 07:00 | No Data | No Data | No Data | No Data | -3.0823 | -19.8878 | No Data | No Data | No Data | No Data | -20.574 | -23.5358 | No Data | No Data | 0 | 0 | 0 | 0 | 26.3 | 27.4323
2019-05-19 07:30 | No Data | No Data | No Data | No Data | -5.3895 | -13.6742 | No Data | No Data | No Data | No Data | 9.144 | 21.475 | No Data | No Data | 0 | 0 | 0 | 0 | 23.2 | 24.2621
2019-05-19 08:00 | No Data | No Data | No Data | No Data | -5.4871 | -15.2831 | No Data | No Data | No Data | No Data | -3.429 | -16.3653 | No Data | No Data | 0 | 0 | 0 | 0 | 27.5 | 29.4009
2019-05-19 08:30 | No Data | No Data | No Data | No Data | -7.2328 | -17.5566 | No Data | No Data | No Data | No Data | -2.286 | -17.2967 | No Data | No Data | 0 | 0 | 0 | 0 | 24.1 | 26.6177
2019-05-19 09:00 | No Data | No Data | No Data | No Data | -7.8553 | -19.5048 | No Data | No Data | No Data | No Data | -25.146 | -26.0644 | No Data | No Data | 0 | 0 | 0 | 0 | 17.4 | 18.7385
2019-05-19 09:30 | No Data | No Data | No Data | No Data | -12.0058 | -21.6361 | No Data | No Data | No Data | No Data | -19.431 | -20.254 | No Data | No Data | 0 | 0 | 0 | 0 | 17.8 | 18.0347
2019-05-19 10:00 | No Data | No Data | No Data | No Data | -15.8511 | -23.9475 | No Data | No Data | No Data | No Data | -10.287 | -13.7635 | No Data | No Data | 0 | 0 | 0 | 0 | 8.2 | 8.6331
2019-05-19 10:30 | No Data | No Data | No Data | No Data | -21.3809 | -26.4639 | No Data | No Data | No Data | No Data | -16.002 | -19.0233 | No Data | No Data | 0 | 0 | 0 | 0 | 12.5 | 12.5064
2019-05-19 11:00 | No Data | No Data | No Data | No Data | -24.8234 | -28.3483 | No Data | No Data | No Data | No Data | -21.717 | -23.5635 | No Data | No Data | 0 | 0 | 0 | 0 | 0.8 | 2.2472
2019-05-19 11:30 | No Data | No Data | No Data | No Data | -29.0715 | -32.0049 | No Data | No Data | No Data | No Data | -6.858 | -14.3217 | No Data | No Data | 0 | 0 | 0 | 0 | -12.9 | -14.3562
2019-05-19 12:00 | No Data | No Data | No Data | No Data | -24.7135 | -29.8986 | No Data | No Data | No Data | No Data | -10.287 | -15.3775 | No Data | No Data | 0 | 0 | 0 | 0 | 5.9 | 6.4078
2019-05-19 12:30 | No Data | No Data | No Data | No Data | -24.8234 | -27.1238 | No Data | No Data | No Data | No Data | -4.572 | -13.3785 | No Data | No Data | 0 | 0 | 0 | 0 | -6.8 | -6.8
2019-05-19 13:00 | No Data | No Data | No Data | No Data | -37.3846 | -38.1178 | No Data | No Data | No Data | No Data | 4.572 | 17.7441 | No Data | No Data | 0 | 0 | 0 | 0 | -1.3 | -1.4765
2019-05-19 13:30 | No Data | No Data | No Data | No Data | -39.6918 | -39.9038 | No Data | No Data | No Data | No Data | 8.001 | 18.92 | No Data | No Data | 0 | 0 | 0 | 0 | -18.4 | -18.4459
2019-05-19 14:00 | No Data | No Data | No Data | No Data | -33.3806 | -33.7124 | No Data | No Data | No Data | No Data | 24.003 | 33.147 | No Data | No Data | 10.4 | 52.2456 | -7.735 | -7.7883 | -32.8 | -33.031
2019-05-19 14:30 | No Data | No Data | No Data | No Data | -36.4569 | -36.5625 | No Data | No Data | No Data | No Data | 30.861 | 41.2906 | No Data | No Data | 5.2 | 54.648 | -3.64 | -3.8875 | -31.2 | -31.3
2019-05-19 15:00 | No Data | No Data | No Data | No Data | -31.7937 | -32.4248 | No Data | No Data | No Data | No Data | -10.287 | -19.9943 | No Data | No Data | -7.6 | -51.761 | -48.23 | -49.2578 | -77.8 | -79.2902
2019-05-19 15:30 | No Data | No Data | No Data | No Data | -28.2048 | -28.9143 | No Data | No Data | No Data | No Data | -6.858 | -21.6869 | No Data | No Data | -2.8 | -52.8061 | -40.04 | -40.6964 | -67.8 | -68.6391
2019-05-19 16:00 | No Data | No Data | No Data | No Data | -16.7178 | -17.8889 | No Data | No Data | No Data | No Data | -2.286 | -19.565 | No Data | No Data | 1.2 | 52.8969 | -37.765 | -38.6429 | -53 | -53.4094
2019-05-19 16:30 | No Data | No Data | No Data | No Data | -10.724 | -12.4712 | No Data | No Data | No Data | No Data | 20.574 | 33.3826 | No Data | No Data | 5.2 | 55.4444 | -25.48 | -25.6783 | -18 | -18.265
2019-05-19 17:00 | No Data | No Data | No Data | No Data | -6.4149 | -9.0376 | No Data | No Data | No Data | No Data | 34.29 | 45.3758 | No Data | No Data | 22.4 | 65.5463 | -19.565 | -19.5862 | 0.9 | 10.2396
2019-05-19 17:30 | No Data | No Data | No Data | No Data | 2.6062 | 18.3927 | No Data | No Data | No Data | No Data | 40.005 | 50.5253 | No Data | No Data | 19.2 | 65.2871 | -14.56 | -15.0081 | 12.9 | 20.1658
2019-05-19 18:00 | No Data | No Data | No Data | No Data | -2.9236 | -16.3226 | No Data | No Data | No Data | No Data | 34.29 | 45.3758 | No Data | No Data | 16 | 55.171 | -9.1 | -9.2802 | -4.7 | -15.6237
2019-05-19 18:30 | No Data | No Data | No Data | No Data | -5.951 | -15.5459 | No Data | No Data | No Data | No Data | 37.719 | 48.0196 | No Data | No Data | 15.6 | 56.2082 | -10.465 | -10.5045 | -6 | -15.1397
2019-05-19 19:00 | No Data | No Data | No Data | No Data | -13.9467 | -20.0193 | No Data | No Data | No Data | No Data | 50.292 | 57.843 | No Data | No Data | 22 | 59.7943 | -16.38 | -16.38 | 11 | 18.6011
2019-05-19 19:30 | No Data | No Data | No Data | No Data | -19.2325 | -22.9478 | No Data | No Data | No Data | No Data | 44.577 | 51.7515 | No Data | No Data | 26 | 62.4679 | -20.02 | -20.1488 | -9.9 | -14.0716
2019-05-19 20:00 | No Data | No Data | No Data | No Data | -23.2364 | -26.394 | No Data | No Data | No Data | No Data | 46.863 | 56.1119 | No Data | No Data | 32.8 | 66.2842 | -25.48 | -25.6783 | -1.9 | -10.3755
2019-05-19 20:30 | No Data | No Data | No Data | No Data | -31.4397 | -33.1831 | No Data | No Data | No Data | No Data | 49.149 | 57.435 | No Data | No Data | 36 | 69.2867 | -30.94 | -31.3422 | -5.9 | -10.102
2019-05-19 21:00 | No Data | No Data | No Data | No Data | -35.5413 | -37.6452 | No Data | No Data | No Data | No Data | 37.719 | 47.3208 | No Data | No Data | 48 | 77.1502 | -43.68 | -44.4412 | -19 | -19.895
2019-05-19 21:30 | No Data | No Data | No Data | No Data | -28.7663 | -31.3285 | No Data | No Data | No Data | No Data | 44.577 | 50.6286 | No Data | No Data | 45.6 | 76 | -39.13 | -39.8014 | -10.2 | -12.2037
2019-05-19 22:00 | No Data | No Data | No Data | No Data | -30.8171 | -33.2215 | No Data | No Data | No Data | No Data | 35.433 | 41.5587 | No Data | No Data | 41.2 | 73.4444 | -35.035 | -35.6936 | -10.6 | -10.8467
2019-05-19 22:30 | No Data | No Data | No Data | No Data | -21.6373 | -26.6074 | No Data | No Data | No Data | No Data | 43.434 | 49.6252 | No Data | No Data | 38 | 71.3594 | -32.76 | -33.2119 | -1.7 | -7.1197
2019-05-19 23:00 | No Data | No Data | No Data | No Data | -17.7432 | -23.55 | No Data | No Data | No Data | No Data | 43.434 | 52.6277 | No Data | No Data | 37.6 | 70.4693 | -29.575 | -29.9955 | 1.9 | 9.2195
2019-05-19 23:30 | No Data | No Data | No Data | No Data | -5.182 | -17.8993 | No Data | No Data | No Data | No Data | 29.718 | 40.4435 | No Data | No Data | 54 | 81.0195 | -46.41 | -47.0502 | -4.8 | -14.2338
2019-05-20 | No Data | No Data | No Data | No Data | -9.0761 | -19.3884 | No Data | No Data | No Data | No Data | 25.146 | 37.2134 | No Data | No Data | 51.6 | 80.05 | -44.135 | -44.8885 | -6.3 | -10.3407
2019-05-20 00:30 | No Data | No Data | No Data | No Data | -14.8257 | -25.4792 | No Data | No Data | No Data | No Data | 26.289 | 36.379 | No Data | No Data | 46.8 | 77.0434 | -41.405 | -42.1213 | -7.9 | -9.3493
2019-05-20 01:00 | No Data | No Data | No Data | No Data | -12.726 | -19.4552 | No Data | No Data | No Data | No Data | 24.003 | 33.9838 | No Data | No Data | 35.6 | 70.4557 | -29.12 | -29.6275 | -0.3 | -2.1213
2019-05-20 01:30 | No Data | No Data | No Data | No Data | -2.472 | -18.1685 | No Data | No Data | No Data | No Data | 28.575 | 38.0638 | No Data | No Data | 32.8 | 68.3801 | -26.845 | -27.3076 | 7 | 7.3082
2019-05-20 02:00 | No Data | No Data | No Data | No Data | -11.7983 | -17.4974 | No Data | No Data | No Data | No Data | 38.862 | 46.9187 | No Data | No Data | 28.8 | 66.1936 | -24.57 | -25.0746 | 12.2 | 12.3628
2019-05-20 02:30 | No Data | No Data | No Data | No Data | -17.9019 | -21.1103 | No Data | No Data | No Data | No Data | 51.435 | 58.293 | No Data | No Data | 26.8 | 66.0787 | -23.205 | -23.6469 | 10 | 10.0603
2019-05-20 03:00 | No Data | No Data | No Data | No Data | -21.0758 | -22.6762 | No Data | No Data | No Data | No Data | 50.292 | 57.843 | No Data | No Data | 30.4 | 67.2619 | -24.57 | -24.9877 | 7 | 7.0576
2019-05-20 03:30 | No Data | No Data | No Data | No Data | -27.6432 | -30.075 | No Data | No Data | No Data | No Data | 52.578 | 59.304 | No Data | No Data | 23.6 | 64.1024 | -20.93 | -21.3268 | 11.3 | 11.4272
2019-05-20 04:00 | No Data | No Data | No Data | No Data | -22.7237 | -29.8332 | No Data | No Data | No Data | No Data | 40.005 | 47.2517 | No Data | No Data | 20.4 | 62.2383 | -16.835 | -17.1336 | 16.3 | 16.3783
2019-05-20 04:30 | No Data | No Data | No Data | No Data | -30.7195 | -31.5848 | No Data | No Data | No Data | No Data | 42.291 | 49.796 | No Data | No Data | 25.2 | 63.9725 | -20.02 | -20.2718 | 9.5 | 10.3078
2019-05-20 05:00 | No Data | No Data | No Data | No Data | -32.9778 | -33.0855 | No Data | No Data | No Data | No Data | 46.863 | 54.8878 | No Data | No Data | 27.6 | 65.7133 | -23.66 | -24.0118 | 8 | 8.7727
2019-05-20 05:30 | No Data | No Data | No Data | No Data | -21.6983 | -24.6752 | No Data | No Data | No Data | No Data | 33.147 | 43.026 | No Data | No Data | 34.8 | 69.708 | -30.94 | -31.4181 | 0.9 | 0.98489
2019-05-20 06:00 | No Data | No Data | No Data | No Data | 0.0061036 | 27.6921 | No Data | No Data | No Data | No Data | 28.575 | 39.6112 | No Data | No Data | 43.6 | 75.4687 | -39.13 | -39.8872 | -12.9 | -13.0392
2019-05-20 06:30 | No Data | No Data | No Data | No Data | 0.0061036 | 22.6139 | No Data | No Data | No Data | No Data | 36.576 | 47.8561 | No Data | No Data | 45.6 | 76 | -40.04 | -40.6964 | -10.2 | -11.3596
2019-05-20 07:00 | No Data | No Data | No Data | No Data | 11.7372 | 25.5218 | No Data | No Data | No Data | No Data | 35.433 | 46.2456 | No Data | No Data | 39.6 | 70.2293 | -33.215 | -33.5252 | 0.7 | 14.2172
2019-05-20 07:30 | No Data | No Data | No Data | No Data | 13.3242 | 26.2894 | No Data | No Data | No Data | No Data | 45.72 | 55.1609 | No Data | No Data | 20.8 | 58.6147 | -17.29 | -17.29 | 15.8 | 26.2002
2019-05-20 08:00 | No Data | No Data | No Data | No Data | 0.0061036 | 20.8682 | No Data | No Data | No Data | No Data | 37.719 | 48.0196 | No Data | No Data | 31.2 | 62.0194 | -25.935 | -25.9988 | 6.3 | 20.3022
2019-05-20 08:30 | No Data | No Data | No Data | No Data | -4.4129 | -19.6847 | No Data | No Data | No Data | No Data | 20.574 | 34.29 | No Data | No Data | 45.2 | 72.9032 | -45.5 | -46.009 | -16.9 | -23.9002
2019-05-20 09:00 | No Data | No Data | No Data | No Data | -18.0484 | -21.8198 | No Data | No Data | No Data | No Data | -14.859 | -22.6879 | No Data | No Data | 28 | 59.0593 | -104.195 | -107.7121 | -77.3 | -77.4489
2019-05-20 09:30 | No Data | No Data | No Data | No Data | -19.7452 | -23.2429 | No Data | No Data | No Data | No Data | -21.717 | -26.3138 | No Data | No Data | 28 | 58.7074 | -107.835 | -111.6976 | -83.3 | -83.7848
2019-05-20 10:00 | No Data | No Data | No Data | No Data | -18.9761 | -23.5862 | No Data | No Data | No Data | No Data | -37.719 | -39.0966 | No Data | No Data | 24 | 56.9083 | -103.74 | -107.5072 | -92.8 | -93.438
2019-05-20 10:30 | No Data | No Data | No Data | No Data | -15.8022 | -23.5691 | No Data | No Data | No Data | No Data | -53.721 | -54.3136 | No Data | No Data | 26.8 | 58.8558 | -110.11 | -113.8955 | -120.3 | -122.051
2019-05-20 11:00 | No Data | No Data | No Data | No Data | -20.5631 | -25.8964 | No Data | No Data | No Data | No Data | -68.58 | -68.6657 | No Data | No Data | 47.6 | 71.9844 | -128.765 | -134.0614 | -146.4 | -149.1866
2019-05-20 11:30 | No Data | No Data | No Data | No Data | -25.4826 | -28.8354 | No Data | No Data | No Data | No Data | -73.152 | -73.2323 | No Data | No Data | 55.2 | 80.069 | -120.12 | -124.6277 | -142.3 | -145.3256
2019-05-20 12:00 | No Data | No Data | No Data | No Data | -27.4357 | -29.865 | No Data | No Data | No Data | No Data | -76.581 | -76.5895 | No Data | No Data | 47.6 | 72.285 | -127.855 | -132.9356 | -147.9 | -151.5586
2019-05-20 12:30 | No Data | No Data | No Data | No Data | -29.1325 | -30.0797 | No Data | No Data | No Data | No Data | -68.58 | -68.6657 | No Data | No Data | 48.4 | 74.0173 | -121.485 | -126.3107 | -141.3 | -145.38
2019-05-20 13:00 | No Data | No Data | No Data | No Data | -22.7726 | -25.1247 | No Data | No Data | No Data | No Data | -61.722 | -62.1018 | No Data | No Data | 40 | 66.5601 | -118.755 | -123.9447 | -139.5 | -143.2132
2019-05-20 13:30 | No Data | No Data | No Data | No Data | -30.8171 | -32.0012 | No Data | No Data | No Data | No Data | -62.865 | -63.1242 | No Data | No Data | 43.2 | 69.7802 | -117.39 | -122.3772 | -133.6 | -137.1721
2019-05-20 14:00 | No Data | No Data | No Data | No Data | -31.8914 | -32.8799 | No Data | No Data | No Data | No Data | -61.722 | -62.2384 | No Data | No Data | 46 | 70.6326 | -126.49 | -131.8778 | -150 | -153.783
2019-05-20 14:30 | No Data | No Data | No Data | No Data | -39.6918 | -39.7813 | No Data | No Data | No Data | No Data | -61.722 | -62.1018 | No Data | No Data | 49.2 | 72.463 | -129.675 | -135.4502 | -147 | -150.8582
2019-05-20 15:00 | No Data | No Data | No Data | No Data | -33.3318 | -33.4345 | No Data | No Data | No Data | No Data | -53.721 | -54.4937 | No Data | No Data | 42.4 | 68.6568 | -128.31 | -133.8814 | -128.1 | -131.4529
2019-05-20 15:30 | No Data | No Data | No Data | No Data | -28.51 | -29.0332 | No Data | No Data | No Data | No Data | -54.864 | -55.291 | No Data | No Data | 30.4 | 60.5799 | -116.48 | -120.9992 | -129.9 | -133.571
2019-05-20 16:00 | No Data | No Data | No Data | No Data | -17.9507 | -18.1872 | No Data | No Data | No Data | No Data | -30.861 | -33.7717 | No Data | No Data | 4.4 | 49.7948 | -88.27 | -91.1546 | -94.6 | -98.6309
2019-05-20 16:30 | No Data | No Data | No Data | No Data | -2.1057 | -13.0918 | No Data | No Data | No Data | No Data | 2.286 | 24.0302 | No Data | No Data | 2.4 | 52.8545 | -51.415 | -52.6583 | -41.7 | -42.9773
2019-05-20 17:00 | No Data | No Data | No Data | No Data | -1.2879 | -6.9503 | No Data | No Data | No Data | No Data | 22.86 | 36.5939 | No Data | No Data | 15.6 | 55.0563 | -20.02 | -20.2053 | 4.6 | 5.016
2019-05-20 17:30 | No Data | No Data | No Data | No Data | 12.1401 | 17.1773 | No Data | No Data | No Data | No Data | 34.29 | 46.1325 | No Data | No Data | 9.2 | 61.8876 | -1.365 | -2.6531 | 7.9 | 11.9097
2019-05-20 18:00 | No Data | No Data | No Data | No Data | 21.3687 | 25.5173 | No Data | No Data | No Data | No Data | 26.289 | 38.8284 | No Data | No Data | 4.4 | 51.7254 | 4.095 | 4.9216 | 9.5 | 13.2246
2019-05-20 18:30 | No Data | No Data | No Data | No Data | 15.9854 | 24.4219 | No Data | No Data | No Data | No Data | 22.86 | 35.7085 | No Data | No Data | 6 | 53.9348 | 0 | 0 | 7.5 | 10.2591
2019-05-20 19:00 | No Data | No Data | No Data | No Data | 23.3219 | 29.7457 | No Data | No Data | No Data | No Data | 35.433 | 45.5195 | No Data | No Data | 5.2 | 53.4161 | 1.365 | 1.365 | 28.1 | 29.416
2019-05-20 19:30 | No Data | No Data | No Data | No Data | 15.1675 | 21.3124 | No Data | No Data | No Data | No Data | 37.719 | 47.3208 | No Data | No Data | -1.2 | -52.0062 | 9.1 | 9.2802 | 48 | 49.4531
2019-05-20 20:00 | No Data | No Data | No Data | No Data | 15.2163 | 27.2971 | No Data | No Data | No Data | No Data | 41.148 | 50.7574 | No Data | No Data | -2.8 | -51.2562 | 10.465 | 10.6221 | 47.8 | 48.5853
2019-05-20 20:30 | No Data | No Data | No Data | No Data | 13.7392 | 26.5022 | No Data | No Data | No Data | No Data | 53.721 | 62.5316 | No Data | No Data | -8.8 | -49.1935 | 15.47 | 16.2595 | 52.4 | 56.3038
2019-05-20 21:00 | No Data | No Data | No Data | No Data | 12.604 | 25.9318 | No Data | No Data | No Data | No Data | 48.006 | 57.0699 | No Data | No Data | -13.6 | -50.6596 | 21.84 | 22.4062 | 48.6 | 51.3568
2019-05-20 21:30 | No Data | No Data | No Data | No Data | 23.1144 | 32.3708 | No Data | No Data | No Data | No Data | 37.719 | 48.0196 | No Data | No Data | -9.6 | -50.1278 | 20.02 | 20.5305 | 49.2 | 52.287
2019-05-20 22:00 | No Data | No Data | No Data | No Data | 14.1909 | 26.7391 | No Data | No Data | No Data | No Data | 48.006 | 57.696 | No Data | No Data | -25.2 | -52.0999 | 35.49 | 36.1403 | 63.4 | 65.8244
2019-05-20 22:30 | No Data | No Data | No Data | No Data | 22.4552 | 31.9035 | No Data | No Data | No Data | No Data | 58.293 | 67.6304 | No Data | No Data | -28.4 | -52.706 | 39.13 | 39.8014 | 71.7 | 74.3571
2019-05-20 23:00 | No Data | No Data | No Data | No Data | 30.4997 | 37.9978 | No Data | No Data | No Data | No Data | 41.148 | 52.1288 | No Data | No Data | -16.4 | -49.5903 | 27.755 | 28.3783 | 62.7 | 64.7341
2019-05-20 23:30 | No Data | No Data | No Data | No Data | 38.8006 | 44.9343 | No Data | No Data | No Data | No Data | 45.72 | 55.8084 | No Data | No Data | -6.4 | -47.6319 | 19.565 | 20.3126 | 64.8 | 69.5275
2019-05-21 | No Data | No Data | No Data | No Data | 27.1183 | 35.2475 | No Data | No Data | No Data | No Data | 50.292 | 59.6116 | No Data | No Data | -14 | -48.0833 | 26.39 | 26.9489 | 67.1 | 69.7382
2019-05-21 00:30 | No Data | No Data | No Data | No Data | 20.7584 | 30.625 | No Data | No Data | No Data | No Data | 58.293 | 66.5006 | No Data | No Data | -18.4 | -50.2872 | 31.395 | 31.8662 | 68.2 | 69.6021
2019-05-21 01:00 | No Data | No Data | No Data | No Data | 15.021 | 27.0668 | No Data | No Data | No Data | No Data | 52.578 | 60.966 | No Data | No Data | -8 | -51.031 | 20.475 | 20.6562 | 53 | 53.7093
2019-05-21 01:30 | No Data | No Data | No Data | No Data | 15.021 | 27.0668 | No Data | No Data | No Data | No Data | 61.722 | 70.0595 | No Data | No Data | -20.8 | -51.2141 | 31.85 | 32.2409 | 63.9 | 64.4895
2019-05-21 02:00 | No Data | No Data | No Data | No Data | 9.2714 | 24.3503 | No Data | No Data | No Data | No Data | 57.15 | 65.501 | No Data | No Data | -21.6 | -52.6361 | 33.67 | 33.976 | 61.6 | 61.9112
2019-05-21 02:30 | No Data | No Data | No Data | No Data | 14.6548 | 28.7844 | No Data | No Data | No Data | No Data | 53.721 | 62.5316 | No Data | No Data | -21.2 | -52.1076 | 32.305 | 32.6904 | 58.3 | 58.5878
2019-05-21 03:00 | No Data | No Data | No Data | No Data | 12.9702 | 30.3912 | No Data | No Data | No Data | No Data | 48.006 | 57.0699 | No Data | No Data | -16.8 | -51.9892 | 25.025 | 25.3578 | 52.2 | 52.489
2019-05-21 03:30 | No Data | No Data | No Data | No Data | 14.7646 | 32.8347 | No Data | No Data | No Data | No Data | 42.291 | 51.6884 | No Data | No Data | -14 | -51.923 | 23.205 | 23.4888 | 47.8 | 47.9354
2019-05-21 04:00 | No Data | No Data | No Data | No Data | 13.019 | 32.0876 | No Data | No Data | No Data | No Data | 38.862 | 48.2368 | No Data | No Data | -10.4 | -51.4618 | 19.565 | 19.9007 | 42.9 | 43.0508
2019-05-21 04:30 | No Data | No Data | No Data | No Data | 14.7646 | 32.8347 | No Data | No Data | No Data | No Data | 37.719 | 47.3208 | No Data | No Data | -1.6 | -52.0246 | 10.01 | 10.2653 | 44.9 | 45.1453
2019-05-21 05:00 | No Data | No Data | No Data | No Data | 16.8643 | 33.8308 | No Data | No Data | No Data | No Data | 41.148 | 50.7574 | No Data | No Data | -0.4 | -52.4244 | 8.19 | 8.633 | 44.9 | 45.4424
2019-05-21 05:30 | No Data | No Data | No Data | No Data | 20.8072 | 35.9592 | No Data | No Data | No Data | No Data | 46.863 | 56.7485 | No Data | No Data | -5.6 | -50.7102 | 12.74 | 13.2498 | 52.1 | 53.1084
2019-05-21 06:00 | No Data | No Data | No Data | No Data | 28.4489 | 40.8591 | No Data | No Data | No Data | No Data | 45.72 | 56.4716 | No Data | No Data | -6 | -51.1531 | 16.835 | 17.5632 | 48.6 | 51.5873
2019-05-21 06:30 | No Data | No Data | No Data | No Data | 36.0906 | 43.6311 | No Data | No Data | No Data | No Data | 38.862 | 49.6252 | No Data | No Data | 0 | 0 | 0 | 0 | 35 | 39.777
2019-05-21 07:00 | No Data | No Data | No Data | No Data | 38.1903 | 44.0512 | No Data | No Data | No Data | No Data | 26.289 | 40.5403 | No Data | No Data | 0 | 0 | 0 | 0 | 24.1 | 34.5811
2019-05-21 07:30 | No Data | No Data | No Data | No Data | 36.2371 | 41.1917 | No Data | No Data | No Data | No Data | 14.859 | 31.1978 | No Data | No Data | 0 | 0 | 0 | 0 | 35.4 | 45.889
2019-05-21 08:00 | No Data | No Data | No Data | No Data | 33.0144 | 36.8257 | No Data | No Data | No Data | No Data | 10.287 | 28.23 | No Data | No Data | 0 | 0 | 0 | 0 | 31.5 | 35.938
2019-05-21 08:30 | No Data | No Data | No Data | No Data | 27.1672 | 32.8474 | No Data | No Data | No Data | No Data | 12.573 | 29.1409 | No Data | No Data | 0 | 0 | 0 | 0 | 22.5 | 26.0357
2019-05-21 09:00 | No Data | No Data | No Data | No Data | 29.0105 | 35.3276 | No Data | No Data | No Data | No Data | 11.43 | 28.6663 | No Data | No Data | 0 | 0 | 0 | 0 | 22.4 | 28.6112
2019-05-21 09:30 | No Data | No Data | No Data | No Data | 29.633 | 35.8406 | No Data | No Data | No Data | No Data | -3.429 | -21.986 | No Data | No Data | 0 | 0 | 0 | 0 | 8.3 | 14.5086
2019-05-21 10:00 | No Data | No Data | No Data | No Data | 33.4783 | 39.9482 | No Data | No Data | No Data | No Data | 2.286 | 24.1116 | No Data | No Data | 0 | 0 | 0 | 0 | 9.1 | 13.2276
2019-05-21 10:30 | No Data | No Data | No Data | No Data | 27.631 | 37.6955 | No Data | No Data | No Data | No Data | 10.287 | 24.0302 | No Data | No Data | 0 | 0 | 0 | 0 | -4.2 | -7.9925
2019-05-21 11:00 | No Data | No Data | No Data | No Data | 23.3707 | 33.503 | No Data | No Data | No Data | No Data | 10.287 | 24.0302 | No Data | No Data | 0 | 0 | 0 | 0 | 2.4 | 7.0228
2019-05-21 11:30 | No Data | No Data | No Data | No Data | 15.4238 | 28.5335 | No Data | No Data | No Data | No Data | 22.86 | 33.147 | No Data | No Data | 0 | 0 | 0 | 0 | 0 | 0
2019-05-21 12:00 | No Data | No Data | No Data | No Data | 13.1655 | 27.3787 | No Data | No Data | No Data | No Data | 16.002 | 27.9042 | No Data | No Data | 0 | 0 | 0 | 0 | -2.1 | -2.1
2019-05-21 12:30 | No Data | No Data | No Data | No Data | 9.4301 | 25.4508 | No Data | No Data | No Data | No Data | 28.575 | 39.6112 | No Data | No Data | 0 | 0 | 0 | 0 | -15.7 | -15.8146
2019-05-21 13:00 | No Data | No Data | No Data | No Data | 12.2988 | 26.6039 | No Data | No Data | No Data | No Data | 14.859 | 29.2081 | No Data | No Data | 0 | 0 | 0 | 0 | 1.6 | 5.2498
2019-05-21 13:30 | No Data | No Data | No Data | No Data | 12.8115 | 26.8448 | No Data | No Data | No Data | No Data | 21.717 | 34.099 | No Data | No Data | 0 | 0 | 0 | 0 | -11.9 | -12.492
2019-05-21 14:00 | No Data | No Data | No Data | No Data | 12.9702 | 26.9209 | No Data | No Data | No Data | No Data | 25.146 | 36.379 | No Data | No Data | 0 | 0 | 0 | 0 | 0.3 | 7.6059
2019-05-21 14:30 | No Data | No Data | No Data | No Data | 19.7818 | 32.144 | No Data | No Data | No Data | No Data | 33.147 | 43.7636 | No Data | No Data | 0 | 0 | 0 | 0 | 3.1 | 10.374
2019-05-21 15:00 | No Data | No Data | No Data | No Data | 25.8366 | 36.1863 | No Data | No Data | No Data | No Data | 12.573 | 29.1409 | No Data | No Data | 4.8 | 51.0263 | 4.095 | 4.3165 | -6.3 | -9.2698
2019-05-21 15:30 | No Data | No Data | No Data | No Data | 26.3004 | 36.5189 | No Data | No Data | No Data | No Data | 18.288 | 27.5271 | No Data | No Data | 18.4 | 54.7825 | -9.1 | -9.3801 | 3.9 | 8.7207
2019-05-21 16:00 | No Data | No Data | No Data | No Data | 30.7073 | 39.8102 | No Data | No Data | No Data | No Data | 24.003 | 32.3693 | No Data | No Data | 16.8 | 54.6465 | -7.735 | -7.7883 | 5.9 | 12.7475
2019-05-21 16:30 | No Data | No Data | No Data | No Data | 40.7538 | 47.9874 | No Data | No Data | No Data | No Data | 29.718 | 37.4932 | No Data | No Data | 2 | 55.636 | 1.365 | 3.8875 | 20.5 | 27.9508
2019-05-21 17:00 | No Data | No Data | No Data | No Data | 46.7475 | 52.3626 | No Data | No Data | No Data | No Data | 28.575 | 38.0638 | No Data | No Data | 9.2 | 54.7781 | -8.645 | -8.9393 | 19.4 | 27.3651
2019-05-21 17:30 | No Data | No Data | No Data | No Data | 52.5948 | 57.6431 | No Data | No Data | No Data | No Data | 34.29 | 43.2078 | No Data | No Data | 8 | 55.7767 | 0 | 4.55 | 30.8 | 41.357
2019-05-21 18:00 | No Data | No Data | No Data | No Data | 52.5948 | 56.5476 | No Data | No Data | No Data | No Data | 30.861 | 39.8086 | No Data | No Data | -2 | -48.4413 | 10.465 | 11.6003 | 18.4 | 32.0975
2019-05-21 18:30 | No Data | No Data | No Data | No Data | 50.6416 | 54.7357 | No Data | No Data | No Data | No Data | 35.433 | 44.1204 | No Data | No Data | -2.4 | -48.8016 | 10.92 | 11.6626 | 35 | 43.4222
2019-05-21 19:00 | No Data | No Data | No Data | No Data | 43.415 | 48.1277 | No Data | No Data | No Data | No Data | 29.718 | 38.9292 | No Data | No Data | -0.8 | -49.6064 | 8.645 | 9.3801 | 30.4 | 37.3504
2019-05-21 19:30 | No Data | No Data | No Data | No Data | 39.6307 | 45.5804 | No Data | No Data | No Data | No Data | 32.004 | 40.7011 | No Data | No Data | 0.8 | 50.0144 | 5.915 | 6.5146 | 38.8 | 44.2621
2019-05-21 20:00 | No Data | No Data | No Data | No Data | 44.8066 | 51.2233 | No Data | No Data | No Data | No Data | 35.433 | 44.1204 | No Data | No Data | -5.2 | -49.0763 | 13.65 | 14.251 | 43.1 | 48.8059
2019-05-21 20:30 | No Data | No Data | No Data | No Data | 43.0121 | 49.6613 | No Data | No Data | No Data | No Data | 36.576 | 45.0435 | No Data | No Data | -6 | -49.5645 | 12.74 | 13.382 | 42.9 | 47.207
2019-05-21 21:00 | No Data | No Data | No Data | No Data | 39.057 | 46.278 | No Data | No Data | No Data | No Data | 38.862 | 46.9187 | No Data | No Data | -10.4 | -49.8959 | 18.2 | 18.655 | 46.1 | 48.8305
2019-05-21 21:30 | No Data | No Data | No Data | No Data | 39.6796 | 46.8046 | No Data | No Data | No Data | No Data | 43.434 | 50.7703 | No Data | No Data | -17.6 | -50 | 27.3 | 27.755 | 58.1 | 60.8839
2019-05-21 22:00 | No Data | No Data | No Data | No Data | 34.5037 | 42.5054 | No Data | No Data | No Data | No Data | 46.863 | 54.3015 | No Data | No Data | -21.2 | -51.3778 | 29.575 | 30.0748 | 59.7 | 61.099
2019-05-21 22:30 | No Data | No Data | No Data | No Data | 36.2371 | 43.9241 | No Data | No Data | No Data | No Data | 50.292 | 57.843 | No Data | No Data | -20.4 | -51.0529 | 27.755 | 28.3783 | 62 | 63.7653
2019-05-21 23:00 | No Data | No Data | No Data | No Data | 38.1903 | 45.5489 | No Data | No Data | No Data | No Data | 45.72 | 53.3182 | No Data | No Data | -14.8 | -49.466 | 24.115 | 24.7254 | 61.5 | 63.5221
2019-05-21 23:30 | No Data | No Data | No Data | No Data | 53.1075 | 58.6226 | No Data | No Data | No Data | No Data | 45.72 | 53.9152 | No Data | No Data | -1.2 | -48.015 | 11.83 | 13.0292 | 59.5 | 63.6121
2019-05-22 | No Data | No Data | No Data | No Data | 42.3896 | 49.1231 | No Data | No Data | No Data | No Data | 46.863 | 54.8878 | No Data | No Data | -6 | -49.2179 | 15.015 | 15.6893 | 57.9 | 60.545
2019-05-22 00:30 | No Data | No Data | No Data | No Data | 37.116 | 44.652 | No Data | No Data | No Data | No Data | 49.149 | 56.852 | No Data | No Data | -8 | -49.4514 | 16.835 | 17.224 | 56.3 | 58.1623
2019-05-22 01:00 | No Data | No Data | No Data | No Data | 28.1926 | 39.1943 | No Data | No Data | No Data | No Data | 53.721 | 60.848 | No Data | No Data | -15.2 | -50.3492 | 23.205 | 23.6469 | 58.3 | 59.5834
2019-05-22 01:30 | No Data | No Data | No Data | No Data | 28.1926 | 39.1943 | No Data | No Data | No Data | No Data | 51.435 | 58.8395 | No Data | No Data | -16 | -50.5964 | 24.57 | 24.9877 | 58.5 | 59.4705
2019-05-22 02:00 | No Data | No Data | No Data | No Data | 23.5294 | 37.848 | No Data | No Data | No Data | No Data | 53.721 | 61.393 | No Data | No Data | -20.4 | -51.7873 | 28.665 | 29.0987 | 59.6 | 60.5885
2019-05-22 02:30 | No Data | No Data | No Data | No Data | 25.275 | 40.216 | No Data | No Data | No Data | No Data | 51.435 | 58.8395 | No Data | No Data | -21.6 | -52.2716 | 29.12 | 29.547 | 58.1 | 58.8239
2019-05-22 03:00 | No Data | No Data | No Data | No Data | 21.735 | 38.0908 | No Data | No Data | No Data | No Data | 40.005 | 47.8697 | No Data | No Data | -12.8 | -51.225 | 19.565 | 19.989 | 46.8 | 47.4455
2019-05-22 03:30 | No Data | No Data | No Data | No Data | 23.6759 | 40.547 | No Data | No Data | No Data | No Data | 41.148 | 48.829 | No Data | No Data | -11.2 | -50.4587 | 17.745 | 18.1145 | 54.1 | 54.811
2019-05-22 04:00 | No Data | No Data | No Data | No Data | 23.7369 | 40.5827 | No Data | No Data | No Data | No Data | 38.862 | 47.8697 | No Data | No Data | -8 | -51.031 | 14.105 | 14.5671 | 51.2 | 51.7038
2019-05-22 04:30 | No Data | No Data | No Data | No Data | 26.1906 | 42.0649 | No Data | No Data | No Data | No Data | 49.149 | 56.2862 | No Data | No Data | -23.2 | -52.2349 | 29.12 | 29.7147 | 65.5 | 66.5368
2019-05-22 05:00 | No Data | No Data | No Data | No Data | 27.8874 | 43.1419 | No Data | No Data | No Data | No Data | 46.863 | 53.7332 | No Data | No Data | -19.2 | -51.3264 | 25.025 | 25.6137 | 62.6 | 63.7969
2019-05-22 05:30 | No Data | No Data | No Data | No Data | 29.6818 | 44.323 | No Data | No Data | No Data | No Data | 45.72 | 52.7393 | No Data | No Data | -22.4 | -51.8845 | 28.665 | 29.2689 | 58.9 | 60.5642
2019-05-22 06:00 | No Data | No Data | No Data | No Data | 37.3236 | 48.6359 | No Data | No Data | No Data | No Data | 38.862 | 46.9187 | No Data | No Data | -9.2 | -49.6596 | 15.925 | 16.5623 | 49.2 | 51.0987
2019-05-22 06:30 | No Data | No Data | No Data | No Data | 46.0273 | 54.6623 | No Data | No Data | No Data | No Data | 33.147 | 41.6058 | No Data | No Data | -0.4 | -49.2016 | 7.735 | 8.7521 | 45.9 | 50.2699
2019-05-22 07:00 | No Data | No Data | No Data | No Data | 49.4209 | 54.6944 | No Data | No Data | No Data | No Data | 30.861 | 39.0966 | No Data | No Data | -8.4 | -47.9416 | 16.835 | 18.1658 | 43.7 | 52.1177
2019-05-22 07:30 | No Data | No Data | No Data | No Data | 48.7984 | 53.405 | No Data | No Data | No Data | No Data | 19.431 | 28.2994 | No Data | No Data | -1.2 | -50.0144 | 6.825 | 7.9592 | 45.8 | 53.838
2019-05-22 08:00 | No Data | No Data | No Data | No Data | 50.5928 | 55.0495 | No Data | No Data | No Data | No Data | 8.001 | 19.1602 | No Data | No Data | -15.2 | -48.0666 | 0 | 2.275 | 14.1 | 24.9634
2019-05-22 08:30 | No Data | No Data | No Data | No Data | 52.3873 | 56.5456 | No Data | No Data | No Data | No Data | -1.143 | -20.6057 | No Data | No Data | -58 | -68.476 | 0 | 2.73 | -11.3 | -22.5524
2019-05-22 09:00 | No Data | No Data | No Data | No Data | 50.5928 | 55.542 | No Data | No Data | No Data | No Data | -25.146 | -27.6218 | No Data | No Data | -55.2 | -66.7892 | -24.57 | -24.9877 | -39.3 | -39.7861
2019-05-22 09:30 | No Data | No Data | No Data | No Data | 44.6479 | 51.2575 | No Data | No Data | No Data | No Data | -33.147 | -33.2847 | No Data | No Data | -50.4 | -63.8498 | -31.395 | -32.228 | -51.6 | -51.6009
2019-05-22 10:00 | No Data | No Data | No Data | No Data | 44.6479 | 52.1877 | No Data | No Data | No Data | No Data | -40.005 | -40.7973 | No Data | No Data | -45.6 | -60.3947 | -35.49 | -36.4227 | -59.5 | -59.6552
2019-05-22 10:30 | No Data | No Data | No Data | No Data | 44.6479 | 53.3117 | No Data | No Data | No Data | No Data | -42.291 | -43.5241 | No Data | No Data | -46.4 | -61.5233 | -34.58 | -35.5366 | -59.7 | -59.7857
2019-05-22 11:00 | No Data | No Data | No Data | No Data | 40.705 | 50.056 | No Data | No Data | No Data | No Data | -49.149 | -49.796 | No Data | No Data | -34.8 | -56.0985 | -45.955 | -47.4533 | -70.2 | -71.6417
2019-05-22 11:30 | No Data | No Data | No Data | No Data | 40.705 | 50.056 | No Data | No Data | No Data | No Data | -48.006 | -48.4934 | No Data | No Data | -30.4 | -54.1406 | -48.23 | -49.8843 | -73.8 | -75.3289
2019-05-22 12:00 | No Data | No Data | No Data | No Data | 38.8617 | 49.5673 | No Data | No Data | No Data | No Data | -52.578 | -53.1833 | No Data | No Data | -23.6 | -52.4137 | -55.055 | -57.0658 | -73.8 | -75.9634
2019-05-22 12:30 | No Data | No Data | No Data | No Data | 38.8617 | 49.5673 | No Data | No Data | No Data | No Data | -45.72 | -46.6254 | No Data | No Data | -30.8 | -54.6963 | -45.045 | -46.5725 | -65 | -66.6195
2019-05-22 13:00 | No Data | No Data | No Data | No Data | 38.703 | 48.376 | No Data | No Data | No Data | No Data | -38.862 | -41.9187 | No Data | No Data | -36 | -58.0978 | -45.045 | -46.5725 | -57.3 | -58.7784
2019-05-22 13:30 | No Data | No Data | No Data | No Data | 38.703 | 48.376 | No Data | No Data | No Data | No Data | -56.007 | -56.0536 | No Data | No Data | -14.4 | -48.9653 | -66.43 | -68.53 | -91.5 | -94.3221
2019-05-22 14:00 | No Data | No Data | No Data | No Data | 38.0316 | 48.7584 | No Data | No Data | No Data | No Data | -34.29 | -35.4883 | No Data | No Data | -45.2 | -61.4296 | -39.585 | -40.9449 | -66 | -67.6172
2019-05-22 14:30 | No Data | No Data | No Data | No Data | 39.8871 | 50.2191 | No Data | No Data | No Data | No Data | -49.149 | -49.2685 | No Data | No Data | -16.4 | -49.213 | -68.25 | -70.7536 | -80.9 | -82.8351
2019-05-22 15:00 | No Data | No Data | No Data | No Data | 41.3642 | 51.4001 | No Data | No Data | No Data | No Data | -36.576 | -37.7017 | No Data | No Data | -32 | -55.0549 | -61.425 | -63.6903 | -65.1 | -66.3658
2019-05-22 15:30 | No Data | No Data | No Data | No Data | 46.6499 | 55.7422 | No Data | No Data | No Data | No Data | -35.433 | -36.5939 | No Data | No Data | -28.8 | -52.5875 | -56.42 | -58.3838 | -64.6 | -66.0367
2019-05-22 16:00 | No Data | No Data | No Data | No Data | 51.7281 | 59.1649 | No Data | No Data | No Data | No Data | -27.432 | -30.1761 | No Data | No Data | -27.2 | -52.4107 | -55.51 | -57.1636 | -50.9 | -51.9119
2019-05-22 16:30 | No Data | No Data | No Data | No Data | 56.9039 | 62.9516 | No Data | No Data | No Data | No Data | -9.144 | -21.475 | No Data | No Data | -23.6 | -51.3451 | -24.115 | -24.3882 | -17.1 | -17.2818
2019-05-22 17:00 | No Data | No Data | No Data | No Data | 63.8743 | 69.3165 | No Data | No Data | No Data | No Data | 11.43 | 30.7762 | No Data | No Data | -1.6 | -48.5057 | -4.095 | -4.1949 | 20.4 | 24.1365
2019-05-22 17:30 | No Data | No Data | No Data | No Data | 70.5882 | 74.0924 | No Data | No Data | No Data | No Data | 19.431 | 34.5557 | No Data | No Data | 0.4 | 56.0014 | 5.005 | 9.213 | 35.6 | 41.3323
2019-05-22 18:00 | No Data | No Data | No Data | No Data | 70.5882 | 74.0924 | No Data | No Data | No Data | No Data | 16.002 | 29.652 | No Data | No Data | -9.2 | -46.8342 | 16.835 | 17.9998 | 24.9 | 33.8293
2019-05-22 18:30 | No Data | No Data | No Data | No Data | 70.5882 | 74.0924 | No Data | No Data | No Data | No Data | 18.288 | 31.7581 | No Data | No Data | -10.4 | -47.9416 | 19.565 | 20.4396 | 26.7 | 34.1552
2019-05-22 19:00 | No Data | No Data | No Data | No Data | 70.5882 | 74.6414 | No Data | No Data | No Data | No Data | 22.86 | 35.7085 | No Data | No Data | -4.8 | -49.4336 | 12.285 | 12.9495 | 43.4 | 48.2137
2019-05-22 19:30 | No Data | No Data | No Data | No Data | 65.51 | 69.8584 | No Data | No Data | No Data | No Data | 13.716 | 31.6964 | No Data | No Data | -0.8 | -50.0064 | 9.1 | 9.6413 | 38 | 41.7943
2019-05-22 20:00 | No Data | No Data | No Data | No Data | 59.9313 | 65.2875 | No Data | No Data | No Data | No Data | 13.716 | 29.652 | No Data | No Data | -1.2 | -50.8142 | 7.735 | 8.0626 | 36.8 | 41.2335
2019-05-22 20:30 | No Data | No Data | No Data | No Data | 56.5988 | 62.2423 | No Data | No Data | No Data | No Data | 27.432 | 41.2906 | No Data | No Data | -5.6 | -50.3126 | 14.105 | 14.6874 | 41.8 | 43.8953
2019-05-22 21:00 | No Data | No Data | No Data | No Data | 54.7433 | 62.1794 | No Data | No Data | No Data | No Data | 30.861 | 44.4596 | No Data | No Data | -9.2 | -49.2666 | 17.29 | 17.9998 | 45 | 46.8125
2019-05-22 21:30 | No Data | No Data | No Data | No Data | 61.6159 | 67.4679 | No Data | No Data | No Data | No Data | 25.146 | 39.8086 | No Data | No Data | -6.8 | -49.2715 | 14.105 | 14.6874 | 45 | 46.7307
2019-05-22 22:00 | No Data | No Data | No Data | No Data | 56.2814 | 62.6338 | No Data | No Data | No Data | No Data | 27.432 | 40.4435 | No Data | No Data | -10.4 | -49.8959 | 16.835 | 17.439 | 45.9 | 47.3925
2019-05-22 22:30 | No Data | No Data | No Data | No Data | 59.8215 | 66.5594 | No Data | No Data | No Data | No Data | 28.575 | 42.9044 | No Data | No Data | -7.6 | -50.5743 | 14.56 | 15.0081 | 47.8 | 49.0494
2019-05-22 23:00 | No Data | No Data | No Data | No Data | 61.7746 | 68.3411 | No Data | No Data | No Data | No Data | 34.29 | 47.692 | No Data | No Data | -12.4 | -49.9632 | 18.2 | 18.7601 | 55.5 | 56.8902
2019-05-22 23:30 | No Data | No Data | No Data | No Data | 71.7723 | 75.174 | No Data | No Data | No Data | No Data | 38.862 | 51.8272 | No Data | No Data | -8 | -47.4788 | 18.2 | 19.1371 | 64 | 68.2126
2019-05-23 | No Data | No Data | No Data | No Data | 64.2893 | 68.066 | No Data | No Data | No Data | No Data | 44.577 | 56.2398 | No Data | No Data | -15.6 | -49.3315 | 23.66 | 24.3882 | 65.8 | 68.3784
2019-05-23 00:30 | No Data | No Data | No Data | No Data | 51.7281 | 59.6208 | No Data | No Data | No Data | No Data | 46.863 | 58.7506 | No Data | No Data | -15.2 | -49.968 | 23.66 | 24.2818 | 61.8 | 63.3003
2019-05-23 01:00 | No Data | No Data | No Data | No Data | 42.9023 | 54.1421 | No Data | No Data | No Data | No Data | 51.435 | 62.4584 | No Data | No Data | -14.8 | -50.2299 | 22.295 | 22.8499 | 56 | 57.5577
2019-05-23 01:30 | No Data | No Data | No Data | No Data | 44.6479 | 54.5716 | No Data | No Data | No Data | No Data | 46.863 | 58.0685 | No Data | No Data | -12.8 | -49.6774 | 19.565 | 20.195 | 63 | 64.3072
2019-05-23 02:00 | No Data | No Data | No Data | No Data | 37.7264 | 49.0704 | No Data | No Data | No Data | No Data | 49.149 | 60.5898 | No Data | No Data | -12 | -49.8654 | 20.475 | 20.9745 | 58.3 | 59.0059
2019-05-23 02:30 | No Data | No Data | No Data | No Data | 34.1863 | 46.4039 | No Data | No Data | No Data | No Data | 50.292 | 60.8694 | No Data | No Data | -6.8 | -50.8567 | 13.65 | 14.127 | 49.8 | 50.7169
2019-05-23 03:00 | No Data | No Data | No Data | No Data | 30.5974 | 43.8272 | No Data | No Data | No Data | No Data | 52.578 | 63.403 | No Data | No Data | -4 | -51.356 | 10.01 | 10.5045 | 45.8 | 46.4934
2019-05-23 03:30 | No Data | No Data | No Data | No Data | 23.7858 | 39.3749 | No Data | No Data | No Data | No Data | 57.15 | 67.243 | No Data | No Data | -4.8 | -50.9572 | 10.01 | 10.6513 | 46.1 | 47.1721
2019-05-23 04:00 | No Data | No Data | No Data | No Data | 16.9619 | 35.6697 | No Data | No Data | No Data | No Data | 58.293 | 68.2171 | No Data | No Data | -5.6 | -51.1531 | 10.465 | 10.9389 | 45 | 45.9308
2019-05-23 04:30 | No Data | No Data | No Data | No Data | 14.9599 | 34.7623 | No Data | No Data | No Data | No Data | 54.864 | 67.243 | No Data | No Data | -5.6 | -51.1077 | 10.01 | 10.5045 | 46.1 | 47.1301
2019-05-23 05:00 | No Data | No Data | No Data | No Data | 11.0658 | 33.2727 | No Data | No Data | No Data | No Data | 59.436 | 71.7454 | No Data | No Data | -6.4 | -50.8047 | 11.83 | 12.3773 | 48.1 | 49.6977
2019-05-23 05:30 | No Data | No Data | No Data | No Data | 14.4472 | 34.5448 | No Data | No Data | No Data | No Data | 60.579 | 70.7645 | No Data | No Data | -2.4 | -50.9007 | 7.735 | 8.5487 | 44.5 | 46.8651
2019-05-23 06:00 | No Data | No Data | No Data | No Data | 8.661 | 28.9217 | No Data | No Data | No Data | No Data | 58.293 | 68.8177 | No Data | No Data | 3.6 | 50.9274 | 2.73 | 4.1949 | 33.9 | 37.7461
2019-05-23 06:30 | No Data | No Data | No Data | No Data | 13.5317 | 26.8367 | No Data | No Data | No Data | No Data | 52.578 | 64.0488 | No Data | No Data | 24.4 | 58.1653 | -15.925 | -15.951 | 18.9 | 27.5174
2019-05-23 07:00 | No Data | No Data | No Data | No Data | 23.6271 | 31.4266 | No Data | No Data | No Data | No Data | 54.864 | 65.9383 | No Data | No Data | 28.4 | 59.25 | -20.93 | -20.9745 | 19 | 32.1218
2019-05-23 07:30 | No Data | No Data | No Data | No Data | 18.8052 | 26.6464 | No Data | No Data | No Data | No Data | 43.434 | 56.7831 | No Data | No Data | 28.4 | 60.3059 | -19.565 | -19.5862 | 14.1 | 27.1487
2019-05-23 08:00 | No Data | No Data | No Data | No Data | 21.3199 | 26.1718 | No Data | No Data | No Data | No Data | 34.29 | 49.3082 | No Data | No Data | 21.2 | 55.7853 | -32.76 | -32.9145 | -7.9 | -15.6416
2019-05-23 08:30 | No Data | No Data | No Data | No Data | 16.9619 | 22.7625 | No Data | No Data | No Data | No Data | -8.001 | -27.1688 | No Data | No Data | 20.8 | 56.0057 | -75.075 | -76.9394 | -68.9 | -68.9529
2019-05-23 09:00 | No Data | No Data | No Data | No Data | 11.017 | 18.7168 | No Data | No Data | No Data | No Data | -46.863 | -49.9008 | No Data | No Data | 28.8 | 58.7442 | -106.47 | -110.2613 | -123.2 | -123.5581
2019-05-23 09:30 | No Data | No Data | No Data | No Data | 6.0975 | 16.3132 | No Data | No Data | No Data | No Data | -50.292 | -52.1288 | No Data | No Data | 28 | 59.4118 | -107.835 | -111.9383 | -128.3 | -129.6846
2019-05-23 10:00 | No Data | No Data | No Data | No Data | 7.3304 | 20.7762 | No Data | No Data | No Data | No Data | -59.436 | -60.1353 | No Data | No Data | 39.2 | 67.0522 | -118.3 | -123.1235 | -141.7 | -143.6468
2019-05-23 10:30 | No Data | No Data | No Data | No Data | 0.0061036 | 19.44 | No Data | No Data | No Data | No Data | -89.154 | -89.1613 | No Data | No Data | 80 | 97.4236 | -153.79 | -161.1754 | -171.7 | -175.7687
2019-05-23 11:00 | No Data | No Data | No Data | No Data | 0.0061036 | 19.44 | No Data | No Data | No Data | No Data | -61.722 | -62.2384 | No Data | No Data | 48 | 74.3656 | -121.485 | -126.6912 | -137.8 | -141.6267
2019-05-23 11:30 | No Data | No Data | No Data | No Data | -11.4931 | -19.7874 | No Data | No Data | No Data | No Data | -96.012 | -96.0732 | No Data | No Data | 91.2 | 107.4415 | -161.525 | -169.5105 | -174 | -178.4938
2019-05-23 12:00 | No Data | No Data | No Data | No Data | -19.1836 | -23.9348 | No Data | No Data | No Data | No Data | -108.585 | -108.9693 | No Data | No Data | 106 | 120.0706 | -174.265 | -183.453 | -186.5 | -192.2095
2019-05-23 12:30 | No Data | No Data | No Data | No Data | -20.7218 | -24.2349 | No Data | No Data | No Data | No Data | -105.156 | -105.4599 | No Data | No Data | 107.2 | 120.9456 | -175.63 | -185.0379 | -186.7 | -192.3794
2019-05-23 13:00 | No Data | No Data | No Data | No Data | -21.1856 | -24.6327 | No Data | No Data | No Data | No Data | -106.299 | -106.6916 | No Data | No Data | 105.2 | 118.9891 | -175.175 | -184.4698 | -196.5 | -201.7669
2019-05-23 13:30 | No Data | No Data | No Data | No Data | -23.9445 | -25.8525 | No Data | No Data | No Data | No Data | -51.435 | -52.4536 | No Data | No Data | 30 | 62.8255 | -107.38 | -112.004 | -133.4 | -136.3688
2019-05-23 14:00 | No Data | No Data | No Data | No Data | -30.9758 | -31.4246 | No Data | No Data | No Data | No Data | -101.727 | -101.8297 | No Data | No Data | 92 | 106.4752 | -169.26 | -177.7094 | -191.6 | -195.589
2019-05-23 14:30 | No Data | No Data | No Data | No Data | -22.0035 | -23.6872 | No Data | No Data | No Data | No Data | -49.149 | -51.027 | No Data | No Data | 27.6 | 60.6445 | -111.475 | -116.0616 | -134.9 | -140.7624
2019-05-23 15:00 | No Data | No Data | No Data | No Data | -21.6983 | -23.2341 | No Data | No Data | No Data | No Data | -43.434 | -45.9054 | No Data | No Data | 26 | 59.5731 | -110.11 | -114.6239 | -135.2 | -140.6573
2019-05-23 15:30 | No Data | No Data | No Data | No Data | -20.4166 | -22.0418 | No Data | No Data | No Data | No Data | -37.719 | -40.973 | No Data | No Data | 25.2 | 59.2284 | -107.835 | -112.1859 | -130.6 | -136.0721
2019-05-23 16:00 | No Data | No Data | No Data | No Data | -15.6924 | -16.7829 | No Data | No Data | No Data | No Data | -25.146 | -32.4902 | No Data | No Data | 19.6 | 58.1997 | -94.64 | -98.01 | -104.5 | -109.2747
2019-05-23 16:30 | No Data | No Data | No Data | No Data | -6.0609 | -11.7384 | No Data | No Data | No Data | No Data | 6.858 | 30.499 | No Data | No Data | 36.8 | 69.0275 | -51.87 | -52.7427 | -43 | -44.808
2019-05-23 17:00 | No Data | No Data | No Data | No Data | 1.6907 | 8.6329 | No Data | No Data | No Data | No Data | 45.72 | 57.843 | No Data | No Data | 12.4 | 55.4054 | -27.3 | -27.6766 | 0 | 0
2019-05-23 17:30 | No Data | No Data | No Data | No Data | 5.4261 | 10.0554 | No Data | No Data | No Data | No Data | 69.723 | 80.3847 | No Data | No Data | 11.6 | 62.2896 | -5.915 | -6.9453 | 22.2 | 25.4772
2019-05-23 18:00 | No Data | No Data | No Data | No Data | -3.3875 | -4.4115 | No Data | No Data | No Data | No Data | 65.151 | 76.4529 | No Data | No Data | 14 | 55.7853 | -6.825 | -6.8854 | -2.1 | -10.2181
2019-05-23 18:30 | No Data | No Data | No Data | No Data | 0.86061 | 2.9541 | No Data | No Data | No Data | No Data | 66.294 | 76.845 | No Data | No Data | 16.4 | 56.8183 | -9.555 | -9.5658 | 20.4 | 22.898
2019-05-23 19:00 | No Data | No Data | No Data | No Data | -0.93385 | -8.6141 | No Data | No Data | No Data | No Data | 62.865 | 73.9071 | No Data | No Data | 17.2 | 57.0544 | -8.645 | -8.645 | 20.2 | 23.8076
2019-05-23 19:30 | No Data | No Data | No Data | No Data | 5.4261 | 18.5543 | No Data | No Data | No Data | No Data | 51.435 | 63.1139 | No Data | No Data | 24 | 61.6623 | -16.38 | -16.5372 | 11.5 | 13.5152
2019-05-23 20:00 | No Data | No Data | No Data | No Data | 14.3984 | 25.5649 | No Data | No Data | No Data | No Data | 64.008 | 73.1609 | No Data | No Data | 15.2 | 56.4836 | -5.46 | -5.46 | 20 | 21.36
2019-05-23 20:30 | No Data | No Data | No Data | No Data | 14.6059 | 27.0541 | No Data | No Data | No Data | No Data | 61.722 | 70.6074 | No Data | No Data | 19.6 | 58.1997 | -12.74 | -12.7481 | 13.4 | 15.5048
2019-05-23 21:00 | No Data | No Data | No Data | No Data | 14.0444 | 28.3829 | No Data | No Data | No Data | No Data | 66.294 | 73.6149 | No Data | No Data | 30 | 64.2358 | -21.84 | -22.071 | 2.9 | 6.2169
2019-05-23 21:30 | No Data | No Data | No Data | No Data | 25.4215 | 35.4203 | No Data | No Data | No Data | No Data | 50.292 | 61.5206 | No Data | No Data | 35.2 | 67.5041 | -25.935 | -26.4135 | 0.9 | 0.98489
2019-05-23 22:00 | No Data | No Data | No Data | No Data | 16.0952 | 29.4517 | No Data | No Data | No Data | No Data | 62.865 | 73.3126 | No Data | No Data | 32.4 | 66.4361 | -21.385 | -21.7735 | 4.8 | 4.9729
2019-05-23 22:30 | No Data | No Data | No Data | No Data | 25.6291 | 35.5696 | No Data | No Data | No Data | No Data | 53.721 | 64.354 | No Data | No Data | 44 | 73.44 | -33.215 | -33.8203 | -0.3 | -1.3342
2019-05-23 23:00 | No Data | No Data | No Data | No Data | 17.0108 | 29.9618 | No Data | No Data | No Data | No Data | 59.436 | 69.1964 | No Data | No Data | 41.2 | 72.1255 | -31.395 | -32.0347 | 8.7 | 6.3506
2019-05-23 23:30 | No Data | No Data | No Data | No Data | 26.9108 | 36.5039 | No Data | No Data | No Data | No Data | 48.006 | 57.696 | No Data | No Data | 48.4 | 74.9293 | -34.58 | -35.0084 | 10.7 | 11.6469
2019-05-24 | No Data | No Data | No Data | No Data | 23.4806 | 35.3755 | No Data | No Data | No Data | No Data | 42.291 | 50.4088 | No Data | No Data | 45.2 | 73.2175 | -30.94 | -31.4181 | 7.4 | 7.5133
2019-05-24 00:30 | No Data | No Data | No Data | No Data | 22.1988 | 34.538 | No Data | No Data | No Data | No Data | 48.006 | 55.291 | No Data | No Data | 36.8 | 68.352 | -24.115 | -24.6289 | 19.4 | 19.4023
2019-05-24 01:00 | No Data | No Data | No Data | No Data | 22.1378 | 35.9801 | No Data | No Data | No Data | No Data | 42.291 | 49.2021 | No Data | No Data | 27.6 | 63.1506 | -15.925 | -16.2404 | 23 | 23.1355
2019-05-24 01:30 | No Data | No Data | No Data | No Data | 27.4235 | 40.6448 | No Data | No Data | No Data | No Data | 27.432 | 35.7085 | No Data | No Data | 27.6 | 64.2321 | -17.29 | -17.669 | 11.5 | 12.4234
2019-05-24 02:00 | No Data | No Data | No Data | No Data | 25.6779 | 40.7921 | No Data | No Data | No Data | No Data | 27.432 | 35.7085 | No Data | No Data | 23.2 | 61.3554 | -12.74 | -13.0292 | 13.4 | 14.2338
2019-05-24 02:30 | No Data | No Data | No Data | No Data | 25.5314 | 42.0252 | No Data | No Data | No Data | No Data | 17.145 | 26.7813 | No Data | No Data | 29.2 | 65.2932 | -18.2 | -18.5604 | 7.4 | 10.6075
2019-05-24 03:00 | No Data | No Data | No Data | No Data | 27.1672 | 44.4448 | No Data | No Data | No Data | No Data | 16.002 | 26.0644 | No Data | No Data | 31.6 | 64.9985 | -22.295 | -22.4615 | 0 | 0.1
2019-05-24 03:30 | No Data | No Data | No Data | No Data | 23.7858 | 42.4623 | No Data | No Data | No Data | No Data | 19.431 | 30.8822 | No Data | No Data | 29.2 | 64.9357 | -20.475 | -20.9745 | 0 | 0
2019-05-24 04:00 | No Data | No Data | No Data | No Data | 16.4492 | 36.94 | No Data | No Data | No Data | No Data | 29.718 | 42.0276 | No Data | No Data | 30.8 | 66.0242 | -24.115 | -24.5405 | 0 | 0
2019-05-24 04:30 | No Data | No Data | No Data | No Data | 8.7098 | 32.6238 | No Data | No Data | No Data | No Data | 28.575 | 41.2273 | No Data | No Data | 43.2 | 73.934 | -33.215 | -33.9089 | -12.6 | -13.1042
2019-05-24 05:00 | No Data | No Data | No Data | No Data | 10.9194 | 33.1782 | No Data | No Data | No Data | No Data | 22.86 | 39.3298 | No Data | No Data | 41.2 | 71.7975 | -33.67 | -34.448 | -11.8 | -12.0416
2019-05-24 05:30 | No Data | No Data | No Data | No Data | 17.9873 | 37.5643 | No Data | No Data | No Data | No Data | 37.719 | 50.214 | No Data | No Data | 34 | 66.542 | -25.025 | -25.6137 | -0.5 | -1.0296
2019-05-24 06:00 | No Data | No Data | No Data | No Data | 9.2714 | 27.266 | No Data | No Data | No Data | No Data | 36.576 | 46.4148 | No Data | No Data | 41.2 | 70.4931 | -31.85 | -32.573 | -6.8 | -8.9376
2019-05-24 06:30 | No Data | No Data | No Data | No Data | 7.9408 | 19.718 | No Data | No Data | No Data | No Data | 38.862 | 51.0782 | No Data | No Data | 37.6 | 66.1296 | -31.395 | -32.0347 | -0.7 | -9.8732
2019-05-24 07:00 | No Data | No Data | No Data | No Data | 14.5571 | 23.1114 | No Data | No Data | No Data | No Data | 50.292 | 60.233 | No Data | No Data | 0 | 0 | 0 | 0 | 22 | 34.9834
2019-05-24 07:30 | No Data | No Data | No Data | No Data | 5.0721 | 9.3916 | No Data | No Data | No Data | No Data | 36.576 | 43.7487 | No Data | No Data | 0 | 0 | 0 | 0 | 4.4 | 24.0067
2019-05-24 08:00 | No Data | No Data | No Data | No Data | 8.4047 | 15.6298 | No Data | No Data | No Data | No Data | 21.717 | 34.9877 | No Data | No Data | 0 | 0 | 0 | 0 | 29.2 | 34.8373
2019-05-24 08:30 | No Data | No Data | No Data | No Data | -1.6419 | -11.1025 | No Data | No Data | No Data | No Data | 12.573 | 29.1409 | No Data | No Data | 0 | 0 | 0 | 0 | 24.5 | 30.9429
2019-05-24 09:00 | No Data | No Data | No Data | No Data | -3.8025 | -10.5539 | No Data | No Data | No Data | No Data | 3.429 | 26.5117 | No Data | No Data | 0 | 0 | 0 | 0 | 22.8 | 29.2985
2019-05-24 09:30 | No Data | No Data | No Data | No Data | -8.9296 | -11.7888 | No Data | No Data | No Data | No Data | -30.861 | -36.4687 | No Data | No Data | 0 | 0 | 0 | 0 | 18 | 26.4643
2019-05-24 10:00 | No Data | No Data | No Data | No Data | -8.9784 | -13.1361 | No Data | No Data | No Data | No Data | -13.716 | -20.2217 | No Data | No Data | 0 | 0 | 0 | 0 | 19.7 | 27.0248
2019-05-24 10:30 | No Data | No Data | No Data | No Data | -19.6963 | -20.5899 | No Data | No Data | No Data | No Data | -25.146 | -28.1141 | No Data | No Data | 0 | 0 | 0 | 0 | 10.2 | 20.0831
2019-05-24 11:00 | No Data | No Data | No Data | No Data | -25.0797 | -25.6523 | No Data | No Data | No Data | No Data | -41.148 | -42.1518 | No Data | No Data | 0 | 0 | 0 | 0 | 9.4 | 21.8277
2019-05-24 11:30 | No Data | No Data | No Data | No Data | -20.8682 | -25.3882 | No Data | No Data | No Data | No Data | -36.576 | -38.3203 | No Data | No Data | 0 | 0 | 0 | 0 | -0.3 | -16.6027
2019-05-24 12:00 | No Data | No Data | No Data | No Data | -30.0481 | -32.5892 | No Data | No Data | No Data | No Data | -40.005 | -41.9342 | No Data | No Data | 0 | 0 | 0 | 0 | -12.9 | -17.6867
2019-05-24 12:30 | No Data | No Data | No Data | No Data | -32.6116 | -34.7135 | No Data | No Data | No Data | No Data | -28.575 | -32.7505 | No Data | No Data | 0 | 0 | 0 | 0 | 6.7 | 14.625
2019-05-24 13:00 | No Data | No Data | No Data | No Data | -32.7214 | -34.2165 | No Data | No Data | No Data | No Data | -22.86 | -27.9042 | No Data | No Data | 0 | 0 | 0 | 0 | -5.1 | -8.4155
2019-05-24 13:30 | No Data | No Data | No Data | No Data | -34.8211 | -35.6616 | No Data | No Data | No Data | No Data | -20.574 | -26.0644 | No Data | No Data | 0 | 0 | 0 | 0 | 12.6 | 16.792
2019-05-24 14:00 | No Data | No Data | No Data | No Data | -33.4905 | -34.3635 | No Data | No Data | No Data | No Data | -26.289 | -30.7762 | No Data | No Data | 0 | 0 | 0 | 0 | 13.9 | 19.252
2019-05-24 14:30 | No Data | No Data | No Data | No Data | -29.0227 | -30.0259 | No Data | No Data | No Data | No Data | -29.718 | -34.309 | No Data | No Data | 0 | 0 | 0 | 0 | 14.3 | 18.6038
2019-05-24 15:00 | No Data | No Data | No Data | No Data | -27.1794 | -28.2918 | No Data | No Data | No Data | No Data | 45.72 | 56.4716 | No Data | No Data | 27.6 | 57.4623 | -29.575 | -30.2532 | -4.8 | -9.2439
2019-05-24 15:30 | No Data | No Data | No Data | No Data | -26.923 | -27.5729 | No Data | No Data | No Data | No Data | 33.147 | 46.0758 | No Data | No Data | 60.8 | 83.2038 | -49.595 | -50.6871 | -21.8 | -22.0792
2019-05-24 16:00 | No Data | No Data | No Data | No Data | -21.1246 | -21.9468 | No Data | No Data | No Data | No Data | 44.577 | 56.2398 | No Data | No Data | 38.8 | 67.7997 | -32.76 | -33.1401 | -11 | -15.2398
2019-05-24 16:30 | No Data | No Data | No Data | No Data | -13.3364 | -15.635 | No Data | No Data | No Data | No Data | 52.578 | 62.7714 | No Data | No Data | 30 | 67.7985 | -29.12 | -29.1236 | 2.3 | 16.6595
2019-05-24 17:00 | No Data | No Data | No Data | No Data | -11.3832 | -14.0061 | No Data | No Data | No Data | No Data | 45.72 | 57.15 | No Data | No Data | 28.8 | 68 | -21.84 | -21.8589 | 3.2 | 15.729
2019-05-24 17:30 | No Data | No Data | No Data | No Data | -20.3555 | -20.8815 | No Data | No Data | No Data | No Data | 67.437 | 76.7174 | No Data | No Data | 24.8 | 65.6634 | -14.56 | -15.0081 | 14.2 | 30.7722
2019-05-24 18:00 | No Data | No Data | No Data | No Data | -13.8979 | -13.9216 | No Data | No Data | No Data | No Data | 72.009 | 81.8263 | No Data | No Data | 12 | 53.7565 | -1.365 | -2.275 | 1.2 | 17.5411
2019-05-24 18:30 | No Data | No Data | No Data | No Data | -0.82399 | -9.989 | No Data | No Data | No Data | No Data | 66.294 | 75.7146 | No Data | No Data | 15.2 | 55.3288 | -5.005 | -5.3256 | 22 | 27.8029
2019-05-24 19:00 | No Data | No Data | No Data | No Data | 8.3558 | 19.3807 | No Data | No Data | No Data | No Data | 44.577 | 54.8759 | No Data | No Data | 10.4 | 54.207 | -1.82 | -1.82 | -0.3 | -10.7042
2019-05-24 19:30 | No Data | No Data | No Data | No Data | 4.2542 | 19.7927 | No Data | No Data | No Data | No Data | 38.862 | 49.6252 | No Data | No Data | 20.4 | 58.849 | -12.285 | -12.3606 | 4.6 | 13.0648
2019-05-24 20:00 | No Data | No Data | No Data | No Data | 5.89 | 21.7893 | No Data | No Data | No Data | No Data | 35.433 | 46.9883 | No Data | No Data | 16.4 | 57.5847 | -10.465 | -10.5536 | 14.9 | 19.2575
2019-05-24 20:30 | No Data | No Data | No Data | No Data | 6.0975 | 21.8463 | No Data | No Data | No Data | No Data | 32.004 | 42.9044 | No Data | No Data | 21.2 | 59.8785 | -13.65 | -13.7708 | 12.3 | 13.4737
2019-05-24 21:00 | No Data | No Data | No Data | No Data | 9.7353 | 25.0021 | No Data | No Data | No Data | No Data | 25.146 | 39.8086 | No Data | No Data | 11.6 | 56.4057 | -5.005 | -5.005 | 17.8 | 18.7211
2019-05-24 21:30 | No Data | No Data | No Data | No Data | 16.9131 | 27.0611 | No Data | No Data | No Data | No Data | 26.289 | 41.417 | No Data | No Data | 11.6 | 56.0143 | -3.185 | -3.185 | 23.4 | 23.3829
2019-05-24 22:00 | No Data | No Data | No Data | No Data | 10.4067 | 25.171 | No Data | No Data | No Data | No Data | 18.288 | 34.8943 | No Data | No Data | 11.2 | 56.2466 | 0 | 0 | 22.5 | 22.6276
2019-05-24 22:30 | No Data | No Data | No Data | No Data | 12.3964 | 26.0568 | No Data | No Data | No Data | No Data | 16.002 | 34.763 | No Data | No Data | 12.8 | 56.275 | -3.64 | -3.64 | 25.9 | 26.679
2019-05-24 23:00 | No Data | No Data | No Data | No Data | 14.1421 | 26.931 | No Data | No Data | No Data | No Data | 26.289 | 42.3064 | No Data | No Data | 7.6 | 54.5322 | 1.82 | 1.82 | 36.4 | 37.1053
2019-05-24 23:30 | No Data | No Data | No Data | No Data | 26.0929 | 33.6722 | No Data | No Data | No Data | No Data | 19.431 | 37.4409 | No Data | No Data | 22.8 | 59.3539 | -11.375 | -11.375 | 33.2 | 36.7679
2019-05-25 | No Data | No Data | No Data | No Data | 21.6861 | 31.5527 | No Data | No Data | No Data | No Data | 32.004 | 46.9048 | No Data | No Data | 11.2 | 55.9328 | 0 | 0 | 38.6 | 39.6812
2019-05-25 00:30 | No Data | No Data | No Data | No Data | 7.7821 | 24.2042 | No Data | No Data | No Data | No Data | 24.003 | 40.005 | No Data | No Data | 11.6 | 56.7972 | -1.365 | -1.6405 | 31.9 | 31.9978
2019-05-25 01:00 | No Data | No Data | No Data | No Data | 2.2522 | 21.1472 | No Data | No Data | No Data | No Data | 28.575 | 42.9044 | No Data | No Data | 4.4 | 54.494 | 2.275 | 2.275 | 34.7 | 34.8566
2019-05-25 01:30 | No Data | No Data | No Data | No Data | 9.1737 | 25.1636 | No Data | No Data | No Data | No Data | 29.718 | 44.5183 | No Data | No Data | 3.6 | 54.0533 | 3.64 | 3.6683 | 34.8 | 35.2966
2019-05-25 02:00 | No Data | No Data | No Data | No Data | 2.9725 | 24.0313 | No Data | No Data | No Data | No Data | 37.719 | 50.214 | No Data | No Data | 3.2 | 54.494 | 2.275 | 2.275 | 31.1 | 31.5317
2019-05-25 02:30 | No Data | No Data | No Data | No Data | -1.7517 | -20.4916 | No Data | No Data | No Data | No Data | 44.577 | 56.2398 | No Data | No Data | -1.2 | -54.0059 | 7.735 | 7.7883 | 32.6 | 32.7666
2019-05-25 03:00 | No Data | No Data | No Data | No Data | -5.9998 | -22.7598 | No Data | No Data | No Data | No Data | 43.434 | 55.3382 | No Data | No Data | 5.2 | 55.4444 | 1.365 | 1.365 | 24.9 | 25.8925
2019-05-25 03:30 | No Data | No Data | No Data | No Data | -6.7689 | -21.0696 | No Data | No Data | No Data | No Data | 43.434 | 56.0536 | No Data | No Data | 5.2 | 55.0462 | 0 | 0 | 24.5 | 25.3996
2019-05-25 04:00 | No Data | No Data | No Data | No Data | -6.1097 | -22.4364 | No Data | No Data | No Data | No Data | 40.005 | 53.4406 | No Data | No Data | 2.8 | 54.519 | 1.82 | 1.82 | 25.2 | 25.4152
2019-05-25 04:30 | No Data | No Data | No Data | No Data | -8.6244 | -23.2474 | No Data | No Data | No Data | No Data | 37.719 | 50.9758 | No Data | No Data | 9.2 | 56.356 | -1.365 | -1.365 | 28.8 | 28.9126
2019-05-25 05:00 | No Data | No Data | No Data | No Data | -8.368 | -23.1535 | No Data | No Data | No Data | No Data | 32.004 | 46.0758 | No Data | No Data | 12 | 57.2713 | -4.095 | -4.1202 | 27.9 | 28.2294
2019-05-25 05:30 | No Data | No Data | No Data | No Data | -4.2054 | -23.2056 | No Data | No Data | No Data | No Data | 27.432 | 42.1518 | No Data | No Data | 9.2 | 56.356 | -1.365 | -1.6405 | 22.4 | 22.5743
2019-05-25 06:00 | No Data | No Data | No Data | No Data | -8.8197 | -21.2471 | No Data | No Data | No Data | No Data | 34.29 | 48.5203 | No Data | No Data | 10.8 | 56.6392 | -4.095 | -4.1202 | 20 | 21.0924
2019-05-25 06:30 | No Data | No Data | No Data | No Data | -1.0803 | -19.3603 | No Data | No Data | No Data | No Data | 30.861 | 45.2893 | No Data | No Data | 15.2 | 58.7986 | -10.465 | -10.5536 | 17.7 | 18.4201
2019-05-25 07:00 | No Data | No Data | No Data | No Data | 5.0233 | 19.9722 | No Data | No Data | No Data | No Data | 48.006 | 60.3521 | No Data | No Data | 0.4 | 52.0015 | 4.095 | 5.1878 | 35 | 36.5699
2019-05-25 07:30 | No Data | No Data | No Data | No Data | 0.0061036 | 19.3301 | No Data | No Data | No Data | No Data | 40.005 | 53.4406 | No Data | No Data | -1.2 | -53.2135 | 3.64 | 4.8367 | 30 | 31.6866
2019-05-25 08:00 | No Data | No Data | No Data | No Data | 0.0061036 | 19.3301 | No Data | No Data | No Data | No Data | 25.146 | 41.6058 | No Data | No Data | -1.6 | -56.4227 | -11.83 | -12.1409 | 7.5 | 10.8931
2019-05-25 08:30 | No Data | No Data | No Data | No Data | 0.0061036 | 21.5085 | No Data | No Data | No Data | No Data | 9.144 | 31.093 | No Data | No Data | -13.6 | -52.589 | -24.115 | -24.3244 | -19.8 | -19.8728
2019-05-25 09:00 | No Data | No Data | No Data | No Data | 0.0061036 | 21.5085 | No Data | No Data | No Data | No Data | -13.716 | -27.6455 | No Data | No Data | -17.2 | -52.4976 | -40.04 | -40.6964 | -60.1 | -60.4723
2019-05-25 09:30 | No Data | No Data | No Data | No Data | -2.4109 | -22.2323 | No Data | No Data | No Data | No Data | -10.287 | -25.0679 | No Data | No Data | -34.4 | -55.5367 | -44.59 | -45.5091 | -60.1 | -63.7577
2019-05-25 10:00 | No Data | No Data | No Data | No Data | -10.309 | -24.2988 | No Data | No Data | No Data | No Data | -14.859 | -27.2648 | No Data | No Data | -37.2 | -57.0095 | -47.32 | -48.668 | -73.8 | -75.211
2019-05-25 10:30 | No Data | No Data | No Data | No Data | -9.3935 | -22.3298 | No Data | No Data | No Data | No Data | -13.716 | -26.6591 | No Data | No Data | -36.4 | -57.1048 | -47.775 | -49.0071 | -74.9 | -76.6108
2019-05-25 11:00 | No Data | No Data | No Data | No Data | -8.5145 | -21.9295 | No Data | No Data | No Data | No Data | -14.859 | -26.3138 | No Data | No Data | -24 | -51.5302 | -57.33 | -58.9326 | -84.5 | -86.5229
2019-05-25 11:30 | No Data | No Data | No Data | No Data | -19.1836 | -26.5577 | No Data | No Data | No Data | No Data | -22.86 | -32.3289 | No Data | No Data | -11.2 | -49.679 | -71.435 | -73.2889 | -92.7 | -95.0049
2019-05-25 12:00 | No Data | No Data | No Data | No Data | -16.7666 | -24.1558 | No Data | No Data | No Data | No Data | -20.574 | -29.9152 | No Data | No Data | -15.6 | -50.0911 | -63.245 | -64.8993 | -89.9 | -91.9484
2019-05-25 12:30 | No Data | No Data | No Data | No Data | -15.3384 | -24.476 | No Data | No Data | No Data | No Data | -20.574 | -28.2994 | No Data | No Data | -16.8 | -45.607 | -82.81 | -85.7587 | -101.7 | -103.8861
2019-05-25 13:00 | No Data | No Data | No Data | No Data | -19.44 | -25.608 | No Data | No Data | No Data | No Data | -32.004 | -36.8606 | No Data | No Data | -11.6 | -43.5725 | -91.455 | -94.817 | -110.9 | -113.6678
2019-05-25 13:30 | No Data | No Data | No Data | No Data | -36.762 | -37.4001 | No Data | No Data | No Data | No Data | -26.289 | -32.6906 | No Data | No Data | -11.2 | -42.3093 | -95.55 | -99.3735 | -114.9 | -116.4279
2019-05-25 14:00 | No Data | No Data | No Data | No Data | -41.7914 | -42.6402 | No Data | No Data | No Data | No Data | -25.146 | -32.4902 | No Data | No Data | -15.2 | -42.0438 | -93.73 | -97.2519 | -115.9 | -117.2589
2019-05-25 14:30 | No Data | No Data | No Data | No Data | -39.3256 | -40.3024 | No Data | No Data | No Data | No Data | -35.433 | -39.8742 | No Data | No Data | -16.8 | -42.281 | -95.095 | -98.9361 | -126.3 | -128.6543
2019-05-25 15:00 | No Data | No Data | No Data | No Data | -31.1833 | -33.6986 | No Data | No Data | No Data | No Data | -14.859 | -28.23 | No Data | No Data | -30.8 | -46.7726 | -81.9 | -84.8804 | -101.7 | -103.1609
2019-05-25 15:30 | No Data | No Data | No Data | No Data | -28.7663 | -30.1204 | No Data | No Data | No Data | No Data | -30.861 | -36.4687 | No Data | No Data | -36.8 | -50.6486 | -75.985 | -78.3512 | -101.7 | -103.8455
2019-05-25 16:00 | No Data | No Data | No Data | No Data | -14.4106 | -18.985 | No Data | No Data | No Data | No Data | 2.286 | 29.8058 | No Data | No Data | -25.2 | -52.0999 | -40.95 | -41.5921 | -57.1 | -57.6303
2019-05-25 16:30 | No Data | No Data | No Data | No Data | -22.4063 | -22.8274 | No Data | No Data | No Data | No Data | 10.287 | 32.5303 | No Data | No Data | -5.2 | -50.3587 | -39.13 | -39.6451 | -35.6 | -35.7816
2019-05-25 17:00 | No Data | No Data | No Data | No Data | -12.8725 | -17.2242 | No Data | No Data | No Data | No Data | 38.862 | 53.3672 | No Data | No Data | 16 | 59.3956 | -23.66 | -23.6644 | -0.4 | -15.5052
2019-05-25 17:30 | No Data | No Data | No Data | No Data | 6.7079 | 16.6404 | No Data | No Data | No Data | No Data | 25.146 | 43.449 | No Data | No Data | 16.4 | 62.973 | -10.92 | -10.7865 | 15 | 24.129
2019-05-25 18:00 | No Data | No Data | No Data | No Data | 4.8646 | 17.5636 | No Data | No Data | No Data | No Data | 29.718 | 47.1271 | No Data | No Data | 13.6 | 55.2985 | -8.645 | -8.8345 | -6.6 | -16.7547
2019-05-25 18:30 | No Data | No Data | No Data | No Data | 3.7903 | 18.6452 | No Data | No Data | No Data | No Data | 2.286 | 32.0855 | No Data | No Data | 21.2 | 59.131 | -15.47 | -15.4767 | -13.7 | -17.5071
2019-05-25 19:00 | No Data | No Data | No Data | No Data | 1.7395 | 15.7158 | No Data | No Data | No Data | No Data | 9.144 | 33.2847 | No Data | No Data | 26.8 | 63.1671 | -20.475 | -20.601 | 5.1 | 9.827
2019-05-25 19:30 | No Data | No Data | No Data | No Data | 0.0061036 | 16.4614 | No Data | No Data | No Data | No Data | 3.429 | 32.1872 | No Data | No Data | 24.8 | 61.6117 | -18.655 | -18.7049 | 6.6 | 12.1491
2019-05-25 20:00 | No Data | No Data | No Data | No Data | 1.3245 | 19.1806 | No Data | No Data | No Data | No Data | 6.858 | 32.7305 | No Data | No Data | 23.6 | 61.1385 | -18.2 | -18.2511 | 5.8 | 8.49
2019-05-25 20:30 | No Data | No Data | No Data | No Data | 0.0061036 | 24.3107 | No Data | No Data | No Data | No Data | 5.715 | 31.3857 | No Data | No Data | 25.2 | 62.505 | -19.11 | -19.1965 | 3.9 | 8.1884
2019-05-25 21:00 | No Data | No Data | No Data | No Data | -10.1625 | -22.7514 | No Data | No Data | No Data | No Data | -2.286 | -28.6663 | No Data | No Data | 34 | 68.616 | -27.3 | -27.6766 | -2.5 | -2.6249
2019-05-25 21:30 | No Data | No Data | No Data | No Data | -7.1351 | -21.4777 | No Data | No Data | No Data | No Data | 0 | 29.8058 | No Data | No Data | 28 | 64.7654 | -20.475 | -20.796 | 5.4 | 5.5109
2019-05-25 22:00 | No Data | No Data | No Data | No Data | -11.2856 | -21.3381 | No Data | No Data | No Data | No Data | 6.858 | 31.6138 | No Data | No Data | 30.8 | 66.3783 | -24.115 | -24.5405 | 1.7 | 2.3345
2019-05-25 22:30 | No Data | No Data | No Data | No Data | -6.8788 | -19.3718 | No Data | No Data | No Data | No Data | 21.717 | 42.5374 | No Data | No Data | 22.4 | 61.4296 | -15.015 | -15.1864 | 14.9 | 17.0558
2019-05-25 23:00 | No Data | No Data | No Data | No Data | 0.0061036 | 18.1094 | No Data | No Data | No Data | No Data | 21.717 | 42.5374 | No Data | No Data | 23.2 | 61.3554 | -14.105 | -14.1709 | 18.5 | 19.9625
2019-05-25 23:30 | No Data | No Data | No Data | No Data | 10.663 | 22.5264 | No Data | No Data | No Data | No Data | 25.146 | 43.449 | No Data | No Data | 20.8 | 59.3633 | -12.285 | -12.2934 | 30.7 | 33.8671
2019-05-26 | No Data | No Data | No Data | No Data | 7.0741 | 21.0661 | No Data | No Data | No Data | No Data | 30.861 | 46.9883 | No Data | No Data | 6.8 | 53.6328 | 1.365 | 1.4388 | 39.5 | 42.3851
2019-05-26 00:30 | No Data | No Data | No Data | No Data | 2.3987 | 19.9873 | No Data | No Data | No Data | No Data | 36.576 | 51.7263 | No Data | No Data | -0.8 | -53.206 | 7.28 | 7.775 | 42.2 | 43.8092
2019-05-26 01:00 | No Data | No Data | No Data | No Data | -2.5696 | -19.8148 | No Data | No Data | No Data | No Data | 40.005 | 54.3015 | No Data | No Data | -4.4 | -52.8969 | 9.555 | 9.9374 | 39.8 | 40.5005
2019-05-26 01:30 | No Data | No Data | No Data | No Data | -1.8494 | -20.0868 | No Data | No Data | No Data | No Data | 43.434 | 56.7831 | No Data | No Data | -1.2 | -52.8136 | 7.28 | 7.6272 | 38.3 | 39.168
2019-05-26 02:00 | No Data | No Data | No Data | No Data | -12.4697 | -24.8887 | No Data | No Data | No Data | No Data | 60.579 | 71.362 | No Data | No Data | -5.6 | -51.8614 | 11.375 | 11.9432 | 39 | 40.1404
2019-05-26 02:30 | No Data | No Data | No Data | No Data | -12.4697 | -24.6251 | No Data | No Data | No Data | No Data | 62.865 | 73.9071 | No Data | No Data | -3.6 | -52.5235 | 8.645 | 9.3801 | 36 | 37.0693
2019-05-26 03:00 | No Data | No Data | No Data | No Data | -9.3324 | -25.3693 | No Data | No Data | No Data | No Data | 53.721 | 65.6404 | No Data | No Data | -4.4 | -52.1858 | 9.555 | 10.2249 | 33.6 | 35.7806
2019-05-26 03:30 | No Data | No Data | No Data | No Data | -9.5399 | -25.2541 | No Data | No Data | No Data | No Data | 48.006 | 60.3521 | No Data | No Data | -2 | -54.4368 | 6.37 | 6.9304 | 30.5 | 31.7166
2019-05-26 04:00 | No Data | No Data | No Data | No Data | -5.6947 | -24.363 | No Data | No Data | No Data | No Data | 46.863 | 58.7506 | No Data | No Data | -4 | -53.2736 | 8.19 | 8.5001 | 32.3 | 33.5847
2019-05-26 04:30 | No Data | No Data | No Data | No Data | -4.4617 | -24.2606 | No Data | No Data | No Data | No Data | 56.007 | 66.8924 | No Data | No Data | -6 | -52.7424 | 11.83 | 12.3773 | 40.7 | 40.7217
2019-05-26 05:00 | No Data | No Data | No Data | No Data | -5.9022 | -23.4187 | No Data | No Data | No Data | No Data | 49.149 | 61.2652 | No Data | No Data | -0.8 | -52.8015 | 4.095 | 4.9216 | 33.9 | 35.316
2019-05-26 05:30 | No Data | No Data | No Data | No Data | -10.5165 | -21.9628 | No Data | No Data | No Data | No Data | 51.435 | 63.7831 | No Data | No Data | 2.8 | 54.0725 | 2.73 | 3.8608 | 32 | 35.7693
2019-05-26 06:00 | No Data | No Data | No Data | No Data | -13.9467 | -22.6068 | No Data | No Data | No Data | No Data | 37.719 | 50.214 | No Data | No Data | 8 | 55.3809 | -3.185 | -3.6683 | 27.9 | 29.7405
2019-05-26 06:30 | No Data | No Data | No Data | No Data | -11.8959 | -17.1897 | No Data | No Data | No Data | No Data | 29.718 | 45.3758 | No Data | No Data | 11.2 | 56.7168 | -6.37 | -6.37 | 25.7 | 27.5409
2019-05-26 07:00 | No Data | No Data | No Data | No Data | -11.8959 | -14.9039 | No Data | No Data | No Data | No Data | 42.291 | 55.1727 | No Data | No Data | -2.8 | -52.0753 | 7.735 | 9.213 | 41.4 | 43.3632
2019-05-26 07:30 | No Data | No Data | No Data | No Data | -8.8808 | -12.6285 | No Data | No Data | No Data | No Data | 36.576 | 50.9245 | No Data | No Data | -9.2 | -52.8076 | 12.285 | 13.4437 | 37 | 38.2758
2019-05-26 08:00 | No Data | No Data | No Data | No Data | -13.5927 | -16.2635 | No Data | No Data | No Data | No Data | 18.288 | 36.8606 | No Data | No Data | -10.4 | -56.9575 | -0.91 | -2.4503 | 13.5 | 13.6624
2019-05-26 08:30 | No Data | No Data | No Data | No Data | -6.7689 | -20.4349 | No Data | No Data | No Data | No Data | -4.572 | -25.5583 | No Data | No Data | -20.4 | -55.1144 | -30.485 | -30.7588 | -32.8 | -33.8095
2019-05-26 09:00 | No Data | No Data | No Data | No Data | -11.5419 | -22.6082 | No Data | No Data | No Data | No Data | -26.289 | -32.6906 | No Data | No Data | -41.2 | -58.2656 | -52.325 | -53.5471 | -72.7 | -75.3218
2019-05-26 09:30 | No Data | No Data | No Data | No Data | -18.6221 | -24.4232 | No Data | No Data | No Data | No Data | -25.146 | -32.4902 | No Data | No Data | -51.6 | -62.0155 | -59.605 | -61.6957 | -84.8 | -87.4586
2019-05-26 10:00 | No Data | No Data | No Data | No Data | -29.0715 | -30.7287 | No Data | No Data | No Data | No Data | -13.716 | -24.7269 | No Data | No Data | -54 | -63.3896 | -58.695 | -60.6995 | -86.1 | -87.6856
2019-05-26 10:30 | No Data | No Data | No Data | No Data | -31.1223 | -31.6216 | No Data | No Data | No Data | No Data | -5.715 | -25.7873 | No Data | No Data | -46.8 | -58.3205 | -62.79 | -64.6677 | -93.5 | -93.9418
2019-05-26 11:00 | No Data | No Data | No Data | No Data | -34.1009 | -34.3358 | No Data | No Data | No Data | No Data | -9.144 | -26.7569 | No Data | No Data | -13.6 | -46.8188 | -78.715 | -80.7916 | -92.8 | -93.2451
2019-05-26 11:30 | No Data | No Data | No Data | No Data | -41.8891 | -41.9158 | No Data | No Data | No Data | No Data | -11.43 | -26.5855 | No Data | No Data | -20.4 | -45.9739 | -86.905 | -89.9497 | -110.7 | -111.9377
2019-05-26 12:00 | No Data | No Data | No Data | No Data | -47.9438 | -48.195 | No Data | No Data | No Data | No Data | 0 | 27.4558 | No Data | No Data | -9.2 | -45.817 | -87.815 | -90.4901 | -95.1 | -95.9844
2019-05-26 12:30 | No Data | No Data | No Data | No Data | -47.0649 | -47.1587 | No Data | No Data | No Data | No Data | -1.143 | -27.4558 | No Data | No Data | -12.4 | -41.496 | -98.28 | -101.8804 | -92.2 | -92.5127
2019-05-26 13:00 | No Data | No Data | No Data | No Data | -43.8911 | -44.1492 | No Data | No Data | No Data | No Data | 19.431 | 37.4409 | No Data | No Data | 1.6 | 52.9226 | -68.705 | -70.2308 | -60.6 | -60.6844
2019-05-26 13:30 | No Data | No Data | No Data | No Data | -40.766 | -40.9147 | No Data | No Data | No Data | No Data | 20.574 | 39.013 | No Data | No Data | -0.4 | -51.2562 | -61.88 | -63.1779 | -59.5 | -59.6625
2019-05-26 14:00 | No Data | No Data | No Data | No Data | -43.0243 | -43.2488 | No Data | No Data | No Data | No Data | 43.434 | 57.526 | No Data | No Data | -0.4 | -51.2016 | -50.505 | -51.2395 | -45.3 | -45.5536
2019-05-26 14:30 | No Data | No Data | No Data | No Data | -44.9165 | -45.0213 | No Data | No Data | No Data | No Data | 52.578 | 65.3812 | No Data | No Data | 4.8 | 54.6114 | -35.035 | -35.3907 | -27.6 | -28.681
2019-05-26 15:00 | No Data | No Data | No Data | No Data | -49.2256 | -49.6139 | No Data | No Data | No Data | No Data | 56.007 | 68.1692 | No Data | No Data | 11.6 | 55.2319 | -53.235 | -53.7305 | -35.1 | -36.2857
2019-05-26 15:30 | No Data | No Data | No Data | No Data | -42.6093 | -42.6714 | No Data | No Data | No Data | No Data | 64.008 | 76.7174 | No Data | No Data | 0 | 52.8379 | -45.955 | -46.459 | -24.4 | -25.8054
2019-05-26 16:00 | No Data | No Data | No Data | No Data | -34.052 | -34.7991 | No Data | No Data | No Data | No Data | 77.724 | 89.0367 | No Data | No Data | 5.2 | 61.022 | -32.305 | -32.3338 | -12.9 | -19.86
2019-05-26 16:30 | No Data | No Data | No Data | No Data | -31.696 | -32.4082 | No Data | No Data | No Data | No Data | 86.868 | 97.6379 | No Data | No Data | 14.8 | 63.353 | -23.66 | -23.7299 | 1.9 | 20.09
2019-05-26 17:00 | No Data | No Data | No Data | No Data | -32.6116 | -33.7296 | No Data | No Data | No Data | No Data | 91.44 | 102.233 | No Data | No Data | 20.8 | 64.2595 | -19.11 | -19.3736 | 11.4 | 24.7782
2019-05-26 17:30 | No Data | No Data | No Data | No Data | -27.0817 | -27.471 | No Data | No Data | No Data | No Data | 90.297 | 101.212 | No Data | No Data | 19.2 | 58.0662 | -14.105 | -14.2873 | 18.2 | 33.4791
2019-05-26 18:00 | No Data | No Data | No Data | No Data | -30.1579 | -31.1216 | No Data | No Data | No Data | No Data | 80.01 | 91.5899 | No Data | No Data | 14.8 | 55.6058 | -9.555 | -9.7268 | -1.3 | -19.8426
2019-05-26 18:30 | No Data | No Data | No Data | No Data | -32.2087 | -33.1127 | No Data | No Data | No Data | No Data | 66.294 | 78.6347 | No Data | No Data | 29.2 | 63.8661 | -23.205 | -23.2763 | -6 | -16.2484
2019-05-26 19:00 | No Data | No Data | No Data | No Data | -34.0032 | -34.8607 | No Data | No Data | No Data | No Data | 57.15 | 69.7605 | No Data | No Data | 32 | 66.5925 | -27.3 | -27.4852 | -10.3 | -14.3558
2019-05-26 19:30 | No Data | No Data | No Data | No Data | -26.569 | -26.6552 | No Data | No Data | No Data | No Data | 59.436 | 71.6452 | No Data | No Data | 38.4 | 69.8936 | -32.305 | -32.6904 | -19 | -19.5969
2019-05-26 20:00 | No Data | No Data | No Data | No Data | -32.3064 | -32.3064 | No Data | No Data | No Data | No Data | 67.437 | 78.4101 | No Data | No Data | 24 | 62.031 | -19.565 | -19.6495 | 9.6 | 11.7644
2019-05-26 20:30 | No Data | No Data | No Data | No Data | -25.2873 | -25.803 | No Data | No Data | No Data | No Data | 51.435 | 65.161 | No Data | No Data | 22.4 | 61.0574 | -16.38 | -16.4368 | 9.9 | 14.2144
2019-05-26 21:00 | No Data | No Data | No Data | No Data | -29.0715 | -29.1272 | No Data | No Data | No Data | No Data | 33.147 | 50.214 | No Data | No Data | 26 | 63.9262 | -22.75 | -22.9132 | 4.6 | 8.7983
2019-05-26 21:30 | No Data | No Data | No Data | No Data | -18.8785 | -21.224 | No Data | No Data | No Data | No Data | 33.147 | 49.3612 | No Data | No Data | 24.4 | 62.1868 | -18.655 | -18.7436 | 9.9 | 15.7115
2019-05-26 22:00 | No Data | No Data | No Data | No Data | -14.9233 | -18.7692 | No Data | No Data | No Data | No Data | 29.718 | 46.2456 | No Data | No Data | 18 | 59.2027 | -12.285 | -12.3187 | 12.7 | 14.8003
2019-05-26 22:30 | No Data | No Data | No Data | No Data | -13.6904 | -17.8046 | No Data | No Data | No Data | No Data | 35.433 | 50.9245 | No Data | No Data | 20.4 | 59.976 | -15.015 | -15.0769 | 16.2 | 19.4147
2019-05-26 23:00 | No Data | No Data | No Data | No Data | -7.1351 | -11.5449 | No Data | No Data | No Data | No Data | 48.006 | 62.4898 | No Data | No Data | 14.4 | 55.887 | -5.915 | -5.9325 | 26.5 | 31.7569
2019-05-26 23:30 | No Data | No Data | No Data | No Data | 0.86061 | 11.1601 | No Data | No Data | No Data | No Data | 46.863 | 61.6161 | No Data | No Data | 22.4 | 59.2014 | -15.925 | -15.951 | 28 | 36.4265
2019-05-27 | No Data | No Data | No Data | No Data | -14.3618 | -15.7694 | No Data | No Data | No Data | No Data | 49.149 | 63.3721 | No Data | No Data | 17.6 | 57.9379 | -10.92 | -10.92 | 29.9 | 33.1006
2019-05-27 00:30 | No Data | No Data | No Data | No Data | -19.8428 | -20.6882 | No Data | No Data | No Data | No Data | 57.15 | 69.7605 | No Data | No Data | 16 | 57.8564 | -9.555 | -9.555 | 28 | 32.1995
2019-05-27 01:00 | No Data | No Data | No Data | No Data | -25.9953 | -26.6787 | No Data | No Data | No Data | No Data | 64.008 | 76.0932 | No Data | No Data | 18.8 | 59.4508 | -14.105 | -14.1343 | 20.5 | 25.2258
2019-05-27 01:30 | No Data | No Data | No Data | No Data | -26.0563 | -26.29 | No Data | No Data | No Data | No Data | 70.866 | 81.946 | No Data | No Data | 23.6 | 61.5077 | -17.745 | -17.7974 | 26.5 | 30.4508
2019-05-27 02:00 | No Data | No Data | No Data | No Data | -28.8151 | -28.9744 | No Data | No Data | No Data | No Data | 62.865 | 73.9071 | No Data | No Data | 30.4 | 64.4236 | -25.025 | -25.1282 | 15.4 | 22.7167
2019-05-27 02:30 | No Data | No Data | No Data | No Data | -35.0286 | -35.0286 | No Data | No Data | No Data | No Data | 57.15 | 69.7605 | No Data | No Data | 38.4 | 69.5598 | -33.67 | -34.04 | 5 | 12.3568
2019-05-27 03:00 | No Data | No Data | No Data | No Data | -39.8993 | -39.9217 | No Data | No Data | No Data | No Data | 66.294 | 77.4293 | No Data | No Data | 33.6 | 66.6837 | -29.575 | -29.7982 | 6.4 | 14.49
2019-05-27 03:30 | No Data | No Data | No Data | No Data | -22.4063 | -29.5922 | No Data | No Data | No Data | No Data | 58.293 | 71.3529 | No Data | No Data | 40.4 | 71.6715 | -37.31 | -37.776 | -2.3 | -9.4831
2019-05-27 04:00 | No Data | No Data | No Data | No Data | -29.3278 | -34.2774 | No Data | No Data | No Data | No Data | 75.438 | 85.3891 | No Data | No Data | 42 | 72.912 | -36.855 | -37.4014 | -2.9 | -15.6707
2019-05-27 04:30 | No Data | No Data | No Data | No Data | -24.921 | -31.6366 | No Data | No Data | No Data | No Data | 57.15 | 68.4751 | No Data | No Data | 42 | 72.912 | -36.4 | -36.8072 | -1.3 | -11.9708
2019-05-27 05:00 | No Data | No Data | No Data | No Data | -18.8174 | -27.0908 | No Data | No Data | No Data | No Data | 64.008 | 76.0932 | No Data | No Data | 39.2 | 70.0046 | -35.035 | -35.3907 | 1.1 | 20.6293
2019-05-27 05:30 | No Data | No Data | No Data | No Data | -19.794 | -25.9407 | No Data | No Data | No Data | No Data | 50.292 | 62.865 | No Data | No Data | 39.6 | 70.2293 | -34.125 | -34.4901 | 4.4 | 9.4826
2019-05-27 06:00 | No Data | No Data | No Data | No Data | -28.7175 | -29.5412 | No Data | No Data | No Data | No Data | 64.008 | 74.8818 | No Data | No Data | 29.6 | 61.2301 | -27.3 | -27.6054 | 4.8 | 13.3899
2019-05-27 06:30 | No Data | No Data | No Data | No Data | -28.51 | -28.6244 | No Data | No Data | No Data | No Data | 24.003 | 42.7977 | No Data | No Data | 0 | 0 | 0 | 0 | 35.8 | 42.9893
2019-05-27 07:00 | No Data | No Data | No Data | No Data | -22.565 | -23.3617 | No Data | No Data | No Data | No Data | 37.719 | 50.9758 | No Data | No Data | 0 | 0 | 0 | 0 | 40.3 | 50.0025
2019-05-27 07:30 | No Data | No Data | No Data | No Data | -30.8659 | -33.3402 | No Data | No Data | No Data | No Data | 26.289 | 40.5403 | No Data | No Data | 0 | 0 | 0 | 0 | 35.8 | 45.6968
2019-05-27 08:00 | No Data | No Data | No Data | No Data | -27.4846 | -28.4048 | No Data | No Data | No Data | No Data | 26.289 | 37.9951 | No Data | No Data | 0 | 0 | 0 | 0 | 29.9 | 39.887
2019-05-27 08:30 | No Data | No Data | No Data | No Data | -29.0227 | -30.0765 | No Data | No Data | No Data | No Data | 17.145 | 32.3491 | No Data | No Data | 0 | 0 | 0 | 0 | 7.1 | 23.4009
2019-05-27 09:00 | No Data | No Data | No Data | No Data | -30.9758 | -31.8654 | No Data | No Data | No Data | No Data | 0 | 24.003 | No Data | No Data | 0 | 0 | 0 | 0 | -14.2 | -19.1846
2019-05-27 09:30 | No Data | No Data | No Data | No Data | -37.9461 | -38.8318 | No Data | No Data | No Data | No Data | -10.287 | -28.23 | No Data | No Data | 0 | 0 | 0 | 0 | -19.7 | -27.5087
2019-05-27 10:00 | No Data | No Data | No Data | No Data | -35.5901 | -36.6521 | No Data | No Data | No Data | No Data | -18.288 | -26.6836 | No Data | No Data | 0 | 0 | 0 | 0 | -23.3 | -26.8287
2019-05-27 10:30 | No Data | No Data | No Data | No Data | -40.2533 | -41.0697 | No Data | No Data | No Data | No Data | -33.147 | -34.099 | No Data | No Data | 0 | 0 | 0 | 0 | -23.8 | -26.6993
2019-05-27 11:00 | No Data | No Data | No Data | No Data | -43.8422 | -45.9587 | No Data | No Data | No Data | No Data | -19.431 | -23.144 | No Data | No Data | 0 | 0 | 0 | 0 | -24.5 | -24.9658
2019-05-27 11:30 | No Data | No Data | No Data | No Data | -41.5351 | -42.2873 | No Data | No Data | No Data | No Data | -2.286 | -19.565 | No Data | No Data | 0 | 0 | 0 | 0 | -24.5 | -25.5361
2019-05-27 12:00 | No Data | No Data | No Data | No Data | -41.4862 | -42.2394 | No Data | No Data | No Data | No Data | -3.429 | -19.7312 | No Data | No Data | 0 | 0 | 0 | 0 | -21.6 | -23.8872
2019-05-27 12:30 | No Data | No Data | No Data | No Data | -42.7192 | -43.63 | No Data | No Data | No Data | No Data | 14.859 | 24.4613 | No Data | No Data | 0 | 0 | 0 | 0 | -23 | -23.5587
2019-05-27 13:00 | No Data | No Data | No Data | No Data | -43.7446 | -44.8361 | No Data | No Data | No Data | No Data | 11.43 | 21.5661 | No Data | No Data | 0 | 0 | 0 | 0 | -24.9 | -25.6846
2019-05-27 13:30 | No Data | No Data | No Data | No Data | -43.8911 | -45.4051 | No Data | No Data | No Data | No Data | 12.573 | 25.094 | No Data | No Data | 0 | 0 | 0 | 0 | -17.3 | -20.3416
2019-05-27 14:00 | No Data | No Data | No Data | No Data | -41.5839 | -43.0977 | No Data | No Data | No Data | No Data | 1.143 | 16.0428 | No Data | No Data | 0 | 0 | 0 | 0 | -22.1 | -22.8484
2019-05-27 14:30 | No Data | No Data | No Data | No Data | -44.0986 | -45.7946 | No Data | No Data | No Data | No Data | 19.431 | 25.9136 | No Data | No Data | 0 | 0 | 0 | 0 | -24.4 | -25.0799
2019-05-27 15:00 | No Data | No Data | No Data | No Data | -39.6918 | -41.0056 | No Data | No Data | No Data | No Data | 16.002 | 24.3005 | No Data | No Data | 0 | 0 | 0 | 0 | 17 | 21.8961
2019-05-27 15:30 | No Data | No Data | No Data | No Data | -36.3592 | -37.2611 | No Data | No Data | No Data | No Data | 18.288 | 27.5271 | No Data | No Data | 0 | 0 | 0 | 0 | -4.6 | -10.5906
2019-05-27 16:00 | No Data | No Data | No Data | No Data | -26.4103 | -26.9843 | No Data | No Data | No Data | No Data | 21.717 | 34.9877 | No Data | No Data | 0 | 0 | 0 | 0 | 13.1 | 20.0205
2019-05-27 16:30 | No Data | No Data | No Data | No Data | -24.152 | -24.3268 | No Data | No Data | No Data | No Data | 44.577 | 53.5749 | No Data | No Data | 28.8 | 59.4427 | -20.475 | -20.7212 | -3.2 | -14.4586
2019-05-27 17:00 | No Data | No Data | No Data | No Data | -17.5357 | -18.0076 | No Data | No Data | No Data | No Data | 43.434 | 50.188 | No Data | No Data | 32 | 61.3984 | -20.93 | -20.9349 | 10.3 | 24.6546
2019-05-27 17:30 | No Data | No Data | No Data | No Data | -5.5482 | -5.8639 | No Data | No Data | No Data | No Data | 35.433 | 42.1673 | No Data | No Data | 30.4 | 61.6208 | -19.11 | -19.11 | 18.6 | 32.9515
2019-05-27 18:00 | No Data | No Data | No Data | No Data | 3.3265 | 4.6785 | No Data | No Data | No Data | No Data | 20.574 | 28.2994 | No Data | No Data | 15.6 | 54.6728 | -3.64 | -4.2925 | 9.5 | 29.5677
2019-05-27 18:30 | No Data | No Data | No Data | No Data | 1.6907 | 8.083 | No Data | No Data | No Data | No Data | 9.144 | 18.4303 | No Data | No Data | 18.4 | 55.5367 | -5.005 | -5.1878 | 6.6 | 24.9874
2019-05-27 19:00 | No Data | No Data | No Data | No Data | -0.98268 | -7.965 | No Data | No Data | No Data | No Data | 12.573 | 20.3505 | No Data | No Data | 10 | 53.3457 | 0 | 1.82 | 13.7 | 25.7474
2019-05-27 19:30 | No Data | No Data | No Data | No Data | -7.4891 | -10.5912 | No Data | No Data | No Data | No Data | 6.858 | 19.5316 | No Data | No Data | 27.6 | 62.0735 | -15.925 | -15.9834 | 20 | 29.7321
2019-05-27 20:00 | No Data | No Data | No Data | No Data | -10.6752 | -14.1153 | No Data | No Data | No Data | No Data | -3.429 | -16.3653 | No Data | No Data | 39.6 | 69.8994 | -28.21 | -28.5057 | 7.2 | 20.9745
2019-05-27 20:30 | No Data | No Data | No Data | No Data | -6.2562 | -14.3562 | No Data | No Data | No Data | No Data | -3.429 | -15.2495 | No Data | No Data | 40 | 71.7785 | -29.12 | -29.547 | 4.2 | 11.868
2019-05-27 21:00 | No Data | No Data | No Data | No Data | -11.078 | -15.9629 | No Data | No Data | No Data | No Data | 12.573 | 24.1116 | No Data | No Data | 25.2 | 62.505 | -15.47 | -15.4767 | 16.1 | 21.011
2019-05-27 21:30 | No Data | No Data | No Data | No Data | 1.6297 | 18.1582 | No Data | No Data | No Data | No Data | 11.43 | 24.5413 | No Data | No Data | 22 | 60.9117 | -10.465 | -10.465 | 13.4 | 19.1638
2019-05-27 22:00 | No Data | No Data | No Data | No Data | -4.1566 | -14.6583 | No Data | No Data | No Data | No Data | 24.003 | 33.147 | No Data | No Data | 15.2 | 58.7986 | -5.46 | -5.4789 | 27.2 | 28.6819
2019-05-27 22:30 | No Data | No Data | No Data | No Data | 0.0061036 | 15.8999 | No Data | No Data | No Data | No Data | 30.861 | 39.0966 | No Data | No Data | 18 | 60.347 | -5.915 | -5.915 | 27.6 | 29.2882
2019-05-27 23:00 | No Data | No Data | No Data | No Data | -2.0081 | -14.4048 | No Data | No Data | No Data | No Data | 36.576 | 44.3861 | No Data | No Data | 16 | 59.0105 | -4.095 | -4.095 | 36.3 | 36.9878
2019-05-27 23:30 | No Data | No Data | No Data | No Data | 7.4281 | 11.035 | No Data | No Data | No Data | No Data | 51.435 | 58.8395 | No Data | No Data | 14.8 | 55.6058 | -1.82 | -2.5739 | 47.2 | 51.7835
2019-05-28 | No Data | No Data | No Data | No Data | 0.0061036 | 8.1605 | No Data | No Data | No Data | No Data | 58.293 | 64.92 | No Data | No Data | 3.6 | 52.1245 | 6.825 | 8.2026 | 54.7 | 57.4312
2019-05-28 00:30 | No Data | No Data | No Data | No Data | -1.8006 | -9.0016 | No Data | No Data | No Data | No Data | 64.008 | 71.0593 | No Data | No Data | 0 | 51.2 | 11.375 | 12.6175 | 55.1 | 58.5495
2019-05-28 01:00 | No Data | No Data | No Data | No Data | -4.4129 | -9.8621 | No Data | No Data | No Data | No Data | 54.864 | 61.8594 | No Data | No Data | 4.8 | 52.6194 | 3.185 | 5.1878 | 44.2 | 47.9541
2019-05-28 01:30 | No Data | No Data | No Data | No Data | -3.18 | -9.2837 | No Data | No Data | No Data | No Data | 48.006 | 55.291 | No Data | No Data | 13.6 | 55.6863 | -1.365 | -2.275 | 46.8 | 48.7082
2019-05-28 02:00 | No Data | No Data | No Data | No Data | -10.6142 | -13.2925 | No Data | No Data | No Data | No Data | 53.721 | 62.5316 | No Data | No Data | 11.2 | 55.1493 | -1.365 | -2.6531 | 43 | 46.0929
2019-05-28 02:30 | No Data | No Data | No Data | No Data | -16.669 | -17.6507 | No Data | No Data | No Data | No Data | 66.294 | 74.1189 | No Data | No Data | 2.4 | 52.1245 | 4.095 | 5.7912 | 48.8 | 53.6393
2019-05-28 03:00 | No Data | No Data | No Data | No Data | -18.2071 | -19.446 | No Data | No Data | No Data | No Data | 66.294 | 74.1189 | No Data | No Data | 4 | 52.5525 | 3.185 | 5.1878 | 44.3 | 49.2009
2019-05-28 03:30 | No Data | No Data | No Data | No Data | -16.9741 | -24.2654 | No Data | No Data | No Data | No Data | 59.436 | 66.9704 | No Data | No Data | 12 | 56.0985 | -4.095 | -4.4812 | 35.6 | 40.1662
2019-05-28 04:00 | No Data | No Data | No Data | No Data | -21.3321 | -22.4439 | No Data | No Data | No Data | No Data | 64.008 | 72.6142 | No Data | No Data | 6.4 | 52.3924 | 0.455 | 3.752 | 40.2 | 45.7197
2019-05-28 04:30 | No Data | No Data | No Data | No Data | -20.7706 | -21.9461 | No Data | No Data | No Data | No Data | 66.294 | 76.2733 | No Data | No Data | 9.6 | 53.6656 | -1.82 | -2.5739 | 37.1 | 42.9802
2019-05-28 05:00 | No Data | No Data | No Data | No Data | -20.9293 | -21.6243 | No Data | No Data | No Data | No Data | 72.009 | 80.7657 | No Data | No Data | 9.6 | 53.2721 | 0 | 2.275 | 39.1 | 45.6571
2019-05-28 05:30 | No Data | No Data | No Data | No Data | -21.4908 | -22.1067 | No Data | No Data | No Data | No Data | 57.15 | 65.501 | No Data | No Data | 13.2 | 54.425 | -4.55 | -4.9005 | 36.6 | 40.5255
2019-05-28 06:00 | No Data | No Data | No Data | No Data | -20.4654 | -20.653 | No Data | No Data | No Data | No Data | 56.007 | 65.6703 | No Data | No Data | 16 | 55.5539 | -4.55 | -5.0871 | 38 | 43.089
2019-05-28 06:30 | No Data | No Data | No Data | No Data | -13.6416 | -13.7599 | No Data | No Data | No Data | No Data | 53.721 | 63.7319 | No Data | No Data | 18.8 | 56.0471 | -8.645 | -8.9393 | 31.6 | 38.85
2019-05-28 07:00 | No Data | No Data | No Data | No Data | -6.0609 | -7.2272 | No Data | No Data | No Data | No Data | 53.721 | 64.9904 | No Data | No Data | 15.2 | 53.0253 | -5.005 | -5.4978 | 25.2 | 37.3738
2019-05-28 07:30 | No Data | No Data | No Data | No Data | -7.6478 | -12.0186 | No Data | No Data | No Data | No Data | 48.006 | 59.6664 | No Data | No Data | 16.4 | 55.2883 | -6.37 | -6.9304 | 31.2 | 40.1059
2019-05-28 08:00 | No Data | No Data | No Data | No Data | -9.1859 | -12.8024 | No Data | No Data | No Data | No Data | 29.718 | 39.6771 | No Data | No Data | 16 | 60.938 | -15.925 | -16.5623 | 10 | 26.8972
2019-05-28 08:30 | No Data | No Data | No Data | No Data | -13.1777 | -15.9114 | No Data | No Data | No Data | No Data | 12.573 | 27.0966 | No Data | No Data | 17.6 | 56.7958 | -39.13 | -39.4488 | -16.3 | -18.8162
2019-05-28 09:00 | No Data | No Data | No Data | No Data | -15.8022 | -16.5091 | No Data | No Data | No Data | No Data | -12.573 | -21.261 | No Data | No Data | -3.6 | -44.9444 | -80.08 | -81.8305 | -50.2 | -50.278
2019-05-28 09:30 | No Data | No Data | No Data | No Data | -22.9191 | -23.1319 | No Data | No Data | No Data | No Data | -20.574 | -31.6138 | No Data | No Data | 11.6 | 50.549 | -93.73 | -96.1386 | -66.6 | -66.6048
2019-05-28 10:00 | No Data | No Data | No Data | No Data | -31.4885 | -31.8328 | No Data | No Data | No Data | No Data | -25.146 | -33.9838 | No Data | No Data | 12.8 | 49.6774 | -97.825 | -100.6455 | -75.4 | -75.5283
2019-05-28 10:30 | No Data | No Data | No Data | No Data | -35.6878 | -35.8733 | No Data | No Data | No Data | No Data | -25.146 | -33.9838 | No Data | No Data | 8.8 | 43.6953 | -109.655 | -113.4557 | -90.4 | -92.4199
2019-05-28 11:00 | No Data | No Data | No Data | No Data | -38.3001 | -38.3154 | No Data | No Data | No Data | No Data | -11.43 | -26.5855 | No Data | No Data | -4.8 | -40.287 | -101.92 | -105.5129 | -84.3 | -84.633
2019-05-28 11:30 | No Data | No Data | No Data | No Data | -35.4803 | -35.5456 | No Data | No Data | No Data | No Data | -11.43 | -25.5583 | No Data | No Data | 21.2 | 54.3087 | -92.82 | -95.46 | -83.5 | -83.7684
2019-05-28 12:00 | No Data | No Data | No Data | No Data | -35.9442 | -36.0476 | No Data | No Data | No Data | No Data | -11.43 | -26.5855 | No Data | No Data | 12.4 | 49.9632 | -90.09 | -92.19 | -78.2 | -78.4223
2019-05-28 12:30 | No Data | No Data | No Data | No Data | -33.6858 | -33.7961 | No Data | No Data | No Data | No Data | -2.286 | -27.5271 | No Data | No Data | 23.2 | 59.1405 | -70.98 | -72.4579 | -66.7 | -66.8385
2019-05-28 13:00 | No Data | No Data | No Data | No Data | -34.406 | -34.5219 | No Data | No Data | No Data | No Data | 3.429 | 28.78 | No Data | No Data | 27.2 | 62.6163 | -72.345 | -73.8867 | -78 | -78.3502
2019-05-28 13:30 | No Data | No Data | No Data | No Data | -36.3104 | -36.424 | No Data | No Data | No Data | No Data | 8.001 | 28.575 | No Data | No Data | 23.6 | 60.7697 | -79.625 | -81.4806 | -58.8 | -58.8122
2019-05-28 14:00 | No Data | No Data | No Data | No Data | -38.8128 | -38.8311 | No Data | No Data | No Data | No Data | 13.716 | 31.6964 | No Data | No Data | 44 | 72.8011 | -74.62 | -76.3004 | -51.4 | -51.4934
2019-05-28 14:30 | No Data | No Data | No Data | No Data | -36.6644 | -36.7011 | No Data | No Data | No Data | No Data | 28.575 | 42.9044 | No Data | No Data | 44.4 | 73.3616 | -62.79 | -64.0694 | -38.7 | -38.7186
2019-05-28 15:00 | No Data | No Data | No Data | No Data | -31.7449 | -31.7987 | No Data | No Data | No Data | No Data | 21.717 | 38.6767 | No Data | No Data | 50 | 83.1202 | -62.335 | -62.9957 | -23.7 | -24.7121
2019-05-28 15:30 | No Data | No Data | No Data | No Data | -29.5842 | -29.5842 | No Data | No Data | No Data | No Data | 45.72 | 57.843 | No Data | No Data | 46 | 79.7937 | -52.78 | -53.0168 | -11.8 | -13.1484
2019-05-28 16:00 | No Data | No Data | No Data | No Data | -26.4103 | -26.4103 | No Data | No Data | No Data | No Data | 34.29 | 46.9048 | No Data | No Data | 18 | 58.0607 | -57.785 | -58.4971 | -30.7 | -30.7587
2019-05-28 16:30 | No Data | No Data | No Data | No Data | -24.9699 | -24.9699 | No Data | No Data | No Data | No Data | 57.15 | 67.8522 | No Data | No Data | 25.2 | 60.6801 | -45.5 | -46.0787 | -11.5 | -14.6031
2019-05-28 17:00 | No Data | No Data | No Data | No Data | -18.5122 | -18.6081 | No Data | No Data | No Data | No Data | 76.581 | 87.4824 | No Data | No Data | 28.8 | 68 | -23.66 | -23.66 | 10.9 | 21.3862
2019-05-28 17:30 | No Data | No Data | No Data | No Data | -10.8705 | -10.8705 | No Data | No Data | No Data | No Data | 65.151 | 77.6736 | No Data | No Data | 30.8 | 63.561 | -23.205 | -23.2228 | 8.3 | 24.0416
2019-05-28 18:00 | No Data | No Data | No Data | No Data | -13.6416 | -13.6416 | No Data | No Data | No Data | No Data | 61.722 | 74.1806 | No Data | No Data | 25.6 | 59.7609 | -14.105 | -14.1709 | -2.9 | -20.3081
2019-05-28 18:30 | No Data | No Data | No Data | No Data | -11.7983 | -11.7983 | No Data | No Data | No Data | No Data | 29.718 | 46.2456 | No Data | No Data | 39.6 | 70.1689 | -30.485 | -30.8227 | -19.2 | -21.9317
2019-05-28 19:00 | No Data | No Data | No Data | No Data | -21.6373 | -21.6373 | No Data | No Data | No Data | No Data | 38.862 | 52.5904 | No Data | No Data | 53.2 | 79.8899 | -42.315 | -42.8619 | -7.4 | -12.36
2019-05-28 19:30 | No Data | No Data | No Data | No Data | -25.5436 | -25.576 | No Data | No Data | No Data | No Data | 52.578 | 64.0488 | No Data | No Data | 46 | 75.2872 | -37.31 | -37.8499 | -1.7 | -6.044
2019-05-28 20:00 | No Data | No Data | No Data | No Data | -31.4397 | -31.4661 | No Data | No Data | No Data | No Data | 65.151 | 75.282 | No Data | No Data | 48 | 76.5256 | -39.13 | -39.7207 | -5.4 | -6.9029
2019-05-28 20:30 | No Data | No Data | No Data | No Data | -31.635 | -31.8056 | No Data | No Data | No Data | No Data | 65.151 | 75.282 | No Data | No Data | 44.8 | 74.56 | -36.855 | -37.4816 | -4.8 | -6.4444
2019-05-28 21:00 | No Data | No Data | No Data | No Data | -34.1009 | -34.2592 | No Data | No Data | No Data | No Data | 57.15 | 67.243 | No Data | No Data | 51.6 | 80.05 | -43.225 | -43.9941 | -12.3 | -12.478
2019-05-28 21:30 | No Data | No Data | No Data | No Data | -28.1071 | -28.299 | No Data | No Data | No Data | No Data | 60.579 | 70.7645 | No Data | No Data | 50.4 | 79.6492 | -40.04 | -40.869 | -7.6 | -7.642
2019-05-28 22:00 | No Data | No Data | No Data | No Data | -30.2556 | -31.4608 | No Data | No Data | No Data | No Data | 73.152 | 83.9308 | No Data | No Data | 45.6 | 75.6804 | -35.49 | -36.0571 | -5.4 | -9.2418
2019-05-28 22:30 | No Data | No Data | No Data | No Data | -24.4572 | -26.5221 | No Data | No Data | No Data | No Data | 74.295 | 85.4884 | No Data | No Data | 44 | 74.7272 | -33.67 | -34.1098 | 0.1 | 12.689
2019-05-28 23:00 | No Data | No Data | No Data | No Data | -21.8448 | -24.1344 | No Data | No Data | No Data | No Data | 73.152 | 81.2817 | No Data | No Data | 42.4 | 72.4928 | -30.94 | -31.2728 | 5.6 | 14.1549
2019-05-28 23:30 | No Data | No Data | No Data | No Data | -11.7983 | -14.6432 | No Data | No Data | No Data | No Data | 76.581 | 84.8673 | No Data | No Data | 46 | 74.3408 | -32.76 | -33.0745 | 15.8 | 22.3446
2019-05-29 | No Data | No Data | No Data | No Data | -17.6455 | -20.4609 | No Data | No Data | No Data | No Data | 68.58 | 76.6748 | No Data | No Data | 40.4 | 71.0121 | -26.845 | -27.0907 | 16.6 | 19.3794
2019-05-29 00:30 | No Data | No Data | No Data | No Data | -17.3892 | -20.2967 | No Data | No Data | No Data | No Data | 72.009 | 79.2718 | No Data | No Data | 34.4 | 67.0904 | -24.115 | -24.269 | 18.4 | 22.3007
2019-05-29 01:00 | No Data | No Data | No Data | No Data | -25.4826 | -26.9024 | No Data | No Data | No Data | No Data | 66.294 | 74.1189 | No Data | No Data | 39.2 | 70.6688 | -28.665 | -28.8414 | 7.8 | 16.9956
2019-05-29 01:30 | No Data | No Data | No Data | No Data | -23.8956 | -23.9634 | No Data | No Data | No Data | No Data | 82.296 | 90.5282 | No Data | No Data | 40 | 70.7853 | -29.575 | -29.9955 | 15.9 | 23.0586
2019-05-29 02:00 | No Data | No Data | No Data | No Data | -13.1777 | -24.085 | No Data | No Data | No Data | No Data | 61.722 | 71.1695 | No Data | No Data | 44.8 | 75.2011 | -36.4 | -36.8775 | 6.7 | 9.36
2019-05-29 02:30 | No Data | No Data | No Data | No Data | -12.9824 | -23.9787 | No Data | No Data | No Data | No Data | 56.007 | 65.0808 | No Data | No Data | 41.6 | 71.3762 | -33.215 | -33.4139 | 7.5 | 16.3248
2019-05-29 03:00 | No Data | No Data | No Data | No Data | -20.4654 | -28.7275 | No Data | No Data | No Data | No Data | 60.579 | 69.0546 | No Data | No Data | 47.2 | 76.0263 | -38.675 | -38.9975 | 0.5 | 6.4195
2019-05-29 03:30 | No Data | No Data | No Data | No Data | -22.3087 | -28.9893 | No Data | No Data | No Data | No Data | 75.438 | 83.8373 | No Data | No Data | 48.8 | 76.4126 | -40.04 | -40.4745 | -2.4 | -17.9611
2019-05-29 04:00 | No Data | No Data | No Data | No Data | -20.7706 | -30.2229 | No Data | No Data | No Data | No Data | 61.722 | 71.7454 | No Data | No Data | 51.6 | 78.8335 | -40.04 | -40.5435 | -5 | -19.1604
2019-05-29 04:30 | No Data | No Data | No Data | No Data | -41.5351 | -41.5479 | No Data | No Data | No Data | No Data | 68.58 | 77.724 | No Data | No Data | 48.8 | 76.4126 | -40.495 | -40.8614 | -2.4 | -20.5407
2019-05-29 05:00 | No Data | No Data | No Data | No Data | -26.154 | -31.1793 | No Data | No Data | No Data | No Data | 70.866 | 79.7483 | No Data | No Data | 54 | 80.7217 | -44.59 | -45.1093 | -6.8 | -16.4694
2019-05-29 05:30 | No Data | No Data | No Data | No Data | -24.5182 | -29.5045 | No Data | No Data | No Data | No Data | 72.009 | 82.3753 | No Data | No Data | 52.8 | 79.0271 | -45.955 | -46.3944 | -4.7 | -24.0635
2019-05-29 06:00 | No Data | No Data | No Data | No Data | -35.7366 | -35.8877 | No Data | No Data | No Data | No Data | 80.01 | 89.4539 | No Data | No Data | 51.2 | 77.9672 | -42.315 | -42.7264 | -9.4 | -23.9635
2019-05-29 06:30 | No Data | No Data | No Data | No Data | -28.6198 | -28.6198 | No Data | No Data | No Data | No Data | 60.579 | 71.9727 | No Data | No Data | 52.8 | 79.0271 | -43.225 | -43.7605 | -6.7 | -14.7139
2019-05-29 07:00 | No Data | No Data | No Data | No Data | -15.082 | -15.082 | No Data | No Data | No Data | No Data | 60.579 | 73.2323 | No Data | No Data | 21.2 | 56.8971 | -10.465 | -10.5536 | 5.1 | 17.4614
2019-05-29 07:30 | No Data | No Data | No Data | No Data | 0.0061036 | 0.9827 | No Data | No Data | No Data | No Data | 48.006 | 61.0516 | No Data | No Data | 20 | 56.8352 | -10.92 | -11.0706 | 1.2 | 12.9557
2019-05-29 08:00 | No Data | No Data | No Data | No Data | 0.0061036 | 0.9827 | No Data | No Data | No Data | No Data | 40.005 | 52.6897 | No Data | No Data | 26 | 59.5731 | -17.745 | -17.7508 | -8.4 | -12.1622
2019-05-29 08:30 | No Data | No Data | No Data | No Data | 0.0061036 | 0.9827 | No Data | No Data | No Data | No Data | 35.433 | 49.3082 | No Data | No Data | 15.2 | 54.5601 | -16.835 | -16.988 | -10.4 | -11.957
2019-05-29 09:00 | No Data | No Data | No Data | No Data | 0.0061036 | 0.9827 | No Data | No Data | No Data | No Data | 19.431 | 37.4409 | No Data | No Data | 14.8 | 54.835 | -34.125 | -34.3186 | -19.3 | -19.4612
2019-05-29 09:30 | No Data | No Data | No Data | No Data | 0.0061036 | 0.9827 | No Data | No Data | No Data | No Data | 19.431 | 34.5557 | No Data | No Data | -9.2 | -48.4809 | -61.425 | -63.0237 | -40.6 | -41.041
2019-05-29 10:00 | No Data | No Data | No Data | No Data | 0.0061036 | 0.9827 | No Data | No Data | No Data | No Data | 6.858 | 28.2763 | No Data | No Data | -22 | -46.3534 | -65.975 | -67.662 | -84.1 | -83.0241
2019-05-29 10:30 | No Data | No Data | No Data | No Data | 0.0061036 | 0.9827 | No Data | No Data | No Data | No Data | 17.145 | 32.3491 | No Data | No Data | -25.6 | -46.1511 | -76.895 | -79.1255 | -82.4 | -83.2549
2019-05-29 11:00 | No Data | No Data | No Data | No Data | 0.0061036 | 0.9827 | No Data | No Data | No Data | No Data | 9.144 | 30.0024 | No Data | No Data | -1.6 | -46.0278 | -76.895 | -78.6203 | -73.1 | -74.161
2019-05-29 11:30 | No Data | No Data | No Data | No Data | 0.0061036 | 0.9827 | No Data | No Data | No Data | No Data | 2.286 | 24.1116 | No Data | No Data | -8 | -48.6621 | -75.985 | -78.4634 | -73.9 | -76.2786
2019-05-29 12:00 | No Data | No Data | No Data | No Data | 0.0061036 | 0.9827 | No Data | No Data | No Data | No Data | 19.431 | 35.5067 | No Data | No Data | -5.2 | -42.6127 | -83.265 | -85.8553 | -78.1 | -78.8296
2019-05-29 12:30 | No Data | No Data | No Data | No Data | 0.0061036 | 0.9827 | No Data | No Data | No Data | No Data | 18.288 | 34.8943 | No Data | No Data | 22.8 | 60.0933 | -64.61 | -66.0362 | -49.6 | -50.1056
2019-05-29 13:00 | No Data | No Data | No Data | No Data | 0.0061036 | 0.9827 | No Data | No Data | No Data | No Data | 6.858 | 26.0644 | No Data | No Data | 23.6 | 59.2284 | -98.28 | -101.0879 | -88 | -89.6081
2019-05-29 13:30 | No Data | No Data | No Data | No Data | 0.0061036 | 0.9827 | No Data | No Data | No Data | No Data | -3.429 | -24.2467 | No Data | No Data | 2.4 | 48.8262 | -62.335 | -64.1179 | -70.6 | -72.0938
2019-05-29 14:00 | No Data | No Data | No Data | No Data | 0.0061036 | 0.9827 | No Data | No Data | No Data | No Data | -10.287 | -25.0679 | No Data | No Data | 18.4 | 55.5367 | -87.36 | -89.4257 | -76.4 | -78.1195
2019-05-29 14:30 | No Data | No Data | No Data | No Data | 0.0061036 | 0.9827 | No Data | No Data | No Data | No Data | -11.43 | -23.5358 | No Data | No Data | -29.2 | -46.7384 | -79.625 | -82.4467 | -83.3 | -84.9379
2019-05-29 15:00 | No Data | No Data | No Data | No Data | 0.0061036 | 0.9827 | No Data | No Data | No Data | No Data | -44.577 | -45.5052 | No Data | No Data | -5.2 | -37.5617 | -108.745 | -112.5764 | -110.5 | -112.708
2019-05-29 15:30 | No Data | No Data | No Data | No Data | 0.0061036 | 0.9827 | No Data | No Data | No Data | No Data | -38.862 | -40.508 | No Data | No Data | 0 | 43.2019 | -71.435 | -72.9037 | -82.3 | -83.2141
2019-05-29 16:00 | No Data | No Data | No Data | No Data | 2.2034 | 8.2837 | No Data | No Data | No Data | No Data | -37.719 | -41.9187 | No Data | No Data | 3.6 | 47.0455 | -80.535 | -82.3701 | -89.4 | -90.038
2019-05-29 16:30 | No Data | No Data | No Data | No Data | 12.8603 | 15.0127 | No Data | No Data | No Data | No Data | 28.575 | 40.4112 | No Data | No Data | 44.4 | 77.8933 | -45.045 | -45.1918 | -18.8 | -21.4366
2019-05-29 17:00 | No Data | No Data | No Data | No Data | 19.6841 | 20.4913 | No Data | No Data | No Data | No Data | 12.573 | 31.2188 | No Data | No Data | 44.8 | 78.45 | -43.68 | -43.7013 | -8.6 | -16.3453
2019-05-29 17:30 | No Data | No Data | No Data | No Data | 25.9831 | 26.6103 | No Data | No Data | No Data | No Data | -2.286 | -26.3138 | No Data | No Data | 46 | 80.7772 | -35.49 | -35.5017 | 2.9 | 21.0447
2019-05-29 18:00 | No Data | No Data | No Data | No Data | 21.2222 | 21.8574 | No Data | No Data | No Data | No Data | 10.287 | 32.5303 | No Data | No Data | 33.6 | 65.7912 | -22.75 | -22.7682 | -6.7 | -18.3657
2019-05-29 18:30 | No Data | No Data | No Data | No Data | 20.4532 | 21.6782 | No Data | No Data | No Data | No Data | -11.43 | -27.6218 | No Data | No Data | 50.4 | 79.2818 | -37.765 | -38.3768 | -22.1 | -23.5722
2019-05-29 19:00 | No Data | No Data | No Data | No Data | 27.631 | 29.6215 | No Data | No Data | No Data | No Data | -26.289 | -35.5985 | No Data | No Data | 59.6 | 86.0009 | -48.685 | -49.4466 | -18.4 | -20.9418
2019-05-29 19:30 | No Data | No Data | No Data | No Data | 14.3984 | 17.9241 | No Data | No Data | No Data | No Data | -16.002 | -29.8058 | No Data | No Data | 56 | 82.9544 | -45.5 | -46.1528 | -8.4 | -12.6063
2019-05-29 20:00 | No Data | No Data | No Data | No Data | 12.6528 | 19.4908 | No Data | No Data | No Data | No Data | -11.43 | -29.718 | No Data | No Data | 54.8 | 81.5549 | -41.86 | -42.4127 | -5.8 | -13.9617
2019-05-29 20:30 | No Data | No Data | No Data | No Data | 15.5337 | 25.4505 | No Data | No Data | No Data | No Data | -9.144 | -26.7569 | No Data | No Data | 44.8 | 74.8802 | -32.76 | -33.1401 | 3.1 | 12.8787
2019-05-29 21:00 | No Data | No Data | No Data | No Data | -2.6184 | -16.8251 | No Data | No Data | No Data | No Data | -4.572 | -24.4345 | No Data | No Data | 46.4 | 76.0821 | -35.035 | -35.4579 | -0.3 | -8.8051
2019-05-29 21:30 | No Data | No Data | No Data | No Data | 0.0061036 | 16.669 | No Data | No Data | No Data | No Data | 2.286 | 29.8058 | No Data | No Data | 41.6 | 73.0107 | -29.575 | -29.9955 | 7.5 | 12.1037
2019-05-29 22:00 | No Data | No Data | No Data | No Data | 1.8372 | 15.145 | No Data | No Data | No Data | No Data | 11.43 | 30.7762 | No Data | No Data | 32.4 | 68.5414 | -19.11 | -19.4536 | 12.7 | 12.8133
2019-05-29 22:30 | No Data | No Data | No Data | No Data | 11.017 | 22.4723 | No Data | No Data | No Data | No Data | 27.432 | 36.4508 | No Data | No Data | 26.8 | 64.9837 | -16.38 | -16.7796 | 23.4 | 23.477
2019-05-29 23:00 | No Data | No Data | No Data | No Data | 17.5845 | 26.3674 | No Data | No Data | No Data | No Data | 25.146 | 35.5618 | No Data | No Data | 22.4 | 62.9222 | -10.92 | -11.0706 | 30.9 | 30.904
2019-05-29 23:30 | No Data | No Data | No Data | No Data | 21.9913 | 28.3258 | No Data | No Data | No Data | No Data | 27.432 | 37.9951 | No Data | No Data | 36.4 | 69.4953 | -23.66 | -23.9384 | 29.6 | 31.2117
2019-05-30 | No Data | No Data | No Data | No Data | 15.0698 | 23.2923 | No Data | No Data | No Data | No Data | 40.005 | 47.8697 | No Data | No Data | 27.2 | 64.7864 | -15.015 | -15.1864 | 33.8 | 34.2608
2019-05-30 00:30 | No Data | No Data | No Data | No Data | 17.5845 | 25.2421 | No Data | No Data | No Data | No Data | 51.435 | 57.7639 | No Data | No Data | 24.4 | 63.6616 | -13.65 | -13.7708 | 33.8 | 34.1116
2019-05-30 01:00 | No Data | No Data | No Data | No Data | 8.2948 | 18.2046 | No Data | No Data | No Data | No Data | 57.15 | 62.9066 | No Data | No Data | 24.4 | 64.4012 | -14.105 | -14.2873 | 29.1 | 29.1247
2019-05-30 01:30 | No Data | No Data | No Data | No Data | 13.373 | 21.0482 | No Data | No Data | No Data | No Data | 68.58 | 73.8629 | No Data | No Data | 22.8 | 63.8122 | -11.83 | -12.0468 | 31.7 | 31.7128
2019-05-30 02:00 | No Data | No Data | No Data | No Data | 6.8666 | 23.4349 | No Data | No Data | No Data | No Data | 72.009 | 77.0572 | No Data | No Data | 18.4 | 61.9935 | -9.1 | -9.2802 | 37.9 | 37.9338
2019-05-30 02:30 | No Data | No Data | No Data | No Data | 1.178 | 22.4982 | No Data | No Data | No Data | No Data | 58.293 | 63.9467 | No Data | No Data | 26.4 | 64.8197 | -17.29 | -17.3438 | 27.5 | 27.9158
2019-05-30 03:00 | No Data | No Data | No Data | No Data | -4.7791 | -19.4148 | No Data | No Data | No Data | No Data | 57.15 | 64.9502 | No Data | No Data | 23.2 | 63.5836 | -15.925 | -16.0287 | 30.5 | 30.8754
2019-05-30 03:30 | No Data | No Data | No Data | No Data | 3.7903 | 22.5803 | No Data | No Data | No Data | No Data | 54.864 | 62.9481 | No Data | No Data | 20.8 | 62.3705 | -12.74 | -12.8129 | 30.9 | 31.1578
2019-05-30 04:00 | No Data | No Data | No Data | No Data | 0.0061036 | 22.2599 | No Data | No Data | No Data | No Data | 57.15 | 64.9502 | No Data | No Data | 17.6 | 59.4643 | -10.01 | -10.0513 | 33.8 | 34.3821
2019-05-30 04:30 | No Data | No Data | No Data | No Data | 5.0233 | 22.5696 | No Data | No Data | No Data | No Data | 51.435 | 59.983 | No Data | No Data | 22.4 | 61.8023 | -13.195 | -13.3199 | 30 | 30.9974
2019-05-30 05:00 | No Data | No Data | No Data | No Data | -3.0335 | -19.7235 | No Data | No Data | No Data | No Data | 49.149 | 58.6505 | No Data | No Data | 21.6 | 61.5168 | -12.74 | -12.9415 | 30.1 | 30.9963
2019-05-30 05:30 | No Data | No Data | No Data | No Data | -6.9276 | -16.4972 | No Data | No Data | No Data | No Data | 35.433 | 42.7977 | No Data | No Data | 22.4 | 60.3138 | -13.65 | -13.6803 | 32.2 | 35.1518
2019-05-30 06:00 | No Data | No Data | No Data | No Data | 0.0061036 | 16.6201 | No Data | No Data | No Data | No Data | 26.289 | 34.8381 | No Data | No Data | 23.2 | 59.8772 | -14.105 | -14.105 | 24.4 | 30.8637
2019-05-30 06:30 | No Data | No Data | No Data | No Data | 7.5868 | 16.6541 | No Data | No Data | No Data | No Data | 27.432 | 37.2134 | No Data | No Data | 25.2 | 60.3165 | -15.47 | -15.47 | 18.5 | 30.0656
2019-05-30 07:00 | No Data | No Data | No Data | No Data | 23.2731 | 27.0012 | No Data | No Data | No Data | No Data | 43.434 | 51.9908 | No Data | No Data | 2.8 | 49.679 | 8.19 | 10.3756 | 30.9 | 43.1372
2019-05-30 07:30 | No Data | No Data | No Data | No Data | 0.0061036 | 0.9827 | No Data | No Data | No Data | No Data | 25.146 | 34.763 | No Data | No Data | 4.8 | 51.7548 | 2.73 | 4.9216 | 19.8 | 32.9201
2019-05-30 08:00 | No Data | No Data | No Data | No Data | 0.0061036 | 0.9827 | No Data | No Data | No Data | No Data | 11.43 | 24.5413 | No Data | No Data | -1.6 | -58.8218 | -1.365 | -2.6531 | 6.8 | 23.5051
2019-05-30 08:30 | No Data | No Data | No Data | No Data | 0.0061036 | 0.9827 | No Data | No Data | No Data | No Data | -5.715 | -18.0724 | No Data | No Data | -12 | -53.3667 | -31.395 | -31.8662 | -26.5 | -28.0516
2019-05-30 09:00 | No Data | No Data | No Data | No Data | 0.0061036 | 0.9827 | No Data | No Data | No Data | No Data | -29.718 | -31.093 | No Data | No Data | -23.6 | -51.7007 | -62.335 | -64.1179 | -68.1 | -68.1036
2019-05-30 09:30 | No Data | No Data | No Data | No Data | 0.0061036 | 0.9827 | No Data | No Data | No Data | No Data | -45.72 | -45.948 | No Data | No Data | -30 | -50.6423 | -73.255 | -75.9414 | -84.7 | -85.2311
2019-05-30 10:00 | No Data | No Data | No Data | No Data | 0.0061036 | 0.9827 | No Data | No Data | No Data | No Data | -57.15 | -57.15 | No Data | No Data | -22 | -47.0591 | -81.9 | -85.3765 | -98.7 | -100.7259
2019-05-30 10:30 | No Data | No Data | No Data | No Data | 0.0061036 | 0.9827 | No Data | No Data | No Data | No Data | -48.006 | -48.0196 | No Data | No Data | -30 | -50.9651 | -69.16 | -72.1272 | -87.9 | -89.3623
2019-05-30 11:00 | No Data | No Data | No Data | No Data | 0.0061036 | 0.9827 | No Data | No Data | No Data | No Data | -56.007 | -56.007 | No Data | No Data | -18 | -46.8 | -81.9 | -85.5061 | -97.3 | -99.5404
2019-05-30 11:30 | No Data | No Data | No Data | No Data | 0.0061036 | 0.9827 | No Data | No Data | No Data | No Data | -29.718 | -30.0676 | No Data | No Data | -18.4 | -48.4314 | -79.625 | -83.4649 | -90.2 | -94.5353
2019-05-30 12:00 | No Data | No Data | No Data | No Data | 0.0061036 | 0.9827 | No Data | No Data | No Data | No Data | -33.147 | -33.849 | No Data | No Data | -14.8 | -46.4224 | -79.625 | -82.9374 | -93.5 | -95.451
2019-05-30 12:30 | No Data | No Data | No Data | No Data | 0.0061036 | 0.9827 | No Data | No Data | No Data | No Data | -20.574 | -24.7269 | No Data | No Data | -15.6 | -45.9304 | -81.445 | -84.3224 | -89.6 | -92.0053
2019-05-30 13:00 | No Data | No Data | No Data | No Data | 0.0061036 | 0.9827 | No Data | No Data | No Data | No Data | -11.43 | -21.5661 | No Data | No Data | -6 | -44.8036 | -82.355 | -85.3195 | -85.6 | -87.5552
2019-05-30 13:30 | No Data | No Data | No Data | No Data | 0.0061036 | 0.9827 | No Data | No Data | No Data | No Data | -12.573 | -20.9827 | No Data | No Data | -9.6 | -48.5584 | -70.07 | -72.6292 | -71.5 | -72.8964
2019-05-30 14:00 | No Data | No Data | No Data | No Data | 0.0061036 | 0.9827 | No Data | No Data | No Data | No Data | -11.43 | -23.5358 | No Data | No Data | -6.8 | -49.3283 | -66.885 | -68.9712 | -58.3 | -59.8201
2019-05-30 14:30 | No Data | No Data | No Data | No Data | 0.0061036 | 0.9827 | No Data | No Data | No Data | No Data | -11.43 | -23.5358 | No Data | No Data | -6.8 | -51.2531 | -55.965 | -57.4995 | -60.4 | -62.3323
2019-05-30 15:00 | No Data | No Data | No Data | No Data | 0.0061036 | 0.9827 | No Data | No Data | No Data | No Data | 11.43 | 25.5583 | No Data | No Data | -9.2 | -49.2666 | -49.14 | -50.6524 | -28 | -28.6356
2019-05-30 15:30 | No Data | No Data | No Data | No Data | -18.3047 | -18.6735 | No Data | No Data | No Data | No Data | 10.287 | 29.2974 | No Data | No Data | -16 | -48.3256 | -38.22 | -38.8246 | -50.5 | -50.5083
2019-05-30 16:00 | No Data | No Data | No Data | No Data | -10.5165 | -11.7949 | No Data | No Data | No Data | No Data | 20.574 | 35.2111 | No Data | No Data | -15.6 | -50.8519 | -30.94 | -31.1035 | -18.4 | -18.4174
2019-05-30 16:30 | No Data | No Data | No Data | No Data | -9.8451 | -10.2876 | No Data | No Data | No Data | No Data | 40.005 | 51.9531 | No Data | No Data | 3.2 | 51.2 | -15.47 | -15.5301 | 4.4 | 9.4826
2019-05-30 17:00 | No Data | No Data | No Data | No Data | -1.3855 | -7.2684 | No Data | No Data | No Data | No Data | 45.72 | 58.5502 | No Data | No Data | 15.6 | 61.2209 | -10.465 | -10.5045 | 23.3 | 28.4355
2019-05-30 17:30 | No Data | No Data | No Data | No Data | 4.7669 | 9.8007 | No Data | No Data | No Data | No Data | 49.149 | 61.2652 | No Data | No Data | 10 | 60.4331 | 1.365 | 5.1878 | 13.1 | 24.5815
2019-05-30 18:00 | No Data | No Data | No Data | No Data | 7.3793 | 11.3042 | No Data | No Data | No Data | No Data | 54.864 | 65.9383 | No Data | No Data | 5.2 | 51.4634 | 4.55 | 5.3062 | 20.6 | 27.6877
2019-05-30 18:30 | No Data | No Data | No Data | No Data | 7.0741 | 12.2523 | No Data | No Data | No Data | No Data | 27.432 | 41.2906 | No Data | No Data | 24 | 60.9262 | -12.285 | -12.3606 | 16.3 | 24.062
2019-05-30 19:00 | No Data | No Data | No Data | No Data | 6.9154 | 12.1614 | No Data | No Data | No Data | No Data | 34.29 | 46.1325 | No Data | No Data | 32 | 65.892 | -19.11 | -19.3736 | 18.6 | 22.9828
2019-05-30 19:30 | No Data | No Data | No Data | No Data | -4.5228 | -8.7907 | No Data | No Data | No Data | No Data | 32.004 | 43.674 | No Data | No Data | 34 | 67.9223 | -22.75 | -23.2005 | 15.3 | 18.2781
2019-05-30 20:00 | No Data | No Data | No Data | No Data | -5.8534 | -9.5437 | No Data | No Data | No Data | No Data | 53.721 | 63.7319 | No Data | No Data | 17.6 | 58.3191 | -5.005 | -5.0256 | 30.5 | 33.1549
2019-05-30 20:30 | No Data | No Data | No Data | No Data | -8.5145 | -12.787 | No Data | No Data | No Data | No Data | 46.863 | 57.4009 | No Data | No Data | 16 | 57.8564 | -5.46 | -5.4789 | 29.5 | 31.2136
2019-05-30 21:00 | No Data | No Data | No Data | No Data | -8.9296 | -16.3043 | No Data | No Data | No Data | No Data | 57.15 | 66.067 | No Data | No Data | 11.2 | 56.7168 | 0 | 0 | 33.1 | 33.6043
2019-05-30 21:30 | No Data | No Data | No Data | No Data | -3.595 | -15.7065 | No Data | No Data | No Data | No Data | 62.865 | 71.6087 | No Data | No Data | 5.2 | 55.1275 | 5.46 | 5.7553 | 42.7 | 43.2863
2019-05-30 22:00 | No Data | No Data | No Data | No Data | -8.368 | -15.5278 | No Data | No Data | No Data | No Data | 61.722 | 70.0595 | No Data | No Data | 2.4 | 54.0533 | 10.01 | 10.0513 | 43.4 | 43.5106
2019-05-30 22:30 | No Data | No Data | No Data | No Data | -5.182 | -14.0691 | No Data | No Data | No Data | No Data | 62.865 | 71.0685 | No Data | No Data | 8 | 56.5685 | 2.73 | 2.73 | 42.3 | 42.3266
2019-05-30 23:00 | No Data | No Data | No Data | No Data | -6.0609 | -16.6856 | No Data | No Data | No Data | No Data | 76.581 | 85.3661 | No Data | No Data | 1.6 | 54.4059 | 10.92 | 11.0706 | 51.3 | 51.7487
2019-05-30 23:30 | No Data | No Data | No Data | No Data | 10.4067 | 18.7076 | No Data | No Data | No Data | No Data | 77.724 | 87.4152 | No Data | No Data | 9.2 | 55.5669 | 3.185 | 4.1949 | 55.3 | 56.8075
2019-05-31 | No Data | No Data | No Data | No Data | -4.1077 | -11.5294 | No Data | No Data | No Data | No Data | 78.867 | 87.9219 | No Data | No Data | 13.6 | 58.7946 | -1.365 | -1.9304 | 45.5 | 46.4812
2019-05-31 00:30 | No Data | No Data | No Data | No Data | -4.1077 | -11.964 | No Data | No Data | No Data | No Data | 76.581 | 87.4227 | No Data | No Data | 15.6 | 59.6751 | -3.64 | -3.6683 | 41.9 | 42.4166
2019-05-31 01:00 | No Data | No Data | No Data | No Data | -13.4951 | -17.4287 | No Data | No Data | No Data | No Data | 84.582 | 91.7039 | No Data | No Data | 13.2 | 59.4831 | -3.64 | -3.6683 | 38.7 | 38.9724
2019-05-31 01:30 | No Data | No Data | No Data | No Data | -12.665 | -17.1024 | No Data | No Data | No Data | No Data | 86.868 | 94.7036 | No Data | No Data | 13.2 | 59.8732 | -3.64 | -3.752 | 37.9 | 37.9759
2019-05-31 02:00 | No Data | No Data | No Data | No Data | -18.7198 | -22.6633 | No Data | No Data | No Data | No Data | 91.44 | 98.4839 | No Data | No Data | 15.2 | 61.1202 | -5.005 | -5.1878 | 39.9 | 40.0621
2019-05-31 02:30 | No Data | No Data | No Data | No Data | -21.6373 | -25.1519 | No Data | No Data | No Data | No Data | 102.87 | 110.375 | No Data | No Data | 13.2 | 60.2634 | -4.55 | -4.6401 | 40.1 | 41.0118
2019-05-31 03:00 | No Data | No Data | No Data | No Data | -24.6159 | -27.7558 | No Data | No Data | No Data | No Data | 105.156 | 112.1073 | No Data | No Data | 10 | 58.4616 | -2.73 | -2.7677 | 40.7 | 41.332
2019-05-31 03:30 | No Data | No Data | No Data | No Data | -22.7237 | -27.0196 | No Data | No Data | No Data | No Data | 88.011 | 95.7531 | No Data | No Data | 31.2 | 69.4078 | -24.115 | -24.8298 | 18.1 | 18.3636
2019-05-31 04:00 | No Data | No Data | No Data | No Data | -27.0817 | -30.8216 | No Data | No Data | No Data | No Data | 76.581 | 85.3661 | No Data | No Data | 42 | 75.2181 | -31.85 | -33.0024 | 7.2 | 7.7621
2019-05-31 04:30 | No Data | No Data | No Data | No Data | -24.4572 | -29.3387 | No Data | No Data | No Data | No Data | 99.441 | 107.6182 | No Data | No Data | 10.4 | 58.925 | -3.64 | -4.0696 | 38.4 | 38.4948
2019-05-31 05:00 | No Data | No Data | No Data | No Data | -22.8702 | -28.207 | No Data | No Data | No Data | No Data | 89.154 | 97.7181 | No Data | No Data | 12.4 | 59.7019 | -3.64 | -3.8875 | 35.6 | 35.6742
2019-05-31 05:30 | No Data | No Data | No Data | No Data | -22.0523 | -27.4896 | No Data | No Data | No Data | No Data | 94.869 | 102.9589 | No Data | No Data | 13.6 | 60.3523 | -5.005 | -5.3256 | 36.8 | 36.8022
2019-05-31 06:00 | No Data | No Data | No Data | No Data | -18.9761 | -25.0892 | No Data | No Data | No Data | No Data | 86.868 | 95.6371 | No Data | No Data | 17.6 | 62.5281 | -9.1 | -9.9789 | 25.5 | 25.5282
2019-05-31 06:30 | No Data | No Data | No Data | No Data | -11.5908 | -18.8188 | No Data | No Data | No Data | No Data | 0 | 6.858 | No Data | No Data | -16.4 | -53.7624 | 25.48 | 25.7387 | 65.6 | 67.0153
2019-05-31 07:00 | No Data | No Data | No Data | No Data | -5.5482 | -13.3145 | No Data | No Data | No Data | No Data | 0 | 24.003 | No Data | No Data | -48 | -62.2267 | 58.24 | 59.3404 | 102.9 | 106.3076
2019-05-31 07:30 | No Data | No Data | No Data | No Data | 0.0061036 | 1.0315 | No Data | No Data | No Data | No Data | -18.288 | -25.8631 | No Data | No Data | -53.6 | -65.473 | 65.065 | 65.9012 | 94 | 96.8447
2019-05-31 08:00 | No Data | No Data | No Data | No Data | 0.0061036 | 1.0315 | No Data | No Data | No Data | No Data | -17.145 | -25.0679 | No Data | No Data | -48 | -61.7207 | 59.15 | 59.7784 | 87.1 | 89.86
2019-05-31 08:30 | No Data | No Data | No Data | No Data | 0.0061036 | 1.0315 | No Data | No Data | No Data | No Data | -17.145 | -25.0679 | No Data | No Data | -40.8 | -59.4212 | 47.775 | 48.1978 | 80 | 82.1793
2019-05-31 09:00 | No Data | No Data | No Data | No Data | 0.0061036 | 1.0315 | No Data | No Data | No Data | No Data | -6.858 | -21.6869 | No Data | No Data | -45.6 | -67.6142 | 49.595 | 50.423 | 80.1 | 82.5109
2019-05-31 09:30 | No Data | No Data | No Data | No Data | 0.0061036 | 1.0315 | No Data | No Data | No Data | No Data | -8.001 | -22.075 | No Data | No Data | -35.6 | -64.0125 | 37.31 | 38.0136 | 62 | 63.6277
2019-05-31 10:00 | No Data | No Data | No Data | No Data | 0.0061036 | 1.0315 | No Data | No Data | No Data | No Data | -8.001 | -22.075 | No Data | No Data | -27.2 | -55.8684 | 22.75 | 22.7682 | 45.3 | 46.0722
2019-05-31 10:30 | No Data | No Data | No Data | No Data | 0.0061036 | 1.0315 | No Data | No Data | No Data | No Data | -8.001 | -22.075 | No Data | No Data | -23.6 | -56.3773 | -0.455 | -1.876 | 19.2 | 19.4815
2019-05-31 11:00 | No Data | No Data | No Data | No Data | 0.0061036 | 1.0315 | No Data | No Data | No Data | No Data | -5.715 | -21.353 | No Data | No Data | -22.8 | -56.4128 | -10.01 | -11.1915 | 9.6 | 9.6005
2019-05-31 11:30 | No Data | No Data | No Data | No Data | 0.0061036 | 1.0315 | No Data | No Data | No Data | No Data | -3.429 | -21.986 | No Data | No Data | -22.8 | -56.4128 | -2.275 | -2.6531 | 15.5 | 15.769
2019-05-31 12:00 | No Data | No Data | No Data | No Data | 0.0061036 | 1.0315 | No Data | No Data | No Data | No Data | -3.429 | -21.986 | No Data | No Data | -36 | -60.3205 | -2.73 | -3.5537 | 3.1 | 3.1016
2019-05-31 12:30 | No Data | No Data | No Data | No Data | 0.0061036 | 1.0315 | No Data | No Data | No Data | No Data | -6.858 | -21.6869 | No Data | No Data | -35.6 | -60.4053 | 14.105 | 14.1709 | 26.9 | 26.9
2019-05-31 13:00 | No Data | No Data | No Data | No Data | 0.0061036 | 1.0315 | No Data | No Data | No Data | No Data | -10.287 | -20.9827 | No Data | No Data | -24.8 | -57.9724 | 0 | 4.095 | 13.3 | 13.9474
2019-05-31 13:30 | No Data | No Data | No Data | No Data | 0.0061036 | 1.0315 | No Data | No Data | No Data | No Data | -9.144 | -20.4466 | No Data | No Data | -30.8 | -57.369 | 16.38 | 16.38 | 27.2 | 27.5224
2019-05-31 14:00 | No Data | No Data | No Data | No Data | 0.0061036 | 1.0315 | No Data | No Data | No Data | No Data | -10.287 | -20.9827 | No Data | No Data | -36.4 | -59.9226 | 25.025 | 25.0415 | 31.1 | 31.3823
2019-05-31 14:30 | No Data | No Data | No Data | No Data | 0.0061036 | 1.0315 | No Data | No Data | No Data | No Data | -8.001 | -19.9616 | No Data | No Data | -30.8 | -57.7068 | 19.11 | 19.1317 | 39.3 | 39.5345
2019-05-31 15:00 | No Data | No Data | No Data | No Data | 0.0061036 | 1.0315 | No Data | No Data | No Data | No Data | -12.573 | -20.3505 | No Data | No Data | -42 | -61.7012 | 31.85 | 32.0573 | 52.5 | 53.152
2019-05-31 15:30 | No Data | No Data | No Data | No Data | 4.1932 | 18.9336 | No Data | No Data | No Data | No Data | -11.43 | -19.6649 | No Data | No Data | -46.4 | -64.2209 | 27.755 | 27.9371 | 54.7 | 54.7995
2019-05-31 16:00 | No Data | No Data | No Data | No Data | 16.4004 | 26.1404 | No Data | No Data | No Data | No Data | -12.573 | -20.3505 | No Data | No Data | -36.4 | -61.5233 | 35.49 | 35.7255 | 65.4 | 66.0301
2019-05-31 16:30 | No Data | No Data | No Data | No Data | 20.8072 | 29.1082 | No Data | No Data | No Data | No Data | -18.288 | -22.86 | No Data | No Data | -36 | -62.9171 | 41.86 | 42.7434 | 73.5 | 74.7843
2019-05-31 17:00 | No Data | No Data | No Data | No Data | 35.0164 | 40.503 | No Data | No Data | No Data | No Data | 0 | 24.003 | No Data | No Data | -30 | -56.6039 | 35.945 | 36.0858 | 71.8 | 74.0463
2019-05-31 17:30 | No Data | No Data | No Data | No Data | 44.3915 | 47.9203 | No Data | No Data | No Data | No Data | -1.143 | -24.0302 | No Data | No Data | -29.2 | -58.5942 | 37.765 | 37.8635 | 48.2 | 50.1366
2019-05-31 18:00 | No Data | No Data | No Data | No Data | 40.1923 | 43.205 | No Data | No Data | No Data | No Data | 0 | 24.003 | No Data | No Data | -28.4 | -56.117 | 37.765 | 37.94 | 47.4 | 48.5062
2019-05-31 18:30 | No Data | No Data | No Data | No Data | 34.8577 | 38.2925 | No Data | No Data | No Data | No Data | 0 | 24.003 | No Data | No Data | -25.2 | -55.6345 | 34.125 | 34.3698 | 70.9 | 71.6443
2019-05-31 19:00 | No Data | No Data | No Data | No Data | 32.2454 | 35.9308 | No Data | No Data | No Data | No Data | 0 | 0 | No Data | No Data | -19.6 | -54.45 | 28.21 | 28.4439 | 62.2 | 62.6386
2019-05-31 19:30 | No Data | No Data | No Data | No Data | 25.9831 | 32.8198 | No Data | No Data | No Data | No Data | 44.577 | 57.6621 | No Data | No Data | 19.6 | 61.2222 | -11.83 | -12.0468 | 21 | 21.0535
2019-05-31 20:00 | No Data | No Data | No Data | No Data | 24.1398 | 31.3807 | No Data | No Data | No Data | No Data | 42.291 | 53.7332 | No Data | No Data | 11.2 | 55.541 | -1.365 | -2.275 | 28.7 | 30.5949
2019-05-31 20:30 | No Data | No Data | No Data | No Data | 22.6017 | 30.2134 | No Data | No Data | No Data | No Data | 35.433 | 45.5195 | No Data | No Data | 26 | 63.1962 | -16.835 | -16.8902 | 11.4 | 14.0428
2019-05-31 21:00 | No Data | No Data | No Data | No Data | 17.4258 | 26.5646 | No Data | No Data | No Data | No Data | 38.862 | 48.9225 | No Data | No Data | 19.6 | 60.0866 | -10.92 | -10.92 | 17.1 | 19.0518
2019-05-31 21:30 | No Data | No Data | No Data | No Data | 23.9322 | 30.0707 | No Data | No Data | No Data | No Data | 43.434 | 53.2815 | No Data | No Data | 17.6 | 58.7006 | -6.37 | -6.3862 | 24.6 | 26.1266
2019-05-31 22:00 | No Data | No Data | No Data | No Data | 20.5508 | 28.6095 | No Data | No Data | No Data | No Data | 44.577 | 54.8759 | No Data | No Data | 14.8 | 57.5361 | -5.005 | -5.0256 | 25.6 | 26.4622
2019-05-31 22:30 | No Data | No Data | No Data | No Data | 21.0636 | 28.9799 | No Data | No Data | No Data | No Data | 58.293 | 67.0582 | No Data | No Data | 16.8 | 58.4657 | -4.55 | -4.5727 | 28 | 28.6356
2019-05-31 23:00 | No Data | No Data | No Data | No Data | 27.3747 | 34.7049 | No Data | No Data | No Data | No Data | 57.15 | 67.243 | No Data | No Data | 18 | 59.2027 | -6.825 | -6.8854 | 30.3 | 31.6084
2019-05-31 23:30 | No Data | No Data | No Data | No Data | 38.703 | 44.1925 | No Data | No Data | No Data | No Data | 58.293 | 68.2171 | No Data | No Data | 28.8 | 64.0412 | -17.745 | -17.7974 | 31.9 | 35.2082
2019-06-01 | No Data | No Data | No Data | No Data | 36.9085 | 42.6054 | No Data | No Data | No Data | No Data | 67.437 | 76.179 | No Data | No Data | 18.8 | 59.4508 | -9.555 | -9.5982 | 34.8 | 36.264
2019-06-01 00:30 | No Data | No Data | No Data | No Data | 25.275 | 34.1601 | No Data | No Data | No Data | No Data | 68.58 | 77.1927 | No Data | No Data | 15.6 | 58.9033 | -5.005 | -5.005 | 35.8 | 36.8657
2019-06-01 01:00 | No Data | No Data | No Data | No Data | 26.6545 | 37.4113 | No Data | No Data | No Data | No Data | 69.723 | 77.6988 | No Data | No Data | 8.4 | 56.2921 | -0.91 | -2.0348 | 36.7 | 38.228
2019-06-01 01:30 | No Data | No Data | No Data | No Data | 30.8049 | 40.4733 | No Data | No Data | No Data | No Data | 67.437 | 76.6748 | No Data | No Data | 11.6 | 57.5806 | -1.365 | -2.275 | 38 | 38.5187
2019-06-01 02:00 | No Data | No Data | No Data | No Data | 26.9108 | 38.7631 | No Data | No Data | No Data | No Data | 77.724 | 85.9001 | No Data | No Data | 4.4 | 54.9764 | 2.73 | 3.8608 | 41.8 | 42.8439
2019-06-01 02:30 | No Data | No Data | No Data | No Data | 19.5254 | 35.4059 | No Data | No Data | No Data | No Data | 75.438 | 83.8373 | No Data | No Data | 3.6 | 54.519 | 3.185 | 4.1949 | 36.6 | 37.0567
2019-06-01 03:00 | No Data | No Data | No Data | No Data | 17.5235 | 34.3425 | No Data | No Data | No Data | No Data | 64.008 | 73.1609 | No Data | No Data | 11.6 | 57.9724 | -2.73 | -2.73 | 27.9 | 27.9303
2019-06-01 03:30 | No Data | No Data | No Data | No Data | 19.1714 | 35.212 | No Data | No Data | No Data | No Data | 64.008 | 72.6142 | No Data | No Data | 14 | 58.8884 | -4.55 | -4.55 | 30.3 | 30.3279
2019-06-01 04:00 | No Data | No Data | No Data | No Data | 18.8663 | 36.4463 | No Data | No Data | No Data | No Data | 73.152 | 81.2817 | No Data | No Data | 9.2 | 55.9614 | -0.91 | -2.0348 | 33.2 | 33.3444
2019-06-01 04:30 | No Data | No Data | No Data | No Data | 16.7544 | 35.3993 | No Data | No Data | No Data | No Data | 70.866 | 79.2306 | No Data | No Data | 10.8 | 56.6392 | -3.185 | -3.185 | 31.6 | 31.6836
2019-06-01 05:00 | No Data | No Data | No Data | No Data | 23.4806 | 39.0351 | No Data | No Data | No Data | No Data | 66.294 | 75.1691 | No Data | No Data | 16.8 | 58.4657 | -8.645 | -8.645 | 25.7 | 25.8414
2019-06-01 05:30 | No Data | No Data | No Data | No Data | 23.6271 | 40.8166 | No Data | No Data | No Data | No Data | 70.866 | 79.2306 | No Data | No Data | 11.2 | 55.9328 | -4.095 | -4.095 | 31.6 | 31.9476
2019-06-01 06:00 | No Data | No Data | No Data | No Data | 25.8854 | 42.1641 | No Data | No Data | No Data | No Data | 61.722 | 70.6074 | No Data | No Data | 14 | 56.9477 | -5.46 | -5.4789 | 32.6 | 33.0121
2019-06-01 06:30 | No Data | No Data | No Data | No Data | 31.4275 | 44.1956 | No Data | No Data | No Data | No Data | 0 | 6.858 | No Data | No Data | -15.2 | -51.4945 | 21.84 | 22.3089 | 61.4 | 63.2295
2019-06-01 07:00 | No Data | No Data | No Data | No Data | 33.3684 | 44.4652 | No Data | No Data | No Data | No Data | -2.286 | -20.7006 | No Data | No Data | -7.2 | -51.3077 | 14.105 | 14.9667 | 47.6 | 50.9251
2019-06-01 07:30 | No Data | No Data | No Data | No Data | 37.2625 | 47.4574 | No Data | No Data | No Data | No Data | -2.286 | -20.7006 | No Data | No Data | -16.8 | -51.6109 | 23.66 | 24.3882 | 53.5 | 56.8748
2019-06-01 08:00 | No Data | No Data | No Data | No Data | 40.6561 | 50.166 | No Data | No Data | No Data | No Data | -2.286 | -24.1116 | No Data | No Data | -19.6 | -50.7385 | 25.48 | 26.0584 | 43.9 | 48.493
2019-06-01 08:30 | No Data | No Data | No Data | No Data | 42.2431 | 51.4605 | No Data | No Data | No Data | No Data | -2.286 | -22.974 | No Data | No Data | -38.8 | -58.0662 | 43.225 | 43.9116 | 60.8 | 64.0363
2019-06-01 09:00 | No Data | No Data | No Data | No Data | 43.8788 | 52.8115 | No Data | No Data | No Data | No Data | -2.286 | -22.974 | No Data | No Data | -30.4 | -60.5799 | 30.94 | 32.0056 | 57.7 | 60.5023
2019-06-01 09:30 | No Data | No Data | No Data | No Data | 43.8788 | 52.8115 | No Data | No Data | No Data | No Data | -2.286 | -22.974 | No Data | No Data | -29.2 | -56.184 | 25.935 | 26.1298 | 48 | 49.8353
2019-06-01 10:00 | No Data | No Data | No Data | No Data | 46.186 | 54.7435 | No Data | No Data | No Data | No Data | -1.143 | -24.0302 | No Data | No Data | -28 | -56.2622 | 20.475 | 20.601 | 39 | 40.2616
2019-06-01 10:30 | No Data | No Data | No Data | No Data | 42.6459 | 53.0985 | No Data | No Data | No Data | No Data | -1.143 | -24.0302 | No Data | No Data | -31.6 | -58.4739 | 10.92 | 11.005 | 23.6 | 24.5601
2019-06-01 11:00 | No Data | No Data | No Data | No Data | 35.7855 | 47.7637 | No Data | No Data | No Data | No Data | -1.143 | -24.0302 | No Data | No Data | -34.4 | -59.0539 | 19.11 | 19.1965 | 17 | 17.2456
2019-06-01 11:30 | No Data | No Data | No Data | No Data | 34.1375 | 45.4458 | No Data | No Data | No Data | No Data | -3.429 | -24.2467 | No Data | No Data | -25.6 | -57.2433 | 2.73 | 2.73 | 4.6 | 4.8703
2019-06-01 12:00 | No Data | No Data | No Data | No Data | 35.9319 | 46.8088 | No Data | No Data | No Data | No Data | -1.143 | -17.1831 | No Data | No Data | -26.4 | -58.6747 | -4.095 | -4.3165 | 0.3 | 5.4083
2019-06-01 12:30 | No Data | No Data | No Data | No Data | 33.5271 | 44.9891 | No Data | No Data | No Data | No Data | -1.143 | -19.4646 | No Data | No Data | -40.8 | -63.6088 | 3.64 | 3.8875 | 9.6 | 11.2681
2019-06-01 13:00 | No Data | No Data | No Data | No Data | 33.5271 | 47.7089 | No Data | No Data | No Data | No Data | -1.143 | -17.1831 | No Data | No Data | -33.6 | -61.2405 | -4.55 | -5.0871 | 1.9 | 9.7862
2019-06-01 13:30 | No Data | No Data | No Data | No Data | 31.9402 | 46.6074 | No Data | No Data | No Data | No Data | -2.286 | -17.2967 | No Data | No Data | -28.4 | -58.1997 | -5.46 | -5.7553 | -6.7 | -11.8714
2019-06-01 14:00 | No Data | No Data | No Data | No Data | 30.1946 | 46.673 | No Data | No Data | No Data | No Data | -3.429 | -17.4845 | No Data | No Data | -31.6 | -59.1486 | -10.465 | -11.4113 | -9.4 | -12.088
2019-06-01 14:30 | No Data | No Data | No Data | No Data | 31.9402 | 46.6074 | No Data | No Data | No Data | No Data | -4.572 | -17.7441 | No Data | No Data | -42 | -63.181 | -9.1 | -10.1741 | -12.7 | -15.4509
2019-06-01 15:00 | No Data | No Data | No Data | No Data | 33.7346 | 47.855 | No Data | No Data | No Data | No Data | -4.572 | -17.7441 | No Data | No Data | -48.4 | -66.4975 | -0.91 | -1.6405 | -2.1 | -5.0567
2019-06-01 15:30 | No Data | No Data | No Data | No Data | 34.7601 | 47.4549 | No Data | No Data | No Data | No Data | -5.715 | -18.0724 | No Data | No Data | -32.8 | -58.4671 | 11.83 | 11.9692 | 16.7 | 16.7192
2019-06-01 16:00 | No Data | No Data | No Data | No Data | 38.0926 | 47.8299 | No Data | No Data | No Data | No Data | 0 | 6.858 | No Data | No Data | -38.4 | -60.5376 | 15.015 | 15.1249 | 33.1 | 34.1006
2019-06-01 16:30 | No Data | No Data | No Data | No Data | 39.7284 | 49.1427 | No Data | No Data | No Data | No Data | 53.721 | 66.3038 | No Data | No Data | -8.8 | -53.1338 | -0.455 | -3.6683 | 20.9 | 24.001
2019-06-01 17:00 | No Data | No Data | No Data | No Data | 43.415 | 50.8996 | No Data | No Data | No Data | No Data | 46.863 | 60.157 | No Data | No Data | 6 | 58.3095 | -3.64 | -6.5621 | 25.5 | 29.534
2019-06-01 17:30 | No Data | No Data | No Data | No Data | 48.8472 | 54.8371 | No Data | No Data | No Data | No Data | 40.005 | 55.1727 | No Data | No Data | 0.8 | 50.8063 | 7.28 | 9.1 | 12.7 | 22.3573
2019-06-01 18:00 | No Data | No Data | No Data | No Data | 48.957 | 53.9071 | No Data | No Data | No Data | No Data | 40.005 | 53.4406 | No Data | No Data | 2 | 50.8394 | 7.28 | 8.8345 | 13.5 | 24.797
2019-06-01 18:30 | No Data | No Data | No Data | No Data | 51.313 | 56.0554 | No Data | No Data | No Data | No Data | 40.005 | 53.4406 | No Data | No Data | 9.6 | 53.6656 | -1.365 | -2.275 | 5.9 | 17.2409
2019-06-01 19:00 | No Data | No Data | No Data | No Data | 53.0098 | 58.4054 | No Data | No Data | No Data | No Data | 43.434 | 56.0536 | No Data | No Data | 21.2 | 58.7578 | -12.285 | -12.285 | 18.2 | 25.8805
2019-06-01 19:30 | No Data | No Data | No Data | No Data | 48.7984 | 54.6115 | No Data | No Data | No Data | No Data | 28.575 | 42.9044 | No Data | No Data | 36.8 | 68.0153 | -27.3 | -27.4852 | 0.5 | 12.3102
2019-06-01 20:00 | No Data | No Data | No Data | No Data | 46.9062 | 53.705 | No Data | No Data | No Data | No Data | 34.29 | 47.692 | No Data | No Data | 30.8 | 64.6133 | -21.385 | -21.5057 | 7.8 | 11.7593
2019-06-01 20:30 | No Data | No Data | No Data | No Data | 46.9062 | 54.815 | No Data | No Data | No Data | No Data | 26.289 | 40.5403 | No Data | No Data | 31.6 | 66.4012 | -22.75 | -22.9719 | 5 | 8.1216
2019-06-01 21:00 | No Data | No Data | No Data | No Data | 45.2583 | 53.4116 | No Data | No Data | No Data | No Data | 17.145 | 34.309 | No Data | No Data | 33.6 | 67.376 | -24.115 | -24.3882 | 2 | 3.5228
2019-06-01 21:30 | No Data | No Data | No Data | No Data | 54.6944 | 61.7752 | No Data | No Data | No Data | No Data | 19.431 | 36.4687 | No Data | No Data | 33.6 | 66.6837 | -23.66 | -23.8734 | 6.8 | 9.7591
2019-06-01 22:00 | No Data | No Data | No Data | No Data | 54.4869 | 61.5915 | No Data | No Data | No Data | No Data | 21.717 | 37.7363 | No Data | No Data | 32.8 | 66.6321 | -23.66 | -23.8734 | 5.2 | 6.5605
2019-06-01 22:30 | No Data | No Data | No Data | No Data | 61.4084 | 67.7915 | No Data | No Data | No Data | No Data | 32.004 | 44.5183 | No Data | No Data | 28.8 | 64.0412 | -19.11 | -19.2449 | 15.5 | 17.3519
2019-06-01 23:00 | No Data | No Data | No Data | No Data | 64.9973 | 70.3901 | No Data | No Data | No Data | No Data | 41.148 | 54.3015 | No Data | No Data | 10.4 | 55.3852 | 0.91 | 2.0348 | 39.3 | 40.7044
2019-06-01 23:30 | No Data | No Data | No Data | No Data | 76.1791 | 79.8098 | No Data | No Data | No Data | No Data | 38.862 | 52.5904 | No Data | No Data | 12 | 54.1465 | -1.365 | -3.8875 | 46.8 | 51.4192
2019-06-02 | No Data | No Data | No Data | No Data | 67.3045 | 71.9498 | No Data | No Data | No Data | No Data | 44.577 | 56.2398 | No Data | No Data | 4 | 53.3502 | 6.825 | 7.9592 | 50.8 | 53.083
2019-06-02 00:30 | No Data | No Data | No Data | No Data | 63.8743 | 69.3782 | No Data | No Data | No Data | No Data | 50.292 | 60.8694 | No Data | No Data | -7.2 | -52.0999 | 17.745 | 18.566 | 58.7 | 60.3233
2019-06-02 01:00 | No Data | No Data | No Data | No Data | 56.6964 | 64.3102 | No Data | No Data | No Data | No Data | 44.577 | 55.5503 | No Data | No Data | -4.8 | -53.0177 | 13.65 | 14.251 | 51.6 | 52.9098
2019-06-02 01:30 | No Data | No Data | No Data | No Data | 58.0758 | 67.218 | No Data | No Data | No Data | No Data | 42.291 | 53.0357 | No Data | No Data | -4.4 | -52.5844 | 13.65 | 14.3884 | 50.1 | 51.448
2019-06-02 02:00 | No Data | No Data | No Data | No Data | 52.9488 | 64.1409 | No Data | No Data | No Data | No Data | 37.719 | 48.7352 | No Data | No Data | -0.4 | -54.4015 | 8.19 | 8.633 | 43.4 | 43.9769
2019-06-02 02:30 | No Data | No Data | No Data | No Data | 47.1626 | 59.4541 | No Data | No Data | No Data | No Data | 30.861 | 42.8434 | No Data | No Data | 4.4 | 55.7738 | 2.275 | 2.275 | 35.9 | 36.0799
2019-06-02 03:00 | No Data | No Data | No Data | No Data | 43.6225 | 56.6868 | No Data | No Data | No Data | No Data | 26.289 | 38.8284 | No Data | No Data | 9.6 | 57.2112 | 0 | 0 | 39.3 | 39.3103
2019-06-02 03:30 | No Data | No Data | No Data | No Data | 43.6225 | 56.6868 | No Data | No Data | No Data | No Data | 29.718 | 41.2273 | No Data | No Data | 1.2 | 55.213 | 6.37 | 6.5146 | 35.2 | 35.224
2019-06-02 04:00 | No Data | No Data | No Data | No Data | 43.6225 | 56.6868 | No Data | No Data | No Data | No Data | 40.005 | 50.5253 | No Data | No Data | -5.6 | -52.6984 | 14.56 | 14.8137 | 41.9 | 41.9097
2019-06-02 04:30 | No Data | No Data | No Data | No Data | 43.6225 | 56.6868 | No Data | No Data | No Data | No Data | 41.148 | 51.435 | No Data | No Data | -8.4 | -53.069 | 15.47 | 15.709 | 44.9 | 44.9028
2019-06-02 05:00 | No Data | No Data | No Data | No Data | 43.6225 | 56.6868 | No Data | No Data | No Data | No Data | 49.149 | 58.6505 | No Data | No Data | -7.2 | -52.4961 | 14.105 | 14.5671 | 53.5 | 53.5494
2019-06-02 05:30 | No Data | No Data | No Data | No Data | 41.5229 | 55.0874 | No Data | No Data | No Data | No Data | 43.434 | 53.9515 | No Data | No Data | -7.2 | -52.4961 | 14.56 | 15.1249 | 53.2 | 53.2962
2019-06-02 06:00 | No Data | No Data | No Data | No Data | 41.5229 | 55.0874 | No Data | No Data | No Data | No Data | 46.863 | 60.157 | No Data | No Data | -5.6 | -52.3007 | 12.74 | 13.5281 | 54.9 | 55.2269
2019-06-02 06:30 | No Data | No Data | No Data | No Data | 43.1586 | 54.2787 | No Data | No Data | No Data | No Data | 0 | 6.858 | No Data | No Data | -18.4 | -54.4059 | 24.115 | 24.5405 | 68.2 | 69.1628
2019-06-02 07:00 | No Data | No Data | No Data | No Data | 47.1626 | 56.172 | No Data | No Data | No Data | No Data | 0 | 6.858 | No Data | No Data | -12 | -53.6805 | 19.11 | 19.3736 | 55.2 | 56.8268
2019-06-02 07:30 | No Data | No Data | No Data | No Data | 42.5483 | 52.3577 | No Data | No Data | No Data | No Data | 0 | 22.86 | No Data | No Data | -39.2 | -60.4371 | 46.41 | 46.9092 | 75 | 76.241
2019-06-02 08:00 | No Data | No Data | No Data | No Data | 40.0336 | 50.3355 | No Data | No Data | No Data | No Data | -3.429 | -19.7312 | No Data | No Data | -41.6 | -61.4296 | 47.775 | 48.1398 | 50.4 | 51.4618
2019-06-02 08:30 | No Data | No Data | No Data | No Data | 38.2879 | 47.9562 | No Data | No Data | No Data | No Data | -3.429 | -19.7312 | No Data | No Data | -33.6 | -58.2642 | 32.76 | 33.2119 | 32 | 33.6476
2019-06-02 09:00 | No Data | No Data | No Data | No Data | 36.2982 | 46.3831 | No Data | No Data | No Data | No Data | -1.143 | -20.7006 | No Data | No Data | -26 | -62.1044 | 25.025 | 25.823 | 25.2 | 27.2617
2019-06-02 09:30 | No Data | No Data | No Data | No Data | 38.1903 | 47.8783 | No Data | No Data | No Data | No Data | -1.143 | -20.6057 | No Data | No Data | -16.4 | -62.201 | 13.65 | 14.251 | 16.3 | 17.2351
2019-06-02 10:00 | No Data | No Data | No Data | No Data | 29.8894 | 41.5597 | No Data | No Data | No Data | No Data | -2.286 | -20.7006 | No Data | No Data | -24.4 | -56.356 | 20.02 | 20.0665 | 22.2 | 22.5229
2019-06-02 10:30 | No Data | No Data | No Data | No Data | 21.6251 | 36.076 | No Data | No Data | No Data | No Data | -2.286 | -20.7006 | No Data | No Data | -11.6 | -59.1486 | 0 | 0 | 8 | 9.4874
2019-06-02 11:00 | No Data | No Data | No Data | No Data | 8.8685 | 26.498 | No Data | No Data | No Data | No Data | -3.429 | -19.7312 | No Data | No Data | -3.6 | -64.1012 | 0 | 0 | 9.9 | 9.9323
2019-06-02 11:30 | No Data | No Data | No Data | No Data | 21.8326 | 33.1686 | No Data | No Data | No Data | No Data | -3.429 | -19.7312 | No Data | No Data | -7.2 | -54.8744 | -3.64 | -3.8875 | 9.4 | 9.7015
2019-06-02 12:00 | No Data | No Data | No Data | No Data | 25.8854 | 35.9659 | No Data | No Data | No Data | No Data | -2.286 | -20.7006 | No Data | No Data | 8 | 59.3417 | -16.38 | -17.1276 | 0.4 | 3.2249
2019-06-02 12:30 | No Data | No Data | No Data | No Data | 6.659 | 18.4725 | No Data | No Data | No Data | No Data | -6.858 | -20.6057 | No Data | No Data | 1.2 | 55.6 | -19.11 | -19.7545 | 7.4 | 7.5133
2019-06-02 13:00 | No Data | No Data | No Data | No Data | 8.5023 | 20.883 | No Data | No Data | No Data | No Data | -4.572 | -19.9616 | No Data | No Data | 12 | 59.2284 | -39.585 | -40.7219 | -13.8 | -14.8556
2019-06-02 13:30 | No Data | No Data | No Data | No Data | 34.1375 | 44.0572 | No Data | No Data | No Data | No Data | -6.858 | -20.6057 | No Data | No Data | 17.6 | 60.6115 | -58.695 | -60.2613 | -32.7 | -34.314
2019-06-02 14:00 | No Data | No Data | No Data | No Data | 31.6228 | 42.1387 | No Data | No Data | No Data | No Data | -16.002 | -26.0644 | No Data | No Data | 24 | 63.8799 | -60.06 | -61.5916 | -36.3 | -37.9301
2019-06-02 14:30 | No Data | No Data | No Data | No Data | 26.9108 | 37.5263 | No Data | No Data | No Data | No Data | -11.43 | -21.5661 | No Data | No Data | 31.2 | 67.2726 | -62.335 | -64.1179 | -40.3 | -41.1458
2019-06-02 15:00 | No Data | No Data | No Data | No Data | 25.9342 | 36.8322 | No Data | No Data | No Data | No Data | -1.143 | -8.0822 | No Data | No Data | 26.8 | 63.8924 | -34.58 | -35.2471 | 2.1 | 2.9698
2019-06-02 15:30 | No Data | No Data | No Data | No Data | 32.9046 | 40.5799 | No Data | No Data | No Data | No Data | 0 | 0 | No Data | No Data | 54.4 | 81.2867 | -70.07 | -71.7574 | -24.9 | -25.2858
2019-06-02 16:00 | No Data | No Data | No Data | No Data | 29.0105 | 37.1691 | No Data | No Data | No Data | No Data | 25.146 | 44.3861 | No Data | No Data | 8.4 | 59.793 | -13.195 | -14.1123 | 20.1 | 25.0801
2019-06-02 16:30 | No Data | No Data | No Data | No Data | 28.2414 | 33.1656 | No Data | No Data | No Data | No Data | -21.717 | -32.3693 | No Data | No Data | 54.8 | 82.4476 | -57.33 | -57.912 | -22.5 | -22.5641
2019-06-02 17:00 | No Data | No Data | No Data | No Data | 28.1437 | 32.223 | No Data | No Data | No Data | No Data | -16.002 | -29.652 | No Data | No Data | 57.2 | 86.4343 | -50.505 | -50.636 | -15.3 | -17.4542
2019-06-02 17:30 | No Data | No Data | No Data | No Data | 32.5017 | 35.3102 | No Data | No Data | No Data | No Data | 9.144 | 33.2847 | No Data | No Data | 20 | 56.8352 | -11.375 | -11.9432 | 0.8 | 20.4414
2019-06-02 18:00 | No Data | No Data | No Data | No Data | 25.7267 | 29.1944 | No Data | No Data | No Data | No Data | 21.717 | 41.5587 | No Data | No Data | 18 | 55.4054 | -8.19 | -8.9625 | 5.1 | 23.5587
2019-06-02 18:30 | No Data | No Data | No Data | No Data | 24.2985 | 27.7649 | No Data | No Data | No Data | No Data | -1.143 | -29.74 | No Data | No Data | 59.2 | 83.7214 | -49.595 | -49.8946 | -20.6 | -25.2492
2019-06-02 19:00 | No Data | No Data | No Data | No Data | 12.0424 | 15.5933 | No Data | No Data | No Data | No Data | 13.716 | 35.8727 | No Data | No Data | 59.6 | 84.2871 | -49.14 | -49.5512 | -13.9 | -18.4288
2019-06-02 19:30 | No Data | No Data | No Data | No Data | 0.0061036 | 6.2562 | No Data | No Data | No Data | No Data | 35.433 | 50.1098 | No Data | No Data | 44.4 | 74 | -36.855 | -37.1348 | -1.1 | -10.6569
2019-06-02 20:00 | No Data | No Data | No Data | No Data | -11.7006 | -14.1476 | No Data | No Data | No Data | No Data | 32.004 | 47.692 | No Data | No Data | 51.6 | 78.8761 | -42.315 | -42.61 | -8.8 | -15.2869
2019-06-02 20:30 | No Data | No Data | No Data | No Data | -7.4403 | -12.1368 | No Data | No Data | No Data | No Data | 77.724 | 87.9442 | No Data | No Data | 24.8 | 62.712 | -15.47 | -15.47 | 15.4 | 22.0635
2019-06-02 21:00 | No Data | No Data | No Data | No Data | -4.8768 | -14.9708 | No Data | No Data | No Data | No Data | 81.153 | 93.5446 | No Data | No Data | 30.8 | 65.6707 | -20.93 | -20.9498 | 7.2 | 19.3866
2019-06-02 21:30 | No Data | No Data | No Data | No Data | -3.0823 | -10.7132 | No Data | No Data | No Data | No Data | 94.869 | 104.3391 | No Data | No Data | 30.8 | 65.3177 | -20.475 | -20.4801 | 11.8 | 22.6215
2019-06-02 22:00 | No Data | No Data | No Data | No Data | -7.2328 | -11.1347 | No Data | No Data | No Data | No Data | 88.011 | 96.6765 | No Data | No Data | 28.8 | 65.1153 | -19.565 | -19.5862 | 11.4 | 20.8019
2019-06-02 22:30 | No Data | No Data | No Data | No Data | -1.4466 | -8.432 | No Data | No Data | No Data | No Data | 65.151 | 74.7158 | No Data | No Data | 37.2 | 71.2775 | -27.755 | -28.1255 | 7.8 | 15.1605
2019-06-02 23:00 | No Data | No Data | No Data | No Data | 3.6805 | 12.6507 | No Data | No Data | No Data | No Data | 65.151 | 75.8611 | No Data | No Data | 30.4 | 65.13 | -22.75 | -22.8635 | 18.1 | 28.4888
2019-06-02 23:30 | No Data | No Data | No Data | No Data | 2.6551 | 10.3974 | No Data | No Data | No Data | No Data | 70.866 | 81.3781 | No Data | No Data | 37.6 | 69.4953 | -26.845 | -26.9066 | 21.8 | 30.2002
2019-06-03 | No Data | No Data | No Data | No Data | -10.1015 | -14.2512 | No Data | No Data | No Data | No Data | 69.723 | 79.822 | No Data | No Data | 36 | 69.2867 | -27.3 | -27.3946 | 18.2 | 26.1664
2019-06-03 00:30 | No Data | No Data | No Data | No Data | -14.7768 | -17.6153 | No Data | No Data | No Data | No Data | 96.012 | 104.4579 | No Data | No Data | 27.2 | 63.3378 | -18.2 | -18.2057 | 26.1 | 37.3377
2019-06-03 01:00 | No Data | No Data | No Data | No Data | -24.567 | -26.2799 | No Data | No Data | No Data | No Data | 94.869 | 103.4083 | No Data | No Data | 37.6 | 69.4573 | -27.755 | -27.8889 | 16.1 | 26.0665
2019-06-03 01:30 | No Data | No Data | No Data | No Data | -29.5842 | -30.4936 | No Data | No Data | No Data | No Data | 49.149 | 60.5898 | No Data | No Data | 89.2 | 109.3201 | -77.805 | -79.328 | -27.6 | -30.1359
2019-06-03 02:00 | No Data | No Data | No Data | No Data | -36.3592 | -36.7709 | No Data | No Data | No Data | No Data | 50.292 | 61.5206 | No Data | No Data | 88.8 | 109.6941 | -78.26 | -79.7744 | -31.7 | -33.7215
2019-06-03 02:30 | No Data | No Data | No Data | No Data | -45.0751 | -45.3435 | No Data | No Data | No Data | No Data | 50.292 | 61.5206 | No Data | No Data | 88.8 | 109.4598 | -80.08 | -81.5606 | -35.4 | -36.6268
2019-06-03 03:00 | No Data | No Data | No Data | No Data | -43.7934 | -43.9052 | No Data | No Data | No Data | No Data | 73.152 | 83.3764 | No Data | No Data | 68.4 | 93.9464 | -61.425 | -62.3881 | -19 | -25.6961
2019-06-03 03:30 | No Data | No Data | No Data | No Data | -40.0946 | -40.2092 | No Data | No Data | No Data | No Data | 77.724 | 85.9001 | No Data | No Data | 69.2 | 92.912 | -60.515 | -61.2647 | -19.8 | -26.7589
2019-06-03 04:00 | No Data | No Data | No Data | No Data | -46.6621 | -46.6785 | No Data | No Data | No Data | No Data | 74.295 | 84.381 | No Data | No Data | 81.2 | 101.9215 | -74.165 | -75.4944 | -31.7 | -37.589
2019-06-03 04:30 | No Data | No Data | No Data | No Data | -48.8594 | -48.8751 | No Data | No Data | No Data | No Data | 69.723 | 79.822 | No Data | No Data | 79.6 | 100.6515 | -70.525 | -71.6665 | -31.3 | -40.6902
2019-06-03 05:00 | No Data | No Data | No Data | No Data | -36.5057 | -36.8943 | No Data | No Data | No Data | No Data | 78.867 | 88.433 | No Data | No Data | 75.6 | 97.5188 | -66.885 | -67.9231 | -26.4 | -36.0849
2019-06-03 05:30 | No Data | No Data | No Data | No Data | -37.8485 | -37.8653 | No Data | No Data | No Data | No Data | 112.014 | 120.1401 | No Data | No Data | 36.8 | 68.0153 | -29.575 | -29.7982 | 13.5 | 27.6235
2019-06-03 06:00 | No Data | No Data | No Data | No Data | -42.768 | -42.787 | No Data | No Data | No Data | No Data | 65.151 | 76.4529 | No Data | No Data | 89.6 | 108.5062 | -79.625 | -81.1139 | -32.7 | -36.2737
2019-06-03 06:30 | No Data | No Data | No Data | No Data | -33.8445 | -33.877 | No Data | No Data | No Data | No Data | 0 | 6.858 | No Data | No Data | -16.4 | -51.482 | 22.75 | 23.396 | 66.2 | 78.5604
2019-06-03 07:00 | No Data | No Data | No Data | No Data | -31.0246 | -31.4287 | No Data | No Data | No Data | No Data | -18.288 | -29.2751 | No Data | No Data | -10.8 | -52.3267 | 19.565 | 20.0871 | 66 | 75.0842
2019-06-03 07:30 | No Data | No Data | No Data | No Data | -34.1985 | -36.8917 | No Data | No Data | No Data | No Data | -18.288 | -30.1761 | No Data | No Data | -22 | -51.3513 | 30.03 | 30.6982 | 71.1 | 79.1596
2019-06-03 08:00 | No Data | No Data | No Data | No Data | -29.1814 | -31.6294 | No Data | No Data | No Data | No Data | -18.288 | -30.1761 | No Data | No Data | -16 | -59.3956 | 19.11 | 20.2922 | 49.8 | 59.3033
2019-06-03 08:30 | No Data | No Data | No Data | No Data | -36.6155 | -39.7743 | No Data | No Data | No Data | No Data | -17.145 | -23.4524 | No Data | No Data | -12 | -53.7565 | -5.005 | -5.3256 | 5.8 | 17.1292
2019-06-03 09:00 | No Data | No Data | No Data | No Data | -38.7152 | -42.8662 | No Data | No Data | No Data | No Data | -17.145 | -24.2467 | No Data | No Data | -12 | -54.9269 | -30.94 | -31.7849 | -5.8 | -16.0823
2019-06-03 09:30 | No Data | No Data | No Data | No Data | -37.3358 | -38.3859 | No Data | No Data | No Data | No Data | -17.145 | -23.4524 | No Data | No Data | -12.4 | -55.0156 | -40.95 | -42.381 | -10.2 | -15.3717
2019-06-03 10:00 | No Data | No Data | No Data | No Data | -42.5605 | -44.4328 | No Data | No Data | No Data | No Data | -17.145 | -25.9136 | No Data | No Data | 3.2 | 55.692 | -58.695 | -60.817 | -40.7 | -40.9161
2019-06-03 10:30 | No Data | No Data | No Data | No Data | -46.5034 | -48.3178 | No Data | No Data | No Data | No Data | -17.145 | -25.9136 | No Data | No Data | -9.6 | -54.4529 | -45.955 | -47.9394 | -31.7 | -32.2262
2019-06-03 11:00 | No Data | No Data | No Data | No Data | -46.1494 | -48.1338 | No Data | No Data | No Data | No Data | -17.145 | -25.0679 | No Data | No Data | -4.8 | -54.6114 | -47.775 | -49.8137 | -37 | -37.0066
2019-06-03 11:30 | No Data | No Data | No Data | No Data | -49.1157 | -50.891 | No Data | No Data | No Data | No Data | -18.288 | -25.8631 | No Data | No Data | -1.2 | -54.8933 | -51.87 | -53.636 | -40.2 | -40.221
2019-06-03 12:00 | No Data | No Data | No Data | No Data | -47.6387 | -49.9324 | No Data | No Data | No Data | No Data | -17.145 | -25.9136 | No Data | No Data | 19.2 | 59.5785 | -70.98 | -73.2762 | -52.5 | -52.7011
2019-06-03 12:30 | No Data | No Data | No Data | No Data | -58.0392 | -60.9498 | No Data | No Data | No Data | No Data | -24.003 | -30.1761 | No Data | No Data | 19.6 | 62.7401 | -66.43 | -68.9997 | -48.2 | -48.2457
2019-06-03 13:00 | No Data | No Data | No Data | No Data | -56.611 | -59.1573 | No Data | No Data | No Data | No Data | -21.717 | -28.3915 | No Data | No Data | 52.4 | 81.79 | -85.54 | -88.6316 | -57.5 | -57.5251
2019-06-03 13:30 | No Data | No Data | No Data | No Data | -51.3741 | -53.2592 | No Data | No Data | No Data | No Data | -22.86 | -29.2751 | No Data | No Data | 10.8 | 57.4247 | -51.87 | -53.636 | -15.8 | -17.1619
2019-06-03 14:00 | No Data | No Data | No Data | No Data | -57.8317 | -60.0428 | No Data | No Data | No Data | No Data | -26.289 | -32.0244 | No Data | No Data | 32 | 68 | -50.505 | -52.3171 | -12.5 | -16.5849
2019-06-03 14:30 | No Data | No Data | No Data | No Data | -57.1237 | -59.9034 | No Data | No Data | No Data | No Data | -28.575 | -33.9261 | No Data | No Data | 58 | 85.1925 | -82.355 | -84.8621 | -49.4 | -49.405
2019-06-03 15:00 | No Data | No Data | No Data | No Data | -50.9102 | -53.3027 | No Data | No Data | No Data | No Data | -27.432 | -32.9692 | No Data | No Data | 11.6 | 56.7972 | -22.295 | -22.9538 | 12.9 | 19.7084
2019-06-03 15:30 | No Data | No Data | No Data | No Data | -50.3487 | -53.4325 | No Data | No Data | No Data | No Data | -29.718 | -34.309 | No Data | No Data | 31.6 | 66.4012 | -48.685 | -49.9962 | -7.5 | -10.8208
2019-06-03 16:00 | No Data | No Data | No Data | No Data | -33.9422 | -35.3685 | No Data | No Data | No Data | No Data | 0 | 22.86 | No Data | No Data | 47.2 | 76.6551 | -53.235 | -55.1902 | -12.9 | -15.5596
2019-06-03 16:30 | No Data | No Data | No Data | No Data | -15.3384 | -16.044 | No Data | No Data | No Data | No Data | 62.865 | 73.6238 | No Data | No Data | 37.6 | 70.4693 | -40.95 | -41.8526 | -4.2 | -11.4948
2019-06-03 17:00 | No Data | No Data | No Data | No Data | -4.1566 | -5.0194 | No Data | No Data | No Data | No Data | 54.864 | 65.3112 | No Data | No Data | 45.6 | 79.8919 | -39.13 | -39.5091 | 0.1 | 14.7003
2019-06-03 17:30 | No Data | No Data | No Data | No Data | 6.244 | 6.3116 | No Data | No Data | No Data | No Data | 38.862 | 50.3439 | No Data | No Data | 58.4 | 85.1737 | -47.32 | -48.1032 | -7.1 | -15.5193
2019-06-03 18:00 | No Data | No Data | No Data | No Data | 6.9154 | 7.0965 | No Data | No Data | No Data | No Data | 41.148 | 54.3015 | No Data | No Data | 38.8 | 70.7819 | -26.845 | -27.3076 | -10.3 | -16.1969
2019-06-03 18:30 | No Data | No Data | No Data | No Data | -1.1292 | -1.5543 | No Data | No Data | No Data | No Data | 28.575 | 43.7636 | No Data | No Data | 60 | 87.4355 | -48.23 | -49.6597 | -30.9 | -31.1578
2019-06-03 19:00 | No Data | No Data | No Data | No Data | -0.93385 | -1.2782 | No Data | No Data | No Data | No Data | 30.861 | 45.2893 | No Data | No Data | 60.8 | 88.2759 | -47.32 | -48.7763 | -8.4 | -9.7755
2019-06-03 19:30 | No Data | No Data | No Data | No Data | 1.7395 | 6.8471 | No Data | No Data | No Data | No Data | 14.859 | 35.2852 | No Data | No Data | 67.6 | 93.3655 | -55.51 | -57.0567 | -16.2 | -16.8962
2019-06-03 20:00 | No Data | No Data | No Data | No Data | -2.5696 | -11.4197 | No Data | No Data | No Data | No Data | 33.147 | 47.692 | No Data | No Data | 54.4 | 83.9962 | -43.68 | -45.1368 | -5.6 | -6.8819
2019-06-03 20:30 | No Data | No Data | No Data | No Data | -2.0081 | -16.741 | No Data | No Data | No Data | No Data | 30.861 | 46.1325 | No Data | No Data | 50.4 | 79.9009 | -40.04 | -40.6964 | -2.9 | -5.4378
2019-06-03 21:00 | No Data | No Data | No Data | No Data | 0.0061036 | 16.6201 | No Data | No Data | No Data | No Data | 35.433 | 50.1098 | No Data | No Data | 38.8 | 72.463 | -29.12 | -29.6275 | 6.3 | 7.9202
2019-06-03 21:30 | No Data | No Data | No Data | No Data | 8.4535 | 18.6465 | No Data | No Data | No Data | No Data | 49.149 | 61.2652 | No Data | No Data | 34.8 | 70.0548 | -21.84 | -22.4062 | 14.5 | 14.588
2019-06-03 22:00 | No Data | No Data | No Data | No Data | 1.6907 | 16.7059 | No Data | No Data | No Data | No Data | 40.005 | 52.6897 | No Data | No Data | 33.2 | 69.6253 | -23.205 | -23.947 | 11.9 | 13.2382
2019-06-03 22:30 | No Data | No Data | No Data | No Data | 10.1991 | 23.5568 | No Data | No Data | No Data | No Data | 48.006 | 60.3521 | No Data | No Data | 34.4 | 69.857 | -24.115 | -24.6289 | 15.8 | 15.8
2019-06-03 23:00 | No Data | No Data | No Data | No Data | 11.2245 | 22.4901 | No Data | No Data | No Data | No Data | 60.579 | 71.9727 | No Data | No Data | 28.4 | 66.3819 | -17.29 | -17.669 | 24.1 | 24.5351
2019-06-03 23:30 | No Data | No Data | No Data | No Data | 13.1167 | 23.4917 | No Data | No Data | No Data | No Data | 67.437 | 78.4101 | No Data | No Data | 37.2 | 71.2775 | -24.115 | -24.7254 | 28.4 | 32.1647
2019-06-04 | No Data | No Data | No Data | No Data | -3.595 | -17.4582 | No Data | No Data | No Data | No Data | 65.151 | 75.8611 | No Data | No Data | 31.2 | 69.0507 | -20.93 | -21.6305 | 28.9 | 30.4528
2019-06-04 00:30 | No Data | No Data | No Data | No Data | -9.4911 | -19.5434 | No Data | No Data | No Data | No Data | 65.151 | 75.282 | No Data | No Data | 35.6 | 71.8409 | -24.115 | -25.0622 | 23.6 | 24.1448
2019-06-04 01:00 | No Data | No Data | No Data | No Data | -19.5865 | -23.8689 | No Data | No Data | No Data | No Data | 70.866 | 80.8223 | No Data | No Data | 32.4 | 70.3102 | -21.84 | -22.75 | 26.4 | 27.2617
2019-06-04 01:30 | No Data | No Data | No Data | No Data | -15.2895 | -20.5638 | No Data | No Data | No Data | No Data | 70.866 | 80.279 | No Data | No Data | 36.4 | 72.9328 | -26.845 | -27.9371 | 20.8 | 20.9268
2019-06-04 02:00 | No Data | No Data | No Data | No Data | -8.4657 | -20.8235 | No Data | No Data | No Data | No Data | 74.295 | 83.3215 | No Data | No Data | 35.2 | 71.2954 | -25.935 | -26.601 | 23.3 | 26.2545
2019-06-04 02:30 | No Data | No Data | No Data | No Data | -15.0332 | -24.2476 | No Data | No Data | No Data | No Data | 65.151 | 77.2688 | No Data | No Data | 36.8 | 72.7879 | -28.21 | -29.1342 | 17.8 | 18.3848
2019-06-04 03:00 | No Data | No Data | No Data | No Data | -10.2113 | -23.2326 | No Data | No Data | No Data | No Data | 62.865 | 72.7311 | No Data | No Data | 40.8 | 75.8989 | -32.305 | -33.327 | 13.3 | 13.9778
2019-06-04 03:30 | No Data | No Data | No Data | No Data | -18.1582 | -25.2432 | No Data | No Data | No Data | No Data | 68.58 | 78.2684 | No Data | No Data | 36 | 72.04 | -27.3 | -28.1402 | 17 | 17.6647
2019-06-04 04:00 | No Data | No Data | No Data | No Data | -16.2051 | -25.7423 | No Data | No Data | No Data | No Data | 66.294 | 76.845 | No Data | No Data | 38.4 | 73.6098 | -30.03 | -31.1268 | 12.7 | 13.315
2019-06-04 04:30 | No Data | No Data | No Data | No Data | -15.436 | -23.7954 | No Data | No Data | No Data | No Data | 62.865 | 73.3126 | No Data | No Data | 42 | 75.5502 | -34.125 | -35.3175 | 9 | 9.6566
2019-06-04 05:00 | No Data | No Data | No Data | No Data | -21.8448 | -26.1699 | No Data | No Data | No Data | No Data | 65.151 | 75.282 | No Data | No Data | 38.4 | 72.9285 | -29.12 | -30.2498 | 13.5 | 14.4312
2019-06-04 05:30 | No Data | No Data | No Data | No Data | -19.0249 | -24.9911 | No Data | No Data | No Data | No Data | 65.151 | 77.2688 | No Data | No Data | 38.4 | 72.9285 | -29.12 | -30.2498 | 16.1 | 17.9338
2019-06-04 06:00 | No Data | No Data | No Data | No Data | -14.313 | -22.0914 | No Data | No Data | No Data | No Data | 70.866 | 81.946 | No Data | No Data | 46 | 76.8802 | -35.945 | -36.7678 | 11.8 | 15.9289
2019-06-04 06:30 | No Data | No Data | No Data | No Data | -8.6732 | -16.8194 | No Data | No Data | No Data | No Data | 0 | 0 | No Data | No Data | -4 | -52.1536 | 15.925 | 16.4431 | 58.8 | 67.3296
2019-06-04 07:00 | No Data | No Data | No Data | No Data | -8.2094 | -10.7103 | No Data | No Data | No Data | No Data | 0 | 0 | No Data | No Data | 0.4 | 52.4015 | 11.375 | 11.5197 | 59.6 | 70.416
2019-06-04 07:30 | No Data | No Data | No Data | No Data | -11.7006 | -12.125 | No Data | No Data | No Data | No Data | 0 | 0 | No Data | No Data | -55.2 | -68.4047 | 65.52 | 66.0299 | 88.8 | 96.0507
2019-06-04 08:00 | No Data | No Data | No Data | No Data | -8.2582 | -8.6029 | No Data | No Data | No Data | No Data | 0 | 0 | No Data | No Data | -52 | -66.5925 | 61.88 | 62.3068 | 76.2 | 81.639
2019-06-04 08:30 | No Data | No Data | No Data | No Data | -9.4911 | -9.7925 | No Data | No Data | No Data | No Data | 0 | 0 | No Data | No Data | -36 | -60 | 33.67 | 33.8662 | 41.1 | 45.7517
2019-06-04 09:00 | No Data | No Data | No Data | No Data | -8.9784 | -10.1426 | No Data | No Data | No Data | No Data | 0 | 0 | No Data | No Data | -23.6 | -58.5655 | 10.465 | 10.465 | 9.5 | 15.0712
2019-06-04 09:30 | No Data | No Data | No Data | No Data | -4.5716 | -11.3777 | No Data | No Data | No Data | No Data | 0 | 0 | No Data | No Data | -24.4 | -57.4401 | -29.575 | -31.2231 | -29.7 | -29.7431
2019-06-04 10:00 | No Data | No Data | No Data | No Data | -9.1859 | -11.476 | No Data | No Data | No Data | No Data | 0 | 0 | No Data | No Data | -25.2 | -58.1446 | -30.94 | -32.6619 | -32.2 | -32.4235
2019-06-04 10:30 | No Data | No Data | No Data | No Data | -19.9527 | -21.7758 | No Data | No Data | No Data | No Data | 0 | 0 | No Data | No Data | -35.2 | -60.4953 | -15.925 | -17.5101 | -20.8 | -21.1625
2019-06-04 11:00 | No Data | No Data | No Data | No Data | -25.9953 | -26.8256 | No Data | No Data | No Data | No Data | 0 | 0 | No Data | No Data | -20.4 | -56.231 | -31.85 | -33.8203 | -26.8 | -26.8151
2019-06-04 11:30 | No Data | No Data | No Data | No Data | -32.0989 | -33.6988 | No Data | No Data | No Data | No Data | 0 | 0 | No Data | No Data | -24 | -56.5459 | -25.935 | -27.6391 | -11 | -11.0653
2019-06-04 12:00 | No Data | No Data | No Data | No Data | -17.084 | -25.88 | No Data | No Data | No Data | No Data | 0 | 0 | No Data | No Data | -13.2 | -55.9786 | -32.305 | -33.8203 | -15.4 | -15.4029
2019-06-04 12:30 | No Data | No Data | No Data | No Data | -17.9507 | -26.9482 | No Data | No Data | No Data | No Data | 0 | 0 | No Data | No Data | -28 | -58.7074 | -0.455 | -1.4388 | 2 | 9.6104
2019-06-04 13:00 | No Data | No Data | No Data | No Data | -6.6224 | -26.7782 | No Data | No Data | No Data | No Data | 0 | 0 | No Data | No Data | -12 | -54.5366 | -4.095 | -4.6845 | -1.5 | -12.689
2019-06-04 13:30 | No Data | No Data | No Data | No Data | -2.9847 | -26.7847 | No Data | No Data | No Data | No Data | 0 | 0 | No Data | No Data | -12 | -51.8089 | -3.185 | -3.6683 | 8.7 | 15.9765
2019-06-04 14:00 | No Data | No Data | No Data | No Data | -17.9507 | -27.2959 | No Data | No Data | No Data | No Data | 0 | 0 | No Data | No Data | -28.4 | -55.4285 | 15.47 | 15.4767 | 19.4 | 26.4643
2019-06-04 14:30 | No Data | No Data | No Data | No Data | -2.2644 | -26.2032 | No Data | No Data | No Data | No Data | 0 | 0 | No Data | No Data | -37.2 | -59.1594 | 25.025 | 25.1282 | 30.9 | 36.6995
2019-06-04 15:00 | No Data | No Data | No Data | No Data | -4.4129 | -24.0956 | No Data | No Data | No Data | No Data | 0 | 0 | No Data | No Data | -55.6 | -71.4031 | 7.735 | 7.8545 | 12.2 | 18.4946
2019-06-04 15:30 | No Data | No Data | No Data | No Data | 2.2522 | 24.0015 | No Data | No Data | No Data | No Data | 0 | 0 | No Data | No Data | -48 | -64.5774 | 35.49 | 35.7805 | 47.3 | 52.3788
2019-06-04 16:00 | No Data | No Data | No Data | No Data | 2.2034 | 23.9484 | No Data | No Data | No Data | No Data | 0 | 0 | No Data | No Data | -45.2 | -63.0796 | 20.475 | 20.7212 | 39.5 | 47.1247
2019-06-04 16:30 | No Data | No Data | No Data | No Data | 9.9916 | 25.8554 | No Data | No Data | No Data | No Data | 0 | 0 | No Data | No Data | -37.2 | -57.6181 | 25.935 | 26.3311 | 53.6 | 62.4256
2019-06-04 17:00 | No Data | No Data | No Data | No Data | 28.4977 | 34.123 | No Data | No Data | No Data | No Data | 0 | 0 | No Data | No Data | -32.8 | -59.4643 | 39.13 | 39.8014 | 75.7 | 83.6532
2019-06-04 17:30 | No Data | No Data | No Data | No Data | 39.9359 | 44.9919 | No Data | No Data | No Data | No Data | 56.007 | 61.393 | No Data | No Data | 28.4 | 70.7503 | -18.2 | -18.2908 | -2.8 | -25.2873
2019-06-04 18:00 | No Data | No Data | No Data | No Data | 37.6287 | 43.028 | No Data | No Data | No Data | No Data | 25.146 | 32.4902 | No Data | No Data | 55.6 | 82.3893 | -44.59 | -45.3359 | -26.8 | -31.5246
2019-06-04 18:30 | No Data | No Data | No Data | No Data | 38.6542 | 46.9324 | No Data | No Data | No Data | No Data | 25.146 | 32.4902 | No Data | No Data | 51.2 | 79.7927 | -40.04 | -40.869 | -20.8 | -26.0601
2019-06-04 19:00 | No Data | No Data | No Data | No Data | 28.6076 | 39.0756 | No Data | No Data | No Data | No Data | 33.147 | 39.013 | No Data | No Data | 56 | 84.4408 | -45.045 | -46.1438 | -5.2 | -16.349
2019-06-04 19:30 | No Data | No Data | No Data | No Data | 28.7053 | 40.3544 | No Data | No Data | No Data | No Data | 35.433 | 41.5587 | No Data | No Data | 63.2 | 89.6616 | -52.78 | -54.0895 | -13 | -15.8114
2019-06-04 20:00 | No Data | No Data | No Data | No Data | 23.3219 | 39.5091 | No Data | No Data | No Data | No Data | 46.863 | 53.1833 | No Data | No Data | 60.4 | 87.1321 | -49.14 | -50.3387 | -12.5 | -13.7801
2019-06-04 20:30 | No Data | No Data | No Data | No Data | 31.3176 | 44.6973 | No Data | No Data | No Data | No Data | 40.005 | 47.2517 | No Data | No Data | 64.8 | 91.3586 | -54.145 | -55.6236 | -18.2 | -18.3576
2019-06-04 21:00 | No Data | No Data | No Data | No Data | 24.2985 | 41.4953 | No Data | No Data | No Data | No Data | 54.864 | 60.8372 | No Data | No Data | 50.8 | 81.0856 | -41.405 | -42.3932 | -6.6 | -9.6938
2019-06-04 21:30 | No Data | No Data | No Data | No Data | 27.0695 | 44.9971 | No Data | No Data | No Data | No Data | 56.007 | 62.3642 | No Data | No Data | 40.4 | 72.9986 | -29.12 | -29.6275 | 8 | 15.0097
2019-06-04 22:00 | No Data | No Data | No Data | No Data | 26.7033 | 46.7402 | No Data | No Data | No Data | No Data | 52.578 | 58.784 | No Data | No Data | 42 | 75.5502 | -31.85 | -32.573 | 2.3 | 4.4418
2019-06-04 22:30 | No Data | No Data | No Data | No Data | 28.1926 | 47.6067 | No Data | No Data | No Data | No Data | 42.291 | 53.7332 | No Data | No Data | 46.8 | 78 | -35.035 | -35.8787 | 3.2 | 7.6968
2019-06-04 23:00 | No Data | No Data | No Data | No Data | 37.7752 | 54.1609 | No Data | No Data | No Data | No Data | 27.432 | 42.1518 | No Data | No Data | 44.8 | 76.1682 | -32.305 | -33.0181 | 7.5 | 10.2591
2019-06-04 23:30 | No Data | No Data | No Data | No Data | 47.9805 | 59.3705 | No Data | No Data | No Data | No Data | 35.433 | 49.3612 | No Data | No Data | 51.2 | 80.0999 | -38.22 | -38.7472 | 14.6 | 22.4849
2019-06-05 | No Data | No Data | No Data | No Data | 46.1372 | 57.891 | No Data | No Data | No Data | No Data | 42.291 | 54.4457 | No Data | No Data | 42 | 74.2256 | -31.395 | -31.9474 | 18.5 | 22.8432
2019-06-05 00:30 | No Data | No Data | No Data | No Data | 40.1434 | 54.367 | No Data | No Data | No Data | No Data | 42.291 | 53.7332 | No Data | No Data | 43.2 | 75.8947 | -33.215 | -33.9089 | 15.5 | 17.3971
2019-06-05 01:00 | No Data | No Data | No Data | No Data | 34.3938 | 47.2961 | No Data | No Data | No Data | No Data | 45.72 | 57.15 | No Data | No Data | 38 | 72.3779 | -26.39 | -27.0448 | 27.1 | 28.8862
2019-06-05 01:30 | No Data | No Data | No Data | No Data | 34.7601 | 46.2519 | No Data | No Data | No Data | No Data | 37.719 | 50.214 | No Data | No Data | 34 | 69.312 | -22.75 | -23.294 | 20.5 | 21.8634
2019-06-05 02:00 | No Data | No Data | No Data | No Data | 30.7073 | 43.2887 | No Data | No Data | No Data | No Data | 41.148 | 52.8383 | No Data | No Data | 36 | 72.04 | -25.025 | -25.7145 | 24.4 | 24.8676
2019-06-05 02:30 | No Data | No Data | No Data | No Data | 27.0695 | 42.0733 | No Data | No Data | No Data | No Data | 25.146 | 42.1518 | No Data | No Data | 38 | 73.7444 | -29.12 | -29.9091 | 8.8 | 9.2347
2019-06-05 03:00 | No Data | No Data | No Data | No Data | 23.6271 | 39.9455 | No Data | No Data | No Data | No Data | 19.431 | 35.5067 | No Data | No Data | 30 | 68.5169 | -22.295 | -22.9538 | 13.8 | 13.9904
2019-06-05 03:30 | No Data | No Data | No Data | No Data | 4.8646 | 29.1747 | No Data | No Data | No Data | No Data | 30.861 | 43.644 | No Data | No Data | 39.6 | 73.5674 | -30.94 | -31.6838 | 13.9 | 14.1792
2019-06-05 04:00 | No Data | No Data | No Data | No Data | 5.0233 | 30.8745 | No Data | No Data | No Data | No Data | 48.006 | 58.3378 | No Data | No Data | 45.6 | 77.286 | -35.945 | -36.8662 | 7.5 | 9.0697
2019-06-05 04:30 | No Data | No Data | No Data | No Data | 12.2988 | 29.4549 | No Data | No Data | No Data | No Data | 40.005 | 51.2314 | No Data | No Data | 45.2 | 76.7271 | -37.765 | -38.8459 | 5.8 | 7.0456
2019-06-05 05:00 | No Data | No Data | No Data | No Data | 13.2265 | 31.5727 | No Data | No Data | No Data | No Data | 48.006 | 58.9947 | No Data | No Data | 44 | 75.7005 | -34.58 | -35.338 | 9.5 | 13.2246
2019-06-05 05:30 | No Data | No Data | No Data | No Data | 28.0949 | 40.1399 | No Data | No Data | No Data | No Data | 32.004 | 46.0758 | No Data | No Data | 41.2 | 73.7759 | -31.395 | -32.228 | 4.3 | 8.3863
2019-06-05 06:00 | No Data | No Data | No Data | No Data | 32.2454 | 43.1469 | No Data | No Data | No Data | No Data | 32.004 | 40.005 | No Data | No Data | 46 | 76.56 | -35.945 | -36.7678 | 2.8 | 10.2883
2019-06-05 06:30 | No Data | No Data | No Data | No Data | 44.7456 | 51.3187 | No Data | No Data | No Data | No Data | 0 | 6.858 | No Data | No Data | 36.4 | 69.4953 | -27.3 | -28.1402 | 18.1 | 24.8316
2019-06-05 07:00 | No Data | No Data | No Data | No Data | 48.7007 | 53.6079 | No Data | No Data | No Data | No Data | 0 | 6.858 | No Data | No Data | 45.2 | 74.4827 | -34.125 | -34.6338 | 12.7 | 30.8367
2019-06-05 07:30 | No Data | No Data | No Data | No Data | 42.3896 | 46.7833 | No Data | No Data | No Data | No Data | 0 | 8.001 | No Data | No Data | 2.8 | 54.472 | 6.825 | 7.1942 | 34.2 | 48.0841
2019-06-05 08:00 | No Data | No Data | No Data | No Data | 43.83 | 47.0952 | No Data | No Data | No Data | No Data | -20.574 | -28.2994 | No Data | No Data | -2.4 | -52.4061 | 7.735 | 7.8545 | 24 | 37.4892
2019-06-05 08:30 | No Data | No Data | No Data | No Data | 42.5483 | 45.9047 | No Data | No Data | No Data | No Data | -16.002 | -26.0644 | No Data | No Data | 10.8 | 55.8541 | -11.83 | -11.9085 | 11.5 | 28.5212
2019-06-05 09:00 | No Data | No Data | No Data | No Data | 44.0864 | 47.3339 | No Data | No Data | No Data | No Data | -25.146 | -32.4902 | No Data | No Data | 6 | 54.7299 | -48.685 | -49.7034 | -39.7 | -41.6515
2019-06-05 09:30 | No Data | No Data | No Data | No Data | 37.9339 | 43.5986 | No Data | No Data | No Data | No Data | -25.146 | -31.7787 | No Data | No Data | 10.8 | 55.4617 | -65.065 | -66.8788 | -63 | -63.2061
2019-06-05 10:00 | No Data | No Data | No Data | No Data | 40.2899 | 44.9112 | No Data | No Data | No Data | No Data | -20.574 | -27.5271 | No Data | No Data | 24 | 62.031 | -77.805 | -80.2272 | -78.6 | -78.8601
2019-06-05 10:30 | No Data | No Data | No Data | No Data | 40.6561 | 46.9556 | No Data | No Data | No Data | No Data | -17.145 | -24.2467 | No Data | No Data | 28.8 | 65.1153 | -79.625 | -82.3299 | -82.5 | -82.9575
2019-06-05 11:00 | No Data | No Data | No Data | No Data | 37.5189 | 43.415 | No Data | No Data | No Data | No Data | -18.288 | -25.8631 | No Data | No Data | 20.8 | 63.1253 | -66.885 | -69.317 | -72.2 | -72.5989
2019-06-05 11:30 | No Data | No Data | No Data | No Data | 39.6796 | 45.2953 | No Data | No Data | No Data | No Data | -22.86 | -28.2994 | No Data | No Data | 38.4 | 71.5732 | -64.155 | -66.102 | -53.5 | -53.5732
2019-06-05 12:00 | No Data | No Data | No Data | No Data | 34.5037 | 41.7973 | No Data | No Data | No Data | No Data | -12.573 | -24.1116 | No Data | No Data | 30 | 68.5169 | -44.59 | -46.6325 | -33.4 | -33.4002
2019-06-05 12:30 | No Data | No Data | No Data | No Data | 34.5525 | 42.276 | No Data | No Data | No Data | No Data | -9.144 | -22.5145 | No Data | No Data | 28.4 | 66.0206 | -44.135 | -45.8129 | -34.8 | -35.0771
2019-06-05 13:00 | No Data | No Data | No Data | No Data | 18.7076 | 30.7916 | No Data | No Data | No Data | No Data | -9.144 | -21.475 | No Data | No Data | 18 | 61.4934 | -38.22 | -39.6268 | -15.9 | -16.792
2019-06-05 13:30 | No Data | No Data | No Data | No Data | 20.7095 | 30.6279 | No Data | No Data | No Data | No Data | -9.144 | -22.5145 | No Data | No Data | 6.4 | 59.1473 | -21.84 | -23.0214 | 1.2 | 12.3584
2019-06-05 14:00 | No Data | No Data | No Data | No Data | 7.4281 | 23.6635 | No Data | No Data | No Data | No Data | 0 | 8.001 | No Data | No Data | 14.8 | 56.7634 | -30.485 | -31.2397 | -10.4 | -15.3574
2019-06-05 14:30 | No Data | No Data | No Data | No Data | 13.6294 | 26.2782 | No Data | No Data | No Data | No Data | -4.572 | -16.6423 | No Data | No Data | 18.4 | 55.9142 | -47.775 | -48.1978 | -21.4 | -22.9532
2019-06-05 15:00 | No Data | No Data | No Data | No Data | 13.6782 | 26.3035 | No Data | No Data | No Data | No Data | 3.429 | 18.6067 | No Data | No Data | -0.4 | -52.0015 | -51.415 | -52.0632 | -31.9 | -31.9902
2019-06-05 15:30 | No Data | No Data | No Data | No Data | 16.9131 | 28.1218 | No Data | No Data | No Data | No Data | -21.717 | -30.7125 | No Data | No Data | 6.4 | 50.0112 | -57.785 | -58.4971 | -33.4 | -33.8999
2019-06-05 16:00 | No Data | No Data | No Data | No Data | 20.0381 | 30.105 | No Data | No Data | No Data | No Data | 8.001 | 30.7762 | No Data | No Data | -1.6 | -51.225 | -38.22 | -38.5463 | -8.4 | -17.5419
2019-06-05 16:30 | No Data | No Data | No Data | No Data | 29.8283 | 35.19 | No Data | No Data | No Data | No Data | 27.432 | 42.1518 | No Data | No Data | 14.4 | 53.5716 | -29.575 | -29.6624 | 14.6 | 24.7621
2019-06-05 17:00 | No Data | No Data | No Data | No Data | 25.0675 | 31.2568 | No Data | No Data | No Data | No Data | 26.289 | 43.2078 | No Data | No Data | 29.2 | 66.3687 | -21.84 | -21.8589 | 15 | 28.048
2019-06-05 17:30 | No Data | No Data | No Data | No Data | 25.3239 | 31.4627 | No Data | No Data | No Data | No Data | 22.86 | 38.0466 | No Data | No Data | 15.6 | 55.824 | -4.55 | -4.9005 | 15.8 | 37.4919
2019-06-05 18:00 | No Data | No Data | No Data | No Data | 33.3196 | 37.6808 | No Data | No Data | No Data | No Data | 48.006 | 61.0516 | No Data | No Data | -8.8 | -49.5871 | 20.02 | 20.8755 | 43.1 | 54.3435
2019-06-05 18:30 | No Data | No Data | No Data | No Data | 36.7498 | 40.1052 | No Data | No Data | No Data | No Data | 28.575 | 44.6356 | No Data | No Data | 1.2 | 50.4143 | 10.01 | 10.5045 | 31.3 | 42.5339
2019-06-05 19:00 | No Data | No Data | No Data | No Data | 30.9148 | 35.669 | No Data | No Data | No Data | No Data | 17.145 | 34.309 | No Data | No Data | 18.8 | 57.5569 | -7.28 | -7.3367 | 12.6 | 25.1794
2019-06-05 19:30 | No Data | No Data | No Data | No Data | 19.7818 | 31.0213 | No Data | No Data | No Data | No Data | 14.859 | 33.2257 | No Data | No Data | 31.6 | 65.3483 | -19.565 | -19.9007 | 17.4 | 24.6781
2019-06-05 20:00 | No Data | No Data | No Data | No Data | 17.6822 | 28.3899 | No Data | No Data | No Data | No Data | 17.145 | 35.3037 | No Data | No Data | 38 | 70.3466 | -27.755 | -28.287 | 7.5 | 12.7413
2019-06-05 20:30 | No Data | No Data | No Data | No Data | 19.379 | 29.4767 | No Data | No Data | No Data | No Data | 18.288 | 38.0466 | No Data | No Data | 44.4 | 73.7607 | -35.49 | -36.0571 | -0.9 | -14.2056
2019-06-05 21:00 | No Data | No Data | No Data | No Data | 18.6099 | 32.4383 | No Data | No Data | No Data | No Data | 6.858 | 29.3864 | No Data | No Data | 38.4 | 70.2282 | -27.3 | -27.755 | 4.2 | 12.0553
2019-06-05 21:30 | No Data | No Data | No Data | No Data | 28.0339 | 38.624 | No Data | No Data | No Data | No Data | 21.717 | 39.6277 | No Data | No Data | 20.4 | 59.2243 | -9.1 | -9.2018 | 25.1 | 30.148
2019-06-05 22:00 | No Data | No Data | No Data | No Data | 24.86 | 35.1315 | No Data | No Data | No Data | No Data | 42.291 | 55.1727 | No Data | No Data | 18.8 | 57.9351 | -6.37 | -6.3862 | 25.9 | 29.7316
2019-06-05 22:30 | No Data | No Data | No Data | No Data | 35.3216 | 44.1987 | No Data | No Data | No Data | No Data | 52.578 | 64.0488 | No Data | No Data | 15.6 | 56.2082 | -4.55 | -4.55 | 31.6 | 36.6677
2019-06-05 23:00 | No Data | No Data | No Data | No Data | 35.0164 | 43.9552 | No Data | No Data | No Data | No Data | 49.149 | 63.1139 | No Data | No Data | 8 | 53.7981 | 2.275 | 2.3201 | 43.9 | 48.2827
2019-06-05 23:30 | No Data | No Data | No Data | No Data | 44.6967 | 51.1273 | No Data | No Data | No Data | No Data | 50.292 | 62.865 | No Data | No Data | 16.8 | 55.7896 | -4.095 | -4.1949 | 47.6 | 55.6345
2019-06-06 | No Data | No Data | No Data | No Data | 41.4252 | 48.2933 | No Data | No Data | No Data | No Data | 61.722 | 72.3348 | No Data | No Data | 6 | 52.345 | 6.37 | 6.9304 | 54.5 | 59.3903
2019-06-06 00:30 | No Data | No Data | No Data | No Data | 31.3176 | 38.9311 | No Data | No Data | No Data | No Data | 59.436 | 70.3943 | No Data | No Data | 7.6 | 53.685 | 3.64 | 4.5043 | 62 | 65.396
2019-06-06 01:00 | No Data | No Data | No Data | No Data | 21.4298 | 32.9512 | No Data | No Data | No Data | No Data | 54.864 | 65.9383 | No Data | No Data | 8.8 | 55.5021 | 1.365 | 1.4388 | 55.3 | 56.4427
2019-06-06 01:30 | No Data | No Data | No Data | No Data | 14.9111 | 25.8172 | No Data | No Data | No Data | No Data | 48.006 | 60.3521 | No Data | No Data | 2.8 | 52.0984 | 8.19 | 8.9625 | 50.6 | 51.5026
2019-06-06 02:00 | No Data | No Data | No Data | No Data | 11.371 | 25.4974 | No Data | No Data | No Data | No Data | 40.005 | 52.6897 | No Data | No Data | 15.6 | 56.9772 | -5.005 | -5.0256 | 44.5 | 44.7581
2019-06-06 02:30 | No Data | No Data | No Data | No Data | 7.1229 | 26.2125 | No Data | No Data | No Data | No Data | 37.719 | 48.5203 | No Data | No Data | 15.2 | 57.6403 | -5.005 | -5.005 | 42.2 | 42.2267
2019-06-06 03:00 | No Data | No Data | No Data | No Data | 5.2796 | 28.1909 | No Data | No Data | No Data | No Data | 46.863 | 58.0685 | No Data | No Data | 13.6 | 57.5347 | -3.64 | -3.64 | 41 | 41.0001
2019-06-06 03:30 | No Data | No Data | No Data | No Data | -0.98268 | -24.3793 | No Data | No Data | No Data | No Data | 44.577 | 55.5503 | No Data | No Data | 18 | 59.2027 | -10.01 | -10.1741 | 33.9 | 33.9072
2019-06-06 04:00 | No Data | No Data | No Data | No Data | -1.8982 | -24.9445 | No Data | No Data | No Data | No Data | 44.577 | 55.5503 | No Data | No Data | 14 | 56.9477 | -5.46 | -5.4789 | 37.1 | 37.1486
2019-06-06 04:30 | No Data | No Data | No Data | No Data | -8.1117 | -24.5079 | No Data | No Data | No Data | No Data | 50.292 | 60.233 | No Data | No Data | 13.6 | 55.2985 | -4.55 | -4.6401 | 37.1 | 37.1086
2019-06-06 05:00 | No Data | No Data | No Data | No Data | -9.7475 | -25.0968 | No Data | No Data | No Data | No Data | 51.435 | 61.8172 | No Data | No Data | 16.8 | 57.3174 | -6.37 | -6.7641 | 35.6 | 35.6619
2019-06-06 05:30 | No Data | No Data | No Data | No Data | -4.4617 | -23.553 | No Data | No Data | No Data | No Data | 34.29 | 46.9048 | No Data | No Data | 22.4 | 59.2014 | -14.105 | -14.2873 | 20.9 | 21.5372
2019-06-06 06:00 | No Data | No Data | No Data | No Data | 8.4047 | 26.8328 | No Data | No Data | No Data | No Data | 51.435 | 62.4584 | No Data | No Data | 19.2 | 57.3118 | -9.555 | -9.7268 | 27.3 | 29.0396
2019-06-06 06:30 | No Data | No Data | No Data | No Data | 20.5508 | 32.4998 | No Data | No Data | No Data | No Data | 57.15 | 64.4149 | No Data | No Data | 0 | 0 | 0 | 0 | 41.9 | 47.0032
2019-06-06 07:00 | No Data | No Data | No Data | No Data | 26.5568 | 35.2873 | No Data | No Data | No Data | No Data | 27.432 | 39.6112 | No Data | No Data | 0 | 0 | 0 | 0 | 46.9 | 57.1172
2019-06-06 07:30 | No Data | No Data | No Data | No Data | 29.0105 | 34.8606 | No Data | No Data | No Data | No Data | 53.721 | 62.1544 | No Data | No Data | 0 | 0 | 0 | 0 | 39.9 | 48.8018
2019-06-06 08:00 | No Data | No Data | No Data | No Data | 38.9105 | 43.6116 | No Data | No Data | No Data | No Data | 42.291 | 53.0357 | No Data | No Data | 0 | 0 | 0 | 0 | 14.3 | 27.2531
2019-06-06 08:30 | No Data | No Data | No Data | No Data | 42.9633 | 47.5886 | No Data | No Data | No Data | No Data | 26.289 | 37.1783 | No Data | No Data | 0 | 0 | 0 | 0 | 8.8 | 22.4009
2019-06-06 09:00 | No Data | No Data | No Data | No Data | 37.2625 | 43.7212 | No Data | No Data | No Data | No Data | 28.575 | 38.0638 | No Data | No Data | 0 | 0 | 0 | 0 | 3.3 | 17.6119
2019-06-06 09:30 | No Data | No Data | No Data | No Data | 42.9023 | 48.6174 | No Data | No Data | No Data | No Data | 13.716 | 25.6857 | No Data | No Data | 0 | 0 | 0 | 0 | 27.1 | 31.1207
2019-06-06 10:00 | No Data | No Data | No Data | No Data | 41.3642 | 47.2656 | No Data | No Data | No Data | No Data | 5.715 | 15.9201 | No Data | No Data | 0 | 0 | 0 | 0 | 22.5 | 22.532
2019-06-06 10:30 | No Data | No Data | No Data | No Data | 41.8769 | 49.9238 | No Data | No Data | No Data | No Data | 8.001 | 16.8762 | No Data | No Data | 0 | 0 | 0 | 0 | 21 | 21.0343
2019-06-06 11:00 | No Data | No Data | No Data | No Data | 39.4232 | 46.8363 | No Data | No Data | No Data | No Data | 6.858 | 19.5316 | No Data | No Data | 0 | 0 | 0 | 0 | 18.2 | 20.5767
2019-06-06 11:30 | No Data | No Data | No Data | No Data | 40.5463 | 53.248 | No Data | No Data | No Data | No Data | 1.143 | 17.1831 | No Data | No Data | 0 | 0 | 0 | 0 | 8.2 | 15.3701
2019-06-06 12:00 | No Data | No Data | No Data | No Data | 35.0652 | 51.1404 | No Data | No Data | No Data | No Data | 3.429 | 20.8578 | No Data | No Data | 0 | 0 | 0 | 0 | 4 | 13.6971
2019-06-06 12:30 | No Data | No Data | No Data | No Data | 44.3915 | 57.9343 | No Data | No Data | No Data | No Data | 12.573 | 26.0895 | No Data | No Data | 0 | 0 | 0 | 0 | 14.5 | 17.7282
2019-06-06 13:00 | No Data | No Data | No Data | No Data | 40.9125 | 55.3137 | No Data | No Data | No Data | No Data | 4.572 | 19.9616 | No Data | No Data | 0 | 0 | 0 | 0 | 14.5 | 16.7075
2019-06-06 13:30 | No Data | No Data | No Data | No Data | 44.5991 | 58.0934 | No Data | No Data | No Data | No Data | 17.145 | 29.4974 | No Data | No Data | 0 | 0 | 0 | 0 | 22 | 24.3343
2019-06-06 14:00 | No Data | No Data | No Data | No Data | 42.707 | 56.6538 | No Data | No Data | No Data | No Data | 13.716 | 26.6591 | No Data | No Data | 0 | 0 | 0 | 0 | 16.6 | 20.6603
2019-06-06 14:30 | No Data | No Data | No Data | No Data | 49.7749 | 62.1555 | No Data | No Data | No Data | No Data | 20.574 | 31.6138 | No Data | No Data | 0 | 0 | 0 | 0 | 27.7 | 29.6589
2019-06-06 15:00 | No Data | No Data | No Data | No Data | 55.5123 | 65.6662 | No Data | No Data | No Data | No Data | 19.431 | 33.6166 | No Data | No Data | -15.2 | -45.4189 | 14.56 | 14.6733 | 45.5 | 48.3994
2019-06-06 15:30 | No Data | No Data | No Data | No Data | 53.6202 | 64.0746 | No Data | No Data | No Data | No Data | 24.003 | 37.3186 | No Data | No Data | -5.2 | -48.6785 | 10.92 | 11.5107 | 33.9 | 36.2008
2019-06-06 16:00 | No Data | No Data | No Data | No Data | 63.154 | 70.4332 | No Data | No Data | No Data | No Data | 19.431 | 34.5557 | No Data | No Data | 0.4 | 50.0016 | 0 | 1.82 | 32.6 | 36.0544
2019-06-06 16:30 | No Data | No Data | No Data | No Data | 65.5711 | 72.6083 | No Data | No Data | No Data | No Data | 20.574 | 36.1448 | No Data | No Data | -9.6 | -56.0286 | 8.19 | 11.5824 | 38.3 | 43.0238
2019-06-06 17:00 | No Data | No Data | No Data | No Data | 72.8466 | 77.859 | No Data | No Data | No Data | No Data | 26.289 | 40.5403 | No Data | No Data | -7.2 | -55.271 | 12.285 | 15.2883 | 47.8 | 54.9971
2019-06-06 17:30 | No Data | No Data | No Data | No Data | 76.3867 | 80.5754 | No Data | No Data | No Data | No Data | 22.86 | 38.4055 | No Data | No Data | -6.8 | -56.4113 | 15.47 | 18.6772 | 29.7 | 41.9315
2019-06-06 18:00 | No Data | No Data | No Data | No Data | 72.7977 | 77.1815 | No Data | No Data | No Data | No Data | 6.858 | 28.2763 | No Data | No Data | 8.4 | 51.8845 | 1.365 | 3.4652 | 16.5 | 29.6211
2019-06-06 18:30 | No Data | No Data | No Data | No Data | 68.9525 | 73.5657 | No Data | No Data | No Data | No Data | 5.715 | 26.903 | No Data | No Data | 7.2 | 52.9483 | 1.365 | 3.0522 | 18 | 30.4821
2019-06-06 19:00 | No Data | No Data | No Data | No Data | 68.7938 | 74.5848 | No Data | No Data | No Data | No Data | 2.286 | 22.974 | No Data | No Data | 23.2 | 60.9852 | -12.74 | -12.7481 | 24.1 | 28.5465
2019-06-06 19:30 | No Data | No Data | No Data | No Data | 70.4906 | 77.5411 | No Data | No Data | No Data | No Data | 10.287 | 28.23 | No Data | No Data | 18.8 | 59.8304 | -8.645 | -8.645 | 27.2 | 30.5005
2019-06-06 20:00 | No Data | No Data | No Data | No Data | 64.5945 | 72.9693 | No Data | No Data | No Data | No Data | 1.143 | 24.0302 | No Data | No Data | 28.8 | 63.3277 | -20.475 | -20.5557 | 15.8 | 20.7171
2019-06-06 20:30 | No Data | No Data | No Data | No Data | 64.5945 | 73.7739 | No Data | No Data | No Data | No Data | 12.573 | 29.1409 | No Data | No Data | 26.4 | 63.7257 | -17.745 | -17.8381 | 18.4 | 20.9418
2019-06-06 21:00 | No Data | No Data | No Data | No Data | 64.5945 | 73.7739 | No Data | No Data | No Data | No Data | 6.858 | 26.0644 | No Data | No Data | 31.2 | 66.5649 | -21.84 | -22.01 | 11.3 | 12.4391
2019-06-06 21:30 | No Data | No Data | No Data | No Data | 72.4926 | 80.7794 | No Data | No Data | No Data | No Data | 8.001 | 26.3882 | No Data | No Data | 27.6 | 63.8711 | -17.29 | -17.3855 | 18 | 18.7361
2019-06-06 22:00 | No Data | No Data | No Data | No Data | 68.9525 | 77.5958 | No Data | No Data | No Data | No Data | 18.288 | 32.0244 | No Data | No Data | 19.6 | 58.5764 | -10.01 | -10.01 | 23.6 | 24.1661
2019-06-06 22:30 | No Data | No Data | No Data | No Data | 72.4315 | 80.7031 | No Data | No Data | No Data | No Data | 24.003 | 32.3693 | No Data | No Data | 26.4 | 64.4546 | -15.925 | -16.0287 | 21.3 | 21.8124
2019-06-06 23:00 | No Data | No Data | No Data | No Data | 77.6196 | 81.4441 | No Data | No Data | No Data | No Data | 28.575 | 35.8909 | No Data | No Data | 21.2 | 60.2528 | -10.01 | -10.0513 | 31.6 | 31.7517
2019-06-06 23:30 | No Data | No Data | No Data | No Data | 88.13 | 90.675 | No Data | No Data | No Data | No Data | 28.575 | 35.8909 | No Data | No Data | 28 | 62.2524 | -15.925 | -15.9315 | 36.8 | 39.2674
2019-06-07 | No Data | No Data | No Data | No Data | 79.7192 | 82.9788 | No Data | No Data | No Data | No Data | 19.431 | 28.2994 | No Data | No Data | 28 | 63.3265 | -15.925 | -15.9834 | 31.1 | 31.9683
2019-06-07 00:30 | No Data | No Data | No Data | No Data | 74.9462 | 79.5654 | No Data | No Data | No Data | No Data | 18.288 | 27.5271 | No Data | No Data | 28.4 | 64.5799 | -17.29 | -17.3438 | 29.2 | 30.5851
2019-06-07 01:00 | No Data | No Data | No Data | No Data | 67.9271 | 73.6298 | No Data | No Data | No Data | No Data | 18.288 | 27.5271 | No Data | No Data | 25.2 | 62.8713 | -13.65 | -13.6803 | 38.2 | 38.3986
2019-06-07 01:30 | No Data | No Data | No Data | No Data | 66.389 | 72.2132 | No Data | No Data | No Data | No Data | 8.001 | 26.3882 | No Data | No Data | 29.2 | 65.6512 | -16.38 | -16.4808 | 26.4 | 26.5424
2019-06-07 02:00 | No Data | No Data | No Data | No Data | 62.2385 | 69.9112 | No Data | No Data | No Data | No Data | 8.001 | 26.3882 | No Data | No Data | 32.8 | 68.0294 | -21.84 | -22.01 | 27.1 | 27.1223
2019-06-07 02:30 | No Data | No Data | No Data | No Data | 60.5417 | 68.405 | No Data | No Data | No Data | No Data | 17.145 | 31.3857 | No Data | No Data | 27.6 | 65.3177 | -18.2 | -18.2511 | 28.8 | 29.0629
2019-06-07 03:00 | No Data | No Data | No Data | No Data | 55.4147 | 64.7487 | No Data | No Data | No Data | No Data | 12.573 | 27.0966 | No Data | No Data | 29.6 | 66.5456 | -21.84 | -22.01 | 23.6 | 23.6034
2019-06-07 03:30 | No Data | No Data | No Data | No Data | 53.1563 | 63.9707 | No Data | No Data | No Data | No Data | 4.572 | 23.3127 | No Data | No Data | 31.6 | 67.459 | -23.205 | -23.4226 | 21.3 | 21.539
2019-06-07 04:00 | No Data | No Data | No Data | No Data | 53.1563 | 63.9707 | No Data | No Data | No Data | No Data | 5.715 | 23.5636 | No Data | No Data | 33.6 | 68.0705 | -25.935 | -26.3311 | 18.2 | 18.2989
2019-06-07 04:30 | No Data | No Data | No Data | No Data | 50.7515 | 61.9869 | No Data | No Data | No Data | No Data | 5.715 | 23.5636 | No Data | No Data | 36 | 69.6287 | -26.845 | -27.2279 | 15.8 | 15.9261
2019-06-07 05:00 | No Data | No Data | No Data | No Data | 52.4361 | 64.3064 | No Data | No Data | No Data | No Data | 5.715 | 23.5636 | No Data | No Data | 36.4 | 69.8364 | -28.665 | -29.0987 | 14.5 | 14.5279
2019-06-07 05:30 | No Data | No Data | No Data | No Data | 54.2306 | 64.8059 | No Data | No Data | No Data | No Data | -4.572 | -22.193 | No Data | No Data | 39.6 | 71.5564 | -30.03 | -30.4442 | 5 | 5.0249
2019-06-07 06:00 | No Data | No Data | No Data | No Data | 57.9294 | 67.0115 | No Data | No Data | No Data | No Data | 4.572 | 23.3127 | No Data | No Data | 34.8 | 67.2964 | -25.025 | -25.2269 | 12.6 | 14.2706
2019-06-07 06:30 | No Data | No Data | No Data | No Data | 65.8763 | 71.2815 | No Data | No Data | No Data | No Data | 9.144 | 26.7569 | No Data | No Data | 35.2 | 66.1441 | -25.025 | -25.0911 | 18 | 23.4307
2019-06-07 07:00 | No Data | No Data | No Data | No Data | 69.4163 | 72.7578 | No Data | No Data | No Data | No Data | 1.143 | 24.0302 | No Data | No Data | 40.4 | 69.7022 | -30.03 | -30.1538 | 8.4 | 21.5081
2019-06-07 07:30 | No Data | No Data | No Data | No Data | 83.9673 | 86.4254 | No Data | No Data | No Data | No Data | 14.859 | 31.1978 | No Data | No Data | 15.2 | 54.5601 | -4.095 | -4.6845 | 25.2 | 36.2083
2019-06-07 08:00 | No Data | No Data | No Data | No Data | 83.8209 | 85.2127 | No Data | No Data | No Data | No Data | -1.143 | -24.0302 | No Data | No Data | 6 | 60.2993 | -7.28 | -7.775 | 5 | 25.103
2019-06-07 08:30 | No Data | No Data | No Data | No Data | 81.9776 | 83.4002 | No Data | No Data | No Data | No Data | -24.003 | -30.1761 | No Data | No Data | 1.2 | 52.4748 | -36.855 | -37.2572 | -19.7 | -26.021
2019-06-07 09:00 | No Data | No Data | No Data | No Data | 76.7407 | 78.2585 | No Data | No Data | No Data | No Data | -51.435 | -52.6897 | No Data | No Data | -15.2 | -49.2065 | -62.335 | -63.7162 | -68.2 | -68.3979
2019-06-07 09:30 | No Data | No Data | No Data | No Data | 71.5648 | 73.5871 | No Data | No Data | No Data | No Data | -64.008 | -64.3744 | No Data | No Data | -14.4 | -47.0574 | -69.615 | -71.6217 | -84 | -84.1547
2019-06-07 10:00 | No Data | No Data | No Data | No Data | 69.868 | 73.052 | No Data | No Data | No Data | No Data | -52.578 | -53.806 | No Data | No Data | 21.2 | 65.903 | -52.78 | -53.4117 | -56.9 | -57.0622
2019-06-07 10:30 | No Data | No Data | No Data | No Data | 67.4144 | 71.2234 | No Data | No Data | No Data | No Data | -60.579 | -61.1051 | No Data | No Data | 18 | 56.921 | -61.425 | -63.0237 | -66.7 | -66.7
2019-06-07 11:00 | No Data | No Data | No Data | No Data | 67.4144 | 71.2234 | No Data | No Data | No Data | No Data | -54.864 | -55.8201 | No Data | No Data | 18 | 57.5847 | -58.695 | -60.366 | -60.6 | -60.6792
2019-06-07 11:30 | No Data | No Data | No Data | No Data | 67.1092 | 70.9347 | No Data | No Data | No Data | No Data | -49.149 | -50.4606 | No Data | No Data | 8.4 | 54.6494 | -50.505 | -51.872 | -60.8 | -61.0483
2019-06-07 12:00 | No Data | No Data | No Data | No Data | 74.7387 | 79.2353 | No Data | No Data | No Data | No Data | -32.004 | -34.8193 | No Data | No Data | 4.8 | 55.4083 | -46.865 | -48.1204 | -40.5 | -40.5494
2019-06-07 12:30 | No Data | No Data | No Data | No Data | 70.9545 | 76.3728 | No Data | No Data | No Data | No Data | -29.718 | -33.7524 | No Data | No Data | 3.2 | 54.8933 | -43.68 | -44.8123 | -38.7 | -38.7218
2019-06-07 13:00 | No Data | No Data | No Data | No Data | 63.4592 | 69.4647 | No Data | No Data | No Data | No Data | -29.718 | -33.7524 | No Data | No Data | 0.4 | 53.6537 | -40.95 | -41.9489 | -50 | -50.1088
2019-06-07 13:30 | No Data | No Data | No Data | No Data | 63.5691 | 69.6895 | No Data | No Data | No Data | No Data | -22.86 | -30.755 | No Data | No Data | -0.8 | -53.206 | -40.04 | -41.2723 | -45.9 | -46.2905
2019-06-07 14:00 | No Data | No Data | No Data | No Data | 61.1032 | 67.3859 | No Data | No Data | No Data | No Data | -24.003 | -32.3693 | No Data | No Data | -9.2 | -51.6263 | -31.395 | -31.8662 | -52 | -53.3
2019-06-07 14:30 | No Data | No Data | No Data | No Data | 61.2619 | 67.5299 | No Data | No Data | No Data | No Data | -26.289 | -33.3826 | No Data | No Data | -10.4 | -49.8959 | -31.395 | -31.8662 | -52.4 | -53.6471
2019-06-07 15:00 | No Data | No Data | No Data | No Data | 62.9465 | 69.0617 | No Data | No Data | No Data | No Data | -24.003 | -29.4974 | No Data | No Data | -18 | -51.6387 | -24.115 | -24.5405 | -44.9 | -46.4502
2019-06-07 15:30 | No Data | No Data | No Data | No Data | 66.3401 | 72.1684 | No Data | No Data | No Data | No Data | -19.431 | -30.0024 | No Data | No Data | -19.6 | -51.1077 | -20.02 | -20.2053 | -37.9 | -38.7769
2019-06-07 16:00 | No Data | No Data | No Data | No Data | 71.9188 | 76.6696 | No Data | No Data | No Data | No Data | -5.715 | -26.903 | No Data | No Data | -16.4 | -57.5847 | -11.375 | -11.698 | -16.3 | -16.4757
2019-06-07 16:30 | No Data | No Data | No Data | No Data | 68.3299 | 72.575 | No Data | No Data | No Data | No Data | 12.573 | 32.2682 | No Data | No Data | -16.8 | -51.9892 | 6.37 | 7.8281 | 20.4 | 24.244
2019-06-07 17:00 | No Data | No Data | No Data | No Data | 75.2514 | 78.5899 | No Data | No Data | No Data | No Data | 21.717 | 38.6767 | No Data | No Data | -4 | -54.5469 | 6.825 | 10.661 | 37.5 | 42.9796
2019-06-07 17:30 | No Data | No Data | No Data | No Data | 78.645 | 81.3167 | No Data | No Data | No Data | No Data | 20.574 | 36.1448 | No Data | No Data | -11.6 | -56.7972 | 18.655 | 21.3898 | 29.3 | 39.7081
2019-06-07 18:00 | No Data | No Data | No Data | No Data | 82.0752 | 83.8444 | No Data | No Data | No Data | No Data | 10.287 | 28.23 | No Data | No Data | -6 | -48.3735 | 14.56 | 16.0802 | 24.2 | 34.9382
2019-06-07 18:30 | No Data | No Data | No Data | No Data | 82.0752 | 83.8444 | No Data | No Data | No Data | No Data | 9.144 | 26.7569 | No Data | No Data | -6.4 | -48.8754 | 15.47 | 16.9086 | 26.7 | 36.0014
2019-06-07 19:00 | No Data | No Data | No Data | No Data | 80.1221 | 82.4698 | No Data | No Data | No Data | No Data | 8.001 | 26.3882 | No Data | No Data | -0.8 | -51.6062 | 9.555 | 10.3955 | 18 | 25.5267
2019-06-07 19:30 | No Data | No Data | No Data | No Data | 77.8149 | 80.673 | No Data | No Data | No Data | No Data | 8.001 | 26.3882 | No Data | No Data | 0.8 | 52.0062 | 8.19 | 9.369 | 32.4 | 38.0757
2019-06-07 20:00 | No Data | No Data | No Data | No Data | 74.4823 | 77.9288 | No Data | No Data | No Data | No Data | 10.287 | 28.23 | No Data | No Data | 6.4 | 52.3924 | 3.185 | 4.8367 | 35.5 | 38.9803
2019-06-07 20:30 | No Data | No Data | No Data | No Data | 70.9545 | 75.0871 | No Data | No Data | No Data | No Data | 11.43 | 28.6663 | No Data | No Data | 9.6 | 54.4529 | -1.365 | -2.275 | 31.1 | 35.7841
2019-06-07 21:00 | No Data | No Data | No Data | No Data | 67.6219 | 73.0124 | No Data | No Data | No Data | No Data | 13.716 | 30.6699 | No Data | No Data | 7.6 | 53.7401 | 0.91 | 3.3124 | 33.6 | 38.8988
2019-06-07 21:30 | No Data | No Data | No Data | No Data | 71.1009 | 75.0753 | No Data | No Data | No Data | No Data | 5.715 | 28.021 | No Data | No Data | 14 | 55.7853 | -4.095 | -4.3165 | 29.9 | 34.3456
2019-06-07 22:00 | No Data | No Data | No Data | No Data | 64.4358 | 70.0526 | No Data | No Data | No Data | No Data | 11.43 | 30.7762 | No Data | No Data | 10.8 | 55.0694 | -0.91 | -2.0348 | 32.7 | 36.0972
2019-06-07 22:30 | No Data | No Data | No Data | No Data | 66.0838 | 71.5714 | No Data | No Data | No Data | No Data | 20.574 | 38.0466 | No Data | No Data | 19.6 | 58.5764 | -8.19 | -8.3898 | 28.8 | 32.6588
2019-06-07 23:00 | No Data | No Data | No Data | No Data | 63.6667 | 68.714 | No Data | No Data | No Data | No Data | 22.86 | 39.3298 | No Data | No Data | 24.8 | 61.9781 | -14.56 | -14.56 | 27.6 | 30.5084
2019-06-07 23:30 | No Data | No Data | No Data | No Data | 63.154 | 67.011 | No Data | No Data | No Data | No Data | 25.146 | 42.5221 | No Data | No Data | 24.8 | 61.9781 | -13.195 | -13.2263 | 40.2 | 44.7675
2019-06-08 | No Data | No Data | No Data | No Data | 46.2837 | 52.1612 | No Data | No Data | No Data | No Data | 38.862 | 52.5904 | No Data | No Data | 13.2 | 56.7563 | -1.82 | -2.5739 | 45 | 46.6245
2019-06-08 00:30 | No Data | No Data | No Data | No Data | 32.4529 | 39.3811 | No Data | No Data | No Data | No Data | 43.434 | 56.7831 | No Data | No Data | 16 | 57.8564 | -5.005 | -5.1878 | 39 | 41.8938
2019-06-08 01:00 | No Data | No Data | No Data | No Data | 18.2437 | 27.2982 | No Data | No Data | No Data | No Data | 57.15 | 67.8522 | No Data | No Data | 12 | 56.4893 | -3.64 | -3.752 | 37.2 | 39.2759
2019-06-08 01:30 | No Data | No Data | No Data | No Data | 17.1206 | 25.2962 | No Data | No Data | No Data | No Data | 65.151 | 75.282 | No Data | No Data | 5.2 | 54.3323 | 3.64 | 5.1477 | 46.5 | 48.5907
2019-06-08 02:00 | No Data | No Data | No Data | No Data | 8.1971 | 20.3464 | No Data | No Data | No Data | No Data | 70.866 | 79.7483 | No Data | No Data | 4 | 54.5469 | 2.73 | 4.1949 | 41.9 | 44.8867
2019-06-08 02:30 | No Data | No Data | No Data | No Data | -3.0823 | -18.7671 | No Data | No Data | No Data | No Data | 66.294 | 75.1691 | No Data | No Data | 23.2 | 60.6155 | -14.105 | -14.105 | 20.5 | 25.1098
2019-06-08 03:00 | No Data | No Data | No Data | No Data | -8.4169 | -18.7607 | No Data | No Data | No Data | No Data | 77.724 | 85.4197 | No Data | No Data | 25.2 | 62.8713 | -17.29 | -17.296 | 26.4 | 29.9767
2019-06-08 03:30 | No Data | No Data | No Data | No Data | -11.7006 | -20.4056 | No Data | No Data | No Data | No Data | 73.152 | 81.2817 | No Data | No Data | 28.4 | 63.5043 | -21.385 | -21.4044 | 20.8 | 24.6887
2019-06-08 04:00 | No Data | No Data | No Data | No Data | -8.1117 | -25.3852 | No Data | No Data | No Data | No Data | 81.153 | 89.0147 | No Data | No Data | 20.4 | 58.4739 | -11.83 | -11.8387 | 28.3 | 35.2405
2019-06-08 04:30 | No Data | No Data | No Data | No Data | -6.2562 | -24.8546 | No Data | No Data | No Data | No Data | 80.01 | 87.9739 | No Data | No Data | 16.4 | 57.5847 | -7.28 | -7.3367 | 31.6 | 37.8863
2019-06-08 05:00 | No Data | No Data | No Data | No Data | -4.6204 | -22.7343 | No Data | No Data | No Data | No Data | 78.867 | 86.9356 | No Data | No Data | 15.6 | 57.362 | -5.915 | -5.9325 | 32.7 | 37.8192
2019-06-08 05:30 | No Data | No Data | No Data | No Data | -2.826 | -22.4385 | No Data | No Data | No Data | No Data | 76.581 | 84.8673 | No Data | No Data | 19.2 | 57.6888 | -10.465 | -10.5045 | 30.8 | 35.7754
2019-06-08 06:00 | No Data | No Data | No Data | No Data | 3.2776 | 22.4999 | No Data | No Data | No Data | No Data | 69.723 | 78.2099 | No Data | No Data | 19.2 | 57.3118 | -9.555 | -9.5982 | 32.8 | 36.3639
2019-06-08 06:30 | No Data | No Data | No Data | No Data | 8.6122 | 23.8678 | No Data | No Data | No Data | No Data | 65.151 | 73.0984 | No Data | No Data | 23.2 | 60.2462 | -15.47 | -15.47 | 30.7 | 34.1248
2019-06-08 07:00 | No Data | No Data | No Data | No Data | 15.729 | 27.2562 | No Data | No Data | No Data | No Data | 56.007 | 65.0808 | No Data | No Data | 25.2 | 59.5906 | -15.015 | -15.0769 | 31.7 | 36.4539
2019-06-08 07:30 | No Data | No Data | No Data | No Data | 14.5571 | 26.5972 | No Data | No Data | No Data | No Data | 62.865 | 72.7311 | No Data | No Data | 7.6 | 52.9483 | 0.91 | 3.3124 | 33.2 | 37.2539
2019-06-08 08:00 | No Data | No Data | No Data | No Data | 18.7564 | 30.7439 | No Data | No Data | No Data | No Data | 61.722 | 71.7454 | No Data | No Data | -9.2 | -50.8394 | 10.01 | 10.6513 | 11.7 | 20.8849
2019-06-08 08:30 | No Data | No Data | No Data | No Data | 17.9385 | 30.2519 | No Data | No Data | No Data | No Data | 36.576 | 48.601 | No Data | No Data | -18.4 | -51.4058 | -19.565 | -19.5703 | -34.8 | -35.599
2019-06-08 09:00 | No Data | No Data | No Data | No Data | 19.6841 | 31.3185 | No Data | No Data | No Data | No Data | 9.144 | 25.6857 | No Data | No Data | -25.6 | -51.5984 | -55.965 | -56.8532 | -64.4 | -64.4
2019-06-08 09:30 | No Data | No Data | No Data | No Data | 20.856 | 33.6907 | No Data | No Data | No Data | No Data | -2.286 | -21.837 | No Data | No Data | -35.6 | -52.0707 | -64.155 | -65.8886 | -85.6 | -85.7289
2019-06-08 10:00 | No Data | No Data | No Data | No Data | 12.5551 | 29.3309 | No Data | No Data | No Data | No Data | 2.286 | 21.837 | No Data | No Data | -35.6 | -51.7795 | -62.335 | -64.0129 | -93 | -93.187
2019-06-08 10:30 | No Data | No Data | No Data | No Data | 11.0658 | 28.725 | No Data | No Data | No Data | No Data | 24.003 | 33.9454 | No Data | No Data | -48 | -60.4834 | -51.415 | -52.9699 | -74.5 | -74.6073
2019-06-08 11:00 | No Data | No Data | No Data | No Data | 5.8412 | 28.7555 | No Data | No Data | No Data | No Data | 13.716 | 24.7269 | No Data | No Data | -34.8 | -52.4183 | -63.245 | -65.2191 | -86.8 | -87.9701
2019-06-08 11:30 | No Data | No Data | No Data | No Data | 6.0975 | 28.8086 | No Data | No Data | No Data | No Data | 13.716 | 23.7843 | No Data | No Data | -28.4 | -51.0325 | -67.34 | -69.7561 | -73.4 | -74.4568
2019-06-08 12:00 | No Data | No Data | No Data | No Data | 8.8685 | 29.5662 | No Data | No Data | No Data | No Data | -1.143 | -17.1831 | No Data | No Data | -14 | -45.4119 | -79.17 | -81.7748 | -85.5 | -86.8582
2019-06-08 12:30 | No Data | No Data | No Data | No Data | 14.5571 | 33.3007 | No Data | No Data | No Data | No Data | -6.858 | -15.335 | No Data | No Data | -10 | -50.9902 | -81.9 | -85.9083 | -88.3 | -91.4253
2019-06-08 13:00 | No Data | No Data | No Data | No Data | 14.3496 | 33.2105 | No Data | No Data | No Data | No Data | 6.858 | 18.4657 | No Data | No Data | -34 | -57.2014 | -61.88 | -65.1795 | -87.6 | -89.4707
2019-06-08 13:30 | No Data | No Data | No Data | No Data | 12.604 | 34.0534 | No Data | No Data | No Data | No Data | 0 | 16.0428 | No Data | No Data | -25.6 | -50.9054 | -73.71 | -77.141 | -88.5 | -89.917
2019-06-08 14:00 | No Data | No Data | No Data | No Data | 12.7626 | 34.1124 | No Data | No Data | No Data | No Data | 6.858 | 18.4657 | No Data | No Data | -45.6 | -61.7245 | -56.875 | -59.9996 | -81.7 | -83.9487
2019-06-08 14:30 | No Data | No Data | No Data | No Data | 25.275 | 40.492 | No Data | No Data | No Data | No Data | 5.715 | 18.0724 | No Data | No Data | -28 | -56.0528 | -55.055 | -57.7061 | -67.4 | -69.137
2019-06-08 15:00 | No Data | No Data | No Data | No Data | 27.1183 | 41.6675 | No Data | No Data | No Data | No Data | -18.288 | -22.193 | No Data | No Data | -25.6 | -51.2515 | -67.34 | -70.654 | -84.4 | -86.7373
2019-06-08 15:30 | No Data | No Data | No Data | No Data | 32.343 | 43.6272 | No Data | No Data | No Data | No Data | -25.146 | -27.6218 | No Data | No Data | -44 | -59.4643 | -58.695 | -61.7276 | -82.9 | -86.3042
2019-06-08 16:00 | No Data | No Data | No Data | No Data | 39.057 | 48.813 | No Data | No Data | No Data | No Data | -2.286 | -17.2967 | No Data | No Data | -45.6 | -63.6453 | -36.855 | -38.8486 | -40.1 | -41.503
2019-06-08 16:30 | No Data | No Data | No Data | No Data | 52.9488 | 60.5581 | No Data | No Data | No Data | No Data | 25.146 | 38.9292 | No Data | No Data | -10 | -52.5601 | -1.82 | -2.275 | 7.5 | 8.4534
2019-06-08 17:00 | No Data | No Data | No Data | No Data | 66.9017 | 72.3273 | No Data | No Data | No Data | No Data | 30.861 | 43.644 | No Data | No Data | 3.2 | 60.4212 | 0 | 0 | 25.2 | 29.0739
2019-06-08 17:30 | No Data | No Data | No Data | No Data | 73.7133 | 77.5047 | No Data | No Data | No Data | No Data | 27.432 | 41.2906 | No Data | No Data | 8 | 62.9107 | -0.455 | -1.876 | 30.9 | 35.8109
2019-06-08 18:00 | No Data | No Data | No Data | No Data | 66.5354 | 69.4909 | No Data | No Data | No Data | No Data | 30.861 | 41.2906 | No Data | No Data | 0.8 | 52.4061 | 8.645 | 8.7521 | 15 | 22.0048
2019-06-08 18:30 | No Data | No Data | No Data | No Data | 57.4166 | 60.8168 | No Data | No Data | No Data | No Data | 49.149 | 58.0347 | No Data | No Data | -10.4 | -52.6376 | 19.565 | 19.7545 | 26.9 | 33.2832
2019-06-08 19:00 | No Data | No Data | No Data | No Data | 50.4952 | 54.3303 | No Data | No Data | No Data | No Data | 67.437 | 74.6459 | No Data | No Data | -8 | -53.4026 | 16.38 | 16.4808 | 37 | 41.0157
2019-06-08 19:30 | No Data | No Data | No Data | No Data | 43.3173 | 50.8675 | No Data | No Data | No Data | No Data | 59.436 | 67.5048 | No Data | No Data | 0.4 | 53.6015 | 8.19 | 8.19 | 40.2 | 43.6079
2019-06-08 20:00 | No Data | No Data | No Data | No Data | 30.4997 | 40.5135 | No Data | No Data | No Data | No Data | 69.723 | 77.6988 | No Data | No Data | 1.2 | 54.8525 | 6.825 | 6.8401 | 39.1 | 41.772
2019-06-08 20:30 | No Data | No Data | No Data | No Data | 26.5568 | 37.6348 | No Data | No Data | No Data | No Data | 78.867 | 86.461 | No Data | No Data | -6 | -53.2886 | 15.47 | 15.5767 | 46.1 | 49.2392
2019-06-08 21:00 | No Data | No Data | No Data | No Data | 8.3558 | 18.8318 | No Data | No Data | No Data | No Data | 77.724 | 84.497 | No Data | No Data | -1.2 | -54.8131 | 10.01 | 10.01 | 40.3 | 41.6707
2019-06-08 21:30 | No Data | No Data | No Data | No Data | 17.5845 | 25.5327 | No Data | No Data | No Data | No Data | 77.724 | 84.9519 | No Data | No Data | 0 | -55.6129 | 11.375 | 11.375 | 44.6 | 45.4406
2019-06-08 22:00 | No Data | No Data | No Data | No Data | 6.8177 | 18.2016 | No Data | No Data | No Data | No Data | 78.867 | 85.5496 | No Data | No Data | -6 | -56.7183 | 16.835 | 16.835 | 49.2 | 49.3964
2019-06-08 22:30 | No Data | No Data | No Data | No Data | 16.4492 | 26.1331 | No Data | No Data | No Data | No Data | 88.011 | 94.8759 | No Data | No Data | -5.6 | -54.6875 | 16.38 | 16.4053 | 54.1 | 56.0354
2019-06-08 23:00 | No Data | No Data | No Data | No Data | 25.9831 | 32.977 | No Data | No Data | No Data | No Data | 91.44 | 98.4839 | No Data | No Data | -4.8 | -55.0098 | 15.47 | 15.4767 | 56.4 | 58.1846
2019-06-08 23:30 | No Data | No Data | No Data | No Data | 48.7495 | 53.5053 | No Data | No Data | No Data | No Data | 84.582 | 92.6112 | No Data | No Data | 4.8 | 55.3173 | 6.825 | 6.8401 | 57.2 | 61.1425
2019-06-09 | No Data | No Data | No Data | No Data | 36.2371 | 43.3261 | No Data | No Data | No Data | No Data | 84.582 | 92.1516 | No Data | No Data | 0.4 | 55.6014 | 10.92 | 10.92 | 57.1 | 58.6285
2019-06-09 00:30 | No Data | No Data | No Data | No Data | 24.7623 | 36.6959 | No Data | No Data | No Data | No Data | 91.44 | 98.9141 | No Data | No Data | -3.2 | -55.692 | 15.47 | 15.4767 | 58.8 | 59.9723
2019-06-09 01:00 | No Data | No Data | No Data | No Data | 15.6802 | 31.2936 | No Data | No Data | No Data | No Data | 93.726 | 101.0311 | No Data | No Data | -0.8 | -56.4057 | 10.92 | 10.92 | 49.4 | 50.9569
2019-06-09 01:30 | No Data | No Data | No Data | No Data | 13.373 | 28.6488 | No Data | No Data | No Data | No Data | 86.868 | 94.2542 | No Data | No Data | 16.4 | 62.201 | -5.46 | -5.7553 | 33.4 | 35.8046
2019-06-09 02:00 | No Data | No Data | No Data | No Data | 7.892 | 28.1496 | No Data | No Data | No Data | No Data | 68.58 | 76.6748 | No Data | No Data | 29.2 | 68.532 | -19.565 | -20.4396 | 15.8 | 18.5925
2019-06-09 02:30 | No Data | No Data | No Data | No Data | 2.1424 | 27.1055 | No Data | No Data | No Data | No Data | 57.15 | 65.501 | No Data | No Data | 33.6 | 71.2236 | -24.57 | -25.7588 | 9.8 | 10.0896
2019-06-09 03:00 | No Data | No Data | No Data | No Data | 1.3245 | 27.0531 | No Data | No Data | No Data | No Data | 68.58 | 77.1927 | No Data | No Data | 18.4 | 63.5232 | -9.555 | -10.7865 | 21.2 | 22.4544
2019-06-09 03:30 | No Data | No Data | No Data | No Data | -2.9236 | -27.1784 | No Data | No Data | No Data | No Data | 67.437 | 75.6542 | No Data | No Data | 27.6 | 67.5005 | -19.11 | -20.1437 | 21 | 21.8403
2019-06-09 04:00 | No Data | No Data | No Data | No Data | -3.241 | -25.0341 | No Data | No Data | No Data | No Data | 61.722 | 70.6074 | No Data | No Data | 26.4 | 64.4546 | -17.29 | -18.1316 | 21.8 | 22.3222
2019-06-09 04:30 | No Data | No Data | No Data | No Data | -7.2816 | -25.8693 | No Data | No Data | No Data | No Data | 74.295 | 82.3119 | No Data | No Data | 13.6 | 59.1838 | -5.46 | -6.1045 | 33.2 | 34.0366
2019-06-09 05:00 | No Data | No Data | No Data | No Data | -15.2285 | -25.8339 | No Data | No Data | No Data | No Data | 65.151 | 73.0984 | No Data | No Data | 29.6 | 68.3427 | -24.115 | -25.1899 | 17.7 | 19.424
2019-06-09 05:30 | No Data | No Data | No Data | No Data | -17.1328 | -27.0003 | No Data | No Data | No Data | No Data | 66.294 | 75.1691 | No Data | No Data | 28.8 | 66.9149 | -20.93 | -22.0147 | 19.7 | 20.4534
2019-06-09 06:00 | No Data | No Data | No Data | No Data | -15.6924 | -23.1524 | No Data | No Data | No Data | No Data | 82.296 | 90.058 | No Data | No Data | 6.4 | 50.4079 | -7.735 | -9.4679 | 24.8 | 28.2363
2019-06-09 06:30 | No Data | No Data | No Data | No Data | -13.9467 | -19.1876 | No Data | No Data | No Data | No Data | 92.583 | 99.9717 | No Data | No Data | 0 | 0 | 0 | 0 | 33.2 | 35.8398
2019-06-09 07:00 | No Data | No Data | No Data | No Data | -9.8451 | -19.3172 | No Data | No Data | No Data | No Data | 86.868 | 95.6371 | No Data | No Data | 0 | 0 | 0 | 0 | 34.3 | 38.3262
2019-06-09 07:30 | No Data | No Data | No Data | No Data | -9.955 | -19.3734 | No Data | No Data | No Data | No Data | 98.298 | 107.0095 | No Data | No Data | 0 | 0 | 0 | 0 | 29.1 | 32.037
2019-06-09 08:00 | No Data | No Data | No Data | No Data | -9.5888 | -20.7615 | No Data | No Data | No Data | No Data | 96.012 | 104.013 | No Data | No Data | 0 | 0 | 0 | 0 | 14.5 | 16.289
2019-06-09 08:30 | No Data | No Data | No Data | No Data | -7.953 | -20.0586 | No Data | No Data | No Data | No Data | 73.152 | 83.3764 | No Data | No Data | 0 | 0 | 0 | 0 | 2.3 | 7.5584
2019-06-09 09:00 | No Data | No Data | No Data | No Data | -2.472 | -20.4081 | No Data | No Data | No Data | No Data | 59.436 | 68.6181 | No Data | No Data | 0 | 0 | 0 | 0 | 20 | 23.1709
2019-06-09 09:30 | No Data | No Data | No Data | No Data | -7.1351 | -20.903 | No Data | No Data | No Data | No Data | 66.294 | 74.6371 | No Data | No Data | 0 | 0 | 0 | 0 | 21.4 | 23.7497
2019-06-09 10:00 | No Data | No Data | No Data | No Data | -5.9022 | -22.1806 | No Data | No Data | No Data | No Data | 50.292 | 60.233 | No Data | No Data | 0 | 0 | 0 | 0 | 21.2 | 24.2143
2019-06-09 10:30 | No Data | No Data | No Data | No Data | 2.3499 | 24.8857 | No Data | No Data | No Data | No Data | 59.436 | 69.1964 | No Data | No Data | 0 | 0 | 0 | 0 | -14.9 | -15.0473
2019-06-09 11:00 | No Data | No Data | No Data | No Data | -1.4954 | -26.6598 | No Data | No Data | No Data | No Data | 61.722 | 69.0073 | No Data | No Data | 0 | 0 | 0 | 0 | -10.7 | -13.7277
2019-06-09 11:30 | No Data | No Data | No Data | No Data | -1.6419 | -24.9263 | No Data | No Data | No Data | No Data | 82.296 | 87.8922 | No Data | No Data | 0 | 0 | 0 | 0 | -13.7 | -17.322
2019-06-09 12:00 | No Data | No Data | No Data | No Data | -2.472 | -26.6838 | No Data | No Data | No Data | No Data | 84.582 | 90.4343 | No Data | No Data | 0 | 0 | 0 | 0 | -11.5 | -12.9711
2019-06-09 12:30 | No Data | No Data | No Data | No Data | -14.5693 | -25.8326 | No Data | No Data | No Data | No Data | 100.584 | 107.8304 | No Data | No Data | 0 | 0 | 0 | 0 | -16.7 | -17.2699
2019-06-09 13:00 | No Data | No Data | No Data | No Data | -12.4086 | -24.6786 | No Data | No Data | No Data | No Data | 102.87 | 111.2239 | No Data | No Data | 0 | 0 | 0 | 0 | -9.4 | -9.7268
2019-06-09 13:30 | No Data | No Data | No Data | No Data | -12.2621 | -23.9416 | No Data | No Data | No Data | No Data | 98.298 | 105.7012 | No Data | No Data | 0 | 0 | 0 | 0 | 9.4 | 10.0658
2019-06-09 14:00 | No Data | No Data | No Data | No Data | -12.1523 | -22.2774 | No Data | No Data | No Data | No Data | 94.869 | 101.6756 | No Data | No Data | 0 | 0 | 0 | 0 | 10.9 | 11.8701
2019-06-09 14:30 | No Data | No Data | No Data | No Data | -15.436 | -21.3688 | No Data | No Data | No Data | No Data | 97.155 | 104.22 | No Data | No Data | 0 | 0 | 0 | 0 | 13.5 | 13.8741
2019-06-09 15:00 | No Data | No Data | No Data | No Data | -17.438 | -20.6332 | No Data | No Data | No Data | No Data | 99.441 | 107.1863 | No Data | No Data | 0 | 0 | 0 | 0 | 16.3 | 17.6876
2019-06-09 15:30 | No Data | No Data | No Data | No Data | -14.5205 | -17.0209 | No Data | No Data | No Data | No Data | 94.869 | 103.8685 | No Data | No Data | 0 | 0 | 0 | 0 | 19.2 | 22.1278
2019-06-09 16:00 | No Data | No Data | No Data | No Data | -14.1543 | -17.8841 | No Data | No Data | No Data | No Data | 96.012 | 105.3794 | No Data | No Data | 0 | 0 | 0 | 0 | 22 | 24.8244
2019-06-09 16:30 | No Data | No Data | No Data | No Data | -8.5634 | -13.8863 | No Data | No Data | No Data | No Data | 85.725 | 95.0891 | No Data | No Data | 0 | 0 | 0 | 0 | 25.9 | 30.3389
2019-06-09 17:00 | No Data | No Data | No Data | No Data | -3.241 | -15.0208 | No Data | No Data | No Data | No Data | 72.009 | 82.9364 | No Data | No Data | -11.2 | -47.3438 | 8.19 | 8.3898 | 38.6 | 43.2009
2019-06-09 17:30 | No Data | No Data | No Data | No Data | 12.2988 | 21.1298 | No Data | No Data | No Data | No Data | 73.152 | 83.3764 | No Data | No Data | -8 | -50.636 | 13.65 | 13.7708 | 46.8 | 54.8993
2019-06-09 18:00 | No Data | No Data | No Data | No Data | 7.2206 | 16.8536 | No Data | No Data | No Data | No Data | 61.722 | 72.3348 | No Data | No Data | 6 | 55.9228 | 1.365 | 1.9304 | 7.1 | 22.737
2019-06-09 18:30 | No Data | No Data | No Data | No Data | -1.2879 | -13.6536 | No Data | No Data | No Data | No Data | 61.722 | 72.9374 | No Data | No Data | 16.8 | 58.849 | -8.19 | -8.7875 | 21.7 | 30.1975
2019-06-09 19:00 | No Data | No Data | No Data | No Data | 0.0061036 | 13.5927 | No Data | No Data | No Data | No Data | 58.293 | 68.8177 | No Data | No Data | 7.6 | 56.8577 | -0.455 | -1.4388 | 30.4 | 34.4001
2019-06-09 19:30 | No Data | No Data | No Data | No Data | -12.0546 | -16.8675 | No Data | No Data | No Data | No Data | 58.293 | 68.8177 | No Data | No Data | 20 | 61.7297 | -12.285 | -13.1005 | 17.1 | 20.6073
2019-06-09 20:00 | No Data | No Data | No Data | No Data | -18.2071 | -20.7509 | No Data | No Data | No Data | No Data | 60.579 | 70.1806 | No Data | No Data | 19.6 | 62.3602 | -13.195 | -14.28 | 15.3 | 18.2781
2019-06-09 20:30 | No Data | No Data | No Data | No Data | -19.0738 | -21.4201 | No Data | No Data | No Data | No Data | 56.007 | 67.5241 | No Data | No Data | 25.6 | 65.6012 | -17.745 | -19.0123 | 8 | 9.8813
2019-06-09 21:00 | No Data | No Data | No Data | No Data | -13.6904 | -17.8437 | No Data | No Data | No Data | No Data | 52.578 | 64.0488 | No Data | No Data | 21.2 | 64.0125 | -16.835 | -18.1658 | 10 | 11.8191
2019-06-09 21:30 | No Data | No Data | No Data | No Data | -8.368 | -15.6101 | No Data | No Data | No Data | No Data | 36.576 | 51.7263 | No Data | No Data | 25.6 | 66.7077 | -17.29 | -18.5883 | 11.7 | 12.886
2019-06-09 22:00 | No Data | No Data | No Data | No Data | -16.2051 | -19.5748 | No Data | No Data | No Data | No Data | 46.863 | 58.7506 | No Data | No Data | 24.8 | 66.776 | -19.11 | -20.4497 | 9.8 | 11.2872
2019-06-09 22:30 | No Data | No Data | No Data | No Data | -11.7494 | -17.24 | No Data | No Data | No Data | No Data | 52.578 | 64.0488 | No Data | No Data | 33.6 | 71.2236 | -26.845 | -28.2027 | 5.2 | 10.0499
2019-06-09 23:00 | No Data | No Data | No Data | No Data | -3.9002 | -13.2053 | No Data | No Data | No Data | No Data | 60.579 | 71.362 | No Data | No Data | 35.6 | 71.1472 | -26.845 | -28.0665 | 9.4 | 16.2865
2019-06-09 23:30 | No Data | No Data | No Data | No Data | -2.3133 | -11.1736 | No Data | No Data | No Data | No Data | 72.009 | 82.9364 | No Data | No Data | 40.4 | 73.3321 | -29.575 | -30.5698 | 14.2 | 25.02
2019-06-10 | No Data | No Data | No Data | No Data | -16.9741 | -19.347 | No Data | No Data | No Data | No Data | 76.581 | 86.4005 | No Data | No Data | 38 | 73.4019 | -29.575 | -30.8126 | 12.5 | 19.22
2019-06-10 00:30 | No Data | No Data | No Data | No Data | -22.1012 | -23.4191 | No Data | No Data | No Data | No Data | 89.154 | 98.6761 | No Data | No Data | 36.8 | 71.7551 | -27.3 | -28.502 | 9.6 | 21.8248
2019-06-10 01:00 | No Data | No Data | No Data | No Data | -25.8976 | -27.0311 | No Data | No Data | No Data | No Data | 64.008 | 72.6142 | No Data | No Data | 55.2 | 84.8198 | -45.955 | -47.5687 | -13.1 | -22.7502
2019-06-10 01:30 | No Data | No Data | No Data | No Data | -33.5393 | -34.4221 | No Data | No Data | No Data | No Data | 69.723 | 79.2718 | No Data | No Data | 59.2 | 87.7706 | -50.505 | -52.5619 | -17 | -23.2086
2019-06-10 02:00 | No Data | No Data | No Data | No Data | -42.0478 | -42.3856 | No Data | No Data | No Data | No Data | 62.865 | 73.3126 | No Data | No Data | 62 | 89.683 | -55.51 | -57.7492 | -26 | -27.8568
2019-06-10 02:30 | No Data | No Data | No Data | No Data | -47.5776 | -47.717 | No Data | No Data | No Data | No Data | 60.579 | 70.7645 | No Data | No Data | 61.6 | 90.2804 | -54.6 | -57.0041 | -27.9 | -28.2144
2019-06-10 03:00 | No Data | No Data | No Data | No Data | -50.0923 | -50.3762 | No Data | No Data | No Data | No Data | 59.436 | 70.3943 | No Data | No Data | 63.6 | 91.6568 | -57.33 | -59.8805 | -31.3 | -31.5298
2019-06-10 03:30 | No Data | No Data | No Data | No Data | -54.1939 | -54.2174 | No Data | No Data | No Data | No Data | 57.15 | 67.8522 | No Data | No Data | 63.2 | 91.3937 | -56.875 | -59.3143 | -32.6 | -32.6443
2019-06-10 04:00 | No Data | No Data | No Data | No Data | -54.5602 | -54.5679 | No Data | No Data | No Data | No Data | 60.579 | 71.362 | No Data | No Data | 62 | 90.8458 | -55.51 | -57.8763 | -31.6 | -32.2416
2019-06-10 04:30 | No Data | No Data | No Data | No Data | -52.0455 | -52.0536 | No Data | No Data | No Data | No Data | 59.436 | 70.3943 | No Data | No Data | 66.8 | 94.187 | -60.97 | -63.6285 | -28.9 | -29.2181
2019-06-10 05:00 | No Data | No Data | No Data | No Data | -48.2979 | -48.2979 | No Data | No Data | No Data | No Data | 51.435 | 61.1905 | No Data | No Data | 63.2 | 91.0912 | -55.51 | -57.7492 | -24.2 | -24.7111
2019-06-10 05:30 | No Data | No Data | No Data | No Data | -52.192 | -52.2471 | No Data | No Data | No Data | No Data | 61.722 | 72.3348 | No Data | No Data | 64 | 91.0771 | -56.875 | -59.0624 | -23.7 | -26.7017
2019-06-10 06:00 | No Data | No Data | No Data | No Data | -50.2022 | -50.2418 | No Data | No Data | No Data | No Data | 54.864 | 62.3957 | No Data | No Data | 56.4 | 85.3051 | -52.325 | -54.564 | -27.7 | -28.3854
2019-06-10 06:30 | No Data | No Data | No Data | No Data | -46.5034 | -46.7622 | No Data | No Data | No Data | No Data | 28.575 | 38.8284 | No Data | No Data | -0.8 | -10.8296 | 0 | 0 | 26.4 | 37.8335
2019-06-10 07:00 | No Data | No Data | No Data | No Data | -44.4038 | -44.5282 | No Data | No Data | No Data | No Data | 22.86 | 34.8381 | No Data | No Data | 3.2 | 19.0704 | 0 | 0 | 27.2 | 37.085
2019-06-10 07:30 | No Data | No Data | No Data | No Data | -42.0966 | -43.0511 | No Data | No Data | No Data | No Data | 67.437 | 76.7174 | No Data | No Data | 3.2 | 19.4031 | 0 | 0 | 24.1 | 36.0423
2019-06-10 08:00 | No Data | No Data | No Data | No Data | -40.4608 | -41.453 | No Data | No Data | No Data | No Data | 57.15 | 67.243 | No Data | No Data | 2.4 | 20.1435 | 0 | 0 | 24.5 | 37.8112
2019-06-10 08:30 | No Data | No Data | No Data | No Data | -40.6073 | -41.6199 | No Data | No Data | No Data | No Data | 53.721 | 64.354 | No Data | No Data | 2 | 20.1435 | 0 | 0 | 24.6 | 35.7933
2019-06-10 09:00 | No Data | No Data | No Data | No Data | -37.2747 | -37.9677 | No Data | No Data | No Data | No Data | 28.575 | 43.7636 | No Data | No Data | 2.4 | 20.4978 | 0 | 0 | 14.3 | 30.1121
2019-06-10 09:30 | No Data | No Data | No Data | No Data | -41.4374 | -42.0618 | No Data | No Data | No Data | No Data | 22.86 | 37.4932 | No Data | No Data | 2 | 20.4978 | 0 | 0 | -2.5 | -19.7588
2019-06-10 10:00 | No Data | No Data | No Data | No Data | -39.4354 | -39.9676 | No Data | No Data | No Data | No Data | 25.146 | 34.763 | No Data | No Data | 2 | 20.4978 | 0 | 0 | 0.4 | 12.326
2019-06-10 10:30 | No Data | No Data | No Data | No Data | -41.2787 | -41.7338 | No Data | No Data | No Data | No Data | 18.288 | 30.1761 | No Data | No Data | 2.4 | 20.195 | 0 | 0 | -27.9 | -29.1084
2019-06-10 11:00 | No Data | No Data | No Data | No Data | -36.4569 | -36.9734 | No Data | No Data | No Data | No Data | 16.002 | 26.9758 | No Data | No Data | 2.4 | 20.1435 | 0 | 0 | -27.7 | -28.3007
2019-06-10 11:30 | No Data | No Data | No Data | No Data | -39.6918 | -39.7502 | No Data | No Data | No Data | No Data | 2.286 | 20.7006 | No Data | No Data | 2.4 | 20.1435 | 0 | 0 | -27.1 | -27.8921
2019-06-10 12:00 | No Data | No Data | No Data | No Data | -37.7874 | -38.5953 | No Data | No Data | No Data | No Data | -5.715 | -16.9919 | No Data | No Data | 2.8 | 20.195 | 0 | 0 | -26.9 | -27.3607
2019-06-10 12:30 | No Data | No Data | No Data | No Data | -38.5077 | -39.2503 | No Data | No Data | No Data | No Data | 2.286 | 16.1645 | No Data | No Data | 2.4 | 20.5407 | 0 | 0 | -27.5 | -28.0446
2019-06-10 13:00 | No Data | No Data | No Data | No Data | -41.9989 | -42.0745 | No Data | No Data | No Data | No Data | 10.287 | 19.9943 | No Data | No Data | 2 | 20.0998 | 0 | 0 | -28.8 | -30.0854
2019-06-10 13:30 | No Data | No Data | No Data | No Data | -35.8465 | -36.1307 | No Data | No Data | No Data | No Data | 6.858 | 16.3653 | No Data | No Data | 2 | 20.0998 | 0 | 0 | -28.7 | -28.8891
2019-06-10 14:00 | No Data | No Data | No Data | No Data | -33.3806 | -34.0504 | No Data | No Data | No Data | No Data | -1.143 | -14.9029 | No Data | No Data | 2.8 | 20.5913 | 0 | 0 | -29.7 | -29.7042
2019-06-10 14:30 | No Data | No Data | No Data | No Data | -31.281 | -31.9517 | No Data | No Data | No Data | No Data | 25.146 | 31.7787 | No Data | No Data | 2.8 | 20.1435 | 0 | 0 | -20.8 | -20.8022
2019-06-10 15:00 | No Data | No Data | No Data | No Data | -25.8488 | -26.6212 | No Data | No Data | No Data | No Data | 46.863 | 53.7332 | No Data | No Data | 2.8 | 20.195 | 0 | 0 | -19 | -19.105
2019-06-10 15:30 | No Data | No Data | No Data | No Data | -14.667 | -21.5958 | No Data | No Data | No Data | No Data | 38.862 | 45.6771 | No Data | No Data | 2.8 | 20.195 | 0 | 0 | -23.3 | -23.3034
2019-06-10 16:00 | No Data | No Data | No Data | No Data | 1.5808 | 19.6015 | No Data | No Data | No Data | No Data | 50.292 | 57.843 | No Data | No Data | 3.6 | 20.3214 | 0 | 0 | -11 | -11.1629
2019-06-10 16:30 | No Data | No Data | No Data | No Data | 7.7333 | 20.401 | No Data | No Data | No Data | No Data | 64.008 | 72.0815 | No Data | No Data | 3.2 | 19.8595 | 0 | 0 | 9.9 | 11.277
2019-06-10 17:00 | No Data | No Data | No Data | No Data | 25.4215 | 32.8588 | No Data | No Data | No Data | No Data | 59.436 | 68.6181 | No Data | No Data | -0.4 | -11.6069 | 0 | 0 | 24.1 | 25.4943
2019-06-10 17:30 | No Data | No Data | No Data | No Data | 34.5037 | 40.2479 | No Data | No Data | No Data | No Data | 32.004 | 44.4596 | No Data | No Data | -17.2 | -51.7424 | 24.115 | 24.2221 | 34.4 | 38.3713
2019-06-10 18:00 | No Data | No Data | No Data | No Data | 32.5994 | 37.4168 | No Data | No Data | No Data | No Data | 37.719 | 49.4669 | No Data | No Data | -20 | -54.5952 | 27.755 | 27.9927 | 34 | 38.6595
2019-06-10 18:30 | No Data | No Data | No Data | No Data | 29.3156 | 34.5935 | No Data | No Data | No Data | No Data | 44.577 | 54.8759 | No Data | No Data | -28.8 | -57.7013 | 36.4 | 36.5816 | 44.1 | 47.2273
2019-06-10 19:00 | No Data | No Data | No Data | No Data | 27.5212 | 34.5384 | No Data | No Data | No Data | No Data | 50.292 | 60.233 | No Data | No Data | -29.2 | -57.5569 | 37.31 | 37.4871 | 42.2 | 44.3681
2019-06-10 19:30 | No Data | No Data | No Data | No Data | 21.8326 | 31.6182 | No Data | No Data | No Data | No Data | 46.863 | 56.7485 | No Data | No Data | -22 | -55.3592 | 29.575 | 29.7007 | 58.4 | 60.2217
2019-06-10 20:00 | No Data | No Data | No Data | No Data | 25.3239 | 35.2483 | No Data | No Data | No Data | No Data | 58.293 | 67.6304 | No Data | No Data | -30 | -56.9435 | 36.855 | 37.1348 | 65.9 | 68.3141
2019-06-10 20:30 | No Data | No Data | No Data | No Data | 23.2731 | 33.805 | No Data | No Data | No Data | No Data | 61.722 | 70.6074 | No Data | No Data | -31.2 | -57.5847 | 37.765 | 37.9864 | 66.3 | 68.2268
2019-06-10 21:00 | No Data | No Data | No Data | No Data | 16.0464 | 29.3024 | No Data | No Data | No Data | No Data | 59.436 | 68.6181 | No Data | No Data | -30.4 | -57.1552 | 37.31 | 37.5341 | 64 | 65.7343
2019-06-10 21:30 | No Data | No Data | No Data | No Data | 25.4215 | 35.3185 | No Data | No Data | No Data | No Data | 65.151 | 74.163 | No Data | No Data | -34.4 | -59.7059 | 42.315 | 42.61 | 74.5 | 76.0149
2019-06-10 22:00 | No Data | No Data | No Data | No Data | 17.8408 | 30.3222 | No Data | No Data | No Data | No Data | 59.436 | 67.5048 | No Data | No Data | -33.6 | -60.9065 | 42.77 | 42.9246 | 72.9 | 73.5558
2019-06-10 22:30 | No Data | No Data | No Data | No Data | 26.6056 | 36.1801 | No Data | No Data | No Data | No Data | 64.008 | 72.6142 | No Data | No Data | -31.6 | -58.8109 | 39.13 | 39.3936 | 74.8 | 75.4135
2019-06-10 23:00 | No Data | No Data | No Data | No Data | 30.0847 | 38.8102 | No Data | No Data | No Data | No Data | 70.866 | 79.2306 | No Data | No Data | -30.8 | -58.3849 | 40.04 | 40.4106 | 78.1 | 79.7422
2019-06-10 23:30 | No Data | No Data | No Data | No Data | 46.0883 | 52.2042 | No Data | No Data | No Data | No Data | 68.58 | 77.724 | No Data | No Data | -22.4 | -55.1536 | 34.58 | 35.0822 | 82.7 | 86.2528
2019-06-11 | No Data | No Data | No Data | No Data | 38.7518 | 45.8568 | No Data | No Data | No Data | No Data | 72.009 | 80.2546 | No Data | No Data | -30.4 | -58.1749 | 40.95 | 41.375 | 85.3 | 87.4342
2019-06-11 00:30 | No Data | No Data | No Data | No Data | 35.3216 | 44.0451 | No Data | No Data | No Data | No Data | 68.58 | 77.1927 | No Data | No Data | -28 | -56.9575 | 37.765 | 38.1577 | 80.5 | 82.2548
2019-06-11 01:00 | No Data | No Data | No Data | No Data | 31.7815 | 41.2604 | No Data | No Data | No Data | No Data | 72.009 | 80.2546 | No Data | No Data | -29.6 | -57.7609 | 37.765 | 38.1577 | 76.9 | 78.7783
2019-06-11 01:30 | No Data | No Data | No Data | No Data | 37.4212 | 45.7461 | No Data | No Data | No Data | No Data | 76.581 | 84.8673 | No Data | No Data | -34.8 | -59.2878 | 44.59 | 44.9806 | 83.5 | 85.233
2019-06-11 02:00 | No Data | No Data | No Data | No Data | 35.3216 | 46.3419 | No Data | No Data | No Data | No Data | 80.01 | 87.9739 | No Data | No Data | -34.4 | -59.3795 | 43.225 | 43.6278 | 83.6 | 85.1552
2019-06-11 02:30 | No Data | No Data | No Data | No Data | 33.3196 | 44.8347 | No Data | No Data | No Data | No Data | 83.439 | 90.6508 | No Data | No Data | -31.2 | -58.5969 | 38.675 | 39.0585 | 82.9 | 84.5457
2019-06-11 03:00 | No Data | No Data | No Data | No Data | 29.7307 | 42.2359 | No Data | No Data | No Data | No Data | 60.579 | 69.0546 | No Data | No Data | -8 | -55.7767 | 14.105 | 14.2219 | 55.6 | 56.6014
2019-06-11 03:30 | No Data | No Data | No Data | No Data | 27.7287 | 42.0673 | No Data | No Data | No Data | No Data | 49.149 | 57.435 | No Data | No Data | 6.8 | 56.8085 | -1.365 | -1.9304 | 39.3 | 40.5035
2019-06-11 04:00 | No Data | No Data | No Data | No Data | 32.7581 | 46.6995 | No Data | No Data | No Data | No Data | 51.435 | 59.403 | No Data | No Data | 2 | 56.8352 | 2.275 | 2.275 | 43.5 | 44.4063
2019-06-11 04:30 | No Data | No Data | No Data | No Data | 35.7244 | 48.8261 | No Data | No Data | No Data | No Data | 73.152 | 80.79 | No Data | No Data | -20 | -55.3404 | 25.48 | 25.6783 | 64.6 | 66.1638
2019-06-11 05:00 | No Data | No Data | No Data | No Data | 32.1355 | 45.0939 | No Data | No Data | No Data | No Data | 72.009 | 79.7565 | No Data | No Data | -18 | -55.7839 | 24.57 | 24.6751 | 64.3 | 65.7019
2019-06-11 05:30 | No Data | No Data | No Data | No Data | 30.1457 | 43.6983 | No Data | No Data | No Data | No Data | 61.722 | 70.0595 | No Data | No Data | -17.6 | -56.0357 | 22.295 | 22.4108 | 65 | 66.135
2019-06-11 06:00 | No Data | No Data | No Data | No Data | 32.0867 | 43.8179 | No Data | No Data | No Data | No Data | 53.721 | 62.5316 | No Data | No Data | -13.6 | -54.5601 | 20.475 | 20.5557 | 61.1 | 62.2481
2019-06-11 06:30 | No Data | No Data | No Data | No Data | 39.1669 | 49.2392 | No Data | No Data | No Data | No Data | 49.149 | 58.6505 | No Data | No Data | -5.2 | -54.648 | 10.465 | 10.6221 | 52.4 | 56.2673
2019-06-11 07:00 | No Data | No Data | No Data | No Data | 41.7304 | 46.3663 | No Data | No Data | No Data | No Data | 44.577 | 54.2173 | No Data | No Data | 1.6 | 53.2 | 4.095 | 4.4812 | 25.7 | 36.9153
2019-06-11 07:30 | No Data | No Data | No Data | No Data | 35.2117 | 40.5989 | No Data | No Data | No Data | No Data | 38.862 | 49.6252 | No Data | No Data | -1.6 | -54.0237 | 8.19 | 8.3898 | 22.5 | 32.6794
2019-06-11 08:00 | No Data | No Data | No Data | No Data | 26.3004 | 31.1118 | No Data | No Data | No Data | No Data | 29.718 | 42.0276 | No Data | No Data | 9.6 | 56.0286 | -4.55 | -4.6401 | 18.5 | 27.9116
2019-06-11 08:30 | No Data | No Data | No Data | No Data | 19.2691 | 25.4465 | No Data | No Data | No Data | No Data | 11.43 | 27.6218 | No Data | No Data | 7.6 | 58.4958 | -23.66 | -24.5025 | -7 | -14.6769
2019-06-11 09:00 | No Data | No Data | No Data | No Data | 10.2968 | 18.1711 | No Data | No Data | No Data | No Data | -13.716 | -24.7269 | No Data | No Data | 0.8 | 56.8056 | -45.5 | -47.0128 | -48.6 | -48.6231
2019-06-11 09:30 | No Data | No Data | No Data | No Data | 9.7841 | 19.5498 | No Data | No Data | No Data | No Data | -33.147 | -36.3251 | No Data | No Data | -26.4 | -52 | -70.07 | -73.3948 | -83.2 | -83.9774
2019-06-11 10:00 | No Data | No Data | No Data | No Data | 8.4047 | 20.944 | No Data | No Data | No Data | No Data | -32.004 | -35.2852 | No Data | No Data | -29.6 | -52.3679 | -68.705 | -72.2319 | -85.9 | -87.3958
2019-06-11 10:30 | No Data | No Data | No Data | No Data | 6.7567 | 23.5549 | No Data | No Data | No Data | No Data | -33.147 | -35.8727 | No Data | No Data | -27.6 | -51.6015 | -66.885 | -70.2205 | -87.1 | -88.8803
2019-06-11 11:00 | No Data | No Data | No Data | No Data | -2.2644 | -20.9907 | No Data | No Data | No Data | No Data | -22.86 | -27.2648 | No Data | No Data | -28 | -53.5104 | -66.885 | -70.3604 | -86.1 | -88.415
2019-06-11 11:30 | No Data | No Data | No Data | No Data | -3.1312 | -21.1018 | No Data | No Data | No Data | No Data | -13.716 | -21.9563 | No Data | No Data | -24.4 | -51.3654 | -69.16 | -72.5265 | -89 | -90.0483
2019-06-11 12:00 | No Data | No Data | No Data | No Data | -12.726 | -22.9295 | No Data | No Data | No Data | No Data | -2.286 | -19.565 | No Data | No Data | -17.6 | -51.1249 | -73.255 | -76.8425 | -78.5 | -79.3819
2019-06-11 12:30 | No Data | No Data | No Data | No Data | -17.084 | -24.2989 | No Data | No Data | No Data | No Data | -13.716 | -21.9563 | No Data | No Data | 8.4 | 49.9119 | -98.735 | -103.4692 | -104.8 | -105.3653
2019-06-11 13:00 | No Data | No Data | No Data | No Data | -16.0586 | -23.4822 | No Data | No Data | No Data | No Data | -13.716 | -21.0759 | No Data | No Data | 6 | 51.1531 | -98.735 | -103.4692 | -103.8 | -104.8926
2019-06-11 13:30 | No Data | No Data | No Data | No Data | -21.2833 | -25.9101 | No Data | No Data | No Data | No Data | 19.431 | 30.0024 | No Data | No Data | -22.8 | -52.0584 | -74.165 | -77.9871 | -79.8 | -79.9963
2019-06-11 14:00 | No Data | No Data | No Data | No Data | -29.4377 | -32.0465 | No Data | No Data | No Data | No Data | -4.572 | -17.7441 | No Data | No Data | -6.8 | -49.2715 | -89.635 | -93.7002 | -111.5 | -112.6564
2019-06-11 14:30 | No Data | No Data | No Data | No Data | -30.2556 | -32.1865 | No Data | No Data | No Data | No Data | 13.716 | 25.6857 | No Data | No Data | -22 | -51.7131 | -75.985 | -80.2891 | -98.7 | -99.0157
2019-06-11 15:00 | No Data | No Data | No Data | No Data | -32.2576 | -34.0752 | No Data | No Data | No Data | No Data | 4.572 | 21.0759 | No Data | No Data | -7.6 | -46.229 | -94.185 | -98.8565 | -116 | -116.818
2019-06-11 15:30 | No Data | No Data | No Data | No Data | -30.0481 | -30.4335 | No Data | No Data | No Data | No Data | 28.575 | 38.0638 | No Data | No Data | -44.8 | -60.8644 | -58.24 | -61.7343 | -86.4 | -86.6831
2019-06-11 16:00 | No Data | No Data | No Data | No Data | -13.8491 | -15.6015 | No Data | No Data | No Data | No Data | 21.717 | 33.2257 | No Data | No Data | -24.8 | -57.2503 | -55.51 | -58.5608 | -63 | -63.2664
2019-06-11 16:30 | No Data | No Data | No Data | No Data | -9.0272 | -12.7664 | No Data | No Data | No Data | No Data | 52.578 | 60.966 | No Data | No Data | 9.6 | 60.7631 | -23.66 | -25.8711 | -10.3 | -11.6297
2019-06-11 17:00 | No Data | No Data | No Data | No Data | 0.0061036 | 9.0272 | No Data | No Data | No Data | No Data | 51.435 | 61.1905 | No Data | No Data | 28.8 | 74.2159 | -25.48 | -26.3782 | 1.6 | 11.6108
2019-06-11 17:30 | No Data | No Data | No Data | No Data | -2.3621 | -5.974 | No Data | No Data | No Data | No Data | 69.723 | 78.7344 | No Data | No Data | 18.4 | 61.2301 | -13.65 | -14.5387 | 0.1 | 24.9002
2019-06-11 18:00 | No Data | No Data | No Data | No Data | -2.4109 | -5.9934 | No Data | No Data | No Data | No Data | 56.007 | 66.2743 | No Data | No Data | 23.2 | 63.5836 | -16.835 | -17.9998 | -8.3 | -25.1114
2019-06-11 18:30 | No Data | No Data | No Data | No Data | -2.3621 | -5.974 | No Data | No Data | No Data | No Data | 50.292 | 60.8694 | No Data | No Data | 22.8 | 64.9344 | -17.29 | -18.7601 | -6.8 | -18.6815
2019-06-11 19:00 | No Data | No Data | No Data | No Data | -7.6967 | -9.4524 | No Data | No Data | No Data | No Data | 51.435 | 61.8172 | No Data | No Data | 29.6 | 67.9824 | -22.75 | -24.5025 | -5.8 | -19.0066
2019-06-11 19:30 | No Data | No Data | No Data | No Data | -14.313 | -15.3287 | No Data | No Data | No Data | No Data | 53.721 | 63.7319 | No Data | No Data | 40 | 74.457 | -34.125 | -36.1174 | -12.1 | -20.14
2019-06-11 20:00 | No Data | No Data | No Data | No Data | -15.7412 | -15.8075 | No Data | No Data | No Data | No Data | 72.009 | 80.2546 | No Data | No Data | 32.8 | 69.7883 | -26.845 | -28.6506 | 3.8 | 17.1269
2019-06-11 20:30 | No Data | No Data | No Data | No Data | -19.4888 | -19.5424 | No Data | No Data | No Data | No Data | 83.439 | 91.5685 | No Data | No Data | 28.4 | 67.8316 | -21.385 | -23.0663 | 7.6 | 23.2757
2019-06-11 21:00 | No Data | No Data | No Data | No Data | -21.2345 | -21.2837 | No Data | No Data | No Data | No Data | 74.295 | 82.8103 | No Data | No Data | 32.8 | 70.8497 | -27.3 | -29.2371 | 0.4 | 15.14
2019-06-11 21:30 | No Data | No Data | No Data | No Data | -16.7666 | -19.2666 | No Data | No Data | No Data | No Data | 68.58 | 77.724 | No Data | No Data | 35.2 | 73.0414 | -28.21 | -30.2498 | 2.3 | 14.1792
2019-06-11 22:00 | No Data | No Data | No Data | No Data | -19.5377 | -21.721 | No Data | No Data | No Data | No Data | 64.008 | 73.1609 | No Data | No Data | 42.8 | 77.3253 | -36.4 | -38.4172 | -7 | -17.5559
2019-06-11 22:30 | No Data | No Data | No Data | No Data | -15.1797 | -17.9026 | No Data | No Data | No Data | No Data | 56.007 | 65.6703 | No Data | No Data | 50 | 82.4825 | -41.86 | -44.1725 | -11.8 | -18.6947
2019-06-11 23:00 | No Data | No Data | No Data | No Data | -10.7729 | -14.3574 | No Data | No Data | No Data | No Data | 61.722 | 70.6074 | No Data | No Data | 48.8 | 81.1202 | -41.86 | -44.3199 | -4.7 | -18.3134
2019-06-11 23:30 | No Data | No Data | No Data | No Data | -2.9847 | -8.3006 | No Data | No Data | No Data | No Data | 60.579 | 70.1806 | No Data | No Data | 40.8 | 75.2255 | -32.76 | -34.9877 | 13.4 | 25.0799
2019-06-12 | No Data | No Data | No Data | No Data | -8.9296 | -11.3997 | No Data | No Data | No Data | No Data | 67.437 | 76.7174 | No Data | No Data | 34.8 | 71.0988 | -27.755 | -29.8259 | 14.3 | 25.655
2019-06-12 00:30 | No Data | No Data | No Data | No Data | -13.2387 | -15.016 | No Data | No Data | No Data | No Data | 67.437 | 75.6542 | No Data | No Data | 44.4 | 77.8933 | -37.31 | -39.7286 | 1.6 | 20.8614
2019-06-12 01:00 | No Data | No Data | No Data | No Data | -21.6373 | -22.7834 | No Data | No Data | No Data | No Data | 59.436 | 68.6181 | No Data | No Data | 56.4 | 85.6056 | -48.23 | -50.9356 | -15.3 | -24.239
2019-06-12 01:30 | No Data | No Data | No Data | No Data | -19.5377 | -20.7998 | No Data | No Data | No Data | No Data | 56.007 | 65.0808 | No Data | No Data | 58.4 | 87.5306 | -50.96 | -53.8132 | -7.9 | -17.3971
2019-06-12 02:00 | No Data | No Data | No Data | No Data | -23.4928 | -24.262 | No Data | No Data | No Data | No Data | 69.723 | 77.6988 | No Data | No Data | 39.2 | 75.0509 | -33.215 | -35.9104 | 6 | 18.5
2019-06-12 02:30 | No Data | No Data | No Data | No Data | -30.6706 | -30.966 | No Data | No Data | No Data | No Data | 48.006 | 57.0699 | No Data | No Data | 60.8 | 89.7365 | -55.055 | -58.4281 | -18 | -21.6889
2019-06-12 03:00 | No Data | No Data | No Data | No Data | -28.3024 | -28.6222 | No Data | No Data | No Data | No Data | 42.291 | 52.3539 | No Data | No Data | 61.6 | 90.2804 | -53.69 | -56.8386 | -19 | -21.3785
2019-06-12 03:30 | No Data | No Data | No Data | No Data | -31.5862 | -31.873 | No Data | No Data | No Data | No Data | 49.149 | 58.0347 | No Data | No Data | 61.2 | 90.008 | -52.78 | -55.8298 | -18.4 | -23.3034
2019-06-12 04:00 | No Data | No Data | No Data | No Data | -31.635 | -32.2984 | No Data | No Data | No Data | No Data | 43.434 | 52.6277 | No Data | No Data | 55.6 | 86.9115 | -48.23 | -51.7121 | -13.4 | -15.0266
2019-06-12 04:30 | No Data | No Data | No Data | No Data | -21.8936 | -26.4138 | No Data | No Data | No Data | No Data | 65.151 | 72.5872 | No Data | No Data | 29.6 | 69.0646 | -24.115 | -26.8604 | 8.8 | 15.6157
2019-06-12 05:00 | No Data | No Data | No Data | No Data | -28.4611 | -29.7533 | No Data | No Data | No Data | No Data | 59.436 | 67.5048 | No Data | No Data | 40 | 74.457 | -34.58 | -37.012 | -0.8 | -19.0168
2019-06-12 05:30 | No Data | No Data | No Data | No Data | -26.0563 | -26.7968 | No Data | No Data | No Data | No Data | 66.294 | 74.1189 | No Data | No Data | 43.2 | 75.2383 | -36.855 | -39.3016 | -1.3 | -13.9607
2019-06-12 06:00 | No Data | No Data | No Data | No Data | -22.0523 | -22.3861 | No Data | No Data | No Data | No Data | 43.434 | 51.9908 | No Data | No Data | 45.6 | 74.4097 | -45.955 | -49.1 | -7.4 | -13.2575
2019-06-12 06:30 | No Data | No Data | No Data | No Data | -14.4594 | -15.1947 | No Data | No Data | No Data | No Data | 17.145 | 28.575 | No Data | No Data | 5.6 | 21.1547 | 0 | 0 | 32.3 | 41.9068
2019-06-12 07:00 | No Data | No Data | No Data | No Data | -13.8003 | -13.8352 | No Data | No Data | No Data | No Data | 22.86 | 33.9838 | No Data | No Data | 6.8 | 20.7461 | 0 | 0 | 24.6 | 39.8102
2019-06-12 07:30 | No Data | No Data | No Data | No Data | -4.9256 | -9.7522 | No Data | No Data | No Data | No Data | 45.72 | 54.5296 | No Data | No Data | 6 | 23.5763 | 0 | 0 | 6.6 | 20.6814
2019-06-12 08:00 | No Data | No Data | No Data | No Data | -8.6732 | -9.2378 | No Data | No Data | No Data | No Data | 44.577 | 54.2173 | No Data | No Data | 6 | 24.7386 | 0 | 0 | 32.6 | 41.2044
2019-06-12 08:30 | No Data | No Data | No Data | No Data | 1.6297 | 8.921 | No Data | No Data | No Data | No Data | 25.146 | 39.8086 | No Data | No Data | 4.8 | 23.6913 | 0 | 0 | 30.8 | 40.8274
2019-06-12 09:00 | No Data | No Data | No Data | No Data | 5.6336 | 15.2342 | No Data | No Data | No Data | No Data | 37.719 | 50.9758 | No Data | No Data | 6 | 23.9633 | 0 | 0 | 29.7 | 39.4069
2019-06-12 09:30 | No Data | No Data | No Data | No Data | -4.9744 | -13.278 | No Data | No Data | No Data | No Data | 33.147 | 45.2893 | No Data | No Data | 7.6 | 24.4131 | 0 | 0 | 28 | 38.2099
2019-06-12 10:00 | No Data | No Data | No Data | No Data | -18.9761 | -20.9514 | No Data | No Data | No Data | No Data | 42.291 | 53.7332 | No Data | No Data | 7.6 | 24.0333 | 0 | 0 | 25.6 | 37.1345
2019-06-12 10:30 | No Data | No Data | No Data | No Data | -7.4403 | -14.7836 | No Data | No Data | No Data | No Data | 48.006 | 58.9947 | No Data | No Data | 7.6 | 24.0333 | 0 | 0 | 26.4 | 38.7021
2019-06-12 11:00 | No Data | No Data | No Data | No Data | -10.2602 | -15.1353 | No Data | No Data | No Data | No Data | 53.721 | 64.354 | No Data | No Data | 1.2 | 32.8219 | 0 | 0 | 26.8 | 38.3991
2019-06-12 11:30 | No Data | No Data | No Data | No Data | -14.7158 | -17.0568 | No Data | No Data | No Data | No Data | 41.148 | 52.8383 | No Data | No Data | 2.4 | 33.752 | 0 | 0 | 26.7 | 38.4731
2019-06-12 12:00 | No Data | No Data | No Data | No Data | -20.4166 | -20.618 | No Data | No Data | No Data | No Data | 41.148 | 52.1288 | No Data | No Data | 0 | 22.8 | 0 | 0 | 28.4 | 39.8818
2019-06-12 12:30 | No Data | No Data | No Data | No Data | -22.8214 | -23.1968 | No Data | No Data | No Data | No Data | 30.861 | 43.644 | No Data | No Data | 2 | 33.6024 | 0 | 0 | 27.6 | 37.6396
2019-06-12 13:00 | No Data | No Data | No Data | No Data | -11.7983 | -13.9745 | No Data | No Data | No Data | No Data | 6.858 | 21.6869 | No Data | No Data | -3.2 | -21.8358 | 0 | 0 | 22.2 | 32.5466
2019-06-12 13:30 | No Data | No Data | No Data | No Data | -2.9236 | -13.7008 | No Data | No Data | No Data | No Data | -1.143 | -22.8886 | No Data | No Data | -4.4 | -27.9485 | 0 | 0 | 25.3 | 34.3268
2019-06-12 14:00 | No Data | No Data | No Data | No Data | -1.3367 | -13.4518 | No Data | No Data | No Data | No Data | 38.862 | 50.3439 | No Data | No Data | -4 | -29.0765 | 0 | 0 | 26.3 | 33.4073
2019-06-12 14:30 | No Data | No Data | No Data | No Data | -11.5908 | -11.7719 | No Data | No Data | No Data | No Data | 30.861 | 42.8434 | No Data | No Data | -2.8 | -30.568 | 0 | 0 | 22 | 29.598
2019-06-12 15:00 | No Data | No Data | No Data | No Data | -17.1817 | -17.3029 | No Data | No Data | No Data | No Data | 40.005 | 51.2314 | No Data | No Data | 0.8 | 30.8 | 0 | 0 | 24 | 30.4867
2019-06-12 15:30 | No Data | No Data | No Data | No Data | -26.508 | -29.5757 | No Data | No Data | No Data | No Data | 57.15 | 66.067 | No Data | No Data | 0.8 | 31.2103 | 0 | 0 | 27.6 | 34.8023
2019-06-12 16:00 | No Data | No Data | No Data | No Data | -17.9995 | -18.0981 | No Data | No Data | No Data | No Data | 57.15 | 66.6478 | No Data | No Data | 2 | 19.799 | 0 | 0 | 30.1 | 36.8741
2019-06-12 16:30 | No Data | No Data | No Data | No Data | -13.4951 | -13.4951 | No Data | No Data | No Data | No Data | 64.008 | 73.1609 | No Data | No Data | 11.2 | 57.109 | -10.01 | -11.1915 | 20.2 | 29.0622
2019-06-12 17:00 | No Data | No Data | No Data | No Data | -7.6478 | -7.6478 | No Data | No Data | No Data | No Data | 68.58 | 77.724 | No Data | No Data | 15.6 | 58.9033 | -10.01 | -10.8152 | 22.4 | 32.8293
2019-06-12 17:30 | No Data | No Data | No Data | No Data | 0.0061036 | 5.6458 | No Data | No Data | No Data | No Data | 59.436 | 69.1964 | No Data | No Data | 12.4 | 57.747 | -8.19 | -8.7875 | 11.7 | 26.4503
2019-06-12 18:00 | No Data | No Data | No Data | No Data | 8.8075 | 12.7968 | No Data | No Data | No Data | No Data | 45.72 | 57.15 | No Data | No Data | 4 | 56.9407 | 0.455 | 0.64347 | 10.7 | 24.613
2019-06-12 18:30 | No Data | No Data | No Data | No Data | 17.0108 | 19.6056 | No Data | No Data | No Data | No Data | 43.434 | 54.6373 | No Data | No Data | -6 | -54.3323 | 11.375 | 11.3841 | 19.7 | 27.9308
2019-06-12 19:00 | No Data | No Data | No Data | No Data | 21.4298 | 27.6591 | No Data | No Data | No Data | No Data | 33.147 | 45.2893 | No Data | No Data | 8.4 | 57.8135 | -3.185 | -3.6683 | 29.7 | 34.7288
2019-06-12 19:30 | No Data | No Data | No Data | No Data | 23.9322 | 30.8945 | No Data | No Data | No Data | No Data | 21.717 | 34.9877 | No Data | No Data | 15.2 | 61.1202 | -10.465 | -12.021 | 20.1 | 25.2606
2019-06-12 20:00 | No Data | No Data | No Data | No Data | 22.2477 | 28.5252 | No Data | No Data | No Data | No Data | 28.575 | 41.2273 | No Data | No Data | -1.6 | -55.6058 | 4.55 | 5.0871 | 37.1 | 40.5228
2019-06-12 20:30 | No Data | No Data | No Data | No Data | 22.7115 | 31.8012 | No Data | No Data | No Data | No Data | 30.861 | 42.8434 | No Data | No Data | -7.2 | -56.0642 | 11.375 | 11.6003 | 41.7 | 45.1669
2019-06-12 21:00 | No Data | No Data | No Data | No Data | 13.4829 | 24.63 | No Data | No Data | No Data | No Data | 24.003 | 37.3186 | No Data | No Data | -3.2 | -55.692 | 9.555 | 9.652 | 36 | 39.6849
2019-06-12 21:30 | No Data | No Data | No Data | No Data | 27.8874 | 34.6779 | No Data | No Data | No Data | No Data | 30.861 | 42.0587 | No Data | No Data | -19.6 | -56.6957 | 26.39 | 26.3939 | 57.5 | 61.2148
2019-06-12 22:00 | No Data | No Data | No Data | No Data | 19.5743 | 29.6421 | No Data | No Data | No Data | No Data | 32.004 | 42.9044 | No Data | No Data | -24 | -57.6347 | 30.03 | 30.0438 | 60.3 | 62.8441
2019-06-12 22:30 | No Data | No Data | No Data | No Data | 25.7267 | 35.1454 | No Data | No Data | No Data | No Data | 35.433 | 46.9883 | No Data | No Data | -21.2 | -56.8971 | 27.755 | 27.7699 | 62 | 63.2776
2019-06-12 23:00 | No Data | No Data | No Data | No Data | 37.0672 | 44.1284 | No Data | No Data | No Data | No Data | 44.577 | 54.8759 | No Data | No Data | -24.4 | -55.9957 | 30.94 | 30.9534 | 67.7 | 69.0922
2019-06-12 23:30 | No Data | No Data | No Data | No Data | 48.2856 | 53.8749 | No Data | No Data | No Data | No Data | 37.719 | 49.4669 | No Data | No Data | -12 | -52.977 | 20.475 | 20.4952 | 67.8 | 71.8229
2019-06-13 | No Data | No Data | No Data | No Data | 42.4994 | 48.7566 | No Data | No Data | No Data | No Data | 46.863 | 56.7485 | No Data | No Data | -18.8 | -54.5425 | 25.935 | 25.951 | 68.9 | 71.2124
2019-06-13 00:30 | No Data | No Data | No Data | No Data | 33.2708 | 42.005 | No Data | No Data | No Data | No Data | 51.435 | 61.1905 | No Data | No Data | -15.2 | -54.9443 | 21.84 | 21.84 | 61.8 | 63.1732
2019-06-13 01:00 | No Data | No Data | No Data | No Data | 29.4743 | 39.0667 | No Data | No Data | No Data | No Data | 57.15 | 66.6478 | No Data | No Data | -21.6 | -56.3077 | 27.3 | 27.3038 | 67.5 | 68.5409
2019-06-13 01:30 | No Data | No Data | No Data | No Data | 31.1711 | 40.3623 | No Data | No Data | No Data | No Data | 56.007 | 65.0808 | No Data | No Data | -15.6 | -55.0563 | 20.93 | 20.93 | 65.2 | 65.9324
2019-06-13 02:00 | No Data | No Data | No Data | No Data | 24.1886 | 37.2306 | No Data | No Data | No Data | No Data | 61.722 | 70.6074 | No Data | No Data | -12.4 | -54.626 | 17.745 | 17.745 | 59.2 | 60.5053
2019-06-13 02:30 | No Data | No Data | No Data | No Data | 22.7604 | 36.3189 | No Data | No Data | No Data | No Data | 59.436 | 68.6181 | No Data | No Data | -8 | -53.7981 | 12.285 | 12.2934 | 52.1 | 54.8972
2019-06-13 03:00 | No Data | No Data | No Data | No Data | 13.5805 | 29.9256 | No Data | No Data | No Data | No Data | 62.865 | 71.6087 | No Data | No Data | -7.2 | -54.0814 | 10.92 | 10.9295 | 49.4 | 52.6115
2019-06-13 03:30 | No Data | No Data | No Data | No Data | 6.8177 | 29.2663 | No Data | No Data | No Data | No Data | 45.72 | 55.8084 | No Data | No Data | 17.2 | 60.1132 | -12.285 | -13.6348 | 24.4 | 27.1472
2019-06-13 04:00 | No Data | No Data | No Data | No Data | 8.6122 | 29.7356 | No Data | No Data | No Data | No Data | 44.577 | 54.8759 | No Data | No Data | 15.6 | 60.4477 | -11.375 | -12.821 | 24.5 | 27.7824
2019-06-13 04:30 | No Data | No Data | No Data | No Data | 10.8583 | 30.4621 | No Data | No Data | No Data | No Data | 59.436 | 69.1964 | No Data | No Data | -4.4 | -54.5777 | 9.1 | 9.5007 | 46.8 | 47.8138
2019-06-13 05:00 | No Data | No Data | No Data | No Data | 11.017 | 30.519 | No Data | No Data | No Data | No Data | 64.008 | 74.295 | No Data | No Data | -2.8 | -51.239 | 7.28 | 7.775 | 44.6 | 48.8079
2019-06-13 05:30 | No Data | No Data | No Data | No Data | 2.6062 | 26.49 | No Data | No Data | No Data | No Data | 54.864 | 65.9383 | No Data | No Data | 4 | 53.2736 | 0 | 0 | 39.8 | 42.3934
2019-06-13 06:00 | No Data | No Data | No Data | No Data | 1.6907 | 26.3615 | No Data | No Data | No Data | No Data | 45.72 | 57.843 | No Data | No Data | 6.8 | 53.6328 | -3.185 | -3.185 | 32.4 | 35.2165
2019-06-13 06:30 | No Data | No Data | No Data | No Data | 7.6844 | 22.2954 | No Data | No Data | No Data | No Data | 34.29 | 49.3082 | No Data | No Data | 14 | 55.7853 | -8.645 | -8.657 | 26.9 | 31.4531
2019-06-13 07:00 | No Data | No Data | No Data | No Data | 10.0893 | 19.6624 | No Data | No Data | No Data | No Data | 19.431 | 37.4409 | No Data | No Data | 22.8 | 58.2477 | -18.2 | -18.2511 | 21.6 | 29.5054
2019-06-13 07:30 | No Data | No Data | No Data | No Data | 4.6571 | 15.0515 | No Data | No Data | No Data | No Data | 12.573 | 33.3239 | No Data | No Data | 20 | 58.3356 | -15.925 | -15.9834 | 19.4 | 30.3961
2019-06-13 08:00 | No Data | No Data | No Data | No Data | 15.8389 | 21.3478 | No Data | No Data | No Data | No Data | 14.859 | 35.2852 | No Data | No Data | 6 | 53.9348 | -1.82 | -2.0348 | 7.1 | 24.7146
2019-06-13 08:30 | No Data | No Data | No Data | No Data | 9.2714 | 17.0534 | No Data | No Data | No Data | No Data | 9.144 | 33.2847 | No Data | No Data | 0 | 52.4244 | -5.005 | -5.1878 | -2.3 | -25.7031
2019-06-13 09:00 | No Data | No Data | No Data | No Data | 8.4535 | 16.623 | No Data | No Data | No Data | No Data | 1.143 | 29.74 | No Data | No Data | -11.2 | -52.4107 | -25.48 | -25.6258 | -15 | -22.8974
2019-06-13 09:30 | No Data | No Data | No Data | No Data | -3.4363 | -14.7197 | No Data | No Data | No Data | No Data | 8.001 | 32.989 | No Data | No Data | -26.8 | -54.9749 | -24.57 | -24.7756 | -22.2 | -25.1412
2019-06-13 10:00 | No Data | No Data | No Data | No Data | -2.0569 | -10.6679 | No Data | No Data | No Data | No Data | 10.287 | 32.5303 | No Data | No Data | -35.6 | -58.8014 | -17.745 | -17.8902 | -33.8 | -34.4384
2019-06-13 10:30 | No Data | No Data | No Data | No Data | -10.5653 | -14.7274 | No Data | No Data | No Data | No Data | 16.002 | 35.7816 | No Data | No Data | -34 | -57.2014 | -19.11 | -19.304 | -37.2 | -37.4039
2019-06-13 11:00 | No Data | No Data | No Data | No Data | -10.6752 | -16.4893 | No Data | No Data | No Data | No Data | 21.717 | 39.6277 | No Data | No Data | -31.2 | -57.1496 | -21.385 | -21.5057 | -40.5 | -40.942
2019-06-13 11:30 | No Data | No Data | No Data | No Data | -12.2621 | -13.5876 | No Data | No Data | No Data | No Data | 36.576 | 51.7263 | No Data | No Data | -25.2 | -54.9225 | -28.21 | -28.5746 | -29.6 | -30.5354
2019-06-13 12:00 | No Data | No Data | No Data | No Data | -16.5713 | -17.5747 | No Data | No Data | No Data | No Data | 37.719 | 52.5407 | No Data | No Data | -18.4 | -52.5281 | -31.85 | -32.2409 | -25.7 | -27.9159
2019-06-13 12:30 | No Data | No Data | No Data | No Data | -15.8511 | -16.843 | No Data | No Data | No Data | No Data | 41.148 | 55.0542 | No Data | No Data | -12.8 | -52.7758 | -39.585 | -40.0245 | -25.3 | -26.0017
2019-06-13 13:00 | No Data | No Data | No Data | No Data | -14.8257 | -15.2187 | No Data | No Data | No Data | No Data | 50.292 | 63.5574 | No Data | No Data | -23.6 | -54.4661 | -19.565 | -19.7545 | -20.4 | -21.4721
2019-06-13 13:30 | No Data | No Data | No Data | No Data | -20.8682 | -20.9142 | No Data | No Data | No Data | No Data | 34.29 | 77.6988 | No Data | No Data | -26 | -40.1796 | -12.285 | -26.6593 | -17.5 | -31.7569
2019-06-13 14:00 | No Data | No Data | No Data | No Data | -13.2876 | -14.5394 | No Data | No Data | No Data | No Data | 40.005 | 74.5145 | No Data | No Data | -24.4 | -33.1228 | -11.375 | -32.1122 | -26.1 | -30.8781
2019-06-13 14:30 | No Data | No Data | No Data | No Data | -8.5145 | -12.6781 | No Data | No Data | No Data | No Data | 40.005 | 69.7605 | No Data | No Data | -33.2 | -39.8276 | -20.93 | -31.9311 | -19.6 | -24.6812
2019-06-13 15:00 | No Data | No Data | No Data | No Data | -8.1117 | -12.1363 | No Data | No Data | No Data | No Data | 26.289 | 61.87 | No Data | No Data | -32.8 | -39.946 | -31.395 | -37.9864 | -26.5 | -28.6923
2019-06-13 15:30 | No Data | No Data | No Data | No Data | -9.6986 | -13.1503 | No Data | No Data | No Data | No Data | 35.433 | 67.243 | No Data | No Data | -21.6 | -35.0474 | -22.75 | -32.4967 | 0 | 15.8808
2019-06-13 16:00 | No Data | No Data | No Data | No Data | -5.9998 | -11.0127 | No Data | No Data | No Data | No Data | 30.861 | 63.9467 | No Data | No Data | -16.8 | -31.2922 | -19.565 | -31.7654 | 3.3 | 17.4155
2019-06-13 16:30 | No Data | No Data | No Data | No Data | 3.7903 | 9.9824 | No Data | No Data | No Data | No Data | 48.006 | 75.5159 | No Data | No Data | -18.8 | -31.1204 | 6.37 | 29.8086 | 34.8 | 43.1427
2019-06-13 17:00 | No Data | No Data | No Data | No Data | 21.735 | 26.1663 | No Data | No Data | No Data | No Data | 59.436 | 84.8673 | No Data | No Data | -11.6 | -35.1682 | 13.195 | 36.5872 | 45.1 | 55.0688
2019-06-13 17:30 | No Data | No Data | No Data | No Data | 38.9593 | 42.214 | No Data | No Data | No Data | No Data | 34.29 | 59.9285 | No Data | No Data | -2.8 | -28.9358 | 7.735 | 30.5698 | 41.8 | 54.7759
2019-06-13 18:00 | No Data | No Data | No Data | No Data | 41.059 | 44.1591 | No Data | No Data | No Data | No Data | 27.432 | 54.3015 | No Data | No Data | -12.4 | -30.6229 | 17.745 | 35.2735 | 27.2 | 41.0162
2019-06-13 18:30 | No Data | No Data | No Data | No Data | 49.8726 | 52.569 | No Data | No Data | No Data | No Data | 21.717 | 49.5857 | No Data | No Data | -18 | -32.2837 | 24.115 | 39.2278 | 34.6 | 46.6567
2019-06-13 19:00 | No Data | No Data | No Data | No Data | 47.8828 | 51.2623 | No Data | No Data | No Data | No Data | 33.147 | 57.4009 | No Data | No Data | -17.6 | -32.7341 | 23.66 | 38.2308 | 31.9 | 41.8571
2019-06-13 19:30 | No Data | No Data | No Data | No Data | 44.2939 | 49.4093 | No Data | No Data | No Data | No Data | 32.004 | 56.7485 | No Data | No Data | -17.2 | -33.2024 | 22.295 | 37.0371 | 31.6 | 40.2315
2019-06-13 20:00 | No Data | No Data | No Data | No Data | 44.0375 | 49.1796 | No Data | No Data | No Data | No Data | 41.148 | 63.2276 | No Data | No Data | -13.6 | -30.7688 | 20.02 | 36.471 | 54 | 60.8276
2019-06-13 20:30 | No Data | No Data | No Data | No Data | 41.6815 | 48.1244 | No Data | No Data | No Data | No Data | 36.576 | 59.447 | No Data | No Data | -12.4 | -31.7238 | 18.655 | 34.967 | 51 | 57.0645
2019-06-13 21:00 | No Data | No Data | No Data | No Data | 30.341 | 38.7194 | No Data | No Data | No Data | No Data | 34.29 | 58.0685 | No Data | No Data | -9.2 | -32.1447 | 14.105 | 31.5397 | 45.9 | 51.0742
2019-06-13 21:30 | No Data | No Data | No Data | No Data | 37.7752 | 46.12 | No Data | No Data | No Data | No Data | 45.72 | 66.294 | No Data | No Data | -20.8 | -34.5601 | 29.12 | 41.5049 | 63.5 | 67.4019
2019-06-13 22:00 | No Data | No Data | No Data | No Data | 32.3919 | 41.8249 | No Data | No Data | No Data | No Data | 53.721 | 72.8119 | No Data | No Data | -18.8 | -33.3946 | 24.57 | 38.4495 | 57.2 | 60.6684
2019-06-13 22:30 | No Data | No Data | No Data | No Data | 38.4466 | 46.6715 | No Data | No Data | No Data | No Data | 48.006 | 68.7037 | No Data | No Data | -14.4 | -32.1994 | 22.295 | 37.0371 | 56.9 | 60.7211
2019-06-13 23:00 | No Data | No Data | No Data | No Data | 41.6815 | 49.3704 | No Data | No Data | No Data | No Data | 48.006 | 67.8907 | No Data | No Data | -19.6 | -34.1784 | 28.21 | 41.5348 | 67.1 | 70.1617
2019-06-13 23:30 | No Data | No Data | No Data | No Data | 54.2306 | 59.6419 | No Data | No Data | No Data | No Data | 42.291 | 63.9774 | No Data | No Data | -12.8 | -29.3394 | 22.295 | 38.1359 | 71 | 77.039
2019-06-14 | No Data | No Data | No Data | No Data | 45.2094 | 51.5761 | No Data | No Data | No Data | No Data | 49.149 | 69.5072 | No Data | No Data | -22.8 | -34.2812 | 30.485 | 43.7605 | 75.6 | 79.2578
2019-06-14 00:30 | No Data | No Data | No Data | No Data | 40.0336 | 48.9714 | No Data | No Data | No Data | No Data | 54.864 | 74.4268 | No Data | No Data | -23.2 | -35.4469 | 30.94 | 44.0787 | 72.9 | 75.1134
2019-06-14 01:00 | No Data | No Data | No Data | No Data | 34.0398 | 45.4371 | No Data | No Data | No Data | No Data | 60.579 | 79.4693 | No Data | No Data | -26.4 | -37.3352 | 33.67 | 45.7269 | 77 | 79.1912
2019-06-14 01:30 | No Data | No Data | No Data | No Data | 37.3236 | 47.9465 | No Data | No Data | No Data | No Data | 60.579 | 79.4693 | No Data | No Data | -24.4 | -36.8391 | 32.76 | 44.7499 | 80.9 | 82.6669
2019-06-14 02:00 | No Data | No Data | No Data | No Data | 32.0867 | 43.9929 | No Data | No Data | No Data | No Data | 65.151 | 83.0073 | No Data | No Data | -27.2 | -38.2099 | 32.305 | 43.7983 | 77.2 | 79.0282
2019-06-14 02:30 | No Data | No Data | No Data | No Data | 26.6545 | 41.4511 | No Data | No Data | No Data | No Data | 70.866 | 88.2408 | No Data | No Data | -22.8 | -35.492 | 28.21 | 42.2072 | 71 | 73.6824
2019-06-14 03:00 | No Data | No Data | No Data | No Data | 19.1714 | 37.0848 | No Data | No Data | No Data | No Data | 72.009 | 89.1613 | No Data | No Data | -20 | -38.4167 | 26.39 | 36.6833 | 65.4 | 69.8736
2019-06-14 03:30 | No Data | No Data | No Data | No Data | 17.0718 | 36.0442 | No Data | No Data | No Data | No Data | 78.867 | 96.0732 | No Data | No Data | -21.2 | -41.4343 | 24.57 | 33.485 | 64.7 | 72.0045
2019-06-14 04:00 | No Data | No Data | No Data | No Data | 13.1167 | 32.7414 | No Data | No Data | No Data | No Data | 75.438 | 92.6112 | No Data | No Data | -16 | -39.7613 | 20.02 | 29.2937 | 58.9 | 66.7001
2019-06-14 04:30 | No Data | No Data | No Data | No Data | 10.7607 | 31.8708 | No Data | No Data | No Data | No Data | 73.152 | 90.7588 | No Data | No Data | -15.6 | -40.3386 | 18.655 | 28.3783 | 57.3 | 63.9964
2019-06-14 05:00 | No Data | No Data | No Data | No Data | 13.019 | 32.7024 | No Data | No Data | No Data | No Data | 67.437 | 86.2189 | No Data | No Data | -9.6 | -39.97 | 14.105 | 25.2392 | 52.1 | 59.29
2019-06-14 05:30 | No Data | No Data | No Data | No Data | 10.8095 | 29.966 | No Data | No Data | No Data | No Data | 64.008 | 82.834 | No Data | No Data | -8 | -39.308 | 14.56 | 25.1241 | 53.9 | 59.7135
2019-06-14 06:00 | No Data | No Data | No Data | No Data | 10.8583 | 28.3635 | No Data | No Data | No Data | No Data | 60.579 | 80.2138 | No Data | No Data | -10.8 | -39.1203 | 18.2 | 27.7363 | 50.8 | 58.9969
2019-06-14 06:30 | No Data | No Data | No Data | No Data | 16.4981 | 28.7471 | No Data | No Data | No Data | No Data | 50.292 | 71.9364 | No Data | No Data | -3.6 | -39.365 | 10.01 | 22.383 | 48.8 | 58.7429
2019-06-14 07:00 | No Data | No Data | No Data | No Data | 29.572 | 37.7983 | No Data | No Data | No Data | No Data | 45.72 | 68.8177 | No Data | No Data | 5.2 | 40.3366 | 0.91 | 20.0407 | 40.7 | 57.1358
2019-06-14 07:30 | No Data | No Data | No Data | No Data | 29.572 | 36.5849 | No Data | No Data | No Data | No Data | 35.433 | 60.5898 | No Data | No Data | 6.8 | 41.7574 | 0.455 | 18.6605 | 35.1 | 50.5665
2019-06-14 08:00 | No Data | No Data | No Data | No Data | 28.1926 | 35.4792 | No Data | No Data | No Data | No Data | 29.718 | 56.46 | No Data | No Data | 6.4 | 39.3243 | -1.365 | -17.3438 | 31.1 | 52.8252
2019-06-14 08:30 | No Data | No Data | No Data | No Data | 26.4469 | 32.6719 | No Data | No Data | No Data | No Data | 14.859 | 46.9883 | No Data | No Data | 16 | 46.0678 | -6.37 | -17.9998 | 11.9 | 37.3466
2019-06-14 09:00 | No Data | No Data | No Data | No Data | 29.8894 | 35.516 | No Data | No Data | No Data | No Data | 13.716 | 47.7331 | No Data | No Data | 15.2 | 45.0422 | -4.55 | -16.5623 | 9.4 | 33.3521
2019-06-14 09:30 | No Data | No Data | No Data | No Data | 15.79 | 23.4885 | No Data | No Data | No Data | No Data | 3.429 | 43.5691 | No Data | No Data | 12 | 44.8357 | -2.73 | -15.709 | -10.4 | -26.524
2019-06-14 10:00 | No Data | No Data | No Data | No Data | 14.0932 | 22.3831 | No Data | No Data | No Data | No Data | 2.286 | 43.5691 | No Data | No Data | 8 | 44.3279 | 0 | 15.47 | -14.6 | -22.6374
2019-06-14 10:30 | No Data | No Data | No Data | No Data | 13.7881 | 23.8731 | No Data | No Data | No Data | No Data | 11.43 | 48.2368 | No Data | No Data | 9.6 | 44.2538 | -4.095 | -16.4431 | -24.8 | -28.9834
2019-06-14 11:00 | No Data | No Data | No Data | No Data | 15.1186 | 23.4692 | No Data | No Data | No Data | No Data | 11.43 | 48.2368 | No Data | No Data | 15.6 | 46.6836 | -8.645 | -16.9331 | -27.1 | -31.5729
2019-06-14 11:30 | No Data | No Data | No Data | No Data | 8.9662 | 20.0654 | No Data | No Data | No Data | No Data | 22.86 | 55.2437 | No Data | No Data | 19.6 | 48.8999 | -13.195 | -19.3147 | -26.1 | -31.0937
2019-06-14 12:00 | No Data | No Data | No Data | No Data | -4.1077 | -18.4147 | No Data | No Data | No Data | No Data | -3.429 | -44.7087 | No Data | No Data | 25.2 | 53.1534 | -48.685 | -49.1611 | -62.8 | -63.1564
2019-06-14 12:30 | No Data | No Data | No Data | No Data | -10.0526 | -18.77 | No Data | No Data | No Data | No Data | -11.43 | -43.8084 | No Data | No Data | -9.2 | -37.4977 | -70.07 | -70.0759 | -82.8 | -82.9892
2019-06-14 13:00 | No Data | No Data | No Data | No Data | -15.5947 | -18.2053 | No Data | No Data | No Data | No Data | -4.572 | -44.8108 | No Data | No Data | -18 | -38.8247 | -68.25 | -68.25 | -84.1 | -84.1904
2019-06-14 13:30 | No Data | No Data | No Data | No Data | -25.2262 | -25.4811 | No Data | No Data | No Data | No Data | -1.143 | -44.5917 | No Data | No Data | -8.8 | -37.8375 | -64.61 | -64.6164 | -77.3 | -77.5563
2019-06-14 14:00 | No Data | No Data | No Data | No Data | -13.5927 | -14.2284 | No Data | No Data | No Data | No Data | -8.001 | -44.1648 | No Data | No Data | -24.8 | -38.6161 | -75.985 | -75.9904 | -89.5 | -89.7504
2019-06-14 14:30 | No Data | No Data | No Data | No Data | -20.2579 | -20.7124 | No Data | No Data | No Data | No Data | 6.858 | 47.3621 | No Data | No Data | -26.8 | -41.4343 | -53.69 | -53.9669 | -63.4 | -64.6595
2019-06-14 15:00 | No Data | No Data | No Data | No Data | -22.8702 | -22.8702 | No Data | No Data | No Data | No Data | 22.86 | 55.2437 | No Data | No Data | 5.6 | 41.9752 | -40.95 | -42.266 | -36.7 | -41.9887
2019-06-14 15:30 | No Data | No Data | No Data | No Data | -13.8003 | -15.0725 | No Data | No Data | No Data | No Data | 18.288 | 51.3715 | No Data | No Data | 1.6 | 37.634 | -49.14 | -49.4947 | -34.3 | -38.971
2019-06-14 16:00 | No Data | No Data | No Data | No Data | -7.0863 | -9.8419 | No Data | No Data | No Data | No Data | 33.147 | 63.1242 | No Data | No Data | 3.6 | 49.7305 | -15.925 | -23.843 | -10.4 | -26.7081
2019-06-14 16:30 | No Data | No Data | No Data | No Data | 2.5574 | 10.5267 | No Data | No Data | No Data | No Data | 28.575 | 57.843 | No Data | No Data | -9.2 | -38.3208 | -10.465 | -20.2104 | 3.5 | 31.0976
2019-06-14 17:00 | No Data | No Data | No Data | No Data | 21.6861 | 26.7111 | No Data | No Data | No Data | No Data | 33.147 | 58.3378 | No Data | No Data | -7.6 | -43.8634 | 7.28 | 24.7547 | 35.2 | 53.1327
2019-06-14 17:30 | No Data | No Data | No Data | No Data | 38.6053 | 43.1307 | No Data | No Data | No Data | No Data | 33.147 | 58.3378 | No Data | No Data | -10 | -38.9071 | 15.015 | 27.6391 | 45.9 | 63.7911
2019-06-14 18:00 | No Data | No Data | No Data | No Data | 47.1138 | 50.8881 | No Data | No Data | No Data | No Data | 26.289 | 52.7393 | No Data | No Data | -14.4 | -38.4021 | 20.93 | 30.9132 | 35.9 | 58.9835
2019-06-14 18:30 | No Data | No Data | No Data | No Data | 46.7964 | 51.2385 | No Data | No Data | No Data | No Data | 29.718 | 54.5296 | No Data | No Data | -14 | -39.7472 | 19.11 | 29.3643 | 36.4 | 56.9509
2019-06-14 19:00 | No Data | No Data | No Data | No Data | 46.6987 | 51.886 | No Data | No Data | No Data | No Data | 21.717 | 50.6157 | No Data | No Data | -16.8 | -40.4534 | 22.75 | 31.8533 | 38.8 | 57.3261
2019-06-14 19:30 | No Data | No Data | No Data | No Data | 37.5189 | 45.0414 | No Data | No Data | No Data | No Data | 27.432 | 52.3414 | No Data | No Data | -14.4 | -39.5171 | 20.93 | 29.5995 | 50.6 | 63.7636
2019-06-14 20:00 | No Data | No Data | No Data | No Data | 37.4212 | 44.96 | No Data | No Data | No Data | No Data | 37.719 | 60.157 | No Data | No Data | -22.8 | -41.2698 | 28.21 | 36.2404 | 58.4 | 70.0589
2019-06-14 20:30 | No Data | No Data | No Data | No Data | 41.4252 | 48.3436 | No Data | No Data | No Data | No Data | 37.719 | 64.7083 | No Data | No Data | -22.8 | -41.939 | 29.12 | 36.9532 | 57.6 | 68.0841
2019-06-14 21:00 | No Data | No Data | No Data | No Data | 39.7284 | 46.8978 | No Data | No Data | No Data | No Data | 29.718 | 60.3954 | No Data | No Data | -24.4 | -42.8299 | 29.575 | 37.0371 | 57.5 | 67.3146
2019-06-14 21:30 | No Data | No Data | No Data | No Data | 48.4932 | 55.3181 | No Data | No Data | No Data | No Data | 33.147 | 61.1905 | No Data | No Data | -24.8 | -43.059 | 30.94 | 38.1359 | 62.8 | 71.2236
2019-06-14 22:00 | No Data | No Data | No Data | No Data | 42.5483 | 51.1355 | No Data | No Data | No Data | No Data | 21.717 | 50.6157 | No Data | No Data | -20.4 | -41.7267 | 26.845 | 34.3216 | 56.8 | 66.1985
2019-06-14 22:30 | No Data | No Data | No Data | No Data | 44.9043 | 53.1119 | No Data | No Data | No Data | No Data | 35.433 | 59.6664 | No Data | No Data | -25.2 | -42.6427 | 32.305 | 39.5117 | 68.2 | 76.3846
2019-06-14 23:00 | No Data | No Data | No Data | No Data | 44.8554 | 52.2085 | No Data | No Data | No Data | No Data | 41.148 | 63.2276 | No Data | No Data | -25.2 | -42.6427 | 31.85 | 38.8779 | 70.7 | 79.2478
2019-06-14 23:30 | No Data | No Data | No Data | No Data | 52.9 | 58.5231 | No Data | No Data | No Data | No Data | 41.148 | 63.2276 | No Data | No Data | -12.4 | -37.6977 | 20.475 | 29.6065 | 69 | 81.7278
2019-06-15 | No Data | No Data | No Data | No Data | 54.8043 | 60.25 | No Data | No Data | No Data | No Data | 44.577 | 66.3531 | No Data | No Data | -18 | -39.8919 | 23.66 | 31.5889 | 68.1 | 76.0266
2019-06-15 00:30 | No Data | No Data | No Data | No Data | 47.1626 | 54.1795 | No Data | No Data | No Data | No Data | 48.006 | 69.526 | No Data | No Data | -18 | -40.8333 | 27.3 | 34.3999 | 68.7 | 75.2883
2019-06-15 01:00 | No Data | No Data | No Data | No Data | 41.6815 | 50.3823 | No Data | No Data | No Data | No Data | 51.435 | 71.9364 | No Data | No Data | -21.6 | -41.2989 | 28.665 | 35.7631 | 66 | 70.6117
2019-06-15 01:30 | No Data | No Data | No Data | No Data | 52.1798 | 60.2131 | No Data | No Data | No Data | No Data | 49.149 | 70.32 | No Data | No Data | -28.8 | -45.4805 | 34.58 | 40.6583 | 72.3 | 76.6984
2019-06-15 02:00 | No Data | No Data | No Data | No Data | 44.9531 | 55.0883 | No Data | No Data | No Data | No Data | 61.722 | 80.344 | No Data | No Data | -33.6 | -48.3735 | 39.13 | 45.0358 | 72.6 | 77.0146
2019-06-15 02:30 | No Data | No Data | No Data | No Data | 39.6307 | 50.8384 | No Data | No Data | No Data | No Data | 62.865 | 81.2254 | No Data | No Data | -33.2 | -47.2356 | 37.765 | 43.3995 | 69.9 | 73.4918
2019-06-15 03:00 | No Data | No Data | No Data | No Data | 34.2473 | 46.7635 | No Data | No Data | No Data | No Data | 61.722 | 81.0805 | No Data | No Data | -28.8 | -44.5583 | 35.49 | 41.6716 | 74.5 | 77.7373
2019-06-15 03:30 | No Data | No Data | No Data | No Data | 32.2942 | 47.0012 | No Data | No Data | No Data | No Data | 62.865 | 81.954 | No Data | No Data | -28.8 | -43.6495 | 35.49 | 41.435 | 72.7 | 75.8695
2019-06-15 04:00 | No Data | No Data | No Data | No Data | 36.5545 | 51.2319 | No Data | No Data | No Data | No Data | 62.865 | 81.954 | No Data | No Data | -31.2 | -45.5596 | 34.58 | 40.8994 | 71.4 | 74.1753
2019-06-15 04:30 | No Data | No Data | No Data | No Data | 36.3958 | 51.1188 | No Data | No Data | No Data | No Data | 60.579 | 79.4693 | No Data | No Data | -29.2 | -43.9145 | 33.67 | 39.8872 | 70.7 | 74.1035
2019-06-15 05:00 | No Data | No Data | No Data | No Data | 36.3958 | 51.1188 | No Data | No Data | No Data | No Data | 65.151 | 83.0073 | No Data | No Data | -33.2 | -46.6699 | 38.22 | 44.2474 | 75 | 78.5656
2019-06-15 05:30 | No Data | No Data | No Data | No Data | 36.3958 | 51.1188 | No Data | No Data | No Data | No Data | 53.721 | 73.5882 | No Data | No Data | -23.2 | -42.1578 | 27.755 | 34.7621 | 66.6 | 70.3301
2019-06-15 06:00 | No Data | No Data | No Data | No Data | 36.1395 | 49.7554 | No Data | No Data | No Data | No Data | 36.576 | 60.3521 | No Data | No Data | -24.8 | -42.4075 | 29.12 | 35.8614 | 58.1 | 63.3297
2019-06-15 06:30 | No Data | No Data | No Data | No Data | 43.83 | 54.3918 | No Data | No Data | No Data | No Data | 45.72 | 63.0621 | No Data | No Data | 5.2 | 21.8284 | 0 | 0 | 29.3 | 36.2829
2019-06-15 07:00 | No Data | No Data | No Data | No Data | 47.4678 | 56.4548 | No Data | No Data | No Data | No Data | 30.861 | 51.435 | No Data | No Data | 5.6 | 22.3141 | 0 | 0 | 31.1 | 40.859
2019-06-15 07:30 | No Data | No Data | No Data | No Data | 48.7984 | 57.5781 | No Data | No Data | No Data | No Data | 45.72 | 63.0621 | No Data | No Data | 4.8 | 23.2998 | 0 | 0 | 26.9 | 35.1336
2019-06-15 08:00 | No Data | No Data | No Data | No Data | 48.7495 | 56.5792 | No Data | No Data | No Data | No Data | 41.148 | 59.8303 | No Data | No Data | 3.2 | 23.0825 | 0 | 0 | 17.1 | 28.2606
2019-06-15 08:30 | No Data | No Data | No Data | No Data | 51.1543 | 58.664 | No Data | No Data | No Data | No Data | 11.43 | 39.4128 | No Data | No Data | -14.8 | -24.8805 | 0 | 0 | 9.9 | 27.4476
2019-06-15 09:00 | No Data | No Data | No Data | No Data | 54.6456 | 62.5097 | No Data | No Data | No Data | No Data | -9.144 | -33.2847 | No Data | No Data | -40.8 | -43.6807 | 0 | 0 | 20.4 | 34.0801
2019-06-15 09:30 | No Data | No Data | No Data | No Data | 54.5968 | 62.467 | No Data | No Data | No Data | No Data | -27.432 | -38.7947 | No Data | No Data | -51.6 | -52.8878 | 0 | 0 | 19.4 | 31.8818
2019-06-15 10:00 | No Data | No Data | No Data | No Data | 50.7515 | 59.1357 | No Data | No Data | No Data | No Data | -28.575 | -38.8284 | No Data | No Data | -53.6 | -54.6772 | 0 | 0 | 14.9 | 24.9401
2019-06-15 10:30 | No Data | No Data | No Data | No Data | 47.2602 | 56.1681 | No Data | No Data | No Data | No Data | -41.148 | -48.2232 | No Data | No Data | -51.2 | -52.4107 | 0 | 0 | 10.7 | 18.4253
2019-06-15 11:00 | No Data | No Data | No Data | No Data | 45.5756 | 55.7448 | No Data | No Data | No Data | No Data | -40.005 | -46.6534 | No Data | No Data | -51.2 | -52.4976 | 0 | 0 | 6.7 | 12.3713
2019-06-15 11:30 | No Data | No Data | No Data | No Data | 42.0844 | 52.9286 | No Data | No Data | No Data | No Data | -36.576 | -45.0435 | No Data | No Data | -49.6 | -50.9384 | 0 | 0 | -16.9 | -16.9853
2019-06-15 12:00 | No Data | No Data | No Data | No Data | 40.0336 | 53.8348 | No Data | No Data | No Data | No Data | -33.147 | -45.2893 | No Data | No Data | -49.6 | -50.9384 | 0 | 0 | -11.1 | -12.5706
2019-06-15 12:30 | No Data | No Data | No Data | No Data | 34.9554 | 50.1734 | No Data | No Data | No Data | No Data | -53.721 | -58.8395 | No Data | No Data | -45.6 | -47.1525 | 0 | 0 | -23.6 | -23.6053
2019-06-15 13:00 | No Data | No Data | No Data | No Data | 33.3196 | 49.0478 | No Data | No Data | No Data | No Data | -53.721 | -58.8395 | No Data | No Data | -43.2 | -45.0564 | 0 | 0 | -26.5 | -26.5092
2019-06-15 13:30 | No Data | No Data | No Data | No Data | 34.8577 | 50.1054 | No Data | No Data | No Data | No Data | -42.291 | -48.6279 | No Data | No Data | -28.4 | -33.2024 | 0 | 0 | -21.7 | -21.8216
2019-06-15 14:00 | No Data | No Data | No Data | No Data | 35.4681 | 50.532 | No Data | No Data | No Data | No Data | -27.432 | -38.7947 | No Data | No Data | -10.8 | -22.0291 | 0 | 0 | -9.8 | -11.5966
2019-06-15 14:30 | No Data | No Data | No Data | No Data | 37.3236 | 51.8512 | No Data | No Data | No Data | No Data | -45.72 | -52.1789 | No Data | No Data | -38.8 | -39.4462 | 0 | 0 | -18.2 | -18.2702
2019-06-15 15:00 | No Data | No Data | No Data | No Data | 40.6561 | 54.2993 | No Data | No Data | No Data | No Data | -41.148 | -48.2232 | No Data | No Data | -47.2 | -49.1203 | 0 | 0 | 1.6 | 6.2097
2019-06-15 15:30 | No Data | No Data | No Data | No Data | 48.188 | 60.1463 | No Data | No Data | No Data | No Data | 25.146 | 49.2021 | No Data | No Data | 5.6 | 31.305 | 0 | 0 | 9 | 14.2902
2019-06-15 16:00 | No Data | No Data | No Data | No Data | 55.1583 | 64.9835 | No Data | No Data | No Data | No Data | 27.432 | 49.4537 | No Data | No Data | 0 | 0 | 0 | 0 | 13.3 | 23.1106
2019-06-15 16:30 | No Data | No Data | No Data | No Data | 58.5397 | 66.6922 | No Data | No Data | No Data | No Data | 6.858 | 40.5886 | No Data | No Data | 0.8 | 43.2906 | 1.365 | 14.6238 | 22.1 | 35.1241
2019-06-15 17:00 | No Data | No Data | No Data | No Data | 67.9271 | 73.5687 | No Data | No Data | No Data | No Data | 26.289 | 51.7515 | No Data | No Data | -17.2 | -48.736 | 16.38 | 26.2208 | 44.3 | 55.8434
2019-06-15 17:30 | No Data | No Data | No Data | No Data | 74.9462 | 79.5163 | No Data | No Data | No Data | No Data | 32.004 | 55.8084 | No Data | No Data | -12 | -49.4773 | 19.565 | 28.9846 | 50.9 | 63.2223
2019-06-15 18:00 | No Data | No Data | No Data | No Data | 74.9462 | 78.0649 | No Data | No Data | No Data | No Data | 24.003 | 48.6279 | No Data | No Data | -20.8 | -42.9698 | 27.3 | 33.3239 | 33.1 | 51.1528
2019-06-15 18:30 | No Data | No Data | No Data | No Data | 74.9462 | 78.5566 | No Data | No Data | No Data | No Data | 22.86 | 49.0825 | No Data | No Data | -14.8 | -41.9008 | 20.475 | 27.0945 | 38.6 | 52.7822
2019-06-15 19:00 | No Data | No Data | No Data | No Data | 72.5902 | 76.8847 | No Data | No Data | No Data | No Data | 32.004 | 53.9515 | No Data | No Data | -17.2 | -43.5412 | 24.57 | 30.0438 | 43.7 | 54.7603
2019-06-15 19:30 | No Data | No Data | No Data | No Data | 70.9545 | 76.6791 | No Data | No Data | No Data | No Data | 33.147 | 55.5503 | No Data | No Data | -7.2 | -41.8244 | 16.38 | 22.8454 | 46.2 | 55.0314
2019-06-15 20:00 | No Data | No Data | No Data | No Data | 67.0481 | 73.7505 | No Data | No Data | No Data | No Data | 33.147 | 55.5503 | No Data | No Data | -9.6 | -41.1359 | 16.835 | 23.8083 | 45.9 | 54.5624
2019-06-15 20:30 | No Data | No Data | No Data | No Data | 65.3635 | 72.9332 | No Data | No Data | No Data | No Data | 38.862 | 58.2818 | No Data | No Data | -14.4 | -42.5131 | 20.93 | 27.1479 | 49.8 | 57.3785
2019-06-15 21:00 | No Data | No Data | No Data | No Data | 63.7156 | 71.46 | No Data | No Data | No Data | No Data | 33.147 | 50.214 | No Data | No Data | -12.4 | -43.0256 | 19.565 | 25.7708 | 46.9 | 53.8689
2019-06-15 21:30 | No Data | No Data | No Data | No Data | 67.8782 | 73.7842 | No Data | No Data | No Data | No Data | 33.147 | 49.3612 | No Data | No Data | -16 | -43.0813 | 23.66 | 29.3043 | 55.1 | 64.2262
2019-06-15 22:00 | No Data | No Data | No Data | No Data | 62.5925 | 69.6547 | No Data | No Data | No Data | No Data | 41.148 | 55.8201 | No Data | No Data | -24.4 | -45.4964 | 32.305 | 37.079 | 62.7 | 70.0338
2019-06-15 22:30 | No Data | No Data | No Data | No Data | 65.9739 | 72.7084 | No Data | No Data | No Data | No Data | 38.862 | 54.157 | No Data | No Data | -19.2 | -43.6495 | 27.3 | 32.5603 | 62.7 | 70.258
2019-06-15 23:00 | No Data | No Data | No Data | No Data | 65.9739 | 72.0362 | No Data | No Data | No Data | No Data | 27.432 | 45.72 | No Data | No Data | -8.4 | -42.4396 | 15.47 | 22.5305 | 55.2 | 63.4073
2019-06-15 23:30 | No Data | No Data | No Data | No Data | 73.518 | 78.3643 | No Data | No Data | No Data | No Data | 20.574 | 41.9654 | No Data | No Data | 1.2 | 42.4075 | 8.19 | 18.3134 | 54.3 | 66.2759
2019-06-16 | No Data | No Data | No Data | No Data | 65.0584 | 70.4887 | No Data | No Data | No Data | No Data | 28.575 | 47.3208 | No Data | No Data | -5.6 | -43.2185 | 13.65 | 21.6735 | 57.1 | 64.6882
2019-06-16 00:30 | No Data | No Data | No Data | No Data | 56.5377 | 64.2688 | No Data | No Data | No Data | No Data | 34.29 | 50.9758 | No Data | No Data | -11.6 | -44.7303 | 19.11 | 25.7708 | 58.4 | 65.338
2019-06-16 01:00 | No Data | No Data | No Data | No Data | 47.5166 | 58.5437 | No Data | No Data | No Data | No Data | 33.147 | 50.214 | No Data | No Data | -9.6 | -45.817 | 14.56 | 21.9157 | 51.7 | 56.0694
2019-06-16 01:30 | No Data | No Data | No Data | No Data | 45.7221 | 57.0969 | No Data | No Data | No Data | No Data | 36.576 | 53.3672 | No Data | No Data | -14.4 | -46.2964 | 20.475 | 26.2208 | 56 | 59.7381
2019-06-16 02:00 | No Data | No Data | No Data | No Data | 42.5971 | 54.6265 | No Data | No Data | No Data | No Data | 40.005 | 56.5756 | No Data | No Data | -11.2 | -45.4031 | 16.38 | 23.1648 | 58.7 | 61.5163
2019-06-16 02:30 | No Data | No Data | No Data | No Data | 37.3724 | 50.658 | No Data | No Data | No Data | No Data | 40.005 | 51.9531 | No Data | No Data | -12.8 | -52.7758 | 18.655 | 20.5608 | 57.5 | 59.2035
2019-06-16 03:00 | No Data | No Data | No Data | No Data | 33.7835 | 49.293 | No Data | No Data | No Data | No Data | 44.577 | 52.3414 | No Data | No Data | -12.4 | -58.1378 | 16.835 | 16.8411 | 55.6 | 57.5104
2019-06-16 03:30 | No Data | No Data | No Data | No Data | 26.4469 | 44.586 | No Data | No Data | No Data | No Data | 48.006 | 52.6897 | No Data | No Data | -10 | -63.9862 | 15.015 | 16.3103 | 51.8 | 53.9356
2019-06-16 04:00 | No Data | No Data | No Data | No Data | 24.6525 | 43.5456 | No Data | No Data | No Data | No Data | 42.291 | 47.03 | No Data | No Data | -11.6 | -63.4691 | 16.38 | 17.575 | 52.6 | 54.5092
2019-06-16 04:30 | No Data | No Data | No Data | No Data | 32.3919 | 48.3498 | No Data | No Data | No Data | No Data | 44.577 | 49.5857 | No Data | No Data | -17.2 | -63.5711 | 20.475 | 21.0778 | 57.3 | 59.1308
2019-06-16 05:00 | No Data | No Data | No Data | No Data | 32.2454 | 48.2518 | No Data | No Data | No Data | No Data | 45.72 | 50.1359 | No Data | No Data | -18.4 | -63.3593 | 20.475 | 21.1905 | 59.2 | 61.3502
2019-06-16 05:30 | No Data | No Data | No Data | No Data | 32.2454 | 48.2518 | No Data | No Data | No Data | No Data | 49.149 | 53.2815 | No Data | No Data | -20 | -64.005 | 24.57 | 25.1694 | 58.7 | 60.7892
2019-06-16 06:00 | No Data | No Data | No Data | No Data | 38.0316 | 52.296 | No Data | No Data | No Data | No Data | 49.149 | 53.7332 | No Data | No Data | -22 | -64.6579 | 25.025 | 25.6137 | 55.2 | 57.1238
2019-06-16 06:30 | No Data | No Data | No Data | No Data | 38.0316 | 51.081 | No Data | No Data | No Data | No Data | 44.577 | 48.6279 | No Data | No Data | -15.2 | -63.836 | 20.02 | 20.7512 | 51.6 | 53.764
2019-06-16 07:00 | No Data | No Data | No Data | No Data | 38.6053 | 51.5096 | No Data | No Data | No Data | No Data | 37.719 | 41.9187 | No Data | No Data | -10.4 | -62.0774 | 14.56 | 15.7156 | 45.5 | 48.7136
2019-06-16 07:30 | No Data | No Data | No Data | No Data | 38.4466 | 50.0535 | No Data | No Data | No Data | No Data | 38.862 | 42.4759 | No Data | No Data | -15.2 | -63.836 | 19.11 | 19.8747 | 46.2 | 50.5035
2019-06-16 08:00 | No Data | No Data | No Data | No Data | 38.4466 | 48.8259 | No Data | No Data | No Data | No Data | 38.862 | 42.4759 | No Data | No Data | -18.4 | -63.9062 | 18.2 | 19.0014 | 45.7 | 50.7197
2019-06-16 08:30 | No Data | No Data | No Data | No Data | 43.5248 | 52.9172 | No Data | No Data | No Data | No Data | 25.146 | 29.2081 | No Data | No Data | -18 | -63.4085 | 13.65 | 15.2612 | 24.1 | 31.8347
2019-06-16 09:00 | No Data | No Data | No Data | No Data | 45.7221 | 55.6619 | No Data | No Data | No Data | No Data | 22.86 | 26.6591 | No Data | No Data | -19.2 | -70.6586 | 11.375 | 11.8125 | 27.5 | 36.6318
2019-06-16 09:30 | No Data | No Data | No Data | No Data | 45.7221 | 55.6619 | No Data | No Data | No Data | No Data | 18.288 | 22.193 | No Data | No Data | -26.4 | -71.4557 | 13.65 | 14.0167 | 18.1 | 27.567
2019-06-16 10:00 | No Data | No Data | No Data | No Data | 45.771 | 56.715 | No Data | No Data | No Data | No Data | 11.43 | 16.1645 | No Data | No Data | -35.2 | -67.5041 | 8.19 | 10.9579 | -0.4 | -16.7048
2019-06-16 10:30 | No Data | No Data | No Data | No Data | 42.2431 | 54.9706 | No Data | No Data | No Data | No Data | -1.143 | -8.0822 | No Data | No Data | -41.6 | -70.7276 | 0.91 | 8.2404 | -32.4 | -33.2343
2019-06-16 11:00 | No Data | No Data | No Data | No Data | 40.4974 | 54.9413 | No Data | No Data | No Data | No Data | 8.001 | 19.9943 | No Data | No Data | -35.2 | -67.5041 | 7.735 | 11.2653 | -11.7 | -14.64
2019-06-16 11:30 | No Data | No Data | No Data | No Data | 37.1649 | 52.5332 | No Data | No Data | No Data | No Data | 0 | 16.002 | No Data | No Data | -19.2 | -64.5229 | -4.55 | -10.9956 | -14.2 | -15.1222
2019-06-16 12:00 | No Data | No Data | No Data | No Data | 35.3216 | 51.2457 | No Data | No Data | No Data | No Data | -2.286 | -16.1645 | No Data | No Data | -23.2 | -65.076 | -8.19 | -14.7647 | -19.2 | -19.3494
2019-06-16 12:30 | No Data | No Data | No Data | No Data | 33.4783 | 49.993 | No Data | No Data | No Data | No Data | -3.429 | -15.2495 | No Data | No Data | -24.4 | -65.8848 | -12.74 | -18.3416 | -27.3 | -27.3029
2019-06-16 13:00 | No Data | No Data | No Data | No Data | 33.4783 | 49.993 | No Data | No Data | No Data | No Data | 4.572 | 16.6423 | No Data | No Data | -39.6 | -70.2293 | 0 | 9.555 | -19.3 | -19.3437
2019-06-16 13:30 | No Data | No Data | No Data | No Data | 32.1965 | 49.1439 | No Data | No Data | No Data | No Data | -3.429 | -16.3653 | No Data | No Data | -25.2 | -66.9256 | -12.74 | -18.3416 | -25.3 | -25.3284
2019-06-16 14:00 | No Data | No Data | No Data | No Data | 34.345 | 49.3805 | No Data | No Data | No Data | No Data | 0 | 16.002 | No Data | No Data | -29.2 | -66.7281 | -5.915 | -12.021 | -23.4 | -23.448
2019-06-16 14:30 | No Data | No Data | No Data | No Data | 30.1946 | 46.5893 | No Data | No Data | No Data | No Data | 1.143 | 11.487 | No Data | No Data | -48.8 | -72.7835 | -14.105 | -19.9475 | -16.5 | -16.5873
2019-06-16 15:00 | No Data | No Data | No Data | No Data | 33.6736 | 48.9159 | No Data | No Data | No Data | No Data | -12.573 | -13.3785 | No Data | No Data | -64.4 | -79.8448 | -25.48 | -31.0502 | -45.9 | -46.074
2019-06-16 15:30 | No Data | No Data | No Data | No Data | 35.2117 | 49.9872 | No Data | No Data | No Data | No Data | -11.43 | -12.7791 | No Data | No Data | -54.8 | -74.9965 | -32.305 | -36.8578 | -30.3 | -30.3872
2019-06-16 16:00 | No Data | No Data | No Data | No Data | 45.6245 | 56.3809 | No Data | No Data | No Data | No Data | 0 | 11.43 | No Data | No Data | -50 | -73.3005 | -25.935 | -30.1984 | -18.5 | -20.1162
2019-06-16 16:30 | No Data | No Data | No Data | No Data | 55.9274 | 63.7853 | No Data | No Data | No Data | No Data | 19.431 | 25.9136 | No Data | No Data | -28 | -63.3265 | -3.64 | -8.5487 | 8.4 | 24.392
2019-06-16 17:00 | No Data | No Data | No Data | No Data | 64.387 | 70.3132 | No Data | No Data | No Data | No Data | 40.005 | 46.0758 | No Data | No Data | -23.2 | -69.5816 | 21.84 | 21.8826 | 49.2 | 54.5674
2019-06-16 17:30 | No Data | No Data | No Data | No Data | 67.6707 | 72.6773 | No Data | No Data | No Data | No Data | 45.72 | 52.7393 | No Data | No Data | -28.4 | -71.4837 | 32.305 | 32.3082 | 65.8 | 73.6563
2019-06-16 18:00 | No Data | No Data | No Data | No Data | 67.6707 | 71.3997 | No Data | No Data | No Data | No Data | 42.291 | 48.6279 | No Data | No Data | -32.4 | -66.7856 | 36.4 | 36.6833 | 46.9 | 55.8364
2019-06-16 18:30 | No Data | No Data | No Data | No Data | 64.0818 | 68.0078 | No Data | No Data | No Data | No Data | 46.863 | 53.1833 | No Data | No Data | -34.8 | -67.639 | 41.405 | 41.607 | 51.8 | 59.2679
2019-06-16 19:00 | No Data | No Data | No Data | No Data | 62.385 | 66.4114 | No Data | No Data | No Data | No Data | 45.72 | 51.6378 | No Data | No Data | -30.4 | -67.2619 | 35.945 | 36.3573 | 60 | 65.2724
2019-06-16 19:30 | No Data | No Data | No Data | No Data | 62.4338 | 66.4573 | No Data | No Data | No Data | No Data | 50.292 | 52.4412 | No Data | No Data | -30.4 | -67.9765 | 36.4 | 36.8775 | 70.1 | 74.4919
2019-06-16 20:00 | No Data | No Data | No Data | No Data | 59.1012 | 64.2406 | No Data | No Data | No Data | No Data | 50.292 | 53.1341 | No Data | No Data | -31.2 | -68.6941 | 34.125 | 34.7144 | 67.9 | 71.819
2019-06-16 20:30 | No Data | No Data | No Data | No Data | 55.4147 | 63.9119 | No Data | No Data | No Data | No Data | 46.863 | 50.305 | No Data | No Data | -26.8 | -66.4446 | 32.76 | 33.3736 | 64.4 | 68.7617
2019-06-16 21:00 | No Data | No Data | No Data | No Data | 55.671 | 65.3105 | No Data | No Data | No Data | No Data | 54.864 | 58.2033 | No Data | No Data | -35.6 | -69.0797 | 40.95 | 41.2547 | 71.3 | 75.7228
2019-06-16 21:30 | No Data | No Data | No Data | No Data | 60.7004 | 68.8599 | No Data | No Data | No Data | No Data | 52.578 | 56.46 | No Data | No Data | -34.4 | -68.8151 | 39.13 | 39.3936 | 73.1 | 77.0647
2019-06-16 22:00 | No Data | No Data | No Data | No Data | 54.0352 | 63.0632 | No Data | No Data | No Data | No Data | 48.006 | 52.229 | No Data | No Data | -32.8 | -70.8497 | 38.675 | 38.9975 | 69.9 | 72.8723
2019-06-16 22:30 | No Data | No Data | No Data | No Data | 55.7198 | 64.5125 | No Data | No Data | No Data | No Data | 50.292 | 55.2437 | No Data | No Data | -33.2 | -69.9771 | 40.04 | 40.3516 | 75.2 | 78.5226
2019-06-16 23:00 | No Data | No Data | No Data | No Data | 55.7198 | 64.5125 | No Data | No Data | No Data | No Data | 51.435 | 57.7639 | No Data | No Data | -33.6 | -69.8169 | 40.495 | 40.8031 | 80.1 | 83.7631
2019-06-16 23:30 | No Data | No Data | No Data | No Data | 66.1326 | 72.0356 | No Data | No Data | No Data | No Data | 49.149 | 55.7381 | No Data | No Data | -25.6 | -66.7077 | 34.125 | 34.4901 | 81.7 | 87.89
2019-06-17 | No Data | No Data | No Data | No Data | 59.3576 | 65.8705 | No Data | No Data | No Data | No Data | 49.149 | 55.7381 | No Data | No Data | -30 | -67.7985 | 35.49 | 35.8412 | 80.6 | 84.9073
2019-06-17 00:30 | No Data | No Data | No Data | No Data | 54.2306 | 62.0758 | No Data | No Data | No Data | No Data | 46.863 | 53.1833 | No Data | No Data | -28 | -69.5977 | 35.035 | 35.4579 | 78.4 | 82.05
2019-06-17 01:00 | No Data | No Data | No Data | No Data | 49.0059 | 58.4425 | No Data | No Data | No Data | No Data | 49.149 | 55.7381 | No Data | No Data | -32.8 | -70.8497 | 39.13 | 39.4488 | 78 | 80.8297
2019-06-17 01:30 | No Data | No Data | No Data | No Data | 50.7027 | 59.8724 | No Data | No Data | No Data | No Data | 56.007 | 61.87 | No Data | No Data | -34.8 | -69.708 | 41.405 | 41.607 | 91.8 | 94.4934
2019-06-17 02:00 | No Data | No Data | No Data | No Data | 44.7456 | 54.9191 | No Data | No Data | No Data | No Data | 44.577 | 51.1804 | No Data | No Data | -31.2 | -70.1233 | 36.855 | 37.3266 | 72.5 | 74.3761
2019-06-17 02:30 | No Data | No Data | No Data | No Data | 41.4252 | 53.3004 | No Data | No Data | No Data | No Data | 51.435 | 57.7639 | No Data | No Data | -34.8 | -70.4023 | 38.675 | 39.0585 | 83.7 | 85.5099
2019-06-17 03:00 | No Data | No Data | No Data | No Data | 41.474 | 54.4529 | No Data | No Data | No Data | No Data | 49.149 | 55.2082 | No Data | No Data | -31.2 | -68.6941 | 35.945 | 36.4284 | 79.3 | 80.9579
2019-06-17 03:30 | No Data | No Data | No Data | No Data | 41.474 | 54.4529 | No Data | No Data | No Data | No Data | 54.864 | 60.8372 | No Data | No Data | -37.2 | -72.3038 | 41.405 | 41.7634 | 84.3 | 85.6951
2019-06-17 04:00 | No Data | No Data | No Data | No Data | 41.474 | 54.4529 | No Data | No Data | No Data | No Data | 50.292 | 56.7485 | No Data | No Data | -32.8 | -69.4354 | 36.4 | 36.9532 | 78 | 79.2642
2019-06-17 04:30 | No Data | No Data | No Data | No Data | 41.474 | 54.4529 | No Data | No Data | No Data | No Data | 50.292 | 56.7485 | No Data | No Data | -32 | -69.0611 | 36.4 | 36.9532 | 77.7 | 79.2114
2019-06-17 05:00 | No Data | No Data | No Data | No Data | 41.474 | 54.4529 | No Data | No Data | No Data | No Data | 48.006 | 54.1931 | No Data | No Data | -34 | -69.6609 | 38.675 | 39.1961 | 69.5 | 71.4782
2019-06-17 05:30 | No Data | No Data | No Data | No Data | 45.3193 | 57.4358 | No Data | No Data | No Data | No Data | 37.719 | 45.3326 | No Data | No Data | -20.4 | -65.65 | 24.115 | 25.3252 | 58 | 60.5251
2019-06-17 06:00 | No Data | No Data | No Data | No Data | 48.957 | 59.1375 | No Data | No Data | No Data | No Data | 41.148 | 47.6372 | No Data | No Data | -23.6 | -67.088 | 29.12 | 29.9091 | 65.5 | 68.8454
2019-06-17 06:30 | No Data | No Data | No Data | No Data | 55.8785 | 62.5713 | No Data | No Data | No Data | No Data | 50.292 | 52.7764 | No Data | No Data | -20.8 | -65.0169 | 25.935 | 26.5035 | 69.7 | 74.5677
2019-06-17 07:00 | No Data | No Data | No Data | No Data | 59.8215 | 64.4765 | No Data | No Data | No Data | No Data | 54.864 | 57.4805 | No Data | No Data | -26.4 | -65.1853 | 32.305 | 32.6904 | 80.2 | 85.9468
2019-06-17 07:30 | No Data | No Data | No Data | No Data | 52.2408 | 57.5127 | No Data | No Data | No Data | No Data | 38.862 | 41.6058 | No Data | No Data | -30.8 | -66.0242 | 39.585 | 39.7962 | 53.7 | 62.8208
2019-06-17 08:00 | No Data | No Data | No Data | No Data | 52.2408 | 56.7426 | No Data | No Data | No Data | No Data | 27.432 | 30.6699 | No Data | No Data | -22.4 | -64.7951 | 24.57 | 25.5003 | 37.6 | 43.4626
2019-06-17 08:30 | No Data | No Data | No Data | No Data | 44.0375 | 47.1214 | No Data | No Data | No Data | No Data | 12.573 | 16.2451 | No Data | No Data | -24 | -66.6753 | -1.82 | -11.9692 | 22 | 28.4253
2019-06-17 09:00 | No Data | No Data | No Data | No Data | 33.6736 | 36.9169 | No Data | No Data | No Data | No Data | -27.432 | -27.4558 | No Data | No Data | -31.6 | -66.0497 | -46.865 | -52.7054 | -44.7 | -44.7001
2019-06-17 09:30 | No Data | No Data | No Data | No Data | 27.9362 | 32.5815 | No Data | No Data | No Data | No Data | -43.434 | -43.674 | No Data | No Data | -40.4 | -67.7608 | -57.33 | -64.3017 | -67.8 | -68.4213
2019-06-17 10:00 | No Data | No Data | No Data | No Data | 28.0339 | 35.1019 | No Data | No Data | No Data | No Data | -40.005 | -40.1517 | No Data | No Data | -43.2 | -68.2208 | -57.785 | -64.9137 | -71 | -71.9903
2019-06-17 10:30 | No Data | No Data | No Data | No Data | 29.7795 | 38.9964 | No Data | No Data | No Data | No Data | -45.72 | -45.948 | No Data | No Data | -33.2 | -65.4462 | -64.155 | -71.626 | -80.2 | -82.1516
2019-06-17 11:00 | No Data | No Data | No Data | No Data | 27.6799 | 38.9043 | No Data | No Data | No Data | No Data | -46.863 | -47.0855 | No Data | No Data | -31.2 | -63.7558 | -65.065 | -72.6434 | -80.5 | -82.214
2019-06-17 11:30 | No Data | No Data | No Data | No Data | 20.2457 | 34.0185 | No Data | No Data | No Data | No Data | -52.578 | -53.0234 | No Data | No Data | -21.2 | -61.7531 | -73.71 | -81.2261 | -88.4 | -91.2432
2019-06-17 12:00 | No Data | No Data | No Data | No Data | 18.2925 | 32.8936 | No Data | No Data | No Data | No Data | -51.435 | -51.8902 | No Data | No Data | -14 | -59.6657 | -79.17 | -86.2114 | -86 | -86.977
2019-06-17 12:30 | No Data | No Data | No Data | No Data | 12.6528 | 27.0819 | No Data | No Data | No Data | No Data | -45.72 | -45.948 | No Data | No Data | -12.4 | -59.7126 | -81.9 | -89.079 | -89.9 | -90.9682
2019-06-17 13:00 | No Data | No Data | No Data | No Data | -2.2644 | -22.4233 | No Data | No Data | No Data | No Data | -32.004 | -32.004 | No Data | No Data | -16.8 | -62.6929 | -67.795 | -74.1482 | -77.8 | -78.7048
2019-06-17 13:30 | No Data | No Data | No Data | No Data | -6.2562 | -21.5988 | No Data | No Data | No Data | No Data | -30.861 | -30.8822 | No Data | No Data | -9.2 | -62.2832 | -73.255 | -79.8794 | -79.8 | -80.5009
2019-06-17 14:00 | No Data | No Data | No Data | No Data | -11.4443 | -20.139 | No Data | No Data | No Data | No Data | -33.147 | -33.1667 | No Data | No Data | -17.6 | -62.1443 | -73.71 | -80.2969 | -84.9 | -85.9983
2019-06-17 14:30 | No Data | No Data | No Data | No Data | -7.538 | -18.2052 | No Data | No Data | No Data | No Data | -26.289 | -26.5117 | No Data | No Data | -18.4 | -62.3756 | -67.34 | -74.1077 | -79.4 | -80.4411
2019-06-17 15:00 | No Data | No Data | No Data | No Data | -8.8197 | -24.0797 | No Data | No Data | No Data | No Data | -4.572 | -9.2152 | No Data | No Data | -1.2 | -64.879 | -47.32 | -52.7035 | -51 | -51.0016
2019-06-17 15:30 | No Data | No Data | No Data | No Data | -12.4697 | -24.31 | No Data | No Data | No Data | No Data | -19.431 | -19.9616 | No Data | No Data | -27.2 | -60.821 | -70.525 | -77.0134 | -77.3 | -77.6534
2019-06-17 16:00 | No Data | No Data | No Data | No Data | 9.5766 | 24.5131 | No Data | No Data | No Data | No Data | -17.145 | -18.4657 | No Data | No Data | -18.8 | -61.1058 | -62.335 | -67.6911 | -66.3 | -66.3302
2019-06-17 16:30 | No Data | No Data | No Data | No Data | 21.4298 | 29.7759 | No Data | No Data | No Data | No Data | 6.858 | 13.3296 | No Data | No Data | -3.2 | -64.0799 | -34.58 | -38.8672 | -16.7 | -20.9805
2019-06-17 17:00 | No Data | No Data | No Data | No Data | 26.5568 | 32.1988 | No Data | No Data | No Data | No Data | 44.577 | 48.1826 | No Data | No Data | 3.6 | 70.9907 | -0.455 | -5.0256 | 30.4 | 42.64
2019-06-17 17:30 | No Data | No Data | No Data | No Data | 20.8072 | 22.3325 | No Data | No Data | No Data | No Data | 52.578 | 56.0536 | No Data | No Data | 4 | 65.7474 | 4.095 | 9.1567 | 37.9 | 49.6025
2019-06-17 18:00 | No Data | No Data | No Data | No Data | 18.3536 | 19.4423 | No Data | No Data | No Data | No Data | 44.577 | 48.6279 | No Data | No Data | 6.8 | 66.2045 | 1.365 | 10.01 | 13.5 | 31.4453
2019-06-17 18:30 | No Data | No Data | No Data | No Data | 17.9873 | 19.7068 | No Data | No Data | No Data | No Data | 41.148 | 45.5052 | No Data | No Data | 14.8 | 69.2012 | -6.825 | -13.2654 | 4.7 | 24.8485
2019-06-17 19:00 | No Data | No Data | No Data | No Data | 12.6528 | 15.9423 | No Data | No Data | No Data | No Data | 58.293 | 62.2069 | No Data | No Data | 10.4 | 67.6047 | -1.82 | -11.0706 | 23 | 34.9384
2019-06-17 19:30 | No Data | No Data | No Data | No Data | 6.4027 | 15.6798 | No Data | No Data | No Data | No Data | 58.293 | 62.2069 | No Data | No Data | 17.2 | 70.5294 | -10.465 | -16.4871 | 24.2 | 34.508
2019-06-17 20:00 | No Data | No Data | No Data | No Data | 1.178 | 14.3614 | No Data | No Data | No Data | No Data | 68.58 | 72.6592 | No Data | No Data | 12 | 68.263 | -5.46 | -12.2089 | 27.3 | 37.085
2019-06-17 20:30 | No Data | No Data | No Data | No Data | -1.8006 | -14.4258 | No Data | No Data | No Data | No Data | 76.581 | 80.2546 | No Data | No Data | 8.4 | 68.5169 | -1.82 | -11.0706 | 30.4 | 39.7432
2019-06-17 21:00 | No Data | No Data | No Data | No Data | -15.6435 | -18.7081 | No Data | No Data | No Data | No Data | 69.723 | 73.0269 | No Data | No Data | 8.8 | 68.9638 | -3.64 | -12.3773 | 27.5 | 34.5407
2019-06-17 21:30 | No Data | No Data | No Data | No Data | -10.9316 | -16.3456 | No Data | No Data | No Data | No Data | 72.009 | 75.2125 | No Data | No Data | 5.6 | 67.8316 | 1.82 | 11.0706 | 35.4 | 42.5455
2019-06-17 22:00 | No Data | No Data | No Data | No Data | -17.6455 | -21.4253 | No Data | No Data | No Data | No Data | 73.152 | 76.3076 | No Data | No Data | 14 | 69.818 | -7.735 | -14.5173 | 23.7 | 31.865
2019-06-17 22:30 | No Data | No Data | No Data | No Data | 0.0061036 | 16.4126 | No Data | No Data | No Data | No Data | 70.866 | 74.4619 | No Data | No Data | 19.6 | 71.9222 | -12.74 | -18.3416 | 22.6 | 31.9612
2019-06-17 23:00 | No Data | No Data | No Data | No Data | 5.7923 | 19.3041 | No Data | No Data | No Data | No Data | 69.723 | 73.3749 | No Data | No Data | 20 | 71.648 | -12.285 | -18.3642 | 26.1 | 34.1997
2019-06-17 23:30 | No Data | No Data | No Data | No Data | 7.4769 | 18.0355 | No Data | No Data | No Data | No Data | 78.867 | 82.1132 | No Data | No Data | 23.2 | 72.2274 | -12.74 | -18.0171 | 36.3 | 46.3994
2019-06-18 | No Data | No Data | No Data | No Data | 0.92164 | 14.4888 | No Data | No Data | No Data | No Data | 85.725 | 88.7207 | No Data | No Data | 6.4 | 66.7077 | 1.365 | 10.01 | 47.3 | 54.7636
2019-06-18 00:30 | No Data | No Data | No Data | No Data | -4.5228 | -15.1503 | No Data | No Data | No Data | No Data | 85.725 | 88.7207 | No Data | No Data | 8.4 | 66.9292 | 0 | 10.0513 | 52 | 57.6347
2019-06-18 01:00 | No Data | No Data | No Data | No Data | -15.3872 | -19.6755 | No Data | No Data | No Data | No Data | 92.583 | 95.3635 | No Data | No Data | 7.6 | 67.6284 | -1.82 | -10.6221 | 47 | 53.0487
2019-06-18 01:30 | No Data | No Data | No Data | No Data | -14.4594 | -18.9588 | No Data | No Data | No Data | No Data | 99.441 | 102.2969 | No Data | No Data | 7.6 | 66.0388 | -0.91 | -10.0513 | 48.5 | 56.6817
2019-06-18 02:00 | No Data | No Data | No Data | No Data | -14.5205 | -20.5351 | No Data | No Data | No Data | No Data | 88.011 | 91.2254 | No Data | No Data | 16.4 | 67.2309 | -9.555 | -13.8383 | 34.4 | 52.9854
2019-06-18 02:30 | No Data | No Data | No Data | No Data | -20.0504 | -23.8268 | No Data | No Data | No Data | No Data | 59.436 | 63.6806 | No Data | No Data | 51.6 | 88.256 | -45.955 | -49.4277 | -2.9 | -35.7179
2019-06-18 03:00 | No Data | No Data | No Data | No Data | -23.9445 | -27.1853 | No Data | No Data | No Data | No Data | 59.436 | 63.6806 | No Data | No Data | 48.8 | 87.9754 | -42.315 | -46.2447 | -2.4 | -35.9235
2019-06-18 03:30 | No Data | No Data | No Data | No Data | -12.6162 | -22.151 | No Data | No Data | No Data | No Data | 89.154 | 92.9492 | No Data | No Data | 15.6 | 71.3269 | -10.01 | -15.8468 | 30.4 | 53.3982
2019-06-18 04:00 | No Data | No Data | No Data | No Data | -11.2856 | -21.4211 | No Data | No Data | No Data | No Data | 78.867 | 83.1331 | No Data | No Data | 23.2 | 73.7444 | -20.02 | -24.4898 | 19.4 | 44.7264
2019-06-18 04:30 | No Data | No Data | No Data | No Data | -8.368 | -20.038 | No Data | No Data | No Data | No Data | 78.867 | 82.1132 | No Data | No Data | 10.4 | 68.3953 | -5.46 | -13.0292 | 23.3 | 43.1344
2019-06-18 05:00 | No Data | No Data | No Data | No Data | -15.1797 | -22.3203 | No Data | No Data | No Data | No Data | 78.867 | 81.8024 | No Data | No Data | 8.4 | 67.723 | -4.55 | -12.6748 | 25.5 | 47.0976
2019-06-18 05:30 | No Data | No Data | No Data | No Data | -11.078 | -21.0108 | No Data | No Data | No Data | No Data | 69.723 | 73.739 | No Data | No Data | 16.4 | 68.7837 | -10.92 | -17.4805 | 19.7 | 40.2505
2019-06-18 06:00 | No Data | No Data | No Data | No Data | -2.7283 | -18.0603 | No Data | No Data | No Data | No Data | 58.293 | 62.6151 | No Data | No Data | -6.8 | -58.7946 | 4.55 | 13.1005 | 39.8 | 52.8685
2019-06-18 06:30 | No Data | No Data | No Data | No Data | -3.4974 | -15.6844 | No Data | No Data | No Data | No Data | 32.004 | 36.8606 | No Data | No Data | 0 | 0 | 0 | 0 | 38.2 | 57.2189
2019-06-18 07:00 | No Data | No Data | No Data | No Data | 12.8603 | 18.0925 | No Data | No Data | No Data | No Data | 57.15 | 62.9066 | No Data | No Data | 0 | 0 | 0 | 0 | 42.3 | 66.2593
2019-06-18 07:30 | No Data | No Data | No Data | No Data | 19.0127 | 24.2987 | No Data | No Data | No Data | No Data | 33.147 | 39.6277 | No Data | No Data | 0 | 0 | 0 | 0 | 11.7 | 47.1739
2019-06-18 08:00 | No Data | No Data | No Data | No Data | 6.1952 | 11.375 | No Data | No Data | No Data | No Data | 21.717 | 32.3693 | No Data | No Data | 7.6 | 21.7697 | 0 | 0 | 11.1 | 46.6401
2019-06-18 08:30 | No Data | No Data | No Data | No Data | 10.0893 | 12.6603 | No Data | No Data | No Data | No Data | 14.859 | 26.3138 | No Data | No Data | 6.8 | 21.5035 | 0 | 0 | 35.9 | 61.9601
2019-06-18 09:00 | No Data | No Data | No Data | No Data | 21.5274 | 25.1391 | No Data | No Data | No Data | No Data | -2.286 | -19.565 | No Data | No Data | -5.6 | -27.7705 | 0 | 0 | 29.6 | 56.9045
2019-06-18 09:30 | No Data | No Data | No Data | No Data | 12.9091 | 17.1789 | No Data | No Data | No Data | No Data | -26.289 | -28.6663 | No Data | No Data | -4.8 | -18.2428 | 0 | 0 | 24.8 | 53.3187
2019-06-18 10:00 | No Data | No Data | No Data | No Data | 0.0061036 | 9.4423 | No Data | No Data | No Data | No Data | -17.145 | -18.92 | No Data | No Data | -20.4 | -26.1748 | 0 | 0 | 17.5 | 44.8547
2019-06-18 10:30 | No Data | No Data | No Data | No Data | 10.0404 | 14.1735 | No Data | No Data | No Data | No Data | -13.716 | -16.4846 | No Data | No Data | -36.4 | -38.0841 | 0 | 0 | 4.6 | 36.1935
2019-06-18 11:00 | No Data | No Data | No Data | No Data | 8.246 | 13.9377 | No Data | No Data | No Data | No Data | -32.004 | -32.1872 | No Data | No Data | -33.2 | -37.0794 | 0 | 0 | 5.4 | 37.0951
2019-06-18 11:30 | No Data | No Data | No Data | No Data | -1.4954 | -8.5968 | No Data | No Data | No Data | No Data | -3.429 | -9.7658 | No Data | No Data | -24 | -27.7849 | 0 | 0 | 5.2 | 34.9886
2019-06-18 12:00 | No Data | No Data | No Data | No Data | -7.4403 | -15.2715 | No Data | No Data | No Data | No Data | -17.145 | -19.431 | No Data | No Data | -36 | -37.702 | 0 | 0 | -4.7 | -31.0577
2019-06-18 12:30 | No Data | No Data | No Data | No Data | 2.0447 | 18.0668 | No Data | No Data | No Data | No Data | -27.432 | -27.8104 | No Data | No Data | -36 | -39.7311 | 0 | 0 | 0.9 | 31.213
2019-06-18 13:00 | No Data | No Data | No Data | No Data | -4.9744 | -19.3694 | No Data | No Data | No Data | No Data | -24.003 | -27.0966 | No Data | No Data | -52.4 | -53.0072 | 0 | 0 | -1.2 | -31.7227
2019-06-18 13:30 | No Data | No Data | No Data | No Data | 2.0447 | 22.15 | No Data | No Data | No Data | No Data | -44.577 | -45.2893 | No Data | No Data | -51.2 | -54.0592 | 0 | 0 | -10.6 | -35.9961
2019-06-18 14:00 | No Data | No Data | No Data | No Data | 2.8138 | 20.9119 | No Data | No Data | No Data | No Data | -17.145 | -23.4524 | No Data | No Data | -14.8 | -22.691 | 0 | 0 | -10.3 | -35.5259
2019-06-18 14:30 | No Data | No Data | No Data | No Data | 18.9639 | 27.7491 | No Data | No Data | No Data | No Data | -28.575 | -30.7762 | No Data | No Data | -20 | -25.8643 | 0 | 0 | -23.2 | -36.1321
2019-06-18 15:00 | No Data | No Data | No Data | No Data | 2.8138 | 17.1094 | No Data | No Data | No Data | No Data | -24.003 | -27.0966 | No Data | No Data | -5.2 | -29.6594 | 0 | 0 | 9.6 | 32.6435
2019-06-18 15:30 | No Data | No Data | No Data | No Data | 7.4281 | 18.573 | No Data | No Data | No Data | No Data | 19.431 | 27.4796 | No Data | No Data | 6.8 | 20.3686 | 0 | 0 | -6.3 | -27.2386
2019-06-18 16:00 | No Data | No Data | No Data | No Data | 12.8603 | 21.3834 | No Data | No Data | No Data | No Data | 32.004 | 40.7011 | No Data | No Data | 0 | 60 | 5.005 | 12.4274 | 1.3 | 27.2265
2019-06-18 16:30 | No Data | No Data | No Data | No Data | 7.7333 | 15.1111 | No Data | No Data | No Data | No Data | 26.289 | 37.9951 | No Data | No Data | 17.2 | 69.7539 | -10.92 | -17.8381 | 4.4 | 31.9049
2019-06-18 17:00 | No Data | No Data | No Data | No Data | 1.7395 | 11.3223 | No Data | No Data | No Data | No Data | 37.719 | 46.6394 | No Data | No Data | 5.2 | 73.1552 | -1.365 | -10.1026 | 31.5 | 44.6894
2019-06-18 17:30 | No Data | No Data | No Data | No Data | 23.7369 | 26.2832 | No Data | No Data | No Data | No Data | 46.863 | 55.4914 | No Data | No Data | -3.6 | -70.0925 | 9.1 | 11.375 | 48.5 | 65.6867
2019-06-18 18:00 | No Data | No Data | No Data | No Data | 34.3938 | 37.4531 | No Data | No Data | No Data | No Data | 37.719 | 47.3208 | No Data | No Data | -17.6 | -64.8346 | 25.025 | 26.6282 | 41.9 | 59.2556
2019-06-18 18:30 | No Data | No Data | No Data | No Data | 35.4681 | 38.442 | No Data | No Data | No Data | No Data | 26.289 | 37.1783 | No Data | No Data | -6.8 | -67.1452 | 15.47 | 19.7545 | 29.3 | 43.0202
2019-06-18 19:00 | No Data | No Data | No Data | No Data | 12.0912 | 19.169 | No Data | No Data | No Data | No Data | 35.433 | 45.5195 | No Data | No Data | -6.8 | -68.7372 | 15.47 | 20.333 | 55.3 | 64.2956
2019-06-18 19:30 | No Data | No Data | No Data | No Data | 31.8303 | 37.567 | No Data | No Data | No Data | No Data | 33.147 | 43.026 | No Data | No Data | -4.8 | -68.5682 | 13.65 | 18.985 | 52.4 | 59.9867
2019-06-18 20:00 | No Data | No Data | No Data | No Data | 27.5212 | 35.0461 | No Data | No Data | No Data | No Data | 35.433 | 46.2456 | No Data | No Data | -9.6 | -69.0704 | 17.745 | 21.5825 | 55.1 | 61.3157
2019-06-18 20:30 | No Data | No Data | No Data | No Data | 20.5997 | 31.9019 | No Data | No Data | No Data | No Data | 28.575 | 39.6112 | No Data | No Data | 2.4 | 70.4045 | 6.825 | 15.6694 | 41.9 | 50.6741
2019-06-18 21:00 | No Data | No Data | No Data | No Data | 22.0401 | 34.0811 | No Data | No Data | No Data | No Data | 22.86 | 35.7085 | No Data | No Data | 10 | 73.0873 | -3.185 | -16.2404 | 32 | 38.2753
2019-06-18 21:30 | No Data | No Data | No Data | No Data | 34.5525 | 43.2392 | No Data | No Data | No Data | No Data | 17.145 | 31.3857 | No Data | No Data | 12.8 | 73.9167 | -5.005 | -17.5632 | 33 | 37.7831
2019-06-18 22:00 | No Data | No Data | No Data | No Data | 25.1164 | 36.1467 | No Data | No Data | No Data | No Data | 16.002 | 29.8058 | No Data | No Data | 10 | 74.6726 | -0.91 | -17.3855 | 33.4 | 34.808
2019-06-18 22:30 | No Data | No Data | No Data | No Data | 41.4252 | 49.7137 | No Data | No Data | No Data | No Data | 26.289 | 37.9951 | No Data | No Data | 5.2 | 73.0808 | 1.365 | 15.9315 | 42.5 | 44.4146
2019-06-18 23:00 | No Data | No Data | No Data | No Data | 45.6245 | 53.2634 | No Data | No Data | No Data | No Data | 35.433 | 46.2456 | No Data | No Data | -6 | -70.2567 | 14.105 | 19.0068 | 56.3 | 58.9571
2019-06-18 23:30 | No Data | No Data | No Data | No Data | 49.3599 | 56.496 | No Data | No Data | No Data | No Data | 25.146 | 38.0638 | No Data | No Data | 13.6 | 73.2732 | -2.73 | -14.8137 | 50.5 | 55.8273
2019-06-19 | No Data | No Data | No Data | No Data | 45.1606 | 51.9805 | No Data | No Data | No Data | No Data | 22.86 | 35.7085 | No Data | No Data | 10.4 | 73.1432 | -2.275 | -16.0867 | 48.6 | 52.0377
2019-06-19 00:30 | No Data | No Data | No Data | No Data | 47.8218 | 55.1573 | No Data | No Data | No Data | No Data | 34.29 | 44.6356 | No Data | No Data | -1.2 | -67.2107 | 9.555 | 14.1563 | 59.5 | 69.9606
2019-06-19 01:00 | No Data | No Data | No Data | No Data | 34.3938 | 46.557 | No Data | No Data | No Data | No Data | 27.432 | 37.9951 | No Data | No Data | 9.6 | 71.4479 | -1.82 | -13.7708 | 41.9 | 50.3945
2019-06-19 01:30 | No Data | No Data | No Data | No Data | 33.1121 | 44.4764 | No Data | No Data | No Data | No Data | 28.575 | 39.6112 | No Data | No Data | 13.6 | 72.0944 | -5.005 | -15.3962 | 47 | 54.1536
2019-06-19 02:00 | No Data | No Data | No Data | No Data | 26.7033 | 41.2867 | No Data | No Data | No Data | No Data | 24.003 | 34.763 | No Data | No Data | 12.8 | 73.5228 | -5.46 | -16.4053 | 44.7 | 50.9739
2019-06-19 02:30 | No Data | No Data | No Data | No Data | 30.2922 | 43.8436 | No Data | No Data | No Data | No Data | 18.288 | 30.1761 | No Data | No Data | 16.4 | 75.7955 | -9.1 | -18.738 | 27.9 | 34.6217
2019-06-19 03:00 | No Data | No Data | No Data | No Data | 28.4489 | 42.5908 | No Data | No Data | No Data | No Data | 24.003 | 34.763 | No Data | No Data | 15.6 | 73.6706 | -8.19 | -17.5042 | 38.4 | 44.1565
2019-06-19 03:30 | No Data | No Data | No Data | No Data | 38.0926 | 49.5549 | No Data | No Data | No Data | No Data | 21.717 | 33.2257 | No Data | No Data | 14 | 72.1709 | -5.915 | -16.5623 | 39.1 | 45.3631
2019-06-19 04:00 | No Data | No Data | No Data | No Data | 32.7092 | 45.547 | No Data | No Data | No Data | No Data | 20.574 | 32.4902 | No Data | No Data | 15.6 | 72.889 | -9.555 | -18.5716 | 34.8 | 42.1038
2019-06-19 04:30 | No Data | No Data | No Data | No Data | 35.1629 | 48.484 | No Data | No Data | No Data | No Data | 22.86 | 33.9838 | No Data | No Data | 11.6 | 70.9546 | -5.46 | -16.4053 | 30.4 | 38.3021
2019-06-19 05:00 | No Data | No Data | No Data | No Data | 30.341 | 45.1093 | No Data | No Data | No Data | No Data | 21.717 | 33.2257 | No Data | No Data | 9.2 | 69.4124 | -5.915 | -16.988 | 29.2 | 38.6359
2019-06-19 05:30 | No Data | No Data | No Data | No Data | 42.7558 | 53.2231 | No Data | No Data | No Data | No Data | 26.289 | 37.1783 | No Data | No Data | 7.2 | 67.5846 | 2.275 | 13.8383 | 39.4 | 49.0408
2019-06-19 06:00 | No Data | No Data | No Data | No Data | 48.0293 | 56.6542 | No Data | No Data | No Data | No Data | 29.718 | 41.2273 | No Data | No Data | 3.6 | 67.2964 | 5.915 | 13.2263 | 45.7 | 58.8782
2019-06-19 06:30 | No Data | No Data | No Data | No Data | 58.5885 | 64.246 | No Data | No Data | No Data | No Data | 20.574 | 33.3826 | No Data | No Data | 12.4 | 67.2298 | -2.275 | -11.6003 | 45.4 | 65.6348
2019-06-19 07:00 | No Data | No Data | No Data | No Data | 67.4632 | 69.2066 | No Data | No Data | No Data | No Data | 34.29 | 44.6356 | No Data | No Data | -4.8 | -63.5648 | 16.38 | 18.1145 | 69.8 | 96.0627
2019-06-19 07:30 | No Data | No Data | No Data | No Data | 65.0584 | 69.8177 | No Data | No Data | No Data | No Data | 33.147 | 43.026 | No Data | No Data | -2.4 | -66.8431 | 11.83 | 16.7301 | 57.6 | 76.537
2019-06-19 08:00 | No Data | No Data | No Data | No Data | 64.9485 | 69.8268 | No Data | No Data | No Data | No Data | 18.288 | 31.093 | No Data | No Data | -16 | -64.8062 | 20.93 | 23.4005 | 38.8 | 70.4477
2019-06-19 08:30 | No Data | No Data | No Data | No Data | 64.8997 | 69.7814 | No Data | No Data | No Data | No Data | -17.145 | -22.6879 | No Data | No Data | -9.2 | -69.0159 | -10.92 | -20.8358 | 13.3 | 50.7729
2019-06-19 09:00 | No Data | No Data | No Data | No Data | 60.5905 | 66.1158 | No Data | No Data | No Data | No Data | -32.004 | -33.9838 | No Data | No Data | -26.8 | -72.7186 | -26.39 | -34.5471 | -24.4 | -31.36
2019-06-19 09:30 | No Data | No Data | No Data | No Data | 60.1877 | 65.7468 | No Data | No Data | No Data | No Data | -46.863 | -47.3621 | No Data | No Data | -29.6 | -68.7034 | -40.495 | -47.6035 | -50.2 | -50.4484
2019-06-19 10:00 | No Data | No Data | No Data | No Data | 52.0333 | 60.2701 | No Data | No Data | No Data | No Data | -56.007 | -56.1119 | No Data | No Data | -28.4 | -67.1059 | -45.045 | -52.4376 | -59.1 | -59.1529
2019-06-19 10:30 | No Data | No Data | No Data | No Data | 51.9844 | 61.3929 | No Data | No Data | No Data | No Data | -58.293 | -58.3938 | No Data | No Data | -23.6 | -65.5927 | -43.68 | -51.5095 | -58.8 | -58.8191
2019-06-19 11:00 | No Data | No Data | No Data | No Data | 50.1289 | 60.7176 | No Data | No Data | No Data | No Data | -58.293 | -58.3042 | No Data | No Data | -28 | -68.0294 | -42.77 | -50.9864 | -59.3 | -59.5104
2019-06-19 11:30 | No Data | No Data | No Data | No Data | 48.2368 | 59.1651 | No Data | No Data | No Data | No Data | -60.579 | -60.7513 | No Data | No Data | -17.6 | -64.065 | -54.145 | -60.8629 | -70.2 | -70.9087
2019-06-19 12:00 | No Data | No Data | No Data | No Data | 48.2368 | 59.1651 | No Data | No Data | No Data | No Data | -62.865 | -62.9585 | No Data | No Data | -14 | -62.7809 | -60.515 | -67.1568 | -76.1 | -77.2882
2019-06-19 12:30 | No Data | No Data | No Data | No Data | 48.2368 | 59.1651 | No Data | No Data | No Data | No Data | -65.151 | -65.161 | No Data | No Data | -16.8 | -62.6929 | -68.705 | -75.9209 | -77.2 | -78.6629
2019-06-19 13:00 | No Data | No Data | No Data | No Data | 45.0629 | 57.6729 | No Data | No Data | No Data | No Data | -57.15 | -57.3326 | No Data | No Data | 0 | 65.2 | -62.79 | -69.6016 | -55.6 | -56.231
2019-06-19 13:30 | No Data | No Data | No Data | No Data | 48.6519 | 60.5186 | No Data | No Data | No Data | No Data | -60.579 | -60.848 | No Data | No Data | -4 | -62.1289 | -67.795 | -74.7115 | -68.3 | -69.2449
2019-06-19 14:00 | No Data | No Data | No Data | No Data | 51.1543 | 63.5107 | No Data | No Data | No Data | No Data | -44.577 | -45.2893 | No Data | No Data | -3.6 | -65.6987 | -59.15 | -65.1461 | -25.1 | -25.1
2019-06-19 14:30 | No Data | No Data | No Data | No Data | 46.0883 | 59.5061 | No Data | No Data | No Data | No Data | -52.578 | -52.6277 | No Data | No Data | -36.4 | -66.1211 | -58.24 | -65.319 | -51.7 | -51.7604
2019-06-19 15:00 | No Data | No Data | No Data | No Data | 53.2052 | 65.1739 | No Data | No Data | No Data | No Data | -27.432 | -30.6699 | No Data | No Data | -18.8 | -67.4721 | -23.205 | -28.6686 | -13.9 | -15.6541
2019-06-19 15:30 | No Data | No Data | No Data | No Data | 60.2365 | 71.0301 | No Data | No Data | No Data | No Data | -21.717 | -26.9758 | No Data | No Data | -12.8 | -66.0521 | -26.845 | -32.6904 | -0.4 | -8.7092
2019-06-19 16:00 | No Data | No Data | No Data | No Data | 65.4612 | 74.5807 | No Data | No Data | No Data | No Data | -11.43 | -20.6057 | No Data | No Data | -31.2 | -73.003 | -11.375 | -16.0867 | 12.1 | 19.3499
2019-06-19 16:30 | No Data | No Data | No Data | No Data | 69.099 | 76.129 | No Data | No Data | No Data | No Data | -10.287 | -19.0233 | No Data | No Data | -18.4 | -64.2893 | -2.275 | -12.9415 | 15.8 | 32.8494
2019-06-19 17:00 | No Data | No Data | No Data | No Data | 79.2554 | 84.0388 | No Data | No Data | No Data | No Data | 20.574 | 31.6138 | No Data | No Data | -31.6 | -74.6212 | 35.49 | 35.9795 | 54 | 60.7817
2019-06-19 17:30 | No Data | No Data | No Data | No Data | 84.2847 | 87.7785 | No Data | No Data | No Data | No Data | 32.004 | 43.674 | No Data | No Data | -36.4 | -70.1781 | 44.59 | 44.9806 | 76.4 | 86.3774
2019-06-19 18:00 | No Data | No Data | No Data | No Data | 87.8126 | 90.0617 | No Data | No Data | No Data | No Data | 21.717 | 32.3693 | No Data | No Data | -36.4 | -70.1781 | 45.5 | 46.009 | 63.4 | 76.1604
2019-06-19 18:30 | No Data | No Data | No Data | No Data | 87.8126 | 90.4391 | No Data | No Data | No Data | No Data | 25.146 | 37.2134 | No Data | No Data | -35.6 | -70.4557 | 44.59 | 45.2559 | 62.3 | 71.3119
2019-06-19 19:00 | No Data | No Data | No Data | No Data | 86.0182 | 89.5691 | No Data | No Data | No Data | No Data | 25.146 | 38.0638 | No Data | No Data | -35.2 | -71.6436 | 43.68 | 44.6178 | 60.3 | 66.1098
2019-06-19 19:30 | No Data | No Data | No Data | No Data | 82.5879 | 86.8806 | No Data | No Data | No Data | No Data | 26.289 | 38.8284 | No Data | No Data | -32.4 | -70.6654 | 40.95 | 42.05 | 66.4 | 71.2725
2019-06-19 20:00 | No Data | No Data | No Data | No Data | 79.2065 | 85.4635 | No Data | No Data | No Data | No Data | 21.717 | 34.9877 | No Data | No Data | -24 | -69.4769 | 30.94 | 32.519 | 70.5 | 76.0053
2019-06-19 20:30 | No Data | No Data | No Data | No Data | 77.5586 | 83.9385 | No Data | No Data | No Data | No Data | 24.003 | 36.4508 | No Data | No Data | -24.4 | -68.8674 | 31.395 | 33.0932 | 70.1 | 75.156
2019-06-19 21:00 | No Data | No Data | No Data | No Data | 77.5586 | 84.6019 | No Data | No Data | No Data | No Data | 37.719 | 48.7352 | No Data | No Data | -36 | -71.6938 | 43.225 | 43.7605 | 81.2 | 86.9878
2019-06-19 21:30 | No Data | No Data | No Data | No Data | 83.1006 | 89.1021 | No Data | No Data | No Data | No Data | 45.72 | 55.8084 | No Data | No Data | -41.2 | -72.7835 | 51.415 | 51.866 | 90.3 | 95.5055
2019-06-19 22:00 | No Data | No Data | No Data | No Data | 77.9736 | 85.8187 | No Data | No Data | No Data | No Data | 44.577 | 54.8759 | No Data | No Data | -41.2 | -73.2306 | 48.685 | 49.2263 | 85.7 | 87.7809
2019-06-19 22:30 | No Data | No Data | No Data | No Data | 82.0752 | 86.2986 | No Data | No Data | No Data | No Data | 44.577 | 55.5503 | No Data | No Data | -36 | -70.3147 | 45.045 | 45.4317 | 85.5 | 90.8784
2019-06-19 23:00 | No Data | No Data | No Data | No Data | 85.5055 | 88.486 | No Data | No Data | No Data | No Data | 51.435 | 61.8172 | No Data | No Data | -38.4 | -70.5634 | 48.23 | 48.4441 | 91.4 | 98.0159
2019-06-19 23:30 | No Data | No Data | No Data | No Data | 98.1765 | 99.5653 | No Data | No Data | No Data | No Data | 54.864 | 65.3112 | No Data | No Data | -31.6 | -66.7533 | 42.77 | 42.9246 | 98.6 | 109.1859
2019-06-20 | No Data | No Data | No Data | No Data | 90.7912 | 92.5988 | No Data | No Data | No Data | No Data | 53.721 | 60.848 | No Data | No Data | -35.2 | -68.188 | 45.045 | 45.1918 | 95.4 | 102.9132
2019-06-20 00:30 | No Data | No Data | No Data | No Data | 82.4292 | 85.9084 | No Data | No Data | No Data | No Data | 48.006 | 54.7329 | No Data | No Data | -28.8 | -67.2761 | 38.22 | 38.675 | 87.6 | 93.7514
2019-06-20 01:00 | No Data | No Data | No Data | No Data | 75.4589 | 79.7635 | No Data | No Data | No Data | No Data | 49.149 | 57.435 | No Data | No Data | -26.8 | -67.5444 | 34.125 | 34.6338 | 89.6 | 95.3463
2019-06-20 01:30 | No Data | No Data | No Data | No Data | 78.8403 | 82.9696 | No Data | No Data | No Data | No Data | 49.149 | 59.9285 | No Data | No Data | -25.6 | -67.8174 | 32.76 | 33.4634 | 86.9 | 91.6429
2019-06-20 02:00 | No Data | No Data | No Data | No Data | 72.1263 | 76.6183 | No Data | No Data | No Data | No Data | 48.006 | 57.0699 | No Data | No Data | -24.8 | -67.1476 | 33.67 | 34.1856 | 82.5 | 89.4618
2019-06-20 02:30 | No Data | No Data | No Data | No Data | 68.7449 | 76.0671 | No Data | No Data | No Data | No Data | 51.435 | 60.579 | No Data | No Data | -29.2 | -68.1704 | 36.4 | 36.8072 | 83.3 | 90.5884
2019-06-20 03:00 | No Data | No Data | No Data | No Data | 67.0481 | 74.5371 | No Data | No Data | No Data | No Data | 52.578 | 60.966 | No Data | No Data | -35.6 | -69.4228 | 43.68 | 43.9163 | 88 | 95.3462
2019-06-20 03:30 | No Data | No Data | No Data | No Data | 64.6433 | 73.1321 | No Data | No Data | No Data | No Data | 54.864 | 62.9481 | No Data | No Data | -37.2 | -69.9177 | 44.135 | 44.4179 | 88.4 | 94.9666
2019-06-20 04:00 | No Data | No Data | No Data | No Data | 63.0076 | 71.6902 | No Data | No Data | No Data | No Data | 52.578 | 62.1544 | No Data | No Data | -34 | -68.616 | 38.22 | 38.608 | 82.3 | 88.9704
2019-06-20 04:30 | No Data | No Data | No Data | No Data | 61.2619 | 70.161 | No Data | No Data | No Data | No Data | 53.721 | 63.1242 | No Data | No Data | -30.8 | -66.7329 | 37.765 | 38.1577 | 79.6 | 86.7152
2019-06-20 05:00 | No Data | No Data | No Data | No Data | 61.2619 | 70.161 | No Data | No Data | No Data | No Data | 49.149 | 58.6505 | No Data | No Data | -26.4 | -66.6513 | 31.85 | 32.4808 | 75.4 | 83.0015
2019-06-20 05:30 | No Data | No Data | No Data | No Data | 61.2619 | 70.161 | No Data | No Data | No Data | No Data | 49.149 | 58.6505 | No Data | No Data | -30.8 | -67.4436 | 36.855 | 37.3266 | 72.3 | 81.9588
2019-06-20 06:00 | No Data | No Data | No Data | No Data | 67.0481 | 73.002 | No Data | No Data | No Data | No Data | 42.291 | 52.3539 | No Data | No Data | -20.8 | -65.396 | 27.3 | 28.1402 | 65.8 | 75.5876
2019-06-20 06:30 | No Data | No Data | No Data | No Data | 72.1752 | 75.6972 | No Data | No Data | No Data | No Data | 32.004 | 43.674 | No Data | No Data | -15.6 | -63.1569 | 23.66 | 24.5025 | 66.8 | 82.5499
2019-06-20 07:00 | No Data | No Data | No Data | No Data | 79.2065 | 81.3998 | No Data | No Data | No Data | No Data | 27.432 | 37.9951 | No Data | No Data | -14.8 | -62.6712 | 22.295 | 22.9538 | 69.5 | 86.3825
2019-06-20 07:30 | No Data | No Data | No Data | No Data | 78.584 | 79.8485 | No Data | No Data | No Data | No Data | 29.718 | 38.9292 | No Data | No Data | -21.2 | -62.8815 | 30.03 | 30.5223 | 71.4 | 87.7437
2019-06-20 08:00 | No Data | No Data | No Data | No Data | 82.2828 | 82.9139 | No Data | No Data | No Data | No Data | 21.717 | 32.3693 | No Data | No Data | -24 | -64.622 | 32.305 | 32.927 | 49.8 | 64.5697
2019-06-20 08:30 | No Data | No Data | No Data | No Data | 79.9268 | 80.3842 | No Data | No Data | No Data | No Data | 9.144 | 22.5145 | No Data | No Data | -16.4 | -62.201 | 21.84 | 23.3251 | 37.6 | 56.2972
2019-06-20 09:00 | No Data | No Data | No Data | No Data | 74.5922 | 75.2879 | No Data | No Data | No Data | No Data | -1.143 | -18.3237 | No Data | No Data | -12.4 | -70.3022 | 11.83 | 14.1343 | 22.1 | 42.2423
2019-06-20 09:30 | No Data | No Data | No Data | No Data | 71.2108 | 72.1976 | No Data | No Data | No Data | No Data | -12.573 | -19.4646 | No Data | No Data | -3.6 | -64.5005 | -6.37 | -15.4767 | 15.9 | 35.643
2019-06-20 10:00 | No Data | No Data | No Data | No Data | 63.8254 | 66.2458 | No Data | No Data | No Data | No Data | -26.289 | -28.6663 | No Data | No Data | 0.4 | 66.8012 | -23.66 | -30.1298 | 4.8 | 26.8328
2019-06-20 10:30 | No Data | No Data | No Data | No Data | 58.4909 | 61.6368 | No Data | No Data | No Data | No Data | -38.862 | -40.508 | No Data | No Data | 6 | 67.8657 | -47.32 | -52.9054 | -19.7 | -28.5035
2019-06-20 11:00 | No Data | No Data | No Data | No Data | 54.6944 | 59.5844 | No Data | No Data | No Data | No Data | -53.721 | -54.4937 | No Data | No Data | -8 | -62.9107 | -68.25 | -74.5645 | -48 | -49.8085
2019-06-20 11:30 | No Data | No Data | No Data | No Data | 47.7729 | 53.3017 | No Data | No Data | No Data | No Data | -58.293 | -58.695 | No Data | No Data | -15.6 | -61.9948 | -71.89 | -78.6295 | -56.7 | -57.4903
2019-06-20 12:00 | No Data | No Data | No Data | No Data | 44.184 | 50.1103 | No Data | No Data | No Data | No Data | -45.72 | -46.0758 | No Data | No Data | -5.6 | -63.8461 | -54.6 | -61.457 | -46.6 | -48.4883
2019-06-20 12:30 | No Data | No Data | No Data | No Data | 41.5717 | 47.3243 | No Data | No Data | No Data | No Data | -27.432 | -30.1761 | No Data | No Data | -16 | -65.5817 | -38.22 | -44.2474 | -34.4 | -37.649
2019-06-20 13:00 | No Data | No Data | No Data | No Data | 37.9828 | 44.2049 | No Data | No Data | No Data | No Data | -29.718 | -31.4481 | No Data | No Data | -2 | -69.2416 | -36.855 | -43.0739 | -36.4 | -39.9651
2019-06-20 13:30 | No Data | No Data | No Data | No Data | 39.5697 | 45.5757 | No Data | No Data | No Data | No Data | -32.004 | -32.989 | No Data | No Data | -6 | -66.6705 | -41.86 | -47.6427 | -33 | -39.2771
2019-06-20 14:00 | No Data | No Data | No Data | No Data | 39.057 | 46.278 | No Data | No Data | No Data | No Data | -18.288 | -22.193 | No Data | No Data | -16 | -67.1345 | -23.205 | -29.4909 | -18 | -29.443
2019-06-20 14:30 | No Data | No Data | No Data | No Data | 37.4701 | 44.9467 | No Data | No Data | No Data | No Data | -30.861 | -31.8813 | No Data | No Data | -12.8 | -64.4832 | -30.03 | -36.0916 | -22.9 | -35.4799
2019-06-20 15:00 | No Data | No Data | No Data | No Data | 40.3387 | 47.3647 | No Data | No Data | No Data | No Data | -9.144 | -15.5465 | No Data | No Data | -27.2 | -66.242 | -4.55 | -15.2544 | -7.2 | -35.0475
2019-06-20 15:30 | No Data | No Data | No Data | No Data | 47.5166 | 53.61 | No Data | No Data | No Data | No Data | 3.429 | 16.3653 | No Data | No Data | -4.8 | -65.3764 | -15.925 | -22.8454 | 9.6 | 30.4528
2019-06-20 16:00 | No Data | No Data | No Data | No Data | 52.9488 | 58.4789 | No Data | No Data | No Data | No Data | 13.716 | 21.9563 | No Data | No Data | 4.4 | 64.9492 | -13.195 | -19.989 | 20.4 | 41.9013
2019-06-20 16:30 | No Data | No Data | No Data | No Data | 54.8531 | 59.2529 | No Data | No Data | No Data | No Data | 14.859 | 23.5635 | No Data | No Data | 3.2 | 66.4771 | -6.825 | -13.6576 | 26.8 | 48.8984
2019-06-20 17:00 | No Data | No Data | No Data | No Data | 59.9313 | 62.7869 | No Data | No Data | No Data | No Data | 33.147 | 40.9251 | No Data | No Data | -10.8 | -67.2726 | 13.65 | 14.8765 | 48.9 | 68.1026
2019-06-20 17:30 | No Data | No Data | No Data | No Data | 64.9485 | 66.9782 | No Data | No Data | No Data | No Data | 33.147 | 40.2654 | No Data | No Data | -15.2 | -71.2404 | 24.57 | 24.8382 | 67 | 86.874
2019-06-20 18:00 | No Data | No Data | No Data | No Data | 70.8446 | 72.3469 | No Data | No Data | No Data | No Data | 38.862 | 45.6771 | No Data | No Data | -17.6 | -65.9903 | 27.755 | 29.2087 | 70.5 | 81.3548
2019-06-20 18:30 | No Data | No Data | No Data | No Data | 72.4926 | 73.9614 | No Data | No Data | No Data | No Data | 42.291 | 48.6279 | No Data | No Data | -23.6 | -67.4626 | 34.125 | 35.094 | 76.9 | 85.9545
2019-06-20 19:00 | No Data | No Data | No Data | No Data | 69.0013 | 71.4541 | No Data | No Data | No Data | No Data | 27.432 | 34.9877 | No Data | No Data | -14 | -66.2951 | 23.66 | 25.6904 | 65 | 77.1184
2019-06-20 19:30 | No Data | No Data | No Data | No Data | 61.7258 | 64.4561 | No Data | No Data | No Data | No Data | 34.29 | 41.2115 | No Data | No Data | -17.6 | -66.7617 | 25.48 | 27.3757 | 67 | 80.7652
2019-06-20 20:00 | No Data | No Data | No Data | No Data | 61.5671 | 64.8949 | No Data | No Data | No Data | No Data | 27.432 | 35.7085 | No Data | No Data | -20.4 | -66.4108 | 29.575 | 30.4578 | 69.4 | 83.7054
2019-06-20 20:30 | No Data | No Data | No Data | No Data | 57.5143 | 61.0633 | No Data | No Data | No Data | No Data | 36.576 | 43.7487 | No Data | No Data | -28.4 | -68.5589 | 35.945 | 36.6748 | 76.2 | 87.0566
2019-06-20 21:00 | No Data | No Data | No Data | No Data | 55.6222 | 60.9698 | No Data | No Data | No Data | No Data | 42.291 | 48.6279 | No Data | No Data | -29.2 | -69.6195 | 37.31 | 38.1983 | 75.4 | 82.6702
2019-06-20 21:30 | No Data | No Data | No Data | No Data | 61.0544 | 65.3615 | No Data | No Data | No Data | No Data | 35.433 | 43.449 | No Data | No Data | -25.2 | -67.6674 | 35.945 | 36.8662 | 75.7 | 82.6603
2019-06-20 22:00 | No Data | No Data | No Data | No Data | 55.8785 | 60.5549 | No Data | No Data | No Data | No Data | 38.862 | 45.087 | No Data | No Data | -28.8 | -69.8169 | 39.585 | 40.518 | 76.9 | 81.273
2019-06-20 22:30 | No Data | No Data | No Data | No Data | 62.8489 | 67.3473 | No Data | No Data | No Data | No Data | 38.862 | 46.9187 | No Data | No Data | -20 | -64.7654 | 29.12 | 29.9091 | 70.2 | 82.3228
2019-06-20 23:00 | No Data | No Data | No Data | No Data | 62.8489 | 67.3473 | No Data | No Data | No Data | No Data | 52.578 | 59.304 | No Data | No Data | -24.8 | -65.6634 | 34.125 | 34.559 | 79.2 | 89.3678
2019-06-20 23:30 | No Data | No Data | No Data | No Data | 72.2362 | 75.106 | No Data | No Data | No Data | No Data | 61.722 | 69.0073 | No Data | No Data | -18.8 | -62.4948 | 29.12 | 29.6275 | 85.5 | 98.6952
2019-06-21 | No Data | No Data | No Data | No Data | 63.0076 | 66.723 | No Data | No Data | No Data | No Data | 66.294 | 72.6502 | No Data | No Data | -26.4 | -64.8197 | 36.4 | 36.8072 | 87.6 | 99.4121
2019-06-21 00:30 | No Data | No Data | No Data | No Data | 55.9762 | 61.5289 | No Data | No Data | No Data | No Data | 67.437 | 73.6947 | No Data | No Data | -28.8 | -66.554 | 36.855 | 37.3266 | 87.2 | 96.5717
2019-06-21 01:00 | No Data | No Data | No Data | No Data | 52.4361 | 58.3268 | No Data | No Data | No Data | No Data | 72.009 | 77.4715 | No Data | No Data | -26 | -66.8622 | 35.035 | 35.7834 | 80.8 | 88.5795
2019-06-21 01:30 | No Data | No Data | No Data | No Data | 52.546 | 58.4256 | No Data | No Data | No Data | No Data | 67.437 | 73.2412 | No Data | No Data | -24.4 | -65.5134 | 33.67 | 34.3548 | 80 | 87.645
2019-06-21 02:00 | No Data | No Data | No Data | No Data | 49.0059 | 56.9303 | No Data | No Data | No Data | No Data | 76.581 | 82.1451 | No Data | No Data | -32.8 | -68.7314 | 40.495 | 41.0661 | 82 | 90.2095
2019-06-21 02:30 | No Data | No Data | No Data | No Data | 42.1332 | 52.0784 | No Data | No Data | No Data | No Data | 75.438 | 81.0805 | No Data | No Data | -28.8 | -67.6379 | 36.855 | 37.5671 | 75.6 | 82.211
2019-06-21 03:00 | No Data | No Data | No Data | No Data | 42.1332 | 52.0784 | No Data | No Data | No Data | No Data | 73.152 | 78.535 | No Data | No Data | -26.8 | -67.9117 | 33.67 | 34.5471 | 70.9 | 78.2036
2019-06-21 03:30 | No Data | No Data | No Data | No Data | 44.0375 | 55.1047 | No Data | No Data | No Data | No Data | 76.581 | 81.7385 | No Data | No Data | -26.8 | -67.9117 | 33.215 | 34.2098 | 69.9 | 76.547
2019-06-21 04:00 | No Data | No Data | No Data | No Data | 39.0082 | 51.1748 | No Data | No Data | No Data | No Data | 73.152 | 78.535 | No Data | No Data | -23.2 | -66.5733 | 30.485 | 31.6871 | 66 | 73.0458
2019-06-21 04:30 | No Data | No Data | No Data | No Data | 40.6561 | 52.4418 | No Data | No Data | No Data | No Data | 69.723 | 75.3514 | No Data | No Data | -20.4 | -64.8901 | 27.3 | 28.6361 | 71.5 | 78.4573
2019-06-21 05:00 | No Data | No Data | No Data | No Data | 44.9043 | 55.7997 | No Data | No Data | No Data | No Data | 61.722 | 67.5435 | No Data | No Data | -17.6 | -64.4497 | 24.115 | 25.7749 | 70.2 | 77.3162
2019-06-21 05:30 | No Data | No Data | No Data | No Data | 50.2876 | 59.2745 | No Data | No Data | No Data | No Data | 61.722 | 67.5435 | No Data | No Data | -15.2 | -62.2832 | 22.75 | 24.5025 | 71.8 | 79.0205
2019-06-21 06:00 | No Data | No Data | No Data | No Data | 51.8746 | 59.7964 | No Data | No Data | No Data | No Data | 49.149 | 54.2052 | No Data | No Data | -20.4 | -58.4739 | 19.565 | 21.977 | 59.9 | 70.7232
2019-06-21 06:30 | No Data | No Data | No Data | No Data | 58.027 | 61.9855 | No Data | No Data | No Data | No Data | 52.578 | 56.8865 | No Data | No Data | 0 | 0 | 0 | 0 | 46.2 | 61.5045
2019-06-21 07:00 | No Data | No Data | No Data | No Data | 61.5671 | 64.7648 | No Data | No Data | No Data | No Data | 54.864 | 59.8849 | No Data | No Data | 5.6 | 16.9517 | 0 | 0 | 49.3 | 69.7915
2019-06-21 07:30 | No Data | No Data | No Data | No Data | 67.1092 | 72.0432 | No Data | No Data | No Data | No Data | 25.146 | 31.093 | No Data | No Data | 10.8 | 25.2286 | 0 | 0 | 42.9 | 67.1042
2019-06-21 08:00 | No Data | No Data | No Data | No Data | 68.5863 | 72.8534 | No Data | No Data | No Data | No Data | 25.146 | 31.7787 | No Data | No Data | 8.8 | 22.9539 | 0 | 0 | 15 | 43.1885
2019-06-21 08:30 | No Data | No Data | No Data | No Data | 70.2831 | 74.453 | No Data | No Data | No Data | No Data | 2.286 | 15.0338 | No Data | No Data | -11.6 | -22.0907 | 0 | 0 | 23.6 | 47.3071
2019-06-21 09:00 | No Data | No Data | No Data | No Data | 64.9485 | 69.4395 | No Data | No Data | No Data | No Data | -14.859 | -22.6879 | No Data | No Data | -32.8 | -35.9844 | 0 | 0 | 1.6 | 33.5382
2019-06-21 09:30 | No Data | No Data | No Data | No Data | 61.7746 | 66.4804 | No Data | No Data | No Data | No Data | -27.432 | -29.2974 | No Data | No Data | -44.8 | -46.2774 | 0 | 0 | 22.6 | 43.3562
2019-06-21 10:00 | No Data | No Data | No Data | No Data | 58.2834 | 65.0174 | No Data | No Data | No Data | No Data | -25.146 | -26.7569 | No Data | No Data | -46.8 | -48.1215 | 0 | 0 | -11.7 | -24.5652
2019-06-21 10:30 | No Data | No Data | No Data | No Data | 58.027 | 65.5373 | No Data | No Data | No Data | No Data | -35.433 | -35.8909 | No Data | No Data | -44.8 | -46.0834 | 0 | 0 | -13.9 | -19.5167
2019-06-21 11:00 | No Data | No Data | No Data | No Data | 55.671 | 64.5443 | No Data | No Data | No Data | No Data | -34.29 | -34.5935 | No Data | No Data | -44 | -45.4031 | 0 | 0 | -16.2 | -18.4358
2019-06-21 11:30 | No Data | No Data | No Data | No Data | 52.2408 | 61.6101 | No Data | No Data | No Data | No Data | -35.433 | -35.7267 | No Data | No Data | -44 | -45.4031 | 0 | 0 | -17 | -17.837
2019-06-21 12:00 | No Data | No Data | No Data | No Data | 52.1798 | 62.5289 | No Data | No Data | No Data | No Data | -34.29 | -34.5935 | No Data | No Data | -43.2 | -44.7303 | 0 | 0 | -8.2 | -11.9553
2019-06-21 12:30 | No Data | No Data | No Data | No Data | 40.9613 | 53.5254 | No Data | No Data | No Data | No Data | -35.433 | -35.5067 | No Data | No Data | -43.2 | -45.2902 | 0 | 0 | -8.7 | -15.7258
2019-06-21 13:00 | No Data | No Data | No Data | No Data | 42.1942 | 55.5317 | No Data | No Data | No Data | No Data | -35.433 | -35.5067 | No Data | No Data | -44.4 | -45.993 | 0 | 0 | -10 | -17.4496
2019-06-21 13:30 | No Data | No Data | No Data | No Data | 46.2348 | 58.6607 | No Data | No Data | No Data | No Data | -41.148 | -41.2906 | No Data | No Data | -43.6 | -45.1167 | 0 | 0 | -14.3 | -19.6657
2019-06-21 14:00 | No Data | No Data | No Data | No Data | 37.6287 | 52.1473 | No Data | No Data | No Data | No Data | -20.574 | -26.7813 | No Data | No Data | -41.6 | -43.187 | 0 | 0 | -10.2 | -18.8905
2019-06-21 14:30 | No Data | No Data | No Data | No Data | 46.4424 | 59.8423 | No Data | No Data | No Data | No Data | 8.001 | 23.144 | No Data | No Data | 2.8 | 17.0317 | 0 | 0 | -9.2 | -19.9482
2019-06-21 15:00 | No Data | No Data | No Data | No Data | 43.061 | 57.2577 | No Data | No Data | No Data | No Data | 19.431 | 33.6166 | No Data | No Data | -11.2 | -55.9328 | 14.56 | 14.6733 | 13.9 | 26.3623
2019-06-21 15:30 | No Data | No Data | No Data | No Data | 46.6011 | 54.9837 | No Data | No Data | No Data | No Data | 3.429 | 20.8578 | No Data | No Data | -3.2 | -59.8264 | -12.74 | -13.6879 | -7.5 | -23.4327
2019-06-21 16:00 | No Data | No Data | No Data | No Data | 53.6202 | 58.7236 | No Data | No Data | No Data | No Data | -3.429 | -24.2467 | No Data | No Data | -33.2 | -62.0323 | -21.84 | -22.8816 | -15.3 | -26.8794
2019-06-21 16:30 | No Data | No Data | No Data | No Data | 55.9274 | 60.8376 | No Data | No Data | No Data | No Data | 27.432 | 43.026 | No Data | No Data | -22.8 | -57.8799 | -5.46 | -5.5353 | 25.6 | 43.6866
2019-06-21 17:00 | No Data | No Data | No Data | No Data | 61.8723 | 64.2827 | No Data | No Data | No Data | No Data | 37.719 | 49.4669 | No Data | No Data | -12 | -62.3654 | 10.92 | 11.375 | 47.4 | 66.4704
2019-06-21 17:30 | No Data | No Data | No Data | No Data | 67.4144 | 68.7711 | No Data | No Data | No Data | No Data | 29.718 | 40.4435 | No Data | No Data | -13.2 | -63.7809 | 19.565 | 20.3126 | 33.4 | 55.4004
2019-06-21 18:00 | No Data | No Data | No Data | No Data | 67.4144 | 68.7711 | No Data | No Data | No Data | No Data | 25.146 | 33.9838 | No Data | No Data | -14.4 | -58.2093 | 22.295 | 22.3136 | 35.2 | 52.2398
2019-06-21 18:30 | No Data | No Data | No Data | No Data | 65.7664 | 67.1564 | No Data | No Data | No Data | No Data | 18.288 | 28.3915 | No Data | No Data | 5.6 | 61.022 | 1.82 | 3.6683 | 30.3 | 44.6534
2019-06-21 19:00 | No Data | No Data | No Data | No Data | 64.0818 | 65.8919 | No Data | No Data | No Data | No Data | 27.432 | 35.7085 | No Data | No Data | 5.6 | 61.0574 | 1.82 | 3.6683 | 39.7 | 49.105
2019-06-21 19:30 | No Data | No Data | No Data | No Data | 62.4338 | 65.5893 | No Data | No Data | No Data | No Data | 8.001 | 23.144 | No Data | No Data | 17.6 | 64.8346 | -9.555 | -10.7865 | 25.6 | 38.1608
2019-06-21 20:00 | No Data | No Data | No Data | No Data | 58.7472 | 62.6432 | No Data | No Data | No Data | No Data | 6.858 | 20.6057 | No Data | No Data | 14.8 | 65.2993 | -7.735 | -9.213 | 28.4 | 39.2552
2019-06-21 20:30 | No Data | No Data | No Data | No Data | 62.1775 | 66.4289 | No Data | No Data | No Data | No Data | -6.858 | -18.4657 | No Data | No Data | 17.6 | 66.7617 | -11.375 | -13.2654 | 23.8 | 37.9816
2019-06-21 21:00 | No Data | No Data | No Data | No Data | 56.7941 | 62.0654 | No Data | No Data | No Data | No Data | -11.43 | -20.6057 | No Data | No Data | 24.8 | 70.5056 | -18.655 | -20.3736 | 15.4 | 26.6908
2019-06-21 21:30 | No Data | No Data | No Data | No Data | 56.9528 | 62.2106 | No Data | No Data | No Data | No Data | -1.143 | -18.3237 | No Data | No Data | 19.6 | 68.0823 | -10.01 | -12.3773 | 27.3 | 36.3496
2019-06-21 22:00 | No Data | No Data | No Data | No Data | 51.5694 | 57.3232 | No Data | No Data | No Data | No Data | 6.858 | 22.7741 | No Data | No Data | 17.6 | 67.92 | -10.465 | -13.0133 | 26.3 | 31.9265
2019-06-21 22:30 | No Data | No Data | No Data | No Data | 58.6496 | 65.3029 | No Data | No Data | No Data | No Data | 17.145 | 28.575 | No Data | No Data | 12.4 | 65.5829 | -3.64 | -6.9453 | 35.5 | 40.7462
2019-06-21 23:00 | No Data | No Data | No Data | No Data | 62.1286 | 67.7745 | No Data | No Data | No Data | No Data | 14.859 | 27.2648 | No Data | No Data | 14 | 65.9042 | -6.825 | -8.7403 | 38.4 | 43.7192
2019-06-21 23:30 | No Data | No Data | No Data | No Data | 74.641 | 78.2033 | No Data | No Data | No Data | No Data | 3.429 | 21.986 | No Data | No Data | 34.4 | 73.3648 | -22.75 | -24.029 | 30.9 | 40.0632
2019-06-22 | No Data | No Data | No Data | No Data | 65.4612 | 71.6956 | No Data | No Data | No Data | No Data | 4.572 | 21.0759 | No Data | No Data | 30.8 | 73.5587 | -22.295 | -23.7517 | 28.5 | 34.0325
2019-06-22 00:30 | No Data | No Data | No Data | No Data | 62.031 | 67.5007 | No Data | No Data | No Data | No Data | 4.572 | 19.9616 | No Data | No Data | 33.2 | 74.9538 | -22.75 | -24.8548 | 26.4 | 30.7156
2019-06-22 01:00 | No Data | No Data | No Data | No Data | 53.8766 | 62.5582 | No Data | No Data | No Data | No Data | 2.286 | 20.7006 | No Data | No Data | 28.4 | 73.6923 | -19.565 | -22.188 | 24.1 | 27.1488
2019-06-22 01:30 | No Data | No Data | No Data | No Data | 57.3068 | 64.7578 | No Data | No Data | No Data | No Data | 6.858 | 22.7741 | No Data | No Data | 22.8 | 70.9625 | -13.65 | -16.4053 | 29.9 | 31.3729
2019-06-22 02:00 | No Data | No Data | No Data | No Data | 50.4463 | 59.6294 | No Data | No Data | No Data | No Data | 6.858 | 22.7741 | No Data | No Data | 24.8 | 72.0056 | -17.745 | -20.154 | 22.5 | 24.2332
2019-06-22 02:30 | No Data | No Data | No Data | No Data | 50.4463 | 59.6294 | No Data | No Data | No Data | No Data | 11.43 | 25.5583 | No Data | No Data | 20.8 | 69.9634 | -13.65 | -15.47 | 24.4 | 29.5677
2019-06-22 03:00 | No Data | No Data | No Data | No Data | 50.4463 | 59.6294 | No Data | No Data | No Data | No Data | 6.858 | 22.7741 | No Data | No Data | 18 | 68.7965 | -11.83 | -13.8905 | 23.7 | 28.9353
2019-06-22 03:30 | No Data | No Data | No Data | No Data | 50.4463 | 60.5174 | No Data | No Data | No Data | No Data | 5.715 | 21.353 | No Data | No Data | 18.8 | 69.0101 | -12.285 | -14.28 | 21.2 | 25.5721
2019-06-22 04:00 | No Data | No Data | No Data | No Data | 48.7495 | 60.4163 | No Data | No Data | No Data | No Data | 0 | 19.431 | No Data | No Data | 26.4 | 70.7129 | -20.93 | -22.8227 | 12.7 | 17.133
2019-06-22 04:30 | No Data | No Data | No Data | No Data | 46.9062 | 58.9391 | No Data | No Data | No Data | No Data | -2.286 | -19.565 | No Data | No Data | 28.4 | 72.5865 | -20.93 | -23.0079 | 10.7 | 16.1524
2019-06-22 05:00 | No Data | No Data | No Data | No Data | 47.0527 | 59.0557 | No Data | No Data | No Data | No Data | -2.286 | -19.565 | No Data | No Data | 27.2 | 71.7551 | -22.75 | -24.8548 | 10 | 17.2861
2019-06-22 05:30 | No Data | No Data | No Data | No Data | 47.0527 | 59.0557 | No Data | No Data | No Data | No Data | 0 | 19.431 | No Data | No Data | 30.4 | 73.0282 | -22.75 | -24.8548 | 11 | 18.0413
2019-06-22 06:00 | No Data | No Data | No Data | No Data | 49.3599 | 60.9099 | No Data | No Data | No Data | No Data | -5.715 | -19.1602 | No Data | No Data | 31.2 | 73.003 | -25.025 | -26.9527 | 10.2 | 18.7224
2019-06-22 06:30 | No Data | No Data | No Data | No Data | 51.1055 | 59.9699 | No Data | No Data | No Data | No Data | -9.144 | -19.431 | No Data | No Data | 34.8 | 74.259 | -28.21 | -29.9333 | 10.6 | 22.3707
2019-06-22 07:00 | No Data | No Data | No Data | No Data | 56.6476 | 63.9585 | No Data | No Data | No Data | No Data | 0 | 19.431 | No Data | No Data | 30.8 | 72.1088 | -22.75 | -24.1793 | 17.3 | 29.7478
2019-06-22 07:30 | No Data | No Data | No Data | No Data | 60.029 | 66.9718 | No Data | No Data | No Data | No Data | 29.718 | 39.6771 | No Data | No Data | -2.4 | -58.0124 | 9.1 | 9.1 | 43.9 | 52.7797
2019-06-22 08:00 | No Data | No Data | No Data | No Data | 64.0818 | 69.2135 | No Data | No Data | No Data | No Data | 18.288 | 30.1761 | No Data | No Data | 1.2 | 57.2126 | 1.365 | 1.4388 | 33.9 | 46.4123
2019-06-22 08:30 | No Data | No Data | No Data | No Data | 62.385 | 67.6455 | No Data | No Data | No Data | No Data | -6.858 | -20.6057 | No Data | No Data | -11.2 | -57.8937 | -20.93 | -21.7498 | -5.1 | -28.8543
2019-06-22 09:00 | No Data | No Data | No Data | No Data | 54.7433 | 60.6701 | No Data | No Data | No Data | No Data | -38.862 | -40.2005 | No Data | No Data | -30 | -59.3417 | -47.32 | -48.8887 | -51.3 | -53.7075
2019-06-22 09:30 | No Data | No Data | No Data | No Data | 51.4107 | 56.5444 | No Data | No Data | No Data | No Data | -58.293 | -58.472 | No Data | No Data | -38.4 | -59.0051 | -61.88 | -64.7636 | -74.9 | -75.2358
2019-06-22 10:00 | No Data | No Data | No Data | No Data | 51.4107 | 56.5444 | No Data | No Data | No Data | No Data | -56.007 | -56.1933 | No Data | No Data | -46.4 | -63.1253 | -56.42 | -59.5685 | -74.6 | -74.6419
2019-06-22 10:30 | No Data | No Data | No Data | No Data | 53.2052 | 58.1807 | No Data | No Data | No Data | No Data | -52.578 | -52.7764 | No Data | No Data | -42 | -61.7012 | -58.24 | -61.4385 | -76.8 | -76.801
2019-06-22 11:00 | No Data | No Data | No Data | No Data | 49.7749 | 56.5433 | No Data | No Data | No Data | No Data | -52.578 | -52.7764 | No Data | No Data | -39.6 | -60.6973 | -57.785 | -61.0073 | -79.7 | -79.7642
2019-06-22 11:30 | No Data | No Data | No Data | No Data | 48.0293 | 56.174 | No Data | No Data | No Data | No Data | -49.149 | -50.4606 | No Data | No Data | -38.4 | -60.8474 | -59.15 | -62.3018 | -79.2 | -79.3335
2019-06-22 12:00 | No Data | No Data | No Data | No Data | 44.2939 | 53.0156 | No Data | No Data | No Data | No Data | -35.433 | -38.8788 | No Data | No Data | 4 | 67.7182 | -29.575 | -30.8126 | -52.6 | -52.9299
2019-06-22 12:30 | No Data | No Data | No Data | No Data | 44.3915 | 54.2776 | No Data | No Data | No Data | No Data | -50.292 | -51.1165 | No Data | No Data | -28.8 | -58.0483 | -61.88 | -65.1795 | -74.8 | -74.8
2019-06-22 13:00 | No Data | No Data | No Data | No Data | 42.7558 | 53.9962 | No Data | No Data | No Data | No Data | -51.435 | -52.0536 | No Data | No Data | -25.6 | -57.6014 | -63.245 | -66.0691 | -71 | -71.0011
2019-06-22 13:30 | No Data | No Data | No Data | No Data | 44.6479 | 55.5065 | No Data | No Data | No Data | No Data | -42.291 | -46.5413 | No Data | No Data | -32.8 | -58.1364 | -50.05 | -52.9523 | -63.5 | -63.5857
2019-06-22 14:00 | No Data | No Data | No Data | No Data | 42.707 | 53.9576 | No Data | No Data | No Data | No Data | -44.577 | -46.3162 | No Data | No Data | -23.6 | -54.9283 | -72.345 | -75.8377 | -56.4 | -56.4355
2019-06-22 14:30 | No Data | No Data | No Data | No Data | 44.5502 | 55.428 | No Data | No Data | No Data | No Data | -42.291 | -45.2172 | No Data | No Data | -26.8 | -56.7295 | -63.7 | -66.3754 | -58.4 | -58.5368
2019-06-22 15:00 | No Data | No Data | No Data | No Data | 44.6967 | 54.5835 | No Data | No Data | No Data | No Data | -45.72 | -47.7331 | No Data | No Data | -33.6 | -57.9379 | -57.785 | -60.4483 | -79.2 | -79.2228
2019-06-22 15:30 | No Data | No Data | No Data | No Data | 46.54 | 56.1029 | No Data | No Data | No Data | No Data | -49.149 | -49.6252 | No Data | No Data | -37.6 | -60.3457 | -58.24 | -60.7523 | -79.4 | -79.404
2019-06-22 16:00 | No Data | No Data | No Data | No Data | 56.6964 | 63.9508 | No Data | No Data | No Data | No Data | -11.43 | -20.6057 | No Data | No Data | -46.4 | -65.3373 | -40.04 | -41.7511 | -23 | -28.1325
2019-06-22 16:30 | No Data | No Data | No Data | No Data | 62.031 | 67.0426 | No Data | No Data | No Data | No Data | -1.143 | -19.4646 | No Data | No Data | -21.6 | -57.4178 | -18.655 | -19.3147 | 2.3 | 28.0943
2019-06-22 17:00 | No Data | No Data | No Data | No Data | 67.0481 | 71.0934 | No Data | No Data | No Data | No Data | 20.574 | 29.9152 | No Data | No Data | -6.4 | -59.1473 | 3.185 | 3.6683 | 36.4 | 53.8614
2019-06-22 17:30 | No Data | No Data | No Data | No Data | 68.6961 | 72.0857 | No Data | No Data | No Data | No Data | 19.431 | 30.0024 | No Data | No Data | 0.8 | 64.005 | 3.64 | 5.1477 | 41.8 | 63.9515
2019-06-22 18:00 | No Data | No Data | No Data | No Data | 70.5394 | 72.8391 | No Data | No Data | No Data | No Data | 29.718 | 38.2008 | No Data | No Data | -16.8 | -56.1712 | 23.205 | 23.365 | 36.4 | 60.5601
2019-06-22 18:30 | No Data | No Data | No Data | No Data | 68.7938 | 71.1499 | No Data | No Data | No Data | No Data | 20.574 | 29.9152 | No Data | No Data | 3.2 | 58.8122 | 1.82 | 2.275 | 31.9 | 52.0271
2019-06-22 19:00 | No Data | No Data | No Data | No Data | 56.6476 | 60.1281 | No Data | No Data | No Data | No Data | 10.287 | 21.986 | No Data | No Data | 14.8 | 63.353 | -5.915 | -6.9453 | 29.5 | 48.7411
2019-06-22 19:30 | No Data | No Data | No Data | No Data | 56.4889 | 61.2782 | No Data | No Data | No Data | No Data | 10.287 | 21.986 | No Data | No Data | 13.2 | 63.3896 | -5.005 | -6.1887 | 20.5 | 42.8253
2019-06-22 20:00 | No Data | No Data | No Data | No Data | 58.1369 | 62.8006 | No Data | No Data | No Data | No Data | 12.573 | 24.1116 | No Data | No Data | 13.6 | 63.4741 | -6.37 | -7.5727 | 28.3 | 44.6996
2019-06-22 20:30 | No Data | No Data | No Data | No Data | 56.3424 | 61.1432 | No Data | No Data | No Data | No Data | 8.001 | 21.0138 | No Data | No Data | 20 | 66.2891 | -11.83 | -12.8452 | 21.6 | 40.6192
2019-06-22 21:00 | No Data | No Data | No Data | No Data | 58.027 | 63.4004 | No Data | No Data | No Data | No Data | -6.858 | -17.4097 | No Data | No Data | 32.8 | 73.701 | -25.935 | -27.3379 | 7.9 | 30.3463
2019-06-22 21:30 | No Data | No Data | No Data | No Data | 65.9739 | 70.1515 | No Data | No Data | No Data | No Data | -17.145 | -21.9563 | No Data | No Data | 40.4 | 77.7246 | -32.305 | -33.8203 | 5.2 | 30.0533
2019-06-22 22:00 | No Data | No Data | No Data | No Data | 64.0818 | 68.375 | No Data | No Data | No Data | No Data | -20.574 | -25.3787 | No Data | No Data | 40.8 | 78.9582 | -32.305 | -33.9578 | 2.9 | 23.4798
2019-06-22 22:30 | No Data | No Data | No Data | No Data | 67.4632 | 71.5538 | No Data | No Data | No Data | No Data | -25.146 | -28.6435 | No Data | No Data | 40.8 | 79.3009 | -33.215 | -34.964 | 6.7 | 23.4764
2019-06-22 23:00 | No Data | No Data | No Data | No Data | 68.9525 | 73.06 | No Data | No Data | No Data | No Data | -25.146 | -28.6435 | No Data | No Data | 36.4 | 76.7771 | -27.3 | -28.9238 | 15.7 | 29.6057
2019-06-22 23:30 | No Data | No Data | No Data | No Data | 82.0752 | 84.6238 | No Data | No Data | No Data | No Data | -34.29 | -36.9315 | No Data | No Data | 46.4 | 80.6781 | -35.945 | -37.1933 | 16.3 | 40.1569
2019-06-23 | No Data | No Data | No Data | No Data | 75.3124 | 77.7688 | No Data | No Data | No Data | No Data | -32.004 | -34.3851 | No Data | No Data | 42 | 79.5849 | -33.215 | -35.2588 | 13.7 | 34.3503
2019-06-23 00:30 | No Data | No Data | No Data | No Data | 68.4886 | 73.3692 | No Data | No Data | No Data | No Data | -24.003 | -27.6455 | No Data | No Data | 35.2 | 76.5705 | -25.935 | -28.1402 | 22.8 | 36.4198
2019-06-23 01:00 | No Data | No Data | No Data | No Data | 65.2048 | 72.6129 | No Data | No Data | No Data | No Data | -9.144 | -19.431 | No Data | No Data | 23.2 | 70.7141 | -15.925 | -18.1202 | 28.1 | 40.1659
2019-06-23 01:30 | No Data | No Data | No Data | No Data | 67.158 | 74.3717 | No Data | No Data | No Data | No Data | -4.572 | -18.8508 | No Data | No Data | 23.2 | 71.092 | -15.015 | -17.5573 | 28.5 | 39.3966
2019-06-23 02:00 | No Data | No Data | No Data | No Data | 60.0778 | 68.8534 | No Data | No Data | No Data | No Data | -2.286 | -18.4303 | No Data | No Data | 24 | 71.7339 | -15.47 | -18.1829 | 24.5 | 33.8793
2019-06-23 02:30 | No Data | No Data | No Data | No Data | 58.2834 | 69.3815 | No Data | No Data | No Data | No Data | 5.715 | 20.254 | No Data | No Data | 25.6 | 72.3569 | -16.835 | -19.3576 | 30 | 37.5
2019-06-23 03:00 | No Data | No Data | No Data | No Data | 54.6456 | 66.355 | No Data | No Data | No Data | No Data | 5.715 | 20.254 | No Data | No Data | 23.6 | 71.9789 | -17.745 | -19.9423 | 29.9 | 37.1809
2019-06-23 03:30 | No Data | No Data | No Data | No Data | 54.6456 | 66.355 | No Data | No Data | No Data | No Data | -2.286 | -19.565 | No Data | No Data | 26.4 | 71.4557 | -19.565 | -21.0385 | 24.5 | 29.8774
2019-06-23 04:00 | No Data | No Data | No Data | No Data | 54.6456 | 67.2964 | No Data | No Data | No Data | No Data | -2.286 | -17.2967 | No Data | No Data | 26.4 | 71.0842 | -20.02 | -21.8068 | 22.6 | 27.5182
2019-06-23 04:30 | No Data | No Data | No Data | No Data | 52.9 | 65.8868 | No Data | No Data | No Data | No Data | -3.429 | -18.6067 | No Data | No Data | 26 | 70.5646 | -19.11 | -21.1661 | 22.9 | 28.3425
2019-06-23 05:00 | No Data | No Data | No Data | No Data | 51.2154 | 64.5421 | No Data | No Data | No Data | No Data | -12.573 | -20.3505 | No Data | No Data | 26 | 70.5646 | -20.02 | -22.383 | 13.3 | 20.1221
2019-06-23 05:30 | No Data | No Data | No Data | No Data | 51.2154 | 63.531 | No Data | No Data | No Data | No Data | -6.858 | -19.5316 | No Data | No Data | 20.8 | 67.2952 | -14.105 | -15.8729 | 20.8 | 28.1716
2019-06-23 06:00 | No Data | No Data | No Data | No Data | 54.6944 | 65.3946 | No Data | No Data | No Data | No Data | -9.144 | -19.431 | No Data | No Data | 21.2 | 67.4199 | -15.47 | -17.0973 | 19.4 | 29.1076
2019-06-23 06:30 | No Data | No Data | No Data | No Data | 58.027 | 66.5392 | No Data | No Data | No Data | No Data | -6.858 | -19.5316 | No Data | No Data | 23.2 | 68.0753 | -16.835 | -18.1658 | 19.7 | 32.0652
2019-06-23 07:00 | No Data | No Data | No Data | No Data | 58.027 | 65.7542 | No Data | No Data | No Data | No Data | -6.858 | -19.5316 | No Data | No Data | 28 | 70.2236 | -23.205 | -24.3202 | 16.7 | 32.2591
2019-06-23 07:30 | No Data | No Data | No Data | No Data | 59.1012 | 66.7041 | No Data | No Data | No Data | No Data | 11.43 | 25.5583 | No Data | No Data | 0.8 | 58.4055 | 3.64 | 3.8875 | 38 | 49.3584
2019-06-23 08:00 | No Data | No Data | No Data | No Data | 62.7512 | 69.2458 | No Data | No Data | No Data | No Data | 14.859 | 28.23 | No Data | No Data | -2.4 | -55.6518 | 4.55 | 4.5727 | 37.9 | 50.385
2019-06-23 08:30 | No Data | No Data | No Data | No Data | 62.8 | 67.7365 | No Data | No Data | No Data | No Data | -2.286 | -18.4303 | No Data | No Data | -42.4 | -66.1695 | 13.195 | 13.2028 | 16.2 | 37.8428
2019-06-23 09:00 | No Data | No Data | No Data | No Data | 56.025 | 63.0124 | No Data | No Data | No Data | No Data | -48.006 | -48.4934 | No Data | No Data | -32.8 | -60.8053 | -43.68 | -45.5 | -57.7 | -59.6179
2019-06-23 09:30 | No Data | No Data | No Data | No Data | 52.6436 | 59.2458 | No Data | No Data | No Data | No Data | -65.151 | -65.161 | No Data | No Data | -32 | -57.0249 | -68.25 | -71.7992 | -81.9 | -82.0845
2019-06-23 10:00 | No Data | No Data | No Data | No Data | 50.898 | 57.7003 | No Data | No Data | No Data | No Data | -60.579 | -60.579 | No Data | No Data | -42.4 | -62.5601 | -61.425 | -65.346 | -77.7 | -77.77
2019-06-23 10:30 | No Data | No Data | No Data | No Data | 47.4678 | 57.3021 | No Data | No Data | No Data | No Data | -72.009 | -72.0453 | No Data | No Data | -26.4 | -55.8355 | -73.71 | -77.9897 | -93 | -93.1625
2019-06-23 11:00 | No Data | No Data | No Data | No Data | 45.771 | 55.9046 | No Data | No Data | No Data | No Data | -69.723 | -69.7605 | No Data | No Data | -24.4 | -54.9181 | -72.345 | -76.2583 | -91.4 | -91.5902
2019-06-23 11:30 | No Data | No Data | No Data | No Data | 40.5951 | 54.4647 | No Data | No Data | No Data | No Data | -72.009 | -72.2354 | No Data | No Data | -11.2 | -55.2014 | -84.63 | -89.4998 | -104 | -104.7726
2019-06-23 12:00 | No Data | No Data | No Data | No Data | 38.8617 | 53.1853 | No Data | No Data | No Data | No Data | -58.293 | -58.3378 | No Data | No Data | -26 | -58.8544 | -67.34 | -71.6824 | -87.5 | -88.0583
2019-06-23 12:30 | No Data | No Data | No Data | No Data | 37.116 | 53.1938 | No Data | No Data | No Data | No Data | -64.008 | -64.0182 | No Data | No Data | -16.8 | -57.3174 | -75.985 | -80.2891 | -96.2 | -97.0347
2019-06-23 13:00 | No Data | No Data | No Data | No Data | 33.7346 | 50.8921 | No Data | No Data | No Data | No Data | -66.294 | -66.3826 | No Data | No Data | -12.4 | -55.0156 | -84.175 | -88.922 | -105.3 | -105.9591
2019-06-23 13:30 | No Data | No Data | No Data | No Data | 33.7346 | 50.8921 | No Data | No Data | No Data | No Data | -61.722 | -61.7643 | No Data | No Data | -20 | -56.0871 | -80.99 | -85.6138 | -99 | -99.7489
2019-06-23 14:00 | No Data | No Data | No Data | No Data | 33.7346 | 50.8921 | No Data | No Data | No Data | No Data | -64.008 | -64.0182 | No Data | No Data | -15.2 | -54.9443 | -86.45 | -91.3689 | -97.8 | -98.4167
2019-06-23 14:30 | No Data | No Data | No Data | No Data | 33.7346 | 50.8921 | No Data | No Data | No Data | No Data | -62.865 | -62.9066 | No Data | No Data | -18 | -55.4054 | -82.81 | -87.7808 | -96.1 | -96.6398
2019-06-23 15:00 | No Data | No Data | No Data | No Data | 35.6756 | 52.1989 | No Data | No Data | No Data | No Data | -62.865 | -62.9066 | No Data | No Data | -20 | -54.5952 | -82.81 | -87.6309 | -95.5 | -96.0538
2019-06-23 15:30 | No Data | No Data | No Data | No Data | 39.5697 | 54.9339 | No Data | No Data | No Data | No Data | -48.006 | -48.345 | No Data | No Data | -39.2 | -59.5288 | -64.155 | -67.3431 | -81.4 | -81.4384
2019-06-23 16:00 | No Data | No Data | No Data | No Data | 49.8726 | 60.5338 | No Data | No Data | No Data | No Data | -28.575 | -30.7762 | No Data | No Data | -41.6 | -63.821 | -43.68 | -45.6295 | -48.6 | -49.3036
2019-06-23 16:30 | No Data | No Data | No Data | No Data | 58.2345 | 65.9088 | No Data | No Data | No Data | No Data | -3.429 | -17.4845 | No Data | No Data | -28.4 | -60.659 | -12.285 | -13.2654 | 3.9 | 23.2297
2019-06-23 17:00 | No Data | No Data | No Data | No Data | 66.9017 | 71.5384 | No Data | No Data | No Data | No Data | 21.717 | 30.7125 | No Data | No Data | -16.4 | -62.5869 | 15.925 | 16.2404 | 47.7 | 62.639
2019-06-23 17:30 | No Data | No Data | No Data | No Data | 74.5434 | 77.5659 | No Data | No Data | No Data | No Data | 13.716 | 25.6857 | No Data | No Data | -0.8 | -63.6616 | 5.005 | 7.0781 | 43.7 | 67.0099
2019-06-23 18:00 | No Data | No Data | No Data | No Data | 79.6704 | 81.9819 | No Data | No Data | No Data | No Data | 9.144 | 21.475 | No Data | No Data | -5.6 | -58.352 | 10.92 | 10.9579 | 25.3 | 46.2361
2019-06-23 18:30 | No Data | No Data | No Data | No Data | 74.6899 | 77.1507 | No Data | No Data | No Data | No Data | -24.003 | -26.5855 | No Data | No Data | 34 | 74.5987 | -26.845 | -28.2027 | -12.3 | -29.6786
2019-06-23 19:00 | No Data | No Data | No Data | No Data | 71.3573 | 74.4046 | No Data | No Data | No Data | No Data | -24.003 | -27.6455 | No Data | No Data | 35.6 | 74.9891 | -28.21 | -29.5049 | -0.1 | -28.3002
2019-06-23 19:30 | No Data | No Data | No Data | No Data | 66.389 | 70.7169 | No Data | No Data | No Data | No Data | -24.003 | -26.5855 | No Data | No Data | 36 | 76.9415 | -27.755 | -29.5049 | -1.2 | -23.231
2019-06-23 20:00 | No Data | No Data | No Data | No Data | 63.1052 | 68.4277 | No Data | No Data | No Data | No Data | -17.145 | -21.9563 | No Data | No Data | 36.4 | 77.4824 | -30.03 | -31.9538 | 7.6 | 22.205
2019-06-23 20:30 | No Data | No Data | No Data | No Data | 57.258 | 63.0758 | No Data | No Data | No Data | No Data | -17.145 | -22.6879 | No Data | No Data | 37.2 | 78.213 | -30.94 | -32.8105 | 5.2 | 21.8284
2019-06-23 21:00 | No Data | No Data | No Data | No Data | 46.6987 | 53.6736 | No Data | No Data | No Data | No Data | -16.002 | -21.837 | No Data | No Data | 38.8 | 79.3352 | -32.305 | -34.4029 | 4.2 | 15.1921
2019-06-23 21:30 | No Data | No Data | No Data | No Data | 51.8746 | 58.2328 | No Data | No Data | No Data | No Data | -4.572 | -17.7441 | No Data | No Data | 26 | 72.4276 | -18.2 | -20.5557 | 19.3 | 26.2551
2019-06-23 22:00 | No Data | No Data | No Data | No Data | 48.3345 | 56.1163 | No Data | No Data | No Data | No Data | -2.286 | -17.2967 | No Data | No Data | 32.8 | 76.2186 | -25.48 | -27.7214 | 11.1 | 17.4774
2019-06-23 22:30 | No Data | No Data | No Data | No Data | 53.4127 | 62.8244 | No Data | No Data | No Data | No Data | 5.715 | 20.254 | No Data | No Data | 22.4 | 70.4557 | -15.015 | -17.1034 | 24.8 | 30.2952
2019-06-23 23:00 | No Data | No Data | No Data | No Data | 60.3342 | 68.0343 | No Data | No Data | No Data | No Data | -1.143 | -17.1831 | No Data | No Data | 28.8 | 73.8474 | -20.93 | -23.2005 | 21.4 | 25.906
2019-06-23 23:30 | No Data | No Data | No Data | No Data | 71.0033 | 75.6501 | No Data | No Data | No Data | No Data | -2.286 | -18.4303 | No Data | No Data | 36.8 | 76.9675 | -28.21 | -29.9333 | 24.5 | 34.0825
2019-06-24 | No Data | No Data | No Data | No Data | 64.387 | 69.4778 | No Data | No Data | No Data | No Data | -3.429 | -17.4845 | No Data | No Data | 40.4 | 78.7523 | -31.395 | -33.2399 | 17.7 | 25.3876
2019-06-24 00:30 | No Data | No Data | No Data | No Data | 60.8957 | 67.0694 | No Data | No Data | No Data | No Data | -12.573 | -20.3505 | No Data | No Data | 48.4 | 84.7745 | -40.04 | -42.1581 | 8.4 | 19.5921
2019-06-24 01:00 | No Data | No Data | No Data | No Data | 57.2091 | 65.6768 | No Data | No Data | No Data | No Data | -12.573 | -20.3505 | No Data | No Data | 50.4 | 86.2564 | -42.77 | -44.8954 | 2.1 | 13.5636
2019-06-24 01:30 | No Data | No Data | No Data | No Data | 57.0504 | 65.5386 | No Data | No Data | No Data | No Data | -11.43 | -19.6649 | No Data | No Data | 55.2 | 89.4606 | -45.045 | -47.3397 | 8.7 | 14.9843
2019-06-24 02:00 | No Data | No Data | No Data | No Data | 49.6162 | 59.1804 | No Data | No Data | No Data | No Data | -14.859 | -21.0138 | No Data | No Data | 56.4 | 87.9573 | -47.32 | -49.2494 | 2.9 | 20.8031
2019-06-24 02:30 | No Data | No Data | No Data | No Data | 49.4697 | 59.0577 | No Data | No Data | No Data | No Data | -19.431 | -23.7843 | No Data | No Data | 56.4 | 89.8942 | -49.14 | -51.1243 | 0 | 16.3
2019-06-24 03:00 | No Data | No Data | No Data | No Data | 39.1669 | 50.7405 | No Data | No Data | No Data | No Data | -33.147 | -35.4514 | No Data | No Data | 62.4 | 94.3737 | -53.69 | -55.8743 | -7.1 | -14.4627
2019-06-24 03:30 | No Data | No Data | No Data | No Data | 38.9593 | 52.8672 | No Data | No Data | No Data | No Data | -26.289 | -29.652 | No Data | No Data | 62.4 | 94.074 | -54.145 | -56.3116 | -8.6 | -15.5872
2019-06-24 04:00 | No Data | No Data | No Data | No Data | 40.8515 | 55.4085 | No Data | No Data | No Data | No Data | -25.146 | -28.6435 | No Data | No Data | 60.8 | 93.0204 | -53.69 | -56.1331 | -8.7 | -15.9765
2019-06-24 04:30 | No Data | No Data | No Data | No Data | 37.3236 | 52.8612 | No Data | No Data | No Data | No Data | -30.861 | -33.3239 | No Data | No Data | 65.6 | 96.8132 | -58.695 | -61.0616 | -13.8 | -18.3535
2019-06-24 05:00 | No Data | No Data | No Data | No Data | 37.2137 | 52.7837 | No Data | No Data | No Data | No Data | -28.575 | -31.2188 | No Data | No Data | 62.8 | 93.7443 | -55.055 | -57.3119 | -10 | -18.9528
2019-06-24 05:30 | No Data | No Data | No Data | No Data | 39.057 | 54.0991 | No Data | No Data | No Data | No Data | -27.432 | -29.718 | No Data | No Data | 65.6 | 95.6427 | -56.42 | -58.7496 | -19.3 | -24.2607
2019-06-24 06:00 | No Data | No Data | No Data | No Data | 47.6753 | 58.2627 | No Data | No Data | No Data | No Data | -36.576 | -37.9951 | No Data | No Data | 73.2 | 98.0269 | -67.34 | -69.8762 | -26.8 | -33.5601
2019-06-24 06:30 | No Data | No Data | No Data | No Data | 58.027 | 64.2279 | No Data | No Data | No Data | No Data | -45.72 | -47.1271 | No Data | No Data | 10.4 | 24.3343 | 0 | 0 | 46.8 | 69.2188
2019-06-24 07:00 | No Data | No Data | No Data | No Data | 64.8997 | 67.8511 | No Data | No Data | No Data | No Data | -35.433 | -39.363 | No Data | No Data | 12.8 | 25.4527 | 0 | 0 | 50.2 | 76.0293
2019-06-24 07:30 | No Data | No Data | No Data | No Data | 63.1052 | 65.1801 | No Data | No Data | No Data | No Data | -12.573 | -27.0966 | No Data | No Data | 12.4 | 24.9062 | 0 | 0 | 33.4 | 59.7973
2019-06-24 08:00 | No Data | No Data | No Data | No Data | 56.025 | 58.3522 | No Data | No Data | No Data | No Data | -18.288 | -35.8727 | No Data | No Data | 12.8 | 23.4094 | 0 | 0 | 18.1 | 54.7768
2019-06-24 08:30 | No Data | No Data | No Data | No Data | 47.3701 | 48.7938 | No Data | No Data | No Data | No Data | -33.147 | -40.2654 | No Data | No Data | 12 | 22.3034 | 0 | 0 | 16.1 | 46.0089
2019-06-24 09:00 | No Data | No Data | No Data | No Data | 47.2114 | 49.0589 | No Data | No Data | No Data | No Data | -37.719 | -44.1056 | No Data | No Data | 7.2 | 17.9109 | 0 | 0 | 5.4 | 37.0951
2019-06-24 09:30 | No Data | No Data | No Data | No Data | 41.9867 | 44.0539 | No Data | No Data | No Data | No Data | -67.437 | -68.599 | No Data | No Data | -42.4 | -44.0654 | 0 | 0 | -6.6 | -31.7926
2019-06-24 10:00 | No Data | No Data | No Data | No Data | 38.5443 | 41.4257 | No Data | No Data | No Data | No Data | -65.151 | -65.9581 | No Data | No Data | -43.6 | -45.1167 | 0 | 0 | -12.1 | -27.9544
2019-06-24 10:30 | No Data | No Data | No Data | No Data | 40.1923 | 43.5728 | No Data | No Data | No Data | No Data | -64.008 | -64.5061 | No Data | No Data | -41.2 | -42.6952 | 0 | 0 | -15 | -21.8589
2019-06-24 11:00 | No Data | No Data | No Data | No Data | 40.705 | 45.4456 | No Data | No Data | No Data | No Data | -60.579 | -61.1051 | No Data | No Data | -41.2 | -42.8019 | 0 | 0 | -15.5 | -23.8298
2019-06-24 11:30 | No Data | No Data | No Data | No Data | 44.9531 | 50.206 | No Data | No Data | No Data | No Data | -67.437 | -68.0541 | No Data | No Data | -40 | -41.5384 | 0 | 0 | -16.2 | -23.4105
2019-06-24 12:00 | No Data | No Data | No Data | No Data | 43.2197 | 51.2776 | No Data | No Data | No Data | No Data | -65.151 | -65.4012 | No Data | No Data | -38.8 | -40.3842 | 0 | 0 | 8.3 | 20.0033
2019-06-24 12:30 | No Data | No Data | No Data | No Data | 45.0019 | 54.5699 | No Data | No Data | No Data | No Data | -60.579 | -62.1124 | No Data | No Data | -38.4 | -40.1138 | 0 | 0 | 8.2 | 19.145
2019-06-24 13:00 | No Data | No Data | No Data | No Data | 44.184 | 53.8974 | No Data | No Data | No Data | No Data | -44.577 | -46.9883 | No Data | No Data | -41.6 | -42.8803 | 0 | 0 | 0.8 | 11.5352
2019-06-24 13:30 | No Data | No Data | No Data | No Data | 45.8808 | 55.297 | No Data | No Data | No Data | No Data | -43.434 | -45.5482 | No Data | No Data | -18.4 | -23.6136 | 0 | 0 | -7.1 | -22.1678
2019-06-24 14:00 | No Data | No Data | No Data | No Data | 47.8218 | 56.9177 | No Data | No Data | No Data | No Data | -25.146 | -31.093 | No Data | No Data | -15.6 | -21.5035 | 0 | 0 | -13.4 | -25.8791
2019-06-24 14:30 | No Data | No Data | No Data | No Data | 49.2622 | 58.1332 | No Data | No Data | No Data | No Data | 17.145 | 32.3491 | No Data | No Data | 7.6 | 19.1708 | 0 | 0 | -17 | -29.4925
2019-06-24 15:00 | No Data | No Data | No Data | No Data | 50.959 | 59.5779 | No Data | No Data | No Data | No Data | 13.716 | 29.652 | No Data | No Data | 9.6 | 21.1092 | 0 | 0 | -18 | -27.5071
2019-06-24 15:30 | No Data | No Data | No Data | No Data | 54.7433 | 62.8453 | No Data | No Data | No Data | No Data | 19.431 | 33.6166 | No Data | No Data | 6.4 | 17.2325 | 0 | 0 | -6 | -24.5204
2019-06-24 16:00 | No Data | No Data | No Data | No Data | 58.4421 | 65.1381 | No Data | No Data | No Data | No Data | 18.288 | 34.8943 | No Data | No Data | 0 | 0 | 0 | 0 | -0.7 | -30.4081
2019-06-24 16:30 | No Data | No Data | No Data | No Data | 55.9762 | 59.6337 | No Data | No Data | No Data | No Data | 5.715 | 29.1409 | No Data | No Data | -3.6 | -52.0753 | 10.92 | 10.92 | 41.5 | 60.8482
2019-06-24 17:00 | No Data | No Data | No Data | No Data | 60.1267 | 62.0643 | No Data | No Data | No Data | No Data | 4.572 | 28.9384 | No Data | No Data | 3.6 | 56.0357 | 4.095 | 4.4812 | 40.3 | 69.5628
2019-06-24 17:30 | No Data | No Data | No Data | No Data | 60.5417 | 61.6026 | No Data | No Data | No Data | No Data | -4.572 | -27.8104 | No Data | No Data | 16.8 | 60.7684 | -7.28 | -8.3527 | 23.4 | 57.7529
2019-06-24 18:00 | No Data | No Data | No Data | No Data | 60.9567 | 63.4154 | No Data | No Data | No Data | No Data | 4.572 | 30.0676 | No Data | No Data | 10 | 61.6169 | 0.455 | 3.2173 | 31.3 | 53.9157
2019-06-24 18:30 | No Data | No Data | No Data | No Data | 51.9234 | 56.2513 | No Data | No Data | No Data | No Data | 12.573 | 34.3851 | No Data | No Data | 4.4 | 60.1611 | 3.185 | 4.1949 | 35.8 | 54.6565
2019-06-24 19:00 | No Data | No Data | No Data | No Data | 45.0629 | 51.6195 | No Data | No Data | No Data | No Data | 6.858 | 31.6138 | No Data | No Data | 4 | 61.3306 | 3.64 | 4.8367 | 34.2 | 51.9466
2019-06-24 19:30 | No Data | No Data | No Data | No Data | 39.9847 | 48.3751 | No Data | No Data | No Data | No Data | 17.145 | 36.3071 | No Data | No Data | 4.8 | 61.4205 | 3.185 | 5.1878 | 43 | 59.0658
2019-06-24 20:00 | No Data | No Data | No Data | No Data | 33.0632 | 42.8317 | No Data | No Data | No Data | No Data | 24.003 | 41.8563 | No Data | No Data | 3.6 | 62.1289 | 5.005 | 6.1887 | 42.5 | 55.6978
2019-06-24 20:30 | No Data | No Data | No Data | No Data | 30.8049 | 42.3987 | No Data | No Data | No Data | No Data | 35.433 | 50.9245 | No Data | No Data | -2 | -60.048 | 8.645 | 9.5658 | 45.5 | 58.4563
2019-06-24 21:00 | No Data | No Data | No Data | No Data | 23.3219 | 38.891 | No Data | No Data | No Data | No Data | 27.432 | 43.9126 | No Data | No Data | 10.4 | 64.4447 | -3.64 | -6.9453 | 31.7 | 43.7138
2019-06-24 21:30 | No Data | No Data | No Data | No Data | 30.4997 | 42.3888 | No Data | No Data | No Data | No Data | 16.002 | 36.8074 | No Data | No Data | 12 | 65.5085 | -3.64 | -7.3367 | 33 | 43.0847
2019-06-24 22:00 | No Data | No Data | No Data | No Data | 30.1457 | 42.7102 | No Data | No Data | No Data | No Data | 14.859 | 36.3251 | No Data | No Data | 17.2 | 65.4987 | -9.1 | -10.6123 | 24.4 | 29.5677
2019-06-24 22:30 | No Data | No Data | No Data | No Data | 34.1375 | 48.2863 | No Data | No Data | No Data | No Data | 5.715 | 32.5103 | No Data | No Data | 34.8 | 76.3874 | -25.025 | -27.3038 | 11 | 14.6
2019-06-24 23:00 | No Data | No Data | No Data | No Data | 33.5271 | 47.9701 | No Data | No Data | No Data | No Data | 17.145 | 38.3374 | No Data | No Data | 28.8 | 72.01 | -20.475 | -22.0522 | 20 | 26.0555
2019-06-24 23:30 | No Data | No Data | No Data | No Data | 45.3681 | 54.4165 | No Data | No Data | No Data | No Data | 19.431 | 40.4112 | No Data | No Data | 44 | 78.9896 | -31.85 | -33.1245 | 19.7 | 29.6057
2019-06-25 | No Data | No Data | No Data | No Data | 43.7324 | 54.0394 | No Data | No Data | No Data | No Data | 25.146 | 43.449 | No Data | No Data | 42.8 | 77.9928 | -32.305 | -33.327 | 16.2 | 32.2622
2019-06-25 00:30 | No Data | No Data | No Data | No Data | 39.5697 | 51.769 | No Data | No Data | No Data | No Data | 28.575 | 45.5195 | No Data | No Data | 32.4 | 72.4486 | -24.57 | -25.6258 | 23.4 | 35.5028
2019-06-25 01:00 | No Data | No Data | No Data | No Data | 33.7835 | 48.6655 | No Data | No Data | No Data | No Data | 40.005 | 54.2052 | No Data | No Data | 24.4 | 68.8674 | -16.38 | -17.575 | 26.4 | 35.4775
2019-06-25 01:30 | No Data | No Data | No Data | No Data | 39.4232 | 54.1209 | No Data | No Data | No Data | No Data | 43.434 | 57.526 | No Data | No Data | 17.6 | 64.8346 | -9.555 | -10.583 | 32.4 | 43.3497
2019-06-25 02:00 | No Data | No Data | No Data | No Data | 25.9342 | 38.0916 | No Data | No Data | No Data | No Data | 52.578 | 65.3812 | No Data | No Data | 14.4 | 63.6503 | -7.28 | -7.6272 | 41.8 | 51.5097
2019-06-25 02:30 | No Data | No Data | No Data | No Data | 17.2183 | 32.785 | No Data | No Data | No Data | No Data | 50.292 | 62.865 | No Data | No Data | 14.8 | 64.1311 | -7.735 | -8.2026 | 40.7 | 49.572
2019-06-25 03:00 | No Data | No Data | No Data | No Data | 13.4829 | 25.7122 | No Data | No Data | No Data | No Data | 46.863 | 59.447 | No Data | No Data | 19.2 | 66.4349 | -12.74 | -13.6879 | 32.7 | 41.839
2019-06-25 03:30 | No Data | No Data | No Data | No Data | 9.4789 | 23.8575 | No Data | No Data | No Data | No Data | 44.577 | 58.3938 | No Data | No Data | 27.2 | 69.5402 | -18.655 | -19.7126 | 23.4 | 33.3766
2019-06-25 04:00 | No Data | No Data | No Data | No Data | 7.8431 | 24.9064 | No Data | No Data | No Data | No Data | 48.006 | 61.0516 | No Data | No Data | 22.4 | 68.1845 | -16.38 | -17.4153 | 25.5 | 35.0865
2019-06-25 04:30 | No Data | No Data | No Data | No Data | 13.4829 | 32.2343 | No Data | No Data | No Data | No Data | 37.719 | 51.7515 | No Data | No Data | 23.6 | 68.2126 | -17.745 | -19.0123 | 13.8 | 28.0321
2019-06-25 05:00 | No Data | No Data | No Data | No Data | 13.4218 | 33.7587 | No Data | No Data | No Data | No Data | 50.292 | 62.1859 | No Data | No Data | 18.8 | 65.5536 | -13.195 | -14.4601 | 18.6 | 30.5221
2019-06-25 05:30 | No Data | No Data | No Data | No Data | 11.8349 | 31.5352 | No Data | No Data | No Data | No Data | 54.864 | 66.5791 | No Data | No Data | 12 | 62.3654 | -6.37 | -7.5727 | 28.8 | 41.5145
2019-06-25 06:00 | No Data | No Data | No Data | No Data | 11.6274 | 26.9922 | No Data | No Data | No Data | No Data | 57.15 | 69.1113 | No Data | No Data | 8.4 | 59.397 | -0.91 | -2.4503 | 34.4 | 50.0831
2019-06-25 06:30 | No Data | No Data | No Data | No Data | 27.1672 | 32.7312 | No Data | No Data | No Data | No Data | 54.864 | 66.5791 | No Data | No Data | 9.2 | 58.7251 | -3.185 | -3.4652 | 41.4 | 58.5484
2019-06-25 07:00 | No Data | No Data | No Data | No Data | 28.9616 | 31.7383 | No Data | No Data | No Data | No Data | 42.291 | 57.435 | No Data | No Data | 26.4 | 68.4923 | -19.11 | -20.1437 | 28.8 | 51.0083
2019-06-25 07:30 | No Data | No Data | No Data | No Data | 25.8366 | 28.9589 | No Data | No Data | No Data | No Data | 24.003 | 41.8563 | No Data | No Data | 20.4 | 66.4108 | -11.83 | -13.2263 | 3.9 | 40.8828
2019-06-25 08:00 | No Data | No Data | No Data | No Data | 34.8577 | 37.8367 | No Data | No Data | No Data | No Data | 26.289 | 43.2078 | No Data | No Data | 14.4 | 62.8713 | -8.19 | -8.9625 | 7 | 48.6067
2019-06-25 08:30 | No Data | No Data | No Data | No Data | 38.3978 | 41.9429 | No Data | No Data | No Data | No Data | 14.859 | 35.2852 | No Data | No Data | 11.6 | 61.8967 | -12.74 | -14.0462 | 11.9 | 45.3878
2019-06-25 09:00 | No Data | No Data | No Data | No Data | 41.6205 | 45.5966 | No Data | No Data | No Data | No Data | 6.858 | 30.499 | No Data | No Data | 9.2 | 69.8089 | -20.93 | -21.5201 | 11.5 | 43.2567
2019-06-25 09:30 | No Data | No Data | No Data | No Data | 41.2665 | 46.2429 | No Data | No Data | No Data | No Data | -4.572 | -28.9384 | No Data | No Data | -6.8 | -60.7816 | -20.93 | -22.4753 | -14.2 | -31.0387
2019-06-25 10:00 | No Data | No Data | No Data | No Data | 36.4935 | 42.0388 | No Data | No Data | No Data | No Data | -21.717 | -30.755 | No Data | No Data | -25.6 | -61.938 | -37.31 | -39.7286 | -35 | -38.0789
2019-06-25 10:30 | No Data | No Data | No Data | No Data | 30.2922 | 40.0845 | No Data | No Data | No Data | No Data | -30.861 | -36.4687 | No Data | No Data | -39.2 | -64.4832 | -45.045 | -48.2493 | -48.4 | -49.2297
2019-06-25 11:00 | No Data | No Data | No Data | No Data | 30.2434 | 40.0476 | No Data | No Data | No Data | No Data | -28.575 | -33.9261 | No Data | No Data | -35.6 | -60.0973 | -48.23 | -51.0838 | -52.6 | -52.6419
2019-06-25 11:30 | No Data | No Data | No Data | No Data | 26.8132 | 37.5246 | No Data | No Data | No Data | No Data | -21.717 | -29.1409 | No Data | No Data | -16 | -59.0105 | -40.04 | -42.018 | -48 | -48.0551
2019-06-25 12:00 | No Data | No Data | No Data | No Data | 29.572 | 42.0114 | No Data | No Data | No Data | No Data | -34.29 | -40.5886 | No Data | No Data | -18.8 | -57.9351 | -53.235 | -55.8335 | -58.3 | -58.3014
2019-06-25 12:30 | No Data | No Data | No Data | No Data | 36.8597 | 47.4246 | No Data | No Data | No Data | No Data | -40.005 | -44.9854 | No Data | No Data | -24 | -60.5587 | -48.23 | -50.7911 | -66.2 | -66.6123
2019-06-25 13:00 | No Data | No Data | No Data | No Data | 36.9085 | 48.7143 | No Data | No Data | No Data | No Data | -48.006 | -49.6252 | No Data | No Data | -13.6 | -56.8507 | -55.51 | -58.5608 | -61.9 | -61.9207
2019-06-25 13:30 | No Data | No Data | No Data | No Data | 36.9574 | 48.7513 | No Data | No Data | No Data | No Data | -46.863 | -48.5203 | No Data | No Data | -22 | -59.4226 | -50.05 | -52.8055 | -58.5 | -58.5014
2019-06-25 14:00 | No Data | No Data | No Data | No Data | 42.3896 | 52.9879 | No Data | No Data | No Data | No Data | -40.005 | -42.6754 | No Data | No Data | 12.4 | 71.4837 | -35.49 | -36.7537 | -37.2 | -37.4593
2019-06-25 14:30 | No Data | No Data | No Data | No Data | 42.3896 | 52.9879 | No Data | No Data | No Data | No Data | -29.718 | -33.7524 | No Data | No Data | 0 | 70.0731 | -20.475 | -21.8873 | -31.3 | -31.6509
2019-06-25 15:00 | No Data | No Data | No Data | No Data | 45.3193 | 55.3595 | No Data | No Data | No Data | No Data | -38.862 | -45.087 | No Data | No Data | -11.2 | -64.9726 | -37.31 | -38.6295 | -44.1 | -44.1137
2019-06-25 15:30 | No Data | No Data | No Data | No Data | 48.5908 | 58.0681 | No Data | No Data | No Data | No Data | -33.147 | -41.6058 | No Data | No Data | -16 | -64.0312 | -28.21 | -29.1342 | -41.4 | -41.9876
2019-06-25 16:00 | No Data | No Data | No Data | No Data | 57.1115 | 64.2742 | No Data | No Data | No Data | No Data | -22.86 | -35.7085 | No Data | No Data | -15.6 | -65.0969 | -18.2 | -18.5604 | -15.7 | -25.4262
2019-06-25 16:30 | No Data | No Data | No Data | No Data | 63.8743 | 68.7924 | No Data | No Data | No Data | No Data | -16.002 | -33.7524 | No Data | No Data | -19.6 | -57.8232 | -20.02 | -21.009 | -3.8 | -24.4965
2019-06-25 17:00 | No Data | No Data | No Data | No Data | 69.0501 | 72.3608 | No Data | No Data | No Data | No Data | 3.429 | 34.461 | No Data | No Data | -2.4 | -61.6467 | 0 | 0 | 30.7 | 47.7708
2019-06-25 17:30 | No Data | No Data | No Data | No Data | 69.0013 | 71.6184 | No Data | No Data | No Data | No Data | 3.429 | 32.1872 | No Data | No Data | -15.2 | -63.836 | 20.02 | 20.7512 | 33 | 57.9203
2019-06-25 18:00 | No Data | No Data | No Data | No Data | 70.7469 | 72.1997 | No Data | No Data | No Data | No Data | 13.716 | 31.6964 | No Data | No Data | -22 | -56.831 | 33.215 | 33.243 | 46.8 | 61.7603
2019-06-25 18:30 | No Data | No Data | No Data | No Data | 65.3147 | 66.8856 | No Data | No Data | No Data | No Data | 10.287 | 29.2974 | No Data | No Data | -18 | -57.3006 | 29.575 | 29.5785 | 43.4 | 57.5535
2019-06-25 19:00 | No Data | No Data | No Data | No Data | 61.7746 | 63.8278 | No Data | No Data | No Data | No Data | 2.286 | 26.3882 | No Data | No Data | -7.2 | -58.0483 | 13.65 | 13.7181 | 43.3 | 55.4886
2019-06-25 19:30 | No Data | No Data | No Data | No Data | 57.7218 | 59.914 | No Data | No Data | No Data | No Data | 2.286 | 26.3138 | No Data | No Data | 1.6 | 60.4212 | 3.64 | 4.8367 | 42.6 | 51.3658
2019-06-25 20:00 | No Data | No Data | No Data | No Data | 53.5225 | 57.8876 | No Data | No Data | No Data | No Data | 9.144 | 31.093 | No Data | No Data | 1.2 | 60.4119 | 4.55 | 5.554 | 41.7 | 48.4154
2019-06-25 20:30 | No Data | No Data | No Data | No Data | 49.3111 | 54.0175 | No Data | No Data | No Data | No Data | 1.143 | 29.74 | No Data | No Data | 6.4 | 62.3294 | 0.455 | 4.1949 | 35.1 | 42.0743
2019-06-25 21:00 | No Data | No Data | No Data | No Data | 43.1098 | 49.2187 | No Data | No Data | No Data | No Data | -6.858 | -29.3864 | No Data | No Data | 16.8 | 68.1046 | -9.1 | -11.9432 | 24.2 | 32.0412
2019-06-25 21:30 | No Data | No Data | No Data | No Data | 49.1035 | 53.8081 | No Data | No Data | No Data | No Data | -8.001 | -28.575 | No Data | No Data | 24.4 | 71.8688 | -17.29 | -19.9786 | 20.4 | 23.7186
2019-06-25 22:00 | No Data | No Data | No Data | No Data | 45.2094 | 50.2797 | No Data | No Data | No Data | No Data | 5.715 | 30.2625 | No Data | No Data | 13.6 | 66.6033 | -7.28 | -10.2955 | 26.8 | 27.9401
2019-06-25 22:30 | No Data | No Data | No Data | No Data | 45.5756 | 51.9442 | No Data | No Data | No Data | No Data | -4.572 | -30.0676 | No Data | No Data | 20.4 | 70.2282 | -10.92 | -13.65 | 26.3 | 28.4693
2019-06-25 23:00 | No Data | No Data | No Data | No Data | 52.5948 | 58.2003 | No Data | No Data | No Data | No Data | 2.286 | 30.861 | No Data | No Data | 16 | 67.9117 | -8.19 | -10.9579 | 33.1 | 34.3548
2019-06-25 23:30 | No Data | No Data | No Data | No Data | 59.0524 | 64.0956 | No Data | No Data | No Data | No Data | -5.715 | -31.3857 | No Data | No Data | 36.4 | 76.0736 | -26.39 | -28.0665 | 25.3 | 30.6493
2019-06-26 | No Data | No Data | No Data | No Data | 48.7495 | 54.0252 | No Data | No Data | No Data | No Data | -4.572 | -30.0676 | No Data | No Data | 31.6 | 75.71 | -23.66 | -26.2524 | 23.7 | 24.982
2019-06-26 00:30 | No Data | No Data | No Data | No Data | 40.9125 | 49.0032 | No Data | No Data | No Data | No Data | -11.43 | -29.718 | No Data | No Data | 41.6 | 81.7724 | -33.67 | -36.5051 | 12.5 | 13.0081
2019-06-26 01:00 | No Data | No Data | No Data | No Data | 35.7855 | 45.8224 | No Data | No Data | No Data | No Data | -9.144 | -30.0024 | No Data | No Data | 41.2 | 79.5075 | -34.125 | -35.9709 | 7.9 | 25.0769
2019-06-26 01:30 | No Data | No Data | No Data | No Data | 37.4701 | 47.1498 | No Data | No Data | No Data | No Data | -9.144 | -30.0024 | No Data | No Data | 44.8 | 81.7655 | -37.31 | -39.1406 | 4.2 | 21.612
2019-06-26 02:00 | No Data | No Data | No Data | No Data | 33.4173 | 45.2514 | No Data | No Data | No Data | No Data | -17.145 | -29.4974 | No Data | No Data | 56 | 89.6437 | -46.865 | -49.2116 | 0.5 | 16.2077
2019-06-26 02:30 | No Data | No Data | No Data | No Data | 31.4275 | 44.9573 | No Data | No Data | No Data | No Data | -20.574 | -31.6138 | No Data | No Data | 56.4 | 90.206 | -49.595 | -52.0891 | -3.6 | -12.6242
2019-06-26 03:00 | No Data | No Data | No Data | No Data | 28.1437 | 42.7264 | No Data | No Data | No Data | No Data | -20.574 | -30.755 | No Data | No Data | 58.8 | 92.6499 | -51.415 | -53.9612 | -8 | -11.8191
2019-06-26 03:30 | No Data | No Data | No Data | No Data | 26.3981 | 41.5973 | No Data | No Data | No Data | No Data | -21.717 | -31.5311 | No Data | No Data | 60.4 | 93.0634 | -52.78 | -55.5398 | -9.8 | -12.6507
2019-06-26 04:00 | No Data | No Data | No Data | No Data | 22.504 | 42.3663 | No Data | No Data | No Data | No Data | -22.86 | -32.3289 | No Data | No Data | 62.4 | 93.775 | -55.51 | -58.4175 | -14.6 | -16.658
2019-06-26 04:30 | No Data | No Data | No Data | No Data | 22.504 | 42.3663 | No Data | No Data | No Data | No Data | -21.717 | -31.5311 | No Data | No Data | 64.4 | 95.1176 | -57.33 | -60.1496 | -15.8 | -18.2332
2019-06-26 05:00 | No Data | No Data | No Data | No Data | 26.4469 | 44.586 | No Data | No Data | No Data | No Data | -18.288 | -30.1761 | No Data | No Data | 62.4 | 93.4768 | -56.42 | -59.0098 | -13 | -17.0942
2019-06-26 05:30 | No Data | No Data | No Data | No Data | 26.4469 | 41 | No Data | No Data | No Data | No Data | -22.86 | -31.5311 | No Data | No Data | 63.2 | 93.1279 | -55.965 | -58.1867 | -11 | -18.36
2019-06-26 06:00 | No Data | No Data | No Data | No Data | 26.4469 | 37.7746 | No Data | No Data | No Data | No Data | -30.861 | -37.0903 | No Data | No Data | 65.6 | 94.773 | -58.24 | -60.6244 | -20.9 | -27.1312
2019-06-26 06:30 | No Data | No Data | No Data | No Data | 30.4509 | 36.7164 | No Data | No Data | No Data | No Data | -37.719 | -42.9652 | No Data | No Data | 80 | 104.4789 | -70.98 | -73.1645 | -26.5 | -37.1248
2019-06-26 07:00 | No Data | No Data | No Data | No Data | 38.2879 | 40.7867 | No Data | No Data | No Data | No Data | -12.573 | -30.1761 | No Data | No Data | 56.4 | 87.1201 | -48.23 | -49.8843 | 0.1 | 44.925
2019-06-26 07:30 | No Data | No Data | No Data | No Data | 33.2219 | 34.0799 | No Data | No Data | No Data | No Data | 5.715 | 31.3857 | No Data | No Data | 25.6 | 66.7077 | -15.925 | -16.693 | 15.5 | 52.7296
2019-06-26 08:00 | No Data | No Data | No Data | No Data | 33.6736 | 34.2321 | No Data | No Data | No Data | No Data | -1.143 | -29.74 | No Data | No Data | 22.4 | 65.9224 | -17.29 | -18.5883 | -1.3 | -38.4083
2019-06-26 08:30 | No Data | No Data | No Data | No Data | 24.6036 | 25.3627 | No Data | No Data | No Data | No Data | -19.431 | -32.6906 | No Data | No Data | 5.6 | 60.659 | -36.4 | -38.136 | -40.9 | -49.8504
2019-06-26 09:00 | No Data | No Data | No Data | No Data | 20.1968 | 22.4686 | No Data | No Data | No Data | No Data | -42.291 | -46.5413 | No Data | No Data | -11.2 | -56.3248 | -60.515 | -63.4607 | -73.8 | -75.0976
2019-06-26 09:30 | No Data | No Data | No Data | No Data | 18.0362 | 21.6937 | No Data | No Data | No Data | No Data | -60.579 | -62.1124 | No Data | No Data | -8 | -50.1789 | -88.725 | -93.6692 | -98.7 | -98.8071
2019-06-26 10:00 | No Data | No Data | No Data | No Data | 15.729 | 23.5563 | No Data | No Data | No Data | No Data | -58.293 | -59.6335 | No Data | No Data | -12.8 | -48.5189 | -85.995 | -91.3916 | -99.5 | -99.5008
2019-06-26 10:30 | No Data | No Data | No Data | No Data | 23.9933 | 33.1133 | No Data | No Data | No Data | No Data | -64.008 | -64.5061 | No Data | No Data | -11.2 | -50.4587 | -87.36 | -92.83 | -101.1 | -101.3705
2019-06-26 11:00 | No Data | No Data | No Data | No Data | 24.2985 | 34.5189 | No Data | No Data | No Data | No Data | -57.15 | -57.8769 | No Data | No Data | -16.8 | -52.3679 | -80.535 | -85.9517 | -95.9 | -96.3596
2019-06-26 11:30 | No Data | No Data | No Data | No Data | 19.2203 | 31.1538 | No Data | No Data | No Data | No Data | -56.007 | -56.9439 | No Data | No Data | -10.4 | -51.4618 | -84.175 | -89.6812 | -86.4 | -86.6672
2019-06-26 12:00 | No Data | No Data | No Data | No Data | 12.1401 | 28.8342 | No Data | No Data | No Data | No Data | -49.149 | -50.4606 | No Data | No Data | -12 | -51.031 | -78.715 | -83.3147 | -91.6 | -92.2944
2019-06-26 12:30 | No Data | No Data | No Data | No Data | 10.2968 | 28.1079 | No Data | No Data | No Data | No Data | -48.006 | -51.8398 | No Data | No Data | -5.6 | -51.9954 | -85.085 | -90.0785 | -79.6 | -80.2509
2019-06-26 13:00 | No Data | No Data | No Data | No Data | 7.1717 | 27.4139 | No Data | No Data | No Data | No Data | -56.007 | -56.7485 | No Data | No Data | -10.8 | -51.1531 | -80.99 | -85.7624 | -99.1 | -99.863
2019-06-26 13:30 | No Data | No Data | No Data | No Data | 10.663 | 28.5269 | No Data | No Data | No Data | No Data | -54.864 | -55.8201 | No Data | No Data | -14 | -49.6161 | -82.355 | -86.762 | -95.5 | -95.5968
2019-06-26 14:00 | No Data | No Data | No Data | No Data | 16.4981 | 31.1813 | No Data | No Data | No Data | No Data | -57.15 | -57.8769 | No Data | No Data | -15.2 | -49.2065 | -82.81 | -87.194 | -96.2 | -96.2916
2019-06-26 14:30 | No Data | No Data | No Data | No Data | 20.0381 | 33.1906 | No Data | No Data | No Data | No Data | -52.578 | -56.042 | No Data | No Data | -14.4 | -48.5831 | -85.54 | -90.0716 | -80 | -80.0141
2019-06-26 15:00 | No Data | No Data | No Data | No Data | 20.087 | 33.2201 | No Data | No Data | No Data | No Data | -51.435 | -52.6897 | No Data | No Data | -18 | -48.6522 | -83.72 | -88.0587 | -79.6 | -79.6161
2019-06-26 15:30 | No Data | No Data | No Data | No Data | 25.4215 | 36.6925 | No Data | No Data | No Data | No Data | -52.578 | -53.806 | No Data | No Data | -30.8 | -52.083 | -72.8 | -76.5483 | -89.5 | -89.5246
2019-06-26 16:00 | No Data | No Data | No Data | No Data | 31.22 | 39.6967 | No Data | No Data | No Data | No Data | -38.862 | -42.0276 | No Data | No Data | -23.6 | -52.4137 | -60.97 | -63.7601 | -65.1 | -66.3081
2019-06-26 16:30 | No Data | No Data | No Data | No Data | 38.703 | 44.8253 | No Data | No Data | No Data | No Data | -5.715 | -25.7873 | No Data | No Data | -13.6 | -55.2985 | -27.3 | -28.3746 | -13.3 | -32.3595
2019-06-26 17:00 | No Data | No Data | No Data | No Data | 38.6053 | 42.6159 | No Data | No Data | No Data | No Data | 14.859 | 33.2257 | No Data | No Data | 11.2 | 63.7909 | -11.375 | -11.6003 | 18.1 | 42.8141
2019-06-26 17:30 | No Data | No Data | No Data | No Data | 37.7264 | 39.4668 | No Data | No Data | No Data | No Data | 17.145 | 37.3186 | No Data | No Data | 2.4 | 63.2456 | 6.825 | 7.735 | 15.4 | 49.7438
2019-06-26 18:00 | No Data | No Data | No Data | No Data | 36.1395 | 37.9527 | No Data | No Data | No Data | No Data | 10.287 | 33.6166 | No Data | No Data | 11.2 | 61.4296 | 0 | 3.64 | 10.3 | 42.565
2019-06-26 18:30 | No Data | No Data | No Data | No Data | 33.991 | 35.9129 | No Data | No Data | No Data | No Data | 5.715 | 31.3857 | No Data | No Data | 19.6 | 66.1695 | -10.465 | -12.4939 | 0.9 | 35.581
2019-06-26 19:00 | No Data | No Data | No Data | No Data | 30.4997 | 32.6279 | No Data | No Data | No Data | No Data | -1.143 | -30.8822 | No Data | No Data | 29.6 | 72.6988 | -20.475 | -22.7909 | -9.1 | -29.8223
2019-06-26 19:30 | No Data | No Data | No Data | No Data | 21.4786 | 23.3605 | No Data | No Data | No Data | No Data | -3.429 | -29.9152 | No Data | No Data | 43.2 | 81.917 | -35.49 | -38.1902 | 0.3 | 25.2018
2019-06-26 20:00 | No Data | No Data | No Data | No Data | 17.2671 | 20.5417 | No Data | No Data | No Data | No Data | -5.715 | -31.3857 | No Data | No Data | 43.6 | 81.79 | -35.945 | -38.4495 | -0.7 | -25.3097
2019-06-26 20:30 | No Data | No Data | No Data | No Data | 8.246 | 12.5729 | No Data | No Data | No Data | No Data | -4.572 | -31.1978 | No Data | No Data | 36.8 | 78.7299 | -30.94 | -33.8172 | 3.2 | 23.2215
2019-06-26 21:00 | No Data | No Data | No Data | No Data | 0.92164 | 7.5941 | No Data | No Data | No Data | No Data | -6.858 | -31.6138 | No Data | No Data | 40.8 | 81.3683 | -36.4 | -39.551 | -4.6 | -20.5222
2019-06-26 21:30 | No Data | No Data | No Data | No Data | 2.6062 | 7.9758 | No Data | No Data | No Data | No Data | -9.144 | -32.1872 | No Data | No Data | 45.6 | 84.214 | -38.675 | -42.0007 | -3.5 | -19.4178
2019-06-26 22:00 | No Data | No Data | No Data | No Data | -0.82399 | -9.3201 | No Data | No Data | No Data | No Data | -6.858 | -31.6138 | No Data | No Data | 44.4 | 82.8937 | -35.945 | -38.6134 | -3.6 | -10.6283
2019-06-26 22:30 | No Data | No Data | No Data | No Data | 8.7098 | 12.7297 | No Data | No Data | No Data | No Data | 11.43 | 36.1448 | No Data | No Data | 36.8 | 78.0236 | -30.03 | -32.2761 | 6.7 | 16.0639
2019-06-26 23:00 | No Data | No Data | No Data | No Data | 4.7669 | 8.6216 | No Data | No Data | No Data | No Data | 20.574 | 40.973 | No Data | No Data | 36.8 | 77.6711 | -27.755 | -29.8259 | 12.1 | 18.2784
2019-06-26 23:30 | No Data | No Data | No Data | No Data | 13.9956 | 14.6457 | No Data | No Data | No Data | No Data | 17.145 | 40.395 | No Data | No Data | 49.6 | 84.4909 | -40.04 | -41.8823 | 9.1 | 24.7718
2019-06-27 | No Data | No Data | No Data | No Data | 5.3285 | 5.9157 | No Data | No Data | No Data | No Data | 24.003 | 43.7487 | No Data | No Data | 46.8 | 83.2087 | -36.4 | -38.2741 | 8.7 | 16.4469
2019-06-27 00:30 | No Data | No Data | No Data | No Data | -3.18 | -5.2723 | No Data | No Data | No Data | No Data | 22.86 | 42.1673 | No Data | No Data | 52 | 85.9218 | -44.59 | -46.5014 | -0.9 | -22.9177
2019-06-27 01:00 | No Data | No Data | No Data | No Data | -10.6752 | -11.4737 | No Data | No Data | No Data | No Data | 26.289 | 44.1204 | No Data | No Data | 58.4 | 90.8555 | -49.14 | -51.2517 | -0.4 | -20.104
2019-06-27 01:30 | No Data | No Data | No Data | No Data | -10.6752 | -11.4737 | No Data | No Data | No Data | No Data | 38.862 | 53.3672 | No Data | No Data | 63.2 | 94.6066 | -54.6 | -57.0041 | -5.2 | -21.8284
2019-06-27 02:00 | No Data | No Data | No Data | No Data | -16.8765 | -17.3925 | No Data | No Data | No Data | No Data | 43.434 | 55.0542 | No Data | No Data | 66 | 97.6729 | -58.24 | -61.0175 | -12.1 | -21.1936
2019-06-27 02:30 | No Data | No Data | No Data | No Data | -23.0777 | -23.4578 | No Data | No Data | No Data | No Data | 46.863 | 61.9544 | No Data | No Data | 66.8 | 97.9224 | -59.15 | -61.7544 | -13.9 | -25.3505
2019-06-27 03:00 | No Data | No Data | No Data | No Data | -21.3809 | -22.938 | No Data | No Data | No Data | No Data | 57.15 | 69.1113 | No Data | No Data | 61.2 | 93.5846 | -55.055 | -57.5714 | -12.1 | -26.1658
2019-06-27 03:30 | No Data | No Data | No Data | No Data | -17.6944 | -20.4051 | No Data | No Data | No Data | No Data | 46.863 | 60.157 | No Data | No Data | 64 | 95.1428 | -56.875 | -59.5789 | -15.4 | -25.8213
2019-06-27 04:00 | No Data | No Data | No Data | No Data | -17.7432 | -20.4474 | No Data | No Data | No Data | No Data | 48.006 | 61.7643 | No Data | No Data | 61.2 | 92.3801 | -54.6 | -56.875 | -14.2 | -25.8496
2019-06-27 04:30 | No Data | No Data | No Data | No Data | -15.8999 | -19.953 | No Data | No Data | No Data | No Data | 49.149 | 60.157 | No Data | No Data | 68 | 97.8783 | -59.605 | -62.4561 | -19.7 | -29.0134
2019-06-27 05:00 | No Data | No Data | No Data | No Data | -13.8979 | -20.6983 | No Data | No Data | No Data | No Data | 42.291 | 55.9136 | No Data | No Data | 70 | 98.9949 | -63.245 | -66.338 | -23 | -28.8403
2019-06-27 05:30 | No Data | No Data | No Data | No Data | -0.82399 | -18.9452 | No Data | No Data | No Data | No Data | 38.862 | 53.3672 | No Data | No Data | 75.2 | 103.0107 | -66.885 | -69.9488 | -23.8 | -29.0172
2019-06-27 06:00 | No Data | No Data | No Data | No Data | 2.8626 | 19.1425 | No Data | No Data | No Data | No Data | 36.576 | 51.7263 | No Data | No Data | 70.8 | 99.0014 | -61.88 | -64.501 | -26.1 | -33.9426
2019-06-27 06:30 | No Data | No Data | No Data | No Data | 2.8626 | 11.3474 | No Data | No Data | No Data | No Data | 29.718 | 47.1271 | No Data | No Data | 73.6 | 100.4765 | -66.885 | -69.5614 | -23.7 | -35.7013
2019-06-27 07:00 | No Data | No Data | No Data | No Data | -0.98268 | -3.774 | No Data | No Data | No Data | No Data | 10.287 | 33.6166 | No Data | No Data | 84.4 | 109.1421 | -76.895 | -79.6926 | -54.7 | -59.7737
2019-06-27 07:30 | No Data | No Data | No Data | No Data | 3.1678 | 7.8067 | No Data | No Data | No Data | No Data | 22.86 | 43.1322 | No Data | No Data | 60.8 | 90.9197 | -53.69 | -55.5119 | -36.7 | -48.8235
2019-06-27 08:00 | No Data | No Data | No Data | No Data | 7.1717 | 11.3676 | No Data | No Data | No Data | No Data | 13.716 | 36.9315 | No Data | No Data | 62.4 | 90.8282 | -56.875 | -58.8236 | -42.7 | -55.134
2019-06-27 08:30 | No Data | No Data | No Data | No Data | -2.0081 | -7.4123 | No Data | No Data | No Data | No Data | 1.143 | 32.0244 | No Data | No Data | 42.8 | 77.3253 | -71.89 | -74.271 | -65.2 | -70.6077
2019-06-27 09:00 | No Data | No Data | No Data | No Data | -12.7749 | -13.8043 | No Data | No Data | No Data | No Data | -32.004 | -40.7011 | No Data | No Data | 34.8 | 69.0159 | -106.925 | -110.9398 | -104 | -104.7605
2019-06-27 09:30 | No Data | No Data | No Data | No Data | -17.3892 | -19.5257 | No Data | No Data | No Data | No Data | -48.006 | -52.229 | No Data | No Data | 17.6 | 56.4156 | -111.475 | -116.4489 | -119.1 | -119.251
2019-06-27 10:00 | No Data | No Data | No Data | No Data | -20.1602 | -22.0296 | No Data | No Data | No Data | No Data | -48.006 | -51.3715 | No Data | No Data | 14 | 52.6938 | -111.93 | -117.4217 | -117.5 | -117.6063
2019-06-27 10:30 | No Data | No Data | No Data | No Data | -22.9801 | -24.8629 | No Data | No Data | No Data | No Data | -43.434 | -47.5823 | No Data | No Data | 10.8 | 53.1097 | -106.925 | -112.2385 | -120.7 | -120.7026
2019-06-27 11:00 | No Data | No Data | No Data | No Data | -27.3381 | -28.3197 | No Data | No Data | No Data | No Data | -28.575 | -35.8909 | No Data | No Data | 9.2 | 53.5955 | -103.285 | -108.2192 | -105.3 | -105.3171
2019-06-27 11:30 | No Data | No Data | No Data | No Data | -31.696 | -33.1324 | No Data | No Data | No Data | No Data | -40.005 | -44.4743 | No Data | No Data | 20.8 | 58.6147 | -112.385 | -117.7193 | -130.6 | -130.601
2019-06-27 12:00 | No Data | No Data | No Data | No Data | -35.639 | -35.993 | No Data | No Data | No Data | No Data | -12.573 | -27.0966 | No Data | No Data | 6.4 | 55.1725 | -96.46 | -101.4405 | -100.1 | -100.148
2019-06-27 12:30 | No Data | No Data | No Data | No Data | -32.0989 | -32.4746 | No Data | No Data | No Data | No Data | -11.43 | -26.5855 | No Data | No Data | 2 | 55.271 | -93.275 | -98.2726 | -96.3 | -96.3299
2019-06-27 13:00 | No Data | No Data | No Data | No Data | -36.3592 | -36.6016 | No Data | No Data | No Data | No Data | -14.859 | -28.23 | No Data | No Data | 6.4 | 55.9671 | -97.37 | -102.7333 | -93.2 | -93.2335
2019-06-27 13:30 | No Data | No Data | No Data | No Data | -38.8739 | -38.9456 | No Data | No Data | No Data | No Data | -21.717 | -32.3693 | No Data | No Data | 11.6 | 56.0143 | -106.015 | -111.3719 | -110 | -110.0011
2019-06-27 14:00 | No Data | No Data | No Data | No Data | -36.5667 | -36.6429 | No Data | No Data | No Data | No Data | -9.144 | -28.9159 | No Data | No Data | -4.4 | -53.3816 | -92.365 | -97.4093 | -111.7 | -111.7197
2019-06-27 14:30 | No Data | No Data | No Data | No Data | -38.764 | -38.8359 | No Data | No Data | No Data | No Data | -13.716 | -30.6699 | No Data | No Data | -8.4 | -51.8845 | -91 | -95.9705 | -112.7 | -112.8011
2019-06-27 15:00 | No Data | No Data | No Data | No Data | -27.4357 | -27.7961 | No Data | No Data | No Data | No Data | -16.002 | -30.7762 | No Data | No Data | -14.4 | -52.0323 | -86.905 | -91.654 | -108.1 | -108.1185
2019-06-27 15:30 | No Data | No Data | No Data | No Data | -23.1754 | -24.554 | No Data | No Data | No Data | No Data | -28.575 | -38.0638 | No Data | No Data | -8.8 | -51.1625 | -91.455 | -96.5469 | -109.3 | -109.4333
2019-06-27 16:00 | No Data | No Data | No Data | No Data | -21.9547 | -23.4053 | No Data | No Data | No Data | No Data | -13.716 | -29.652 | No Data | No Data | -1.2 | -56.07 | -81.9 | -85.772 | -87.1 | -87.1744
2019-06-27 16:30 | No Data | No Data | No Data | No Data | -22.3575 | -22.4108 | No Data | No Data | No Data | No Data | 4.572 | 32.3289 | No Data | No Data | 21.2 | 65.903 | -60.06 | -62.4992 | -48.8 | -52.7774
2019-06-27 17:00 | No Data | No Data | No Data | No Data | -18.3658 | -18.417 | No Data | No Data | No Data | No Data | 22.86 | 42.1673 | No Data | No Data | 32.4 | 78.9542 | -34.125 | -35.094 | -30.4 | -41.876
2019-06-27 17:30 | No Data | No Data | No Data | No Data | -14.667 | -15.0982 | No Data | No Data | No Data | No Data | 30.861 | 49.6252 | No Data | No Data | 28 | 76.1357 | -22.75 | -22.9719 | 0 | 45.9
2019-06-27 18:00 | No Data | No Data | No Data | No Data | -13.7514 | -14.9216 | No Data | No Data | No Data | No Data | 4.572 | 34.5935 | No Data | No Data | 52 | 84.0238 | -44.59 | -46.2514 | -35.4 | -47.9888
2019-06-27 18:30 | No Data | No Data | No Data | No Data | -17.2793 | -18.2243 | No Data | No Data | No Data | No Data | 5.715 | 34.763 | No Data | No Data | 55.2 | 86.9648 | -47.32 | -49.3775 | -37.8 | -46.9814
2019-06-27 19:00 | No Data | No Data | No Data | No Data | -27.9973 | -28.9659 | No Data | No Data | No Data | No Data | 14.859 | 39.479 | No Data | No Data | 58.4 | 89.6357 | -50.96 | -53.2564 | -16.1 | -33.082
2019-06-27 19:30 | No Data | No Data | No Data | No Data | -31.1833 | -32.0558 | No Data | No Data | No Data | No Data | 19.431 | 41.417 | No Data | No Data | 60.4 | 91.2509 | -52.78 | -55.2633 | -18.9 | -34.4478
2019-06-27 20:00 | No Data | No Data | No Data | No Data | -29.5354 | -29.9254 | No Data | No Data | No Data | No Data | 12.573 | 37.5976 | No Data | No Data | 70 | 98.7125 | -62.335 | -65.0666 | -29.7 | -40.0041
2019-06-27 20:30 | No Data | No Data | No Data | No Data | -29.5354 | -29.9254 | No Data | No Data | No Data | No Data | 3.429 | 34.461 | No Data | No Data | 77.6 | 103.7073 | -68.705 | -71.4364 | -37.5 | -42.4062
2019-06-27 21:00 | No Data | No Data | No Data | No Data | -31.5373 | -32.1905 | No Data | No Data | No Data | No Data | -2.286 | -32.0244 | No Data | No Data | 84.8 | 109.9593 | -77.35 | -80.499 | -45.8 | -47.9508
2019-06-27 21:30 | No Data | No Data | No Data | No Data | -24.1032 | -24.5795 | No Data | No Data | No Data | No Data | 6.858 | 33.849 | No Data | No Data | 87.6 | 112.6339 | -77.805 | -81.0628 | -43.9 | -47.0406
2019-06-27 22:00 | No Data | No Data | No Data | No Data | -31.9524 | -32.0804 | No Data | No Data | No Data | No Data | -12.573 | -32.2682 | No Data | No Data | 115.2 | 136.0618 | -103.74 | -108.1264 | -72.7 | -72.939
2019-06-27 22:30 | No Data | No Data | No Data | No Data | -32.9778 | -33.305 | No Data | No Data | No Data | No Data | 27.432 | 44.8108 | No Data | No Data | 74 | 102.4141 | -65.52 | -68.6447 | -27.7 | -31.5006
2019-06-27 23:00 | No Data | No Data | No Data | No Data | -29.1814 | -29.1975 | No Data | No Data | No Data | No Data | 19.431 | 40.4112 | No Data | No Data | 106.8 | 130.389 | -94.64 | -100.0017 | -54.9 | -61.0483
2019-06-27 23:30 | No Data | No Data | No Data | No Data | -21.9547 | -21.9761 | No Data | No Data | No Data | No Data | 19.431 | 40.4112 | No Data | No Data | 110 | 132.1296 | -96.915 | -101.8733 | -46.9 | -56.7768
2019-06-28 | No Data | No Data | No Data | No Data | -25.8488 | -25.867 | No Data | No Data | No Data | No Data | 27.432 | 44.8108 | No Data | No Data | 102.8 | 126.6643 | -91.91 | -96.6915 | -46.8 | -56.4136
2019-06-28 00:30 | No Data | No Data | No Data | No Data | -25.2262 | -25.4007 | No Data | No Data | No Data | No Data | 54.864 | 67.2333 | No Data | No Data | 67.2 | 99.3684 | -59.15 | -62.8971 | -16.6 | -38.7371
2019-06-28 01:00 | No Data | No Data | No Data | No Data | -32.9778 | -33.1061 | No Data | No Data | No Data | No Data | 50.292 | 63.5574 | No Data | No Data | 65.6 | 98.5917 | -58.24 | -62.3616 | -19.3 | -33.2701
2019-06-28 01:30 | No Data | No Data | No Data | No Data | -30.6096 | -30.7477 | No Data | No Data | No Data | No Data | 52.578 | 66.067 | No Data | No Data | 68.4 | 100.4765 | -60.06 | -63.9077 | -12.1 | -35.3362
2019-06-28 02:00 | No Data | No Data | No Data | No Data | -36.2005 | -36.5474 | No Data | No Data | No Data | No Data | 58.293 | 70.6999 | No Data | No Data | 62.4 | 96.7975 | -54.145 | -58.0495 | -10.6 | -36.5699
2019-06-28 02:30 | No Data | No Data | No Data | No Data | -39.6429 | -39.7693 | No Data | No Data | No Data | No Data | 66.294 | 78.026 | No Data | No Data | 60.8 | 94.8498 | -54.145 | -57.5714 | -11.4 | -43.7127
2019-06-28 03:00 | No Data | No Data | No Data | No Data | -40.8637 | -41.158 | No Data | No Data | No Data | No Data | 67.437 | 79.6007 | No Data | No Data | 61.2 | 93.8876 | -53.69 | -57.1437 | -13.1 | -45.7171
2019-06-28 03:30 | No Data | No Data | No Data | No Data | -38.8128 | -39.1226 | No Data | No Data | No Data | No Data | 66.294 | 78.026 | No Data | No Data | 60 | 93.723 | -52.325 | -55.551 | -14.6 | -45.8847
2019-06-28 04:00 | No Data | No Data | No Data | No Data | -36.6644 | -36.7501 | No Data | No Data | No Data | No Data | 61.722 | 73.5527 | No Data | No Data | 64 | 96.3328 | -56.42 | -59.8667 | -18.8 | -48.677
2019-06-28 04:30 | No Data | No Data | No Data | No Data | -36.6644 | -36.9793 | No Data | No Data | No Data | No Data | 59.436 | 71.6452 | No Data | No Data | 65.2 | 97.1341 | -58.24 | -61.8867 | -20.1 | -46.2915
2019-06-28 05:00 | No Data | No Data | No Data | No Data | -32.2087 | -32.5668 | No Data | No Data | No Data | No Data | 54.864 | 67.9004 | No Data | No Data | 67.2 | 99.0741 | -59.605 | -63.3251 | -20.9 | -44.6001
2019-06-28 05:30 | No Data | No Data | No Data | No Data | -31.7449 | -32.0222 | No Data | No Data | No Data | No Data | 51.435 | 65.161 | No Data | No Data | 66.8 | 98.5089 | -60.515 | -64.1824 | -19.4 | -41.512
2019-06-28 06:00 | No Data | No Data | No Data | No Data | -32.2576 | -32.9303 | No Data | No Data | No Data | No Data | 45.72 | 60.7513 | No Data | No Data | 68.4 | 99.6008 | -62.335 | -65.9012 | -26.3 | -42.8267
2019-06-28 06:30 | No Data | No Data | No Data | No Data | -29.8405 | -30.5666 | No Data | No Data | No Data | No Data | 34.29 | 51.8272 | No Data | No Data | 71.6 | 101.825 | -63.7 | -67.4889 | -23.3 | -39.584
2019-06-28 07:00 | No Data | No Data | No Data | No Data | -27.4357 | -28.043 | No Data | No Data | No Data | No Data | 24.003 | 44.7087 | No Data | No Data | 74.8 | 103.8222 | -66.43 | -70.0715 | -22.6 | -40.9927
2019-06-28 07:30 | No Data | No Data | No Data | No Data | -23.8956 | -25.0127 | No Data | No Data | No Data | No Data | 48.006 | 63.9774 | No Data | No Data | 31.2 | 72.2806 | -24.57 | -26.5308 | 2.1 | 41.5531
2019-06-28 08:00 | No Data | No Data | No Data | No Data | -21.7472 | -22.4168 | No Data | No Data | No Data | No Data | 38.862 | 56.5987 | No Data | No Data | 32.8 | 72.6284 | -30.94 | -33.1245 | -5.2 | -41.7253
2019-06-28 08:30 | No Data | No Data | No Data | No Data | -29.3889 | -29.5604 | No Data | No Data | No Data | No Data | 26.289 | 46.9187 | No Data | No Data | 14 | 64.7321 | -42.315 | -44.8954 | -24 | -42.2734
2019-06-28 09:00 | No Data | No Data | No Data | No Data | -37.0184 | -37.0408 | No Data | No Data | No Data | No Data | -5.715 | -33.6361 | No Data | No Data | -0.8 | -58.8054 | -72.8 | -76.4089 | -73.3 | -75.6231
2019-06-28 09:30 | No Data | No Data | No Data | No Data | -37.3358 | -37.358 | No Data | No Data | No Data | No Data | -16.002 | -33.7524 | No Data | No Data | -18.8 | -55.2941 | -77.805 | -82.1587 | -100.1 | -100.4774
2019-06-28 10:00 | No Data | No Data | No Data | No Data | -43.2807 | -43.2998 | No Data | No Data | No Data | No Data | 3.429 | 33.3239 | No Data | No Data | 18 | 73.44 | -65.52 | -68.6447 | -82.8 | -83.8614
2019-06-28 10:30 | No Data | No Data | No Data | No Data | -43.4272 | -43.4837 | No Data | No Data | No Data | No Data | 12.573 | 36.5224 | No Data | No Data | 52 | 85.9218 | -46.865 | -50.2749 | -64.7 | -67.2655
2019-06-28 11:00 | No Data | No Data | No Data | No Data | -39.1302 | -39.3352 | No Data | No Data | No Data | No Data | 26.289 | 45.0435 | No Data | No Data | 39.6 | 80.077 | -38.675 | -41.6543 | -52.2 | -57.5368
2019-06-28 11:30 | No Data | No Data | No Data | No Data | -44.0497 | -44.8467 | No Data | No Data | No Data | No Data | -11.43 | -29.718 | No Data | No Data | 15.6 | 59.6751 | -97.825 | -102.3305 | -98.9 | -99.12
2019-06-28 12:00 | No Data | No Data | No Data | No Data | -40.6683 | -41.5302 | No Data | No Data | No Data | No Data | -24.003 | -33.147 | No Data | No Data | 21.6 | 61.1425 | -111.02 | -116.8349 | -110.4 | -110.4102
2019-06-28 12:30 | No Data | No Data | No Data | No Data | -30.5608 | -34.3319 | No Data | No Data | No Data | No Data | -20.574 | -31.6138 | No Data | No Data | 18.8 | 60.5904 | -108.745 | -114.3898 | -107.7 | -107.7505
2019-06-28 13:00 | No Data | No Data | No Data | No Data | -32.4041 | -35.9825 | No Data | No Data | No Data | No Data | 8.001 | 30.7762 | No Data | No Data | 18.4 | 64.6727 | -84.63 | -88.7856 | -93 | -93.5797
2019-06-28 13:30 | No Data | No Data | No Data | No Data | -31.635 | -35.2699 | No Data | No Data | No Data | No Data | -2.286 | -29.8058 | No Data | No Data | 9.2 | 55.5669 | -103.285 | -109.0653 | -102.3 | -102.8477
2019-06-28 14:00 | No Data | No Data | No Data | No Data | -37.5311 | -40.4663 | No Data | No Data | No Data | No Data | 27.432 | 45.72 | No Data | No Data | 44 | 88.8585 | -53.69 | -55.75 | -52.9 | -56.7694
2019-06-28 14:30 | No Data | No Data | No Data | No Data | -34.406 | -38.2313 | No Data | No Data | No Data | No Data | 36.576 | 50.9245 | No Data | No Data | 18.4 | 66.977 | -38.22 | -40.1459 | -56.4 | -59.3255
2019-06-28 15:00 | No Data | No Data | No Data | No Data | -22.1012 | -28.8299 | No Data | No Data | No Data | No Data | 42.291 | 55.9136 | No Data | No Data | 43.2 | 79.5518 | -38.675 | -41.6543 | -31.3 | -36.5121
2019-06-28 15:30 | No Data | No Data | No Data | No Data | -26.2516 | -30.9859 | No Data | No Data | No Data | No Data | 26.289 | 43.2078 | No Data | No Data | 42 | 78.9065 | -35.035 | -37.6002 | -50.6 | -51.9805
2019-06-28 16:00 | No Data | No Data | No Data | No Data | -19.9527 | -24.8287 | No Data | No Data | No Data | No Data | 17.145 | 36.3071 | No Data | No Data | 41.2 | 79.5075 | -39.585 | -41.8724 | -46.6 | -49.0474
2019-06-28 16:30 | No Data | No Data | No Data | No Data | -14.5205 | -19.5104 | No Data | No Data | No Data | No Data | 21.717 | 40.5886 | No Data | No Data | 24 | 69.1017 | -51.87 | -54.1278 | -35.4 | -39.4452
2019-06-28 17:00 | No Data | No Data | No Data | No Data | -16.4614 | -19.4816 | No Data | No Data | No Data | No Data | 42.291 | 56.6679 | No Data | No Data | 20.4 | 70.611 | -24.57 | -25.7588 | -0.5 | -32.8038
2019-06-28 17:30 | No Data | No Data | No Data | No Data | -14.313 | -16.5797 | No Data | No Data | No Data | No Data | 25.146 | 43.449 | No Data | No Data | 27.6 | 77.4824 | -24.115 | -24.6289 | -17.1 | -39.6743
2019-06-28 18:00 | No Data | No Data | No Data | No Data | -16.8765 | -18.1472 | No Data | No Data | No Data | No Data | -8.001 | -29.674 | No Data | No Data | 59.6 | 90.4221 | -53.69 | -56.002 | -48.4 | -55.667
2019-06-28 18:30 | No Data | No Data | No Data | No Data | -21.0269 | -22.0599 | No Data | No Data | No Data | No Data | 4.572 | 32.3289 | No Data | No Data | 58 | 90.292 | -50.96 | -53.6688 | -46.6 | -54.1092
2019-06-28 19:00 | No Data | No Data | No Data | No Data | -24.4572 | -25.3507 | No Data | No Data | No Data | No Data | 10.287 | 34.7066 | No Data | No Data | 65.6 | 96.2264 | -58.695 | -61.5882 | -39 | -45.5846
2019-06-28 19:30 | No Data | No Data | No Data | No Data | -22.7237 | -24.5285 | No Data | No Data | No Data | No Data | 26.289 | 45.0435 | No Data | No Data | 53.6 | 87.5306 | -48.23 | -50.7911 | -20.4 | -31.2706
2019-06-28 20:00 | No Data | No Data | No Data | No Data | -22.5162 | -25.0939 | No Data | No Data | No Data | No Data | 37.719 | 54.157 | No Data | No Data | 45.2 | 82.3194 | -38.675 | -41.1668 | -11.9 | -28.3214
2019-06-28 20:30 | No Data | No Data | No Data | No Data | -26.4591 | -29.5156 | No Data | No Data | No Data | No Data | 41.148 | 57.3895 | No Data | No Data | 41.6 | 79.7155 | -36.4 | -38.5651 | -9.5 | -31.5636
2019-06-28 21:00 | No Data | No Data | No Data | No Data | -33.6858 | -33.6858 | No Data | No Data | No Data | No Data | 45.72 | 61.51 | No Data | No Data | 46.4 | 82.9843 | -39.585 | -42.0229 | -14.6 | -33.454
2019-06-28 21:30 | No Data | No Data | No Data | No Data | -26.8742 | -26.9411 | No Data | No Data | No Data | No Data | 35.433 | 53.4406 | No Data | No Data | 53.6 | 87.5306 | -46.865 | -49.6451 | -19.4 | -36.4852
2019-06-28 22:00 | No Data | No Data | No Data | No Data | -29.0227 | -29.0227 | No Data | No Data | No Data | No Data | 40.005 | 56.5756 | No Data | No Data | 50.8 | 86.4907 | -44.135 | -47.0766 | -16.6 | -31.6096
2019-06-28 22:30 | No Data | No Data | No Data | No Data | -26.8742 | -26.9377 | No Data | No Data | No Data | No Data | 46.863 | 61.6161 | No Data | No Data | 49.6 | 85.7914 | -43.68 | -46.4925 | -11.8 | -32.3303
2019-06-28 23:00 | No Data | No Data | No Data | No Data | -24.1032 | -24.174 | No Data | No Data | No Data | No Data | 59.436 | 72.9463 | No Data | No Data | 51.6 | 86.6413 | -44.135 | -46.9202 | -7.8 | -34.2987
2019-06-28 23:30 | No Data | No Data | No Data | No Data | -22.565 | -22.6407 | No Data | No Data | No Data | No Data | 56.007 | 70.1806 | No Data | No Data | 58.8 | 91.1131 | -50.05 | -52.5225 | -3.1 | -36.5318
2019-06-29 | No Data | No Data | No Data | No Data | -24.152 | -24.2227 | No Data | No Data | No Data | No Data | 73.152 | 85.0748 | No Data | No Data | 37.2 | 76.8094 | -30.03 | -31.9538 | 11.7 | 38.9012
2019-06-29 00:30 | No Data | No Data | No Data | No Data | -30.7195 | -30.7195 | No Data | No Data | No Data | No Data | 92.583 | 103.2566 | No Data | No Data | 26.8 | 70.4931 | -20.02 | -21.6305 | 17.8 | 49.6971
2019-06-29 01:00 | No Data | No Data | No Data | No Data | -35.993 | -35.993 | No Data | No Data | No Data | No Data | 74.295 | 86.0596 | No Data | No Data | 52.8 | 86.092 | -43.225 | -44.8146 | -11.5 | -43.3531
2019-06-29 01:30 | No Data | No Data | No Data | No Data | -44.9165 | -45.063 | No Data | No Data | No Data | No Data | 29.718 | 47.1271 | No Data | No Data | 102.8 | 125.967 | -90.09 | -94.5404 | -57.7 | -64.8494
2019-06-29 02:00 | No Data | No Data | No Data | No Data | -44.6113 | -44.6511 | No Data | No Data | No Data | No Data | 27.432 | 44.8108 | No Data | No Data | 103.6 | 127.0823 | -91.91 | -96.5512 | -62.7 | -70.0338
2019-06-29 02:30 | No Data | No Data | No Data | No Data | -51.1666 | -51.3513 | No Data | No Data | No Data | No Data | 26.289 | 44.1204 | No Data | No Data | 101.6 | 124.9896 | -91 | -95.6853 | -64.2 | -70.5286
2019-06-29 03:00 | No Data | No Data | No Data | No Data | -52.0455 | -52.0942 | No Data | No Data | No Data | No Data | 25.146 | 43.449 | No Data | No Data | 106.4 | 129.6031 | -96.005 | -101.2945 | -70.6 | -72.3464
2019-06-29 03:30 | No Data | No Data | No Data | No Data | -57.7829 | -57.9313 | No Data | No Data | No Data | No Data | 25.146 | 43.449 | No Data | No Data | 108.4 | 131.0249 | -98.28 | -103.4532 | -73.9 | -78.0463
2019-06-29 04:00 | No Data | No Data | No Data | No Data | -57.7829 | -57.8785 | No Data | No Data | No Data | No Data | 26.289 | 44.1204 | No Data | No Data | 105.6 | 128.718 | -96.915 | -101.8733 | -73.4 | -78.8115
2019-06-29 04:30 | No Data | No Data | No Data | No Data | -58.2467 | -58.4629 | No Data | No Data | No Data | No Data | 20.574 | 39.9887 | No Data | No Data | 108 | 130.6942 | -97.825 | -102.8793 | -75 | -79.2811
2019-06-29 05:00 | No Data | No Data | No Data | No Data | -52.253 | -52.3619 | No Data | No Data | No Data | No Data | 72.009 | 83.5094 | No Data | No Data | 45.6 | 83.2077 | -40.04 | -42.9246 | -17.4 | -36.0738
2019-06-29 05:30 | No Data | No Data | No Data | No Data | -49.836 | -49.9436 | No Data | No Data | No Data | No Data | 73.152 | 84.497 | No Data | No Data | 41.6 | 81.0846 | -35.945 | -38.7819 | -12.9 | -33.0238
2019-06-29 06:00 | No Data | No Data | No Data | No Data | -45.478 | -45.4973 | No Data | No Data | No Data | No Data | 76.581 | 87.4824 | No Data | No Data | 38 | 77.2 | -33.67 | -35.6878 | -8.6 | -31.9781
2019-06-29 06:30 | No Data | No Data | No Data | No Data | -45.124 | -45.5068 | No Data | No Data | No Data | No Data | 74.295 | 86.0596 | No Data | No Data | 41.6 | 79.0342 | -36.855 | -38.7071 | -9.4 | -35.8541
2019-06-29 07:00 | No Data | No Data | No Data | No Data | -43.7446 | -44.4595 | No Data | No Data | No Data | No Data | 59.436 | 72.2897 | No Data | No Data | 64.4 | 96.599 | -58.695 | -62.3151 | -30.5 | -41.067
2019-06-29 07:30 | No Data | No Data | No Data | No Data | -40.0946 | -40.5022 | No Data | No Data | No Data | No Data | 82.296 | 94.1432 | No Data | No Data | 31.2 | 72.2806 | -26.845 | -28.8127 | -0.9 | -26.1155
2019-06-29 08:00 | No Data | No Data | No Data | No Data | -40.412 | -41.6172 | No Data | No Data | No Data | No Data | 78.867 | 90.5931 | No Data | No Data | 24.4 | 71.8688 | -20.475 | -22.5948 | 6.2 | 31.712
2019-06-29 08:30 | No Data | No Data | No Data | No Data | -43.3295 | -43.3483 | No Data | No Data | No Data | No Data | 54.864 | 68.58 | No Data | No Data | 39.6 | 85.6981 | -43.225 | -45.6113 | -15.5 | -28.9069
2019-06-29 09:00 | No Data | No Data | No Data | No Data | -45.4292 | -45.4398 | No Data | No Data | No Data | No Data | 58.293 | 72.0181 | No Data | No Data | 34.4 | 83.0585 | -42.315 | -44.4621 | -15.8 | -29.4054
2019-06-29 09:30 | No Data | No Data | No Data | No Data | -45.478 | -45.4886 | No Data | No Data | No Data | No Data | 61.722 | 74.1806 | No Data | No Data | 46.8 | 89.936 | -53.235 | -56.7164 | -28.4 | -35.0258
2019-06-29 10:00 | No Data | No Data | No Data | No Data | -47.5776 | -47.5907 | No Data | No Data | No Data | No Data | 49.149 | 63.3721 | No Data | No Data | 46.8 | 92.3385 | -51.415 | -54.101 | -33 | -38.0291
2019-06-29 10:30 | No Data | No Data | No Data | No Data | -47.895 | -47.895 | No Data | No Data | No Data | No Data | 40.005 | 55.7733 | No Data | No Data | 50.8 | 93.7554 | -62.335 | -65.0666 | -40.2 | -43.4925
2019-06-29 11:00 | No Data | No Data | No Data | No Data | -49.7383 | -49.7722 | No Data | No Data | No Data | No Data | 38.862 | 54.157 | No Data | No Data | 54.8 | 96.3103 | -62.79 | -65.7676 | -43.1 | -45.9393
2019-06-29 11:30 | No Data | No Data | No Data | No Data | -47.5776 | -47.5776 | No Data | No Data | No Data | No Data | 29.718 | 48.0196 | No Data | No Data | 66 | 103.7111 | -76.895 | -80.3201 | -61.8 | -64.0166
2019-06-29 12:00 | No Data | No Data | No Data | No Data | -46.8086 | -46.847 | No Data | No Data | No Data | No Data | 42.291 | 56.6679 | No Data | No Data | 62 | 100.8968 | -65.065 | -68.7788 | -60.6 | -61.6815
2019-06-29 12:30 | No Data | No Data | No Data | No Data | -48.4566 | -48.6017 | No Data | No Data | No Data | No Data | 26.289 | 44.1204 | No Data | No Data | 64.8 | 96.5691 | -79.17 | -83.3097 | -74.1 | -74.5746
2019-06-29 13:00 | No Data | No Data | No Data | No Data | -35.993 | -39.044 | No Data | No Data | No Data | No Data | 40.005 | 54.9829 | No Data | No Data | 55.6 | 95.1378 | -56.875 | -59.5789 | -45.5 | -46.0978
2019-06-29 13:30 | No Data | No Data | No Data | No Data | -35.5413 | -37.3197 | No Data | No Data | No Data | No Data | 44.577 | 58.3938 | No Data | No Data | 55.2 | 93.2849 | -54.145 | -56.1884 | -27.3 | -36.8827
2019-06-29 14:00 | No Data | No Data | No Data | No Data | -28.1071 | -32.3167 | No Data | No Data | No Data | No Data | 30.861 | 47.8561 | No Data | No Data | 62.8 | 98.5892 | -64.61 | -66.654 | -38.8 | -43.8827
2019-06-29 14:30 | No Data | No Data | No Data | No Data | -26.923 | -32.3857 | No Data | No Data | No Data | No Data | 6.858 | 32.7305 | No Data | No Data | 79.2 | 105.4362 | -92.365 | -96.5769 | -57.2 | -58.325
2019-06-29 15:00 | No Data | No Data | No Data | No Data | -33.5393 | -37.0082 | No Data | No Data | No Data | No Data | 5.715 | 33.6361 | No Data | No Data | 6 | 51.1531 | -109.655 | -115.1159 | -70.2 | -70.3572
2019-06-29 15:30 | No Data | No Data | No Data | No Data | -17.9019 | -26.0522 | No Data | No Data | No Data | No Data | 8.001 | 35.2111 | No Data | No Data | -2.8 | -53.206 | -85.54 | -89.7908 | -54.3 | -54.353
2019-06-29 16:00 | No Data | No Data | No Data | No Data | -22.3087 | -29.2245 | No Data | No Data | No Data | No Data | 5.715 | 33.6361 | No Data | No Data | 6.4 | 60.7381 | -75.53 | -79.0143 | -58.5 | -58.5103
2019-06-29 16:30 | No Data | No Data | No Data | No Data | -11.3344 | -23.7048 | No Data | No Data | No Data | No Data | 24.003 | 43.7487 | No Data | No Data | 7.2 | 62.4167 | -49.595 | -51.6881 | -28.3 | -31.4417
2019-06-29 17:00 | No Data | No Data | No Data | No Data | -14.5693 | -22.2584 | No Data | No Data | No Data | No Data | 64.008 | 78.0009 | No Data | No Data | 17.6 | 72.9548 | -18.2 | -18.7601 | 12.5 | 25.4772
2019-06-29 17:30 | No Data | No Data | No Data | No Data | -18.1094 | -20.2347 | No Data | No Data | No Data | No Data | 72.009 | 84.6901 | No Data | No Data | 16.8 | 66.5552 | -11.375 | -12.6175 | 23 | 33.3138
2019-06-29 18:00 | No Data | No Data | No Data | No Data | -17.5357 | -20.7679 | No Data | No Data | No Data | No Data | 24.003 | 43.7487 | No Data | No Data | 51.2 | 86.7262 | -44.135 | -46.7677 | -8.6 | -18.2529
2019-06-29 18:30 | No Data | No Data | No Data | No Data | -25.0309 | -26.1413 | No Data | No Data | No Data | No Data | 33.147 | 50.214 | No Data | No Data | 49.6 | 86.7733 | -43.225 | -45.9099 | -7.5 | -15.2689
2019-06-29 19:00 | No Data | No Data | No Data | No Data | -30.5608 | -31.4767 | No Data | No Data | No Data | No Data | 40.005 | 55.7733 | No Data | No Data | 48 | 85.5374 | -41.405 | -44.0434 | -7.2 | -13.568
2019-06-29 19:30 | No Data | No Data | No Data | No Data | -32.6116 | -33.8379 | No Data | No Data | No Data | No Data | 45.72 | 61.51 | No Data | No Data | 37.2 | 78.213 | -31.395 | -33.5499 | 1.7 | 15.4467
2019-06-29 20:00 | No Data | No Data | No Data | No Data | -32.5139 | -34.2522 | No Data | No Data | No Data | No Data | 43.434 | 59.8303 | No Data | No Data | 30.4 | 74.8513 | -24.57 | -26.5308 | 7 | 16.2816
2019-06-29 20:30 | No Data | No Data | No Data | No Data | -36.1517 | -37.2499 | No Data | No Data | No Data | No Data | 42.291 | 58.2145 | No Data | No Data | 31.6 | 76.0736 | -25.48 | -27.9038 | 5.9 | 16.4915
2019-06-29 21:00 | No Data | No Data | No Data | No Data | -35.3826 | -36.504 | No Data | No Data | No Data | No Data | 49.149 | 64.0998 | No Data | No Data | 26 | 72.8011 | -21.385 | -23.8083 | 9.4 | 17.7868
2019-06-29 21:30 | No Data | No Data | No Data | No Data | -27.8508 | -27.9841 | No Data | No Data | No Data | No Data | 24.003 | 44.7087 | No Data | No Data | 49.6 | 86.7733 | -41.405 | -44.0434 | -8 | -14.3391
2019-06-29 22:00 | No Data | No Data | No Data | No Data | -28.4123 | -28.543 | No Data | No Data | No Data | No Data | 52.578 | 66.7653 | No Data | No Data | 26.8 | 73.4629 | -20.02 | -22.8045 | 12.5 | 19.5256
2019-06-29 22:30 | No Data | No Data | No Data | No Data | -27.2282 | -27.3745 | No Data | No Data | No Data | No Data | 48.006 | 63.9774 | No Data | No Data | 26.4 | 72.1997 | -19.565 | -21.5777 | 16.1 | 25.2105
2019-06-29 23:00 | No Data | No Data | No Data | No Data | -18.9761 | -19.5928 | No Data | No Data | No Data | No Data | 46.863 | 63.1242 | No Data | No Data | 28 | 72.8 | -21.385 | -23.2407 | 18.9 | 28.7014
2019-06-29 23:30 | No Data | No Data | No Data | No Data | -9.7963 | -10.9431 | No Data | No Data | No Data | No Data | 30.861 | 51.435 | No Data | No Data | 36.4 | 76.0736 | -25.935 | -27.6391 | 23.4 | 35.5781
2019-06-30 | No Data | No Data | No Data | No Data | -10.9804 | -12.2103 | No Data | No Data | No Data | No Data | 51.435 | 65.8689 | No Data | No Data | 23.6 | 70.0925 | -15.925 | -17.7041 | 31.1 | 38.9401
2019-06-30 00:30 | No Data | No Data | No Data | No Data | -16.9253 | -18.406 | No Data | No Data | No Data | No Data | 58.293 | 72.0181 | No Data | No Data | 18.4 | 67.3617 | -10.465 | -12.4939 | 33.9 | 40.2505
2019-06-30 01:00 | No Data | No Data | No Data | No Data | -19.4888 | -21.3515 | No Data | No Data | No Data | No Data | 58.293 | 72.0181 | No Data | No Data | 12.8 | 65.2674 | -5.005 | -7.0781 | 35.6 | 43.0465
2019-06-30 01:30 | No Data | No Data | No Data | No Data | -16.1074 | -19.7874 | No Data | No Data | No Data | No Data | 56.007 | 70.1806 | No Data | No Data | 8.4 | 63.7558 | -1.365 | -3.0522 | 38.7 | 44.5657
2019-06-30 02:00 | No Data | No Data | No Data | No Data | -25.1774 | -26.1822 | No Data | No Data | No Data | No Data | 16.002 | 38.8788 | No Data | No Data | 55.6 | 89.0815 | -47.775 | -49.8137 | -11.8 | -22.2812
2019-06-30 02:30 | No Data | No Data | No Data | No Data | -24.921 | -25.5526 | No Data | No Data | No Data | No Data | 60.579 | 73.8806 | No Data | No Data | -1.6 | -61.6013 | 5.005 | 5.7011 | 41.3 | 48.2255
2019-06-30 03:00 | No Data | No Data | No Data | No Data | -20.7706 | -23.033 | No Data | No Data | No Data | No Data | 61.722 | 74.8207 | No Data | No Data | -0.8 | -60.4053 | 5.005 | 5.1878 | 38.8 | 50.2935
2019-06-30 03:30 | No Data | No Data | No Data | No Data | -19.3301 | -25.5566 | No Data | No Data | No Data | No Data | 66.294 | 78.6347 | No Data | No Data | -4.8 | -59.793 | 10.465 | 10.465 | 47.3 | 56.7184
2019-06-30 04:00 | No Data | No Data | No Data | No Data | -22.6139 | -26.1732 | No Data | No Data | No Data | No Data | 70.866 | 82.5259 | No Data | No Data | -7.6 | -57.7027 | 12.285 | 12.285 | 48.1 | 58.4453
2019-06-30 04:30 | No Data | No Data | No Data | No Data | -23.1754 | -25.8904 | No Data | No Data | No Data | No Data | 57.15 | 71.0961 | No Data | No Data | 2.8 | 59.6054 | 2.73 | 3.8608 | 38.3 | 48.8984
2019-06-30 05:00 | No Data | No Data | No Data | No Data | -16.1563 | -22.9176 | No Data | No Data | No Data | No Data | 56.007 | 69.4978 | No Data | No Data | 1.2 | 61.2013 | 2.73 | 4.1949 | 37.5 | 45.2365
2019-06-30 05:30 | No Data | No Data | No Data | No Data | -18.4146 | -23.2556 | No Data | No Data | No Data | No Data | 58.293 | 70.6999 | No Data | No Data | 4.4 | 61.358 | 1.82 | 3.6683 | 37.1 | 44.9055
2019-06-30 06:00 | No Data | No Data | No Data | No Data | -18.5611 | -23.3718 | No Data | No Data | No Data | No Data | 52.578 | 66.067 | No Data | No Data | 13.6 | 64.2557 | -7.28 | -9.1 | 29.9 | 40.1528
2019-06-30 06:30 | No Data | No Data | No Data | No Data | -18.4146 | -19.7663 | No Data | No Data | No Data | No Data | 57.15 | 71.0961 | No Data | No Data | 4 | 60.5323 | 1.365 | 2.275 | 39.9 | 49.86
2019-06-30 07:00 | No Data | No Data | No Data | No Data | -18.4634 | -19.8118 | No Data | No Data | No Data | No Data | 52.578 | 66.7653 | No Data | No Data | 5.6 | 62.2524 | -1.365 | -2.6531 | 35.2 | 45.4173
2019-06-30 07:30 | No Data | No Data | No Data | No Data | -18.3047 | -19.6066 | No Data | No Data | No Data | No Data | 68.58 | 81.7944 | No Data | No Data | -21.6 | -59.6483 | 24.115 | 24.1536 | 55.5 | 63.6686
2019-06-30 08:00 | No Data | No Data | No Data | No Data | -11.6396 | -12.6821 | No Data | No Data | No Data | No Data | 68.58 | 81.7944 | No Data | No Data | -11.6 | -56.7972 | 11.83 | 11.8649 | 40.1 | 54.9023
2019-06-30 08:30 | No Data | No Data | No Data | No Data | -17.3892 | -18.1036 | No Data | No Data | No Data | No Data | 34.29 | 52.6897 | No Data | No Data | -18.4 | -58.5655 | -14.105 | -14.6874 | -0.7 | -29.9082
2019-06-30 09:00 | No Data | No Data | No Data | No Data | -14.5693 | -17.8759 | No Data | No Data | No Data | No Data | 3.429 | 35.5985 | No Data | No Data | -33.2 | -60.3523 | -43.68 | -45.0243 | -48.4 | -53.2485
2019-06-30 09:30 | No Data | No Data | No Data | No Data | -15.6924 | -18.8633 | No Data | No Data | No Data | No Data | -9.144 | -32.1872 | No Data | No Data | -48 | -65.3862 | -53.69 | -56.2675 | -68.7 | -69.6559
2019-06-30 10:00 | No Data | No Data | No Data | No Data | -19.6475 | -22.5315 | No Data | No Data | No Data | No Data | -18.288 | -33.9261 | No Data | No Data | -49.2 | -64.4298 | -58.695 | -61.5882 | -77.6 | -78.032
2019-06-30 10:30 | No Data | No Data | No Data | No Data | -18.6709 | -21.4051 | No Data | No Data | No Data | No Data | -34.29 | -41.2115 | No Data | No Data | -24.4 | -51.3654 | -79.625 | -83.0659 | -94.3 | -94.6303
2019-06-30 11:00 | No Data | No Data | No Data | No Data | -20.0992 | -21.9101 | No Data | No Data | No Data | No Data | -5.715 | -28.021 | No Data | No Data | -50.8 | -66.1695 | -60.515 | -63.5992 | -67.7 | -68.8083
2019-06-30 11:30 | No Data | No Data | No Data | No Data | -28.3024 | -28.35 | No Data | No Data | No Data | No Data | -13.716 | -29.652 | No Data | No Data | -32 | -55.7078 | -75.075 | -78.4463 | -94.2 | -94.4038
2019-06-30 12:00 | No Data | No Data | No Data | No Data | -34.4549 | -34.5391 | No Data | No Data | No Data | No Data | -33.147 | -39.6277 | No Data | No Data | 1.6 | 46.8427 | -113.295 | -118.4548 | -118 | -118.0936
2019-06-30 12:30 | No Data | No Data | No Data | No Data | -44.0009 | -44.0724 | No Data | No Data | No Data | No Data | -51.435 | -54.5895 | No Data | No Data | 20.8 | 57.8674 | -118.755 | -124.4781 | -130.5 | -130.5025
2019-06-30 13:00 | No Data | No Data | No Data | No Data | -44.3061 | -44.3771 | No Data | No Data | No Data | No Data | -30.861 | -38.4055 | No Data | No Data | 17.6 | 56.0357 | -116.935 | -122.202 | -128.3 | -128.3004
2019-06-30 13:30 | No Data | No Data | No Data | No Data | -38.0438 | -38.0438 | No Data | No Data | No Data | No Data | -11.43 | -29.718 | No Data | No Data | 15.6 | 59.6751 | -102.83 | -106.6293 | -107.8 | -108.7708
2019-06-30 14:00 | No Data | No Data | No Data | No Data | -41.9501 | -41.9501 | No Data | No Data | No Data | No Data | -24.003 | -35.5985 | No Data | No Data | 21.2 | 59.5046 | -109.2 | -113.4986 | -132 | -132.3486
2019-06-30 14:30 | No Data | No Data | No Data | No Data | -39.0692 | -39.0692 | No Data | No Data | No Data | No Data | -26.289 | -37.1783 | No Data | No Data | 16.4 | 61.0442 | -85.54 | -88.9987 | -109.4 | -109.5052
2019-06-30 15:00 | No Data | No Data | No Data | No Data | -33.0266 | -33.0266 | No Data | No Data | No Data | No Data | 19.431 | 40.4112 | No Data | No Data | -46.8 | -67.9035 | -41.405 | -43.7416 | -43.1 | -47.2649
2019-06-30 15:30 | No Data | No Data | No Data | No Data | -29.1325 | -29.1983 | No Data | No Data | No Data | No Data | 11.43 | 35.0624 | No Data | No Data | -42.4 | -64.045 | -44.59 | -46.9069 | -55.9 | -59.6793
2019-06-30 16:00 | No Data | No Data | No Data | No Data | -25.2262 | -25.2796 | No Data | No Data | No Data | No Data | 8.001 | 35.2111 | No Data | No Data | -24.8 | -58.6965 | -57.33 | -59.8805 | -62.4 | -65.5574
2019-06-30 16:30 | No Data | No Data | No Data | No Data | -19.9527 | -20.0201 | No Data | No Data | No Data | No Data | 34.29 | 50.9758 | No Data | No Data | -12.4 | -58.9196 | -16.38 | -17.745 | -2.5 | -34.0918
2019-06-30 17:00 | No Data | No Data | No Data | No Data | -14.313 | -14.313 | No Data | No Data | No Data | No Data | 54.864 | 69.2718 | No Data | No Data | -2.8 | -66.0594 | 1.365 | 1.365 | 30.5 | 51.6637
2019-06-30 17:30 | No Data | No Data | No Data | No Data | -8.307 | -8.307 | No Data | No Data | No Data | No Data | 72.009 | 85.2972 | No Data | No Data | -10 | -66.7533 | 15.015 | 15.4499 | 24.1 | 51.7537
2019-06-30 18:00 | No Data | No Data | No Data | No Data | 3.0213 | 10.1583 | No Data | No Data | No Data | No Data | 67.437 | 81.4743 | No Data | No Data | -6.4 | -58.7496 | 11.375 | 11.375 | 22.8 | 51.43
2019-06-30 18:30 | No Data | No Data | No Data | No Data | -4.0589 | -8.9724 | No Data | No Data | No Data | No Data | 64.008 | 78.0009 | No Data | No Data | -10 | -58.8558 | 14.56 | 14.5671 | 25.3 | 51.2762
2019-06-30 19:00 | No Data | No Data | No Data | No Data | -11.1269 | -11.4565 | No Data | No Data | No Data | No Data | 66.294 | 79.8874 | No Data | No Data | -4 | -59.7341 | 9.555 | 9.652 | 18.4 | 44.666
2019-06-30 19:30 | No Data | No Data | No Data | No Data | -16.5713 | -17.1774 | No Data | No Data | No Data | No Data | 72.009 | 84.6901 | No Data | No Data | -0.8 | -60.4053 | 3.64 | 4.5043 | 37.1 | 55.2938
2019-06-30 20:00 | No Data | No Data | No Data | No Data | -20.6729 | -20.7011 | No Data | No Data | No Data | No Data | 60.579 | 73.8806 | No Data | No Data | -2 | -60.4649 | 5.005 | 5.7011 | 38.2 | 53.1812
2019-06-30 20:30 | No Data | No Data | No Data | No Data | -24.1032 | -24.2571 | No Data | No Data | No Data | No Data | 70.866 | 83.1174 | No Data | No Data | -6 | -59.5033 | 10.465 | 10.6221 | 40.9 | 56.86
2019-06-30 21:00 | No Data | No Data | No Data | No Data | -25.8488 | -25.9565 | No Data | No Data | No Data | No Data | 74.295 | 86.6421 | No Data | No Data | -10.8 | -60.1771 | 13.65 | 13.7181 | 44.7 | 57.7724
2019-06-30 21:30 | No Data | No Data | No Data | No Data | -18.4634 | -18.4634 | No Data | No Data | No Data | No Data | 80.01 | 91.5899 | No Data | No Data | -16.8 | -61.1529 | 21.385 | 21.385 | 56.3 | 66.1346
2019-06-30 22:00 | No Data | No Data | No Data | No Data | -21.442 | -21.442 | No Data | No Data | No Data | No Data | 94.869 | 105.8124 | No Data | No Data | -20.4 | -62.2383 | 25.48 | 25.48 | 57.1 | 67.9312
2019-06-30 22:30 | No Data | No Data | No Data | No Data | -17.084 | -17.084 | No Data | No Data | No Data | No Data | 102.87 | 113.0415 | No Data | No Data | -15.2 | -60.7329 | 20.475 | 20.4801 | 55.3 | 68.6036
2019-06-30 23:00 | No Data | No Data | No Data | No Data | -15.436 | -15.436 | No Data | No Data | No Data | No Data | 97.155 | 107.8667 | No Data | No Data | -5.2 | -61.022 | 10.465 | 10.4749 | 49.4 | 62.6923
2019-06-30 23:30 | No Data | No Data | No Data | No Data | -6.1097 | -6.533 | No Data | No Data | No Data | No Data | 94.869 | 106.8445 | No Data | No Data | -16.8 | -58.849 | 22.295 | 22.3367 | 71.4 | 86.54
2019-07-01 | No Data | No Data | No Data | No Data | -15.5459 | -15.7171 | No Data | No Data | No Data | No Data | 108.585 | 119.6662 | No Data | No Data | -27.2 | -61.1791 | 32.305 | 32.5094 | 79 | 91.467
2019-07-01 00:30 | No Data | No Data | No Data | No Data | -23.0777 | -23.0777 | No Data | No Data | No Data | No Data | 99.441 | 110.924 | No Data | No Data | -6.8 | -58.3973 | 12.285 | 12.4191 | 56.8 | 73.1536
2019-07-01 01:00 | No Data | No Data | No Data | No Data | -32.9168 | -32.9168 | No Data | No Data | No Data | No Data | 59.436 | 73.6149 | No Data | No Data | 47.6 | 82.3505 | -41.86 | -43.0402 | 7 | 36.0855
2019-07-01 01:30 | No Data | No Data | No Data | No Data | -31.7449 | -31.7449 | No Data | No Data | No Data | No Data | 61.722 | 75.4726 | No Data | No Data | 46 | 81.7665 | -38.22 | -39.3963 | 10.2 | 37.6096
2019-07-01 02:00 | No Data | No Data | No Data | No Data | -37.5311 | -37.5816 | No Data | No Data | No Data | No Data | 69.723 | 82.7551 | No Data | No Data | 34.8 | 74.9667 | -29.12 | -30.2498 | 15.1 | 38.8542
2019-07-01 02:30 | No Data | No Data | No Data | No Data | -35.4314 | -35.4314 | No Data | No Data | No Data | No Data | 59.436 | 73.6149 | No Data | No Data | 44.4 | 81.2118 | -39.13 | -40.2797 | 5 | 37.931
2019-07-01 03:00 | No Data | No Data | No Data | No Data | -34.0032 | -34.0032 | No Data | No Data | No Data | No Data | 44.577 | 61.4462 | No Data | No Data | 50.8 | 84.8801 | -46.865 | -48.4484 | -3.9 | -32.8325
2019-07-01 03:30 | No Data | No Data | No Data | No Data | -31.281 | -31.3273 | No Data | No Data | No Data | No Data | 44.577 | 60.6652 | No Data | No Data | 53.6 | 87.2147 | -49.595 | -51.3203 | -7.9 | -33.738
2019-07-01 04:00 | No Data | No Data | No Data | No Data | -36.8719 | -36.8719 | No Data | No Data | No Data | No Data | 43.434 | 59.0058 | No Data | No Data | 58 | 89.6803 | -54.145 | -55.9521 | -13.8 | -32.931
2019-07-01 04:30 | No Data | No Data | No Data | No Data | -40.351 | -40.351 | No Data | No Data | No Data | No Data | 49.149 | 64.0998 | No Data | No Data | 64.4 | 94.238 | -57.785 | -59.9392 | -17.3 | -38.0592
2019-07-01 05:00 | No Data | No Data | No Data | No Data | -41.181 | -41.181 | No Data | No Data | No Data | No Data | 51.435 | 66.5889 | No Data | No Data | 62.8 | 93.1519 | -58.695 | -60.817 | -16.7 | -37.4318
2019-07-01 05:30 | No Data | No Data | No Data | No Data | -36.1517 | -36.3615 | No Data | No Data | No Data | No Data | 53.721 | 69.083 | No Data | No Data | 62 | 92.3177 | -56.42 | -58.2684 | -13 | -39.7839
2019-07-01 06:00 | No Data | No Data | No Data | No Data | -32.3552 | -32.5895 | No Data | No Data | No Data | No Data | 49.149 | 64.8394 | No Data | No Data | 66 | 95.0503 | -60.97 | -63.132 | -23.8 | -44.415
2019-07-01 06:30 | No Data | No Data | No Data | No Data | -17.9507 | -18.2675 | No Data | No Data | No Data | No Data | 91.44 | 103.2756 | No Data | No Data | 8.4 | 61.7738 | -1.365 | -2.6531 | 38.8 | 58.4391
2019-07-01 07:00 | No Data | No Data | No Data | No Data | -17.4868 | -17.7736 | No Data | No Data | No Data | No Data | 80.01 | 92.724 | No Data | No Data | 18.8 | 64.7877 | -12.285 | -13.4437 | 30.4 | 55.9746
2019-07-01 07:30 | No Data | No Data | No Data | No Data | -18.9761 | -19.0189 | No Data | No Data | No Data | No Data | 91.44 | 103.2756 | No Data | No Data | 2 | 57.6 | 5.005 | 5.7011 | 43.1 | 63.3291
2019-07-01 08:00 | No Data | No Data | No Data | No Data | -22.7726 | -24.291 | No Data | No Data | No Data | No Data | 88.011 | 99.71 | No Data | No Data | 2.8 | 57.3132 | 0.455 | 3.6683 | 36.2 | 63.0317
2019-07-01 08:30 | No Data | No Data | No Data | No Data | -22.8214 | -24.3923 | No Data | No Data | No Data | No Data | 64.008 | 78.0009 | No Data | No Data | -10 | -57.6736 | -11.375 | -13.0372 | 7.1 | 45.0628
2019-07-01 09:00 | No Data | No Data | No Data | No Data | -31.7937 | -32.9395 | No Data | No Data | No Data | No Data | 34.29 | 50.9758 | No Data | No Data | -15.2 | -59.1851 | -15.925 | -17.7041 | -13 | -35.2823
2019-07-01 09:30 | No Data | No Data | No Data | No Data | -29.3278 | -30.5491 | No Data | No Data | No Data | No Data | 48.006 | 63.2276 | No Data | No Data | -22 | -60.1664 | 1.365 | 4.3165 | -3.1 | -28.9456
2019-07-01 10:00 | No Data | No Data | No Data | No Data | -34.052 | -35.0477 | No Data | No Data | No Data | No Data | 58.293 | 72.0181 | No Data | No Data | -28.8 | -62.6163 | 7.735 | 8.974 | 0.9 | 29.9135
2019-07-01 10:30 | No Data | No Data | No Data | No Data | -38.2025 | -39.3114 | No Data | No Data | No Data | No Data | 54.864 | 69.2718 | No Data | No Data | -33.2 | -64.0725 | -9.555 | -12.5847 | 2.4 | 27.7462
2019-07-01 11:00 | No Data | No Data | No Data | No Data | -39.4354 | -40.5586 | No Data | No Data | No Data | No Data | 64.008 | 77.3533 | No Data | No Data | -30.8 | -63.9112 | -14.56 | -17.4153 | -3.6 | -27.6525
2019-07-01 11:30 | No Data | No Data | No Data | No Data | -36.054 | -37.043 | No Data | No Data | No Data | No Data | 75.438 | 88.2112 | No Data | No Data | -18.4 | -60.4675 | -13.195 | -15.7748 | -4.3 | -32.7249
2019-07-01 12:00 | No Data | No Data | No Data | No Data | -31.9524 | -33.284 | No Data | No Data | No Data | No Data | 64.008 | 78.0009 | No Data | No Data | -36.4 | -65.4547 | -21.385 | -23.6118 | -14.7 | -32.6914
2019-07-01 12:30 | No Data | No Data | No Data | No Data | -35.8953 | -36.914 | No Data | No Data | No Data | No Data | 74.295 | 87.2357 | No Data | No Data | -26.4 | -62.6355 | -15.47 | -17.5042 | -0.7 | -33.1074
2019-07-01 13:00 | No Data | No Data | No Data | No Data | -39.5331 | -41.0264 | No Data | No Data | No Data | No Data | 73.152 | 86.2643 | No Data | No Data | -10.8 | -59.3902 | -35.49 | -37.4097 | -17.4 | -41.0682
2019-07-01 13:30 | No Data | No Data | No Data | No Data | -43.9399 | -45.4398 | No Data | No Data | No Data | No Data | 54.864 | 69.2718 | No Data | No Data | 14 | 62.7809 | -62.79 | -65.3745 | -42.5 | -54.1776
2019-07-01 14:00 | No Data | No Data | No Data | No Data | -42.8656 | -44.4019 | No Data | No Data | No Data | No Data | 74.295 | 87.2357 | No Data | No Data | -5.2 | -59.3943 | -27.755 | -29.6624 | -19.7 | -39.122
2019-07-01 14:30 | No Data | No Data | No Data | No Data | -28.8151 | -29.8893 | No Data | No Data | No Data | No Data | 88.011 | 100.2522 | No Data | No Data | -10.4 | -59.7126 | -14.56 | -16.2786 | -10.7 | -38.324
2019-07-01 15:00 | No Data | No Data | No Data | No Data | -31.1833 | -32.2028 | No Data | No Data | No Data | No Data | 73.152 | 85.0748 | No Data | No Data | -0.4 | -60.4013 | -12.74 | -14.453 | 1.1 | 35.617
2019-07-01 15:30 | No Data | No Data | No Data | No Data | -27.277 | -28.2576 | No Data | No Data | No Data | No Data | 77.724 | 89.5998 | No Data | No Data | -8.4 | -58.2093 | -4.095 | -6.5621 | 7.5 | 38.635
2019-07-01 16:00 | No Data | No Data | No Data | No Data | -25.1774 | -26.2365 | No Data | No Data | No Data | No Data | 75.438 | 87.6242 | No Data | No Data | -7.6 | -65.9515 | 2.275 | 2.275 | 33.1 | 51.9963
2019-07-01 16:30 | No Data | No Data | No Data | No Data | -14.9722 | -16.0142 | No Data | No Data | No Data | No Data | 81.153 | 92.59 | No Data | No Data | -12 | -65.1153 | 10.92 | 10.9579 | 45.4 | 62.6001
2019-07-01 17:00 | No Data | No Data | No Data | No Data | -17.2793 | -17.6469 | No Data | No Data | No Data | No Data | 77.724 | 90.1739 | No Data | No Data | 2.8 | 65.6987 | 0 | 0.455 | 35.9 | 59.381
2019-07-01 17:30 | No Data | No Data | No Data | No Data | -12.6162 | -13.5976 | No Data | No Data | No Data | No Data | 83.439 | 95.144 | No Data | No Data | 4 | 60.5323 | 1.365 | 3.0522 | 41.9 | 62.6671
2019-07-01 18:00 | No Data | No Data | No Data | No Data | -10.8705 | -11.3971 | No Data | No Data | No Data | No Data | 89.154 | 101.2572 | No Data | No Data | -6 | -59.1053 | 11.83 | 11.9085 | 27.6 | 52.5343
2019-07-01 18:30 | No Data | No Data | No Data | No Data | -16.5103 | -16.8517 | No Data | No Data | No Data | No Data | 90.297 | 102.265 | No Data | No Data | -12.4 | -59.7019 | 18.655 | 18.6605 | 34.7 | 53.1806
2019-07-01 19:00 | No Data | No Data | No Data | No Data | -16.4614 | -16.7942 | No Data | No Data | No Data | No Data | 89.154 | 100.7203 | No Data | No Data | -18.4 | -60.4675 | 24.57 | 24.5742 | 38.2 | 54.8063
2019-07-01 19:30 | No Data | No Data | No Data | No Data | -22.5162 | -22.6385 | No Data | No Data | No Data | No Data | 88.011 | 100.2522 | No Data | No Data | -6.8 | -61.1791 | 12.285 | 12.4191 | 50 | 64.9788
2019-07-01 20:00 | No Data | No Data | No Data | No Data | -24.4572 | -24.4572 | No Data | No Data | No Data | No Data | 93.726 | 105.8309 | No Data | No Data | -8.4 | -60.5851 | 15.47 | 15.4967 | 51 | 66.5153
2019-07-01 20:30 | No Data | No Data | No Data | No Data | -26.569 | -26.6439 | No Data | No Data | No Data | No Data | 101.727 | 112.9779 | No Data | No Data | -21.2 | -60.6274 | 27.3 | 27.3152 | 63.2 | 77.8165
2019-07-01 21:00 | No Data | No Data | No Data | No Data | -31.3787 | -31.3787 | No Data | No Data | No Data | No Data | 93.726 | 105.8309 | No Data | No Data | -16.8 | -60 | 22.75 | 22.75 | 56.9 | 72.9801
2019-07-01 21:30 | No Data | No Data | No Data | No Data | -24.921 | -24.9887 | No Data | No Data | No Data | No Data | 105.156 | 116.5636 | No Data | No Data | -21.6 | -60.7684 | 29.12 | 29.1236 | 65.5 | 80.0966
2019-07-01 22:00 | No Data | No Data | No Data | No Data | -29.279 | -29.279 | No Data | No Data | No Data | No Data | 96.012 | 108.3863 | No Data | No Data | -17.2 | -61.648 | 22.75 | 22.75 | 56.4 | 70.9829
2019-07-01 22:30 | No Data | No Data | No Data | No Data | -19.0249 | -19.3242 | No Data | No Data | No Data | No Data | 109.728 | 121.185 | No Data | No Data | -19.6 | -59.7086 | 28.21 | 28.2137 | 65.8 | 79.9993
2019-07-01 23:00 | No Data | No Data | No Data | No Data | -15.3872 | -15.7557 | No Data | No Data | No Data | No Data | 117.729 | 128.9363 | No Data | No Data | -16 | -58.6256 | 24.57 | 24.6373 | 65.8 | 83.991
2019-07-01 23:30 | No Data | No Data | No Data | No Data | -4.7181 | -7.1262 | No Data | No Data | No Data | No Data | 104.013 | 116.0356 | No Data | No Data | -6.8 | -58.3973 | 16.835 | 16.8902 | 68.6 | 84.7116
2019-07-02 | No Data | No Data | No Data | No Data | -9.2348 | -9.8922 | No Data | No Data | No Data | No Data | 117.729 | 128.9363 | No Data | No Data | -18.4 | -58.5655 | 24.57 | 24.6373 | 74.9 | 92.1263
2019-07-02 00:30 | No Data | No Data | No Data | No Data | -17.1328 | -17.2324 | No Data | No Data | No Data | No Data | 123.444 | 133.731 | No Data | No Data | -24.8 | -60.1505 | 33.215 | 33.3674 | 81.2 | 96.7481
2019-07-02 01:00 | No Data | No Data | No Data | No Data | -24.9699 | -24.9699 | No Data | No Data | No Data | No Data | 80.01 | 93.3069 | No Data | No Data | 27.2 | 69.9085 | -20.02 | -20.6361 | 23.4 | 53.4
2019-07-02 01:30 | No Data | No Data | No Data | No Data | -24.6647 | -24.6647 | No Data | No Data | No Data | No Data | 69.723 | 84.0086 | No Data | No Data | 41.2 | 77.1264 | -34.58 | -35.5366 | 18.8 | 49.5084
2019-07-02 02:00 | No Data | No Data | No Data | No Data | -26.3615 | -26.3615 | No Data | No Data | No Data | No Data | 64.008 | 78.6597 | No Data | No Data | 41.2 | 78.4836 | -35.035 | -36.0858 | 14.1 | 44.5881
2019-07-02 02:30 | No Data | No Data | No Data | No Data | -25.8 | -25.8627 | No Data | No Data | No Data | No Data | 60.579 | 75.2125 | No Data | No Data | 38.4 | 76.7041 | -32.76 | -33.7682 | 14.3 | 40.7888
2019-07-02 03:00 | No Data | No Data | No Data | No Data | -27.7409 | -27.9856 | No Data | No Data | No Data | No Data | 72.009 | 85.2972 | No Data | No Data | 24.8 | 69.0101 | -18.655 | -19.5703 | 27.1 | 47.3271
2019-07-02 03:30 | No Data | No Data | No Data | No Data | -27.4846 | -29.0613 | No Data | No Data | No Data | No Data | 48.006 | 63.9774 | No Data | No Data | 43.6 | 80.7772 | -36.855 | -38.1902 | 6.4 | 33.6942
2019-07-02 04:00 | No Data | No Data | No Data | No Data | -24.0055 | -26.5468 | No Data | No Data | No Data | No Data | 48.006 | 64.7386 | No Data | No Data | 42.4 | 79.1202 | -38.675 | -40.0658 | 5.8 | 35.9707
2019-07-02 04:30 | No Data | No Data | No Data | No Data | -20.8682 | -24.6028 | No Data | No Data | No Data | No Data | 41.148 | 59.0058 | No Data | No Data | 43.6 | 79.1009 | -36.4 | -37.8745 | 6.2 | 31.8101
2019-07-02 05:00 | No Data | No Data | No Data | No Data | -12.9824 | -19.6239 | No Data | No Data | No Data | No Data | 85.725 | 97.6981 | No Data | No Data | -6.8 | -59.1919 | 10.92 | 10.9579 | 54.9 | 69.0018
2019-07-02 05:30 | No Data | No Data | No Data | No Data | -7.0253 | -17.9428 | No Data | No Data | No Data | No Data | 101.727 | 112.9779 | No Data | No Data | -27.2 | -60.1066 | 34.125 | 34.1735 | 79.3 | 91.3764
2019-07-02 06:00 | No Data | No Data | No Data | No Data | -8.8197 | -13.9605 | No Data | No Data | No Data | No Data | 93.726 | 105.305 | No Data | No Data | -22 | -59.0512 | 29.12 | 29.152 | 74.9 | 86.9185
2019-07-02 06:30 | No Data | No Data | No Data | No Data | -5.5482 | -10.5128 | No Data | No Data | No Data | No Data | 84.582 | 96.6967 | No Data | No Data | -24.4 | -59.2567 | 30.485 | 30.5155 | 75.2 | 88.6265
2019-07-02 07:00 | No Data | No Data | No Data | No Data | 4.1932 | 6.506 | No Data | No Data | No Data | No Data | 86.868 | 99.2503 | No Data | No Data | -28 | -58.7074 | 34.125 | 34.2733 | 82.4 | 97.3293
2019-07-02 07:30 | No Data | No Data | No Data | No Data | 5.2796 | 5.2796 | No Data | No Data | No Data | No Data | 85.725 | 97.6981 | No Data | No Data | -39.2 | -63.8498 | 47.775 | 47.9135 | 88.1 | 100.8098
2019-07-02 08:00 | No Data | No Data | No Data | No Data | 8.1971 | 8.514 | No Data | No Data | No Data | No Data | 73.152 | 86.2643 | No Data | No Data | -36.8 | -61.7608 | 40.04 | 40.2051 | 69 | 85.7427
2019-07-02 08:30 | No Data | No Data | No Data | No Data | 5.5848 | 5.986 | No Data | No Data | No Data | No Data | 38.862 | 57.435 | No Data | No Data | -54 | -72.7835 | 23.205 | 23.205 | 28.1 | 52.0389
2019-07-02 09:00 | No Data | No Data | No Data | No Data | 7.2694 | 11.3918 | No Data | No Data | No Data | No Data | 2.286 | 33.3239 | No Data | No Data | -69.6 | -82.9892 | -3.64 | -8.1393 | -13.1 | -33.3781
2019-07-02 09:30 | No Data | No Data | No Data | No Data | 21.735 | 24.4454 | No Data | No Data | No Data | No Data | -19.431 | -34.5557 | No Data | No Data | -72.4 | -83.3019 | -26.39 | -29.3043 | -37.1 | -43.4416
2019-07-02 10:00 | No Data | No Data | No Data | No Data | 20.7095 | 21.8221 | No Data | No Data | No Data | No Data | -16.002 | -30.7762 | No Data | No Data | -81.2 | -89.9938 | -24.115 | -28.1696 | -37.1 | -41.2798
2019-07-02 10:30 | No Data | No Data | No Data | No Data | 27.3747 | 30.7727 | No Data | No Data | No Data | No Data | -10.287 | -27.1688 | No Data | No Data | -80.4 | -89.4472 | -20.93 | -24.9877 | -38.2 | -43.3059
2019-07-02 11:00 | No Data | No Data | No Data | No Data | 25.5314 | 30.1293 | No Data | No Data | No Data | No Data | -2.286 | -27.5271 | No Data | No Data | -82.8 | -91.271 | -18.2 | -21.9582 | -33 | -38.28
2019-07-02 11:30 | No Data | No Data | No Data | No Data | 18.6099 | 26.001 | No Data | No Data | No Data | No Data | -2.286 | -26.3882 | No Data | No Data | -76.4 | -86.8009 | -22.75 | -26.2996 | -39.8 | -42.291
2019-07-02 12:00 | No Data | No Data | No Data | No Data | 20.4044 | 28.5727 | No Data | No Data | No Data | No Data | -3.429 | -25.3787 | No Data | No Data | -76.8 | -87.7269 | -18.655 | -22.3367 | -31.2 | -35.6753
2019-07-02 12:30 | No Data | No Data | No Data | No Data | 26.7521 | 35.7 | No Data | No Data | No Data | No Data | -4.572 | -25.5583 | No Data | No Data | -69.2 | -81.5774 | -25.935 | -29.3078 | -24.9 | -32.1896
2019-07-02 13:00 | No Data | No Data | No Data | No Data | 18.146 | 29.8009 | No Data | No Data | No Data | No Data | -11.43 | -26.5855 | No Data | No Data | -68.4 | -81.3299 | -27.755 | -31.3422 | -27.5 | -32.9771
2019-07-02 13:30 | No Data | No Data | No Data | No Data | 18.5 | 30.0178 | No Data | No Data | No Data | No Data | -12.573 | -26.0895 | No Data | No Data | -66 | -79.1009 | -30.03 | -33.3736 | -37.1 | -40.2852
2019-07-02 14:00 | No Data | No Data | No Data | No Data | 22.2965 | 32.4954 | No Data | No Data | No Data | No Data | -6.858 | -24.9635 | No Data | No Data | -85.2 | -93.9532 | -13.195 | -17.7217 | -34.8 | -39.6011
2019-07-02 14:30 | No Data | No Data | No Data | No Data | 31.7815 | 39.6091 | No Data | No Data | No Data | No Data | -11.43 | -26.5855 | No Data | No Data | -71.6 | -83.2125 | -32.76 | -36.8325 | -31.3 | -35.2899
2019-07-02 15:00 | No Data | No Data | No Data | No Data | 26.9596 | 35.8558 | No Data | No Data | No Data | No Data | -4.572 | -26.6836 | No Data | No Data | -91.6 | -99.3233 | -14.105 | -18.4092 | -14.5 | -28.4693
2019-07-02 15:30 | No Data | No Data | No Data | No Data | 42.5483 | 49.5704 | No Data | No Data | No Data | No Data | 17.145 | 35.3037 | No Data | No Data | -72 | -84.3801 | 15.925 | 16.4431 | 6.4 | 32.8299
2019-07-02 16:00 | No Data | No Data | No Data | No Data | 52.546 | 57.5985 | No Data | No Data | No Data | No Data | 42.291 | 55.1727 | No Data | No Data | -84.8 | -93.9319 | 29.575 | 29.589 | 55.1 | 72.3576
2019-07-02 16:30 | No Data | No Data | No Data | No Data | 63.4592 | 67.7022 | No Data | No Data | No Data | No Data | 72.009 | 82.9364 | No Data | No Data | -90.4 | -98.062 | 60.06 | 60.3077 | 90.4 | 104.791
2019-07-02 17:00 | No Data | No Data | No Data | No Data | 65.6687 | 69.6912 | No Data | No Data | No Data | No Data | 93.726 | 104.2827 | No Data | No Data | -96.8 | -103.846 | 99.19 | 100.1879 | 134.1 | 147.2394
2019-07-02 17:30 | No Data | No Data | No Data | No Data | 73.6156 | 75.7958 | No Data | No Data | No Data | No Data | 112.014 | 121.4219 | No Data | No Data | -115.6 | -118.6659 | 124.67 | 125.0712 | 160.2 | 168.5521
2019-07-02 18:00 | No Data | No Data | No Data | No Data | 77.8149 | 79.5169 | No Data | No Data | No Data | No Data | 121.158 | 130.3221 | No Data | No Data | -135.2 | -136.6133 | 148.33 | 148.6089 | 164.9 | 171.169
2019-07-02 18:30 | No Data | No Data | No Data | No Data | 77.8149 | 79.8806 | No Data | No Data | No Data | No Data | 96.012 | 104.9135 | No Data | No Data | -114.8 | -118.2607 | 126.035 | 126.3008 | 142 | 148.2236
2019-07-02 19:00 | No Data | No Data | No Data | No Data | 66.743 | 71.1208 | No Data | No Data | No Data | No Data | 36.576 | 47.8561 | No Data | No Data | -42 | -69.2878 | 49.595 | 49.5971 | 60.1 | 62.5681
2019-07-02 19:30 | No Data | No Data | No Data | No Data | 66.6453 | 71.6113 | No Data | No Data | No Data | No Data | 38.862 | 50.3439 | No Data | No Data | -31.6 | -64.3005 | 39.585 | 39.5876 | 74.3 | 76.0669
2019-07-02 20:00 | No Data | No Data | No Data | No Data | 63.1052 | 68.329 | No Data | No Data | No Data | No Data | 37.719 | 49.4669 | No Data | No Data | -26 | -63.9262 | 30.94 | 30.9701 | 66.2 | 66.9965
2019-07-02 20:30 | No Data | No Data | No Data | No Data | 58.027 | 64.4493 | No Data | No Data | No Data | No Data | 28.575 | 41.2273 | No Data | No Data | -18.8 | -60.9708 | 23.66 | 23.6775 | 57.5 | 62.6599
2019-07-02 21:00 | No Data | No Data | No Data | No Data | 57.9782 | 65.3978 | No Data | No Data | No Data | No Data | 25.146 | 38.0638 | No Data | No Data | -14.4 | -60.9262 | 19.565 | 19.6126 | 51.8 | 57.0898
2019-07-02 21:30 | No Data | No Data | No Data | No Data | 63.3127 | 70.1705 | No Data | No Data | No Data | No Data | 19.431 | 34.5557 | No Data | No Data | -5.6 | -61.0574 | 12.74 | 13.1321 | 48.2 | 53.1507
2019-07-02 22:00 | No Data | No Data | No Data | No Data | 56.7941 | 65.2373 | No Data | No Data | No Data | No Data | 14.859 | 31.1978 | No Data | No Data | -2.8 | -62.0052 | 9.1 | 9.9789 | 41.9 | 46.3001
2019-07-02 22:30 | No Data | No Data | No Data | No Data | 58.3932 | 66.6341 | No Data | No Data | No Data | No Data | 16.002 | 31.7581 | No Data | No Data | 1.2 | 62.4115 | 6.825 | 8.4635 | 43.8 | 47.4308
2019-07-02 23:00 | No Data | No Data | No Data | No Data | 67.158 | 73.7441 | No Data | No Data | No Data | No Data | 19.431 | 35.5067 | No Data | No Data | -4.8 | -61.3879 | 12.285 | 12.6912 | 51.6 | 55.5231
2019-07-02 23:30 | No Data | No Data | No Data | No Data | 76.8505 | 80.7452 | No Data | No Data | No Data | No Data | 16.002 | 33.7524 | No Data | No Data | 12.4 | 63.6201 | -3.64 | -5.8268 | 48.2 | 57.0394
2019-07-03 | No Data | No Data | No Data | No Data | 69.868 | 76.5374 | No Data | No Data | No Data | No Data | 10.287 | 29.2974 | No Data | No Data | 8.4 | 63.3593 | 0 | 4.095 | 44.7 | 50.6412
2019-07-03 00:30 | No Data | No Data | No Data | No Data | 65.8763 | 71.7422 | No Data | No Data | No Data | No Data | 20.574 | 35.2111 | No Data | No Data | -1.6 | -61.2209 | 8.19 | 8.9625 | 53.7 | 58.4973
2019-07-03 01:00 | No Data | No Data | No Data | No Data | 59.1012 | 67.1335 | No Data | No Data | No Data | No Data | 27.432 | 40.4435 | No Data | No Data | -7.6 | -61.1791 | 13.65 | 14.0167 | 54.4 | 58.0293
2019-07-03 01:30 | No Data | No Data | No Data | No Data | 60.798 | 68.632 | No Data | No Data | No Data | No Data | 30.861 | 43.644 | No Data | No Data | -3.2 | -61.2836 | 10.465 | 10.9389 | 60.6 | 63.5689
2019-07-03 02:00 | No Data | No Data | No Data | No Data | 56.9039 | 66.0278 | No Data | No Data | No Data | No Data | 36.576 | 48.601 | No Data | No Data | -13.2 | -60.6538 | 19.565 | 19.6495 | 68.1 | 70.4387
2019-07-03 02:30 | No Data | No Data | No Data | No Data | 52.9 | 62.6101 | No Data | No Data | No Data | No Data | 34.29 | 46.1325 | No Data | No Data | -9.2 | -60.3059 | 15.015 | 15.0769 | 59.2 | 64.7791
2019-07-03 03:00 | No Data | No Data | No Data | No Data | 54.548 | 64.9323 | No Data | No Data | No Data | No Data | 32.004 | 43.674 | No Data | No Data | -6 | -60.6973 | 10.92 | 11.2561 | 54.8 | 59.3539
2019-07-03 03:30 | No Data | No Data | No Data | No Data | 50.8492 | 61.8576 | No Data | No Data | No Data | No Data | 26.289 | 38.8284 | No Data | No Data | 0.4 | 61.2013 | 3.185 | 4.8367 | 45.8 | 49.8619
2019-07-03 04:00 | No Data | No Data | No Data | No Data | 48.6519 | 60.0644 | No Data | No Data | No Data | No Data | 29.718 | 43.674 | No Data | No Data | -2.4 | -60.8474 | 7.735 | 8.3651 | 47.6 | 51.9862
2019-07-03 04:30 | No Data | No Data | No Data | No Data | 50.4952 | 61.5669 | No Data | No Data | No Data | No Data | 27.432 | 42.1518 | No Data | No Data | 0.4 | 61.6013 | 3.64 | 4.8367 | 45 | 50.3563
2019-07-03 05:00 | No Data | No Data | No Data | No Data | 52.3384 | 63.0875 | No Data | No Data | No Data | No Data | 22.86 | 37.4932 | No Data | No Data | 5.2 | 63.0149 | 0 | 4.095 | 40.6 | 45.618
2019-07-03 05:30 | No Data | No Data | No Data | No Data | 54.0841 | 63.6137 | No Data | No Data | No Data | No Data | 21.717 | 37.7363 | No Data | No Data | 4 | 61.3306 | 0.91 | 3.752 | 35.1 | 43.4439
2019-07-03 06:00 | No Data | No Data | No Data | No Data | 57.4655 | 66.5124 | No Data | No Data | No Data | No Data | 18.288 | 32.0244 | No Data | No Data | 13.6 | 64.2557 | -7.735 | -9.4679 | 36.4 | 44.3289
2019-07-03 06:30 | No Data | No Data | No Data | No Data | 66.1326 | 71.9151 | No Data | No Data | No Data | No Data | 25.146 | 38.0638 | No Data | No Data | 6.8 | 59.9867 | -0.91 | -1.6405 | 48.4 | 58.8626
2019-07-03 07:00 | No Data | No Data | No Data | No Data | 73.2616 | 76.6868 | No Data | No Data | No Data | No Data | 18.288 | 32.9692 | No Data | No Data | 13.6 | 62.3025 | -6.825 | -7.735 | 37 | 53.9768
2019-07-03 07:30 | No Data | No Data | No Data | No Data | 74.8974 | 78.251 | No Data | No Data | No Data | No Data | 41.148 | 52.1288 | No Data | No Data | -28.8 | -59.793 | 35.49 | 35.5628 | 54.5 | 62.4052
2019-07-03 08:00 | No Data | No Data | No Data | No Data | 78.584 | 81.3076 | No Data | No Data | No Data | No Data | 42.291 | 53.7332 | No Data | No Data | -31.6 | -59.8264 | 35.945 | 36.1288 | 52.9 | 63.9876
2019-07-03 08:30 | No Data | No Data | No Data | No Data | 75.1537 | 77.9972 | No Data | No Data | No Data | No Data | 21.717 | 35.8909 | No Data | No Data | -31.2 | -66.5649 | 32.305 | 32.6238 | 35.5 | 48.5372
2019-07-03 09:00 | No Data | No Data | No Data | No Data | 73.6156 | 76.5163 | No Data | No Data | No Data | No Data | 5.715 | 25.7873 | No Data | No Data | -28 | -60.1185 | 13.65 | 13.7708 | 20.5 | 33.7415
2019-07-03 09:30 | No Data | No Data | No Data | No Data | 66.743 | 69.9293 | No Data | No Data | No Data | No Data | -6.858 | -22.7741 | No Data | No Data | -37.6 | -65.146 | 5.005 | 6.1887 | 0 | 16.7431
2019-07-03 10:00 | No Data | No Data | No Data | No Data | 64.9973 | 69.6111 | No Data | No Data | No Data | No Data | -9.144 | -23.5635 | No Data | No Data | -50.4 | -71.5598 | 0.455 | 3.6683 | -9.5 | -16.6715
2019-07-03 10:30 | No Data | No Data | No Data | No Data | 62.6413 | 68.2642 | No Data | No Data | No Data | No Data | -18.288 | -26.6836 | No Data | No Data | -48.4 | -69.3017 | -19.11 | -21.573 | -33.4 | -33.8498
2019-07-03 11:00 | No Data | No Data | No Data | No Data | 59.1012 | 65.9345 | No Data | No Data | No Data | No Data | -21.717 | -32.3693 | No Data | No Data | -52.4 | -69.7263 | -29.575 | -32.573 | -41.4 | -41.6659
2019-07-03 11:30 | No Data | No Data | No Data | No Data | 57.4655 | 64.4724 | No Data | No Data | No Data | No Data | -28.575 | -38.0638 | No Data | No Data | -56 | -72.2174 | -38.675 | -42.0007 | -55.1 | -55.1008
2019-07-03 12:00 | No Data | No Data | No Data | No Data | 57.4655 | 64.4724 | No Data | No Data | No Data | No Data | -36.576 | -42.5374 | No Data | No Data | -42.4 | -64.9492 | -46.41 | -49.5261 | -63.2 | -63.2316
2019-07-03 12:30 | No Data | No Data | No Data | No Data | 57.5143 | 65.9892 | No Data | No Data | No Data | No Data | -36.576 | -40.395 | No Data | No Data | -24 | -61.294 | -42.77 | -45.0358 | -62.8 | -62.8318
2019-07-03 13:00 | No Data | No Data | No Data | No Data | 57.3678 | 64.3853 | No Data | No Data | No Data | No Data | -38.862 | -42.0276 | No Data | No Data | -26.4 | -61.1882 | -42.315 | -45.3747 | -60.3 | -60.314
2019-07-03 13:30 | No Data | No Data | No Data | No Data | 57.8195 | 64.7881 | No Data | No Data | No Data | No Data | -35.433 | -39.8742 | No Data | No Data | -20.8 | -57.8674 | -45.045 | -47.7772 | -51.3 | -51.3561
2019-07-03 14:00 | No Data | No Data | No Data | No Data | 57.8195 | 64.7881 | No Data | No Data | No Data | No Data | -29.718 | -35.5067 | No Data | No Data | -13.2 | -60.2634 | -38.22 | -40.8994 | -39 | -39.123
2019-07-03 14:30 | No Data | No Data | No Data | No Data | 59.9802 | 66.7235 | No Data | No Data | No Data | No Data | -12.573 | -27.0966 | No Data | No Data | -20 | -61.3514 | -17.745 | -19.5438 | -22.5 | -22.8186
2019-07-03 15:00 | No Data | No Data | No Data | No Data | 59.9313 | 66.6796 | No Data | No Data | No Data | No Data | -11.43 | -27.6218 | No Data | No Data | -22.8 | -61.5766 | -23.205 | -24.9255 | -8 | -10.8977
2019-07-03 15:30 | No Data | No Data | No Data | No Data | 58.1857 | 63.5653 | No Data | No Data | No Data | No Data | -17.145 | -28.575 | No Data | No Data | -44 | -65.7072 | -20.93 | -23.4005 | -27.1 | -27.3002
2019-07-03 16:00 | No Data | No Data | No Data | No Data | 64.9973 | 68.539 | No Data | No Data | No Data | No Data | 12.573 | 32.2682 | No Data | No Data | -11.6 | -67.0116 | -0.91 | -1.6405 | 28.5 | 33.3398
2019-07-03 16:30 | No Data | No Data | No Data | No Data | 68.5374 | 71.9049 | No Data | No Data | No Data | No Data | 14.859 | 34.2519 | No Data | No Data | -8.8 | -66.9806 | 0 | 0 | 32.3 | 36.8318
2019-07-03 17:00 | No Data | No Data | No Data | No Data | 71.9799 | 75.1933 | No Data | No Data | No Data | No Data | 22.86 | 40.2654 | No Data | No Data | -14.8 | -65.2993 | 14.56 | 14.5884 | 46.9 | 53.1942
2019-07-03 17:30 | No Data | No Data | No Data | No Data | 75.4101 | 77.8755 | No Data | No Data | No Data | No Data | 21.717 | 39.6277 | No Data | No Data | -14.4 | -65.6 | 18.655 | 18.9249 | 56.7 | 66.2158
2019-07-03 18:00 | No Data | No Data | No Data | No Data | 73.4569 | 75.521 | No Data | No Data | No Data | No Data | -2.286 | -27.5271 | No Data | No Data | 14 | 65.5134 | -7.28 | -10.2955 | 19.3 | 32.6218
2019-07-03 18:30 | No Data | No Data | No Data | No Data | 69.2088 | 71.3958 | No Data | No Data | No Data | No Data | 1.143 | 27.432 | No Data | No Data | 12.8 | 65.6597 | -5.005 | -8.4635 | 21.2 | 31.28
2019-07-03 19:00 | No Data | No Data | No Data | No Data | 66.7918 | 69.4921 | No Data | No Data | No Data | No Data | 2.286 | 27.4558 | No Data | No Data | 14.4 | 66.7712 | -7.28 | -10.9579 | 28 | 34.7615
2019-07-03 19:30 | No Data | No Data | No Data | No Data | 59.5651 | 64.6867 | No Data | No Data | No Data | No Data | -3.429 | -26.5117 | No Data | No Data | 20.4 | 70.2282 | -14.105 | -17.0367 | 20.9 | 26.8779
2019-07-03 20:00 | No Data | No Data | No Data | No Data | 52.5948 | 58.3316 | No Data | No Data | No Data | No Data | 5.715 | 30.2625 | No Data | No Data | 19.6 | 68.4655 | -12.285 | -14.7647 | 21.4 | 31.0517
2019-07-03 20:30 | No Data | No Data | No Data | No Data | 50.7027 | 57.3845 | No Data | No Data | No Data | No Data | -4.572 | -26.6836 | No Data | No Data | 28.4 | 73.3234 | -21.84 | -24.2562 | 11.5 | 21.5288
2019-07-03 21:00 | No Data | No Data | No Data | No Data | 52.3873 | 58.8783 | No Data | No Data | No Data | No Data | -2.286 | -26.3882 | No Data | No Data | 26 | 72.4276 | -20.02 | -22.5902 | 10.6 | 19.1094
2019-07-03 21:30 | No Data | No Data | No Data | No Data | 59.4675 | 65.258 | No Data | No Data | No Data | No Data | 0 | 28.575 | No Data | No Data | 21.6 | 70.2054 | -15.925 | -18.5716 | 19.8 | 25.1454
2019-07-03 22:00 | No Data | No Data | No Data | No Data | 57.7218 | 63.6713 | No Data | No Data | No Data | No Data | 3.429 | 29.9152 | No Data | No Data | 26.4 | 71.4557 | -19.565 | -21.5777 | 13.8 | 23.4828
2019-07-03 22:30 | No Data | No Data | No Data | No Data | 57.7218 | 63.6713 | No Data | No Data | No Data | No Data | 6.858 | 30.499 | No Data | No Data | 26.4 | 71.4557 | -18.2 | -20.1488 | 18.4 | 28.0713
2019-07-03 23:00 | No Data | No Data | No Data | No Data | 55.8785 | 62.0051 | No Data | No Data | No Data | No Data | 24.003 | 40.005 | No Data | No Data | 27.2 | 71.0155 | -18.655 | -20.7562 | 21 | 32.1925
2019-07-03 23:30 | No Data | No Data | No Data | No Data | 67.9271 | 71.8232 | No Data | No Data | No Data | No Data | 14.859 | 34.2519 | No Data | No Data | 44 | 78.6577 | -32.305 | -33.8203 | 18.9 | 38.8126
2019-07-04 | No Data | No Data | No Data | No Data | 55.1583 | 60.547 | No Data | No Data | No Data | No Data | 13.716 | 32.7305 | No Data | No Data | 38.4 | 77.7452 | -29.12 | -31.2628 | 16.5 | 24.566
2019-07-04 00:30 | No Data | No Data | No Data | No Data | 46.2348 | 54.5373 | No Data | No Data | No Data | No Data | 18.288 | 34.8943 | No Data | No Data | 42.8 | 81.0264 | -34.125 | -36.5872 | 9.2 | 16.6688
2019-07-04 01:00 | No Data | No Data | No Data | No Data | 40.9613 | 51.1715 | No Data | No Data | No Data | No Data | 14.859 | 33.2257 | No Data | No Data | 47.2 | 83.1048 | -40.04 | -41.8823 | 0.8 | 23.3137
2019-07-04 01:30 | No Data | No Data | No Data | No Data | 42.7558 | 52.6189 | No Data | No Data | No Data | No Data | 29.718 | 43.674 | No Data | No Data | 48.8 | 83.6985 | -41.405 | -43.3207 | 9.4 | 27.2712
2019-07-04 02:00 | No Data | No Data | No Data | No Data | 30.0359 | 41.7668 | No Data | No Data | No Data | No Data | 35.433 | 48.5203 | No Data | No Data | 50 | 84.7264 | -44.135 | -46.1976 | 3.5 | 26.5319
2019-07-04 02:30 | No Data | No Data | No Data | No Data | 21.1734 | 35.9253 | No Data | No Data | No Data | No Data | 33.147 | 46.9048 | No Data | No Data | 47.2 | 83.7644 | -41.405 | -43.597 | 4 | 23.3452
2019-07-04 03:00 | No Data | No Data | No Data | No Data | 21.3687 | 36.0408 | No Data | No Data | No Data | No Data | 35.433 | 49.3082 | No Data | No Data | 42.8 | 80.01 | -35.945 | -37.8417 | 6.3 | 23.8472
2019-07-04 03:30 | No Data | No Data | No Data | No Data | 19.0616 | 36.1114 | No Data | No Data | No Data | No Data | 37.719 | 50.9758 | No Data | No Data | 38.8 | 77.5969 | -33.215 | -35.1088 | 8 | 23.0339
2019-07-04 04:00 | No Data | No Data | No Data | No Data | 16.8643 | 35.0013 | No Data | No Data | No Data | No Data | 44.577 | 57.6621 | No Data | No Data | 39.2 | 77.4524 | -34.58 | -36.4028 | 7.2 | 25.9201
2019-07-04 04:30 | No Data | No Data | No Data | No Data | 13.3242 | 31.8463 | No Data | No Data | No Data | No Data | 37.719 | 51.7515 | No Data | No Data | 42 | 79.5849 | -37.31 | -39.2805 | 4 | 21.3776
2019-07-04 05:00 | No Data | No Data | No Data | No Data | 13.1655 | 31.7803 | No Data | No Data | No Data | No Data | 34.29 | 48.4934 | No Data | No Data | 50.4 | 84.9631 | -45.045 | -47.2017 | -2.4 | -22.7271
2019-07-04 05:30 | No Data | No Data | No Data | No Data | 13.1655 | 30.2881 | No Data | No Data | No Data | No Data | 25.146 | 42.5221 | No Data | No Data | 45.2 | 81.6519 | -40.04 | -42.1581 | -6.2 | -21.417
2019-07-04 06:00 | No Data | No Data | No Data | No Data | 15.4238 | 31.3358 | No Data | No Data | No Data | No Data | 6.858 | 31.6138 | No Data | No Data | 53.2 | 86.3379 | -46.41 | -48.5061 | -9.8 | -23.3555
2019-07-04 06:30 | No Data | No Data | No Data | No Data | 24.9577 | 32.7687 | No Data | No Data | No Data | No Data | 6.858 | 32.7305 | No Data | No Data | 51.2 | 84.8009 | -44.59 | -46.6325 | -3.6 | -24.862
2019-07-04 07:00 | No Data | No Data | No Data | No Data | 31.7327 | 37.0806 | No Data | No Data | No Data | No Data | 35.433 | 52.5904 | No Data | No Data | 16 | 63.2569 | -8.19 | -10.1026 | 36 | 60.4007
2019-07-04 07:30 | No Data | No Data | No Data | No Data | 30.9636 | 36.4247 | No Data | No Data | No Data | No Data | 43.434 | 59.8303 | No Data | No Data | -4.4 | -58.5655 | 10.01 | 10.1026 | 38.8 | 62.1103
2019-07-04 08:00 | No Data | No Data | No Data | No Data | 30.8537 | 34.2098 | No Data | No Data | No Data | No Data | 32.004 | 48.601 | No Data | No Data | -6.8 | -57.6028 | 8.19 | 8.3898 | 20.5 | 48.0885
2019-07-04 08:30 | No Data | No Data | No Data | No Data | 25.1652 | 28.2886 | No Data | No Data | No Data | No Data | 1.143 | 32.0855 | No Data | No Data | -20.4 | -59.2243 | -11.83 | -12.8452 | -16.1 | -41.5464
2019-07-04 09:00 | No Data | No Data | No Data | No Data | 24.8112 | 27.9742 | No Data | No Data | No Data | No Data | -26.289 | -37.9951 | No Data | No Data | -25.6 | -58.3191 | -50.96 | -53.126 | -50.1 | -57.1512
2019-07-04 09:30 | No Data | No Data | No Data | No Data | 27.8874 | 31.5604 | No Data | No Data | No Data | No Data | -45.72 | -50.1359 | No Data | No Data | -34 | -58.8218 | -64.61 | -68.3485 | -75.6 | -76.9036
2019-07-04 10:00 | No Data | No Data | No Data | No Data | 23.6759 | 31.8686 | No Data | No Data | No Data | No Data | -50.292 | -52.7764 | No Data | No Data | -35.6 | -57.5361 | -69.615 | -73.6735 | -83.7 | -84.5277
2019-07-04 10:30 | No Data | No Data | No Data | No Data | 19.7818 | 29.0926 | No Data | No Data | No Data | No Data | -43.434 | -46.288 | No Data | No Data | -37.6 | -59.722 | -65.065 | -69.3901 | -80 | -80.4192
2019-07-04 11:00 | No Data | No Data | No Data | No Data | 12.9091 | 23.458 | No Data | No Data | No Data | No Data | -44.577 | -47.3621 | No Data | No Data | -36.8 | -59.8505 | -64.155 | -68.2227 | -81 | -81.2219
2019-07-04 11:30 | No Data | No Data | No Data | No Data | 13.8369 | 25.3858 | No Data | No Data | No Data | No Data | -42.291 | -45.2172 | No Data | No Data | -30.8 | -58.0455 | -68.25 | -72.385 | -83.6 | -83.6651
2019-07-04 12:00 | No Data | No Data | No Data | No Data | 13.5805 | 25.247 | No Data | No Data | No Data | No Data | -54.864 | -56.2862 | No Data | No Data | -28.8 | -57.7013 | -69.16 | -73.3948 | -84.9 | -84.9001
2019-07-04 12:30 | No Data | No Data | No Data | No Data | 19.4766 | 31.6675 | No Data | No Data | No Data | No Data | -52.578 | -54.3376 | No Data | No Data | -28.4 | -58.5491 | -69.16 | -73.3948 | -76.5 | -76.5346
2019-07-04 13:00 | No Data | No Data | No Data | No Data | 19.0616 | 31.5403 | No Data | No Data | No Data | No Data | -48.006 | -50.253 | No Data | No Data | -32 | -58.3561 | -66.885 | -70.6482 | -67.5 | -67.5036
2019-07-04 13:30 | No Data | No Data | No Data | No Data | 24.0909 | 34.8112 | No Data | No Data | No Data | No Data | -42.291 | -44.8254 | No Data | No Data | -45.2 | -64.7765 | -55.51 | -59.0098 | -63.8 | -63.9015
2019-07-04 14:00 | No Data | No Data | No Data | No Data | 21.0636 | 32.789 | No Data | No Data | No Data | No Data | -38.862 | -42.0276 | No Data | No Data | -52.8 | -68.7302 | -50.05 | -53.4136 | -68.6 | -68.7677
2019-07-04 14:30 | No Data | No Data | No Data | No Data | 23.5294 | 34.425 | No Data | No Data | No Data | No Data | -46.863 | -49.1623 | No Data | No Data | -47.6 | -65.0932 | -55.51 | -58.857 | -76.4 | -76.4944
2019-07-04 15:00 | No Data | No Data | No Data | No Data | 25.4215 | 35.7449 | No Data | No Data | No Data | No Data | -40.005 | -43.0867 | No Data | No Data | -44 | -62.7936 | -60.06 | -63.3088 | -56.4 | -56.4107
2019-07-04 15:30 | No Data | No Data | No Data | No Data | 29.218 | 38.5374 | No Data | No Data | No Data | No Data | -36.576 | -40.395 | No Data | No Data | -46 | -63.0796 | -58.695 | -62.0153 | -51 | -51.4918
2019-07-04 16:00 | No Data | No Data | No Data | No Data | 33.0144 | 41.4897 | No Data | No Data | No Data | No Data | -36.576 | -40.8932 | No Data | No Data | -40.4 | -61.8256 | -46.41 | -48.5061 | -52.8 | -54.1244
2019-07-04 16:30 | No Data | No Data | No Data | No Data | 42.7558 | 49.5934 | No Data | No Data | No Data | No Data | -9.144 | -26.7569 | No Data | No Data | -18.4 | -57.0488 | -26.39 | -27.2583 | -15 | -30.625
2019-07-04 17:00 | No Data | No Data | No Data | No Data | 47.9805 | 53.001 | No Data | No Data | No Data | No Data | 10.287 | 31.4481 | No Data | No Data | -0.8 | -58.4055 | -5.005 | -5.4978 | 20.2 | 43.3005
2019-07-04 17:30 | No Data | No Data | No Data | No Data | 51.5206 | 54.8873 | No Data | No Data | No Data | No Data | 27.432 | 43.9126 | No Data | No Data | -7.2 | -64.0062 | 11.375 | 12.0897 | 44.3 | 62.0866
2019-07-04 18:00 | No Data | No Data | No Data | No Data | 55.2071 | 57.7434 | No Data | No Data | No Data | No Data | 8.001 | 31.8813 | No Data | No Data | 2 | 57.2 | 1.82 | 1.82 | 13.3 | 43.4839
2019-07-04 18:30 | No Data | No Data | No Data | No Data | 55.256 | 58.3252 | No Data | No Data | No Data | No Data | -1.143 | -29.8058 | No Data | No Data | 13.2 | 64.1723 | -6.37 | -8.101 | 7.8 | 30.2238
2019-07-04 19:00 | No Data | No Data | No Data | No Data | 48.3955 | 51.8722 | No Data | No Data | No Data | No Data | -4.572 | -30.0676 | No Data | No Data | 20 | 67.8162 | -12.74 | -14.6733 | 0.8 | 22.6142
2019-07-04 19:30 | No Data | No Data | No Data | No Data | 40.5951 | 46.1749 | No Data | No Data | No Data | No Data | -2.286 | -29.8058 | No Data | No Data | 27.2 | 72.4961 | -20.475 | -22.2252 | 12.3 | 29.4878
2019-07-04 20:00 | No Data | No Data | No Data | No Data | 35.2728 | 42.5228 | No Data | No Data | No Data | No Data | -4.572 | -30.0676 | No Data | No Data | 31.2 | 73.7271 | -25.025 | -26.9527 | 6.6 | 24.9874
2019-07-04 20:30 | No Data | No Data | No Data | No Data | 29.5232 | 36.8792 | No Data | No Data | No Data | No Data | -2.286 | -29.8058 | No Data | No Data | 29.2 | 73.6369 | -22.75 | -25.0415 | 7.9 | 20.1162
2019-07-04 21:00 | No Data | No Data | No Data | No Data | 25.0675 | 35.0646 | No Data | No Data | No Data | No Data | -5.715 | -29.1409 | No Data | No Data | 34.8 | 77.1005 | -29.575 | -32.025 | 2.7 | 14.7492
2019-07-04 21:30 | No Data | No Data | No Data | No Data | 30.4021 | 39.0567 | No Data | No Data | No Data | No Data | -4.572 | -30.0676 | No Data | No Data | 35.2 | 77.2818 | -27.755 | -30.3523 | 5.5 | 14.4848
2019-07-04 22:00 | No Data | No Data | No Data | No Data | 25.5802 | 35.4329 | No Data | No Data | No Data | No Data | -3.429 | -29.9152 | No Data | No Data | 33.6 | 76.9259 | -27.755 | -30.5393 | 4.3 | 11.7175
2019-07-04 22:30 | No Data | No Data | No Data | No Data | 31.1711 | 39.6583 | No Data | No Data | No Data | No Data | 3.429 | 31.0509 | No Data | No Data | 29.6 | 74.1631 | -23.66 | -26.4527 | 12.9 | 18.8175
2019-07-04 23:00 | No Data | No Data | No Data | No Data | 38.1903 | 45.3833 | No Data | No Data | No Data | No Data | 9.144 | 33.2847 | No Data | No Data | 31.2 | 75.1798 | -22.295 | -24.6289 | 16.9 | 24.042
2019-07-04 23:30 | No Data | No Data | No Data | No Data | 47.1138 | 53.1117 | No Data | No Data | No Data | No Data | 3.429 | 33.3239 | No Data | No Data | 34.4 | 75.493 | -25.48 | -27.2127 | 24.1 | 33.4522
2019-07-05 | No Data | No Data | No Data | No Data | 41.7792 | 48.4422 | No Data | No Data | No Data | No Data | 10.287 | 34.7066 | No Data | No Data | 26.8 | 72.3469 | -17.745 | -20.154 | 27.7 | 31.8399
2019-07-05 00:30 | No Data | No Data | No Data | No Data | 39.472 | 46.467 | No Data | No Data | No Data | No Data | 19.431 | 39.4128 | No Data | No Data | 24.8 | 72.3812 | -19.11 | -21.1661 | 25.5 | 30.1573
2019-07-05 01:00 | No Data | No Data | No Data | No Data | 34.4427 | 43.4028 | No Data | No Data | No Data | No Data | 19.431 | 39.4128 | No Data | No Data | 30.4 | 74.486 | -23.66 | -25.6904 | 16.6 | 23.689
2019-07-05 01:30 | No Data | No Data | No Data | No Data | 34.4427 | 43.4028 | No Data | No Data | No Data | No Data | 17.145 | 38.3374 | No Data | No Data | 34 | 75.6687 | -27.3 | -28.9238 | 18 | 31.213
2019-07-05 02:00 | No Data | No Data | No Data | No Data | 29.3767 | 41.3297 | No Data | No Data | No Data | No Data | 22.86 | 41.2115 | No Data | No Data | 33.2 | 75.3127 | -28.21 | -29.9333 | 15.1 | 33.5859
2019-07-05 02:30 | No Data | No Data | No Data | No Data | 22.6017 | 36.7852 | No Data | No Data | No Data | No Data | 22.86 | 41.2115 | No Data | No Data | 39.6 | 78.3449 | -34.125 | -35.6936 | 9.9 | 29.6987
2019-07-05 03:00 | No Data | No Data | No Data | No Data | 20.9171 | 35.7748 | No Data | No Data | No Data | No Data | 17.145 | 37.3186 | No Data | No Data | 41.6 | 81.0846 | -36.855 | -38.7071 | 5.1 | 22.3886
2019-07-05 03:30 | No Data | No Data | No Data | No Data | 19.379 | 34.8978 | No Data | No Data | No Data | No Data | 17.145 | 37.3186 | No Data | No Data | 40 | 79.2374 | -35.035 | -36.9784 | 5.6 | 24.7421
2019-07-05 04:00 | No Data | No Data | No Data | No Data | 15.4726 | 32.8895 | No Data | No Data | No Data | No Data | 19.431 | 38.4225 | No Data | No Data | 38 | 77.2 | -33.215 | -35.2588 | 6.7 | 23.3805
2019-07-05 04:30 | No Data | No Data | No Data | No Data | 10.1991 | 29.0757 | No Data | No Data | No Data | No Data | 18.288 | 37.8573 | No Data | No Data | 44 | 80.6583 | -38.675 | -40.7193 | 1.3 | 25.1336
2019-07-05 05:00 | No Data | No Data | No Data | No Data | 8.4535 | 25.2088 | No Data | No Data | No Data | No Data | 14.859 | 35.2852 | No Data | No Data | 48 | 82.9081 | -43.68 | -45.6295 | -2.3 | -24.7477
2019-07-05 05:30 | No Data | No Data | No Data | No Data | 8.4535 | 23.6627 | No Data | No Data | No Data | No Data | 13.716 | 34.8193 | No Data | No Data | 53.2 | 86.6533 | -46.41 | -48.5061 | -3.2 | -22.6274
2019-07-05 06:00 | No Data | No Data | No Data | No Data | 10.4555 | 22.8837 | No Data | No Data | No Data | No Data | 6.858 | 31.6138 | No Data | No Data | 53.2 | 86.6533 | -48.23 | -50.2502 | -11.1 | -24.6416
2019-07-05 06:30 | No Data | No Data | No Data | No Data | 15.8877 | 19.8185 | No Data | No Data | No Data | No Data | 1.143 | 29.74 | No Data | No Data | 58 | 89.3756 | -51.87 | -53.9995 | -10.7 | -28.0232
2019-07-05 07:00 | No Data | No Data | No Data | No Data | 19.3179 | 22.6613 | No Data | No Data | No Data | No Data | -2.286 | -30.9456 | No Data | No Data | 51.6 | 86 | -46.41 | -48.9204 | -25.9 | -40.9685
2019-07-05 07:30 | No Data | No Data | No Data | No Data | 20.4044 | 22.5451 | No Data | No Data | No Data | No Data | 30.861 | 47.8561 | No Data | No Data | 15.6 | 63.9325 | -9.555 | -11.005 | 13.9 | 42.8189
2019-07-05 08:00 | No Data | No Data | No Data | No Data | 22.1378 | 26.7254 | No Data | No Data | No Data | No Data | 24.003 | 42.7977 | No Data | No Data | 10.4 | 61.2888 | -8.645 | -10.2249 | 0.1 | 35.8022
2019-07-05 08:30 | No Data | No Data | No Data | No Data | 22.1378 | 27.6823 | No Data | No Data | No Data | No Data | -3.429 | -31.0509 | No Data | No Data | -0.4 | -60.0013 | -30.94 | -32.519 | -38.3 | -46.5172
2019-07-05 09:00 | No Data | No Data | No Data | No Data | 19.8917 | 25.9212 | No Data | No Data | No Data | No Data | -35.433 | -41.5587 | No Data | No Data | -6 | -56.762 | -69.16 | -72.5265 | -70.5 | -70.7093
2019-07-05 09:30 | No Data | No Data | No Data | No Data | 16.1929 | 27.7343 | No Data | No Data | No Data | No Data | -45.72 | -49.2419 | No Data | No Data | -17.2 | -53.2541 | -83.72 | -88.345 | -96.9 | -96.9745
2019-07-05 10:00 | No Data | No Data | No Data | No Data | 14.1421 | 29.9583 | No Data | No Data | No Data | No Data | -53.721 | -55.4443 | No Data | No Data | -8.4 | -50.7007 | -96.005 | -101.4405 | -106.6 | -106.6992
2019-07-05 10:30 | No Data | No Data | No Data | No Data | 8.2948 | 28.7557 | No Data | No Data | No Data | No Data | -48.006 | -50.253 | No Data | No Data | -7.6 | -50.5743 | -94.64 | -100.0017 | -109.7 | -109.759
2019-07-05 11:00 | No Data | No Data | No Data | No Data | 8.6122 | 29.047 | No Data | No Data | No Data | No Data | -44.577 | -46.9883 | No Data | No Data | -12.8 | -52.3878 | -87.815 | -92.956 | -106.9 | -107.1989
2019-07-05 11:30 | No Data | No Data | No Data | No Data | 9.6376 | 33.3742 | No Data | No Data | No Data | No Data | -44.577 | -47.3621 | No Data | No Data | -15.6 | -53.1413 | -84.63 | -89.4998 | -103.7 | -103.8064
2019-07-05 12:00 | No Data | No Data | No Data | No Data | 11.2245 | 33.8666 | No Data | No Data | No Data | No Data | -50.292 | -52.1288 | No Data | No Data | -17.2 | -54.3912 | -80.99 | -85.6138 | -99.4 | -99.4973
2019-07-05 12:30 | No Data | No Data | No Data | No Data | 10.4067 | 36.975 | No Data | No Data | No Data | No Data | -38.862 | -41.6058 | No Data | No Data | -25.2 | -56.707 | -72.345 | -76.7009 | -92.2 | -92.2555
2019-07-05 13:00 | No Data | No Data | No Data | No Data | 12.2011 | 29.7924 | No Data | No Data | No Data | No Data | -35.433 | -39.363 | No Data | No Data | -28 | -58.0055 | -72.8 | -77.2817 | -84 | -84.0648
2019-07-05 13:30 | No Data | No Data | No Data | No Data | 14.6059 | 30.8553 | No Data | No Data | No Data | No Data | -36.576 | -40.395 | No Data | No Data | -26 | -57.067 | -78.715 | -83.4649 | -78.6 | -78.6107
2019-07-05 14:00 | No Data | No Data | No Data | No Data | 14.5571 | 30.8322 | No Data | No Data | No Data | No Data | -36.576 | -40.8932 | No Data | No Data | -35.6 | -60.0826 | -68.705 | -73.2776 | -80.4 | -80.4389
2019-07-05 14:30 | No Data | No Data | No Data | No Data | 16.144 | 31.6125 | No Data | No Data | No Data | No Data | -37.719 | -41.9187 | No Data | No Data | -42.4 | -63.1506 | -65.975 | -70.2441 | -77.8 | -77.8109
2019-07-05 15:00 | No Data | No Data | No Data | No Data | 17.6822 | 32.4249 | No Data | No Data | No Data | No Data | -44.577 | -47.7604 | No Data | No Data | -46.4 | -64.7765 | -61.88 | -65.9295 | -84.4 | -84.4029
2019-07-05 15:30 | No Data | No Data | No Data | No Data | 25.214 | 38.8712 | No Data | No Data | No Data | No Data | -42.291 | -45.6342 | No Data | No Data | -48.4 | -64.8753 | -60.97 | -64.9185 | -71.3 | -71.7254
2019-07-05 16:00 | No Data | No Data | No Data | No Data | 35.8343 | 46.4685 | No Data | No Data | No Data | No Data | -34.29 | -39.4128 | No Data | No Data | -47.6 | -67.6 | -45.045 | -48.0881 | -54.8 | -56.7374
2019-07-05 16:30 | No Data | No Data | No Data | No Data | 47.9805 | 55.2949 | No Data | No Data | No Data | No Data | -3.429 | -27.6455 | No Data | No Data | -36.4 | -64.4608 | -12.285 | -13.8383 | -2.5 | -29.0079
2019-07-05 17:00 | No Data | No Data | No Data | No Data | 55.5123 | 61.9437 | No Data | No Data | No Data | No Data | 18.288 | 36.8606 | No Data | No Data | -25.2 | -60.3165 | 15.015 | 15.0769 | 31.2 | 49.1675
2019-07-05 17:30 | No Data | No Data | No Data | No Data | 55.256 | 60.1195 | No Data | No Data | No Data | No Data | 11.43 | 33.9838 | No Data | No Data | -10.8 | -66.4831 | 13.65 | 13.9203 | 34.3 | 58.0235
2019-07-05 18:00 | No Data | No Data | No Data | No Data | 53.6202 | 57.5956 | No Data | No Data | No Data | No Data | -4.572 | -28.9384 | No Data | No Data | 3.6 | 59.6657 | 0.91 | 1.2869 | 8.7 | 41.2284
2019-07-05 18:30 | No Data | No Data | No Data | No Data | 44.6967 | 49.3956 | No Data | No Data | No Data | No Data | 1.143 | 30.8822 | No Data | No Data | 6.4 | 61.5766 | -0.91 | -1.6405 | 20 | 45.1691
2019-07-05 19:00 | No Data | No Data | No Data | No Data | 37.4212 | 42.9241 | No Data | No Data | No Data | No Data | 2.286 | 32.0244 | No Data | No Data | 12.8 | 64.8753 | -9.1 | -10.6123 | 23.7 | 42.3521
2019-07-05 19:30 | No Data | No Data | No Data | No Data | 27.6799 | 36.007 | No Data | No Data | No Data | No Data | 2.286 | 34.461 | No Data | No Data | 18.4 | 65.824 | -13.65 | -15.0632 | 17.4 | 40.7063
2019-07-05 20:00 | No Data | No Data | No Data | No Data | 11.2245 | 24.0618 | No Data | No Data | No Data | No Data | -20.574 | -35.2111 | No Data | No Data | 52.4 | 87.1201 | -45.5 | -48.3586 | -15.7 | -31.1464
2019-07-05 20:30 | No Data | No Data | No Data | No Data | -4.3153 | -18.3078 | No Data | No Data | No Data | No Data | -19.431 | -34.5557 | No Data | No Data | 58.8 | 92.3411 | -53.69 | -56.5465 | -23.4 | -35.8804
2019-07-05 21:00 | No Data | No Data | No Data | No Data | -6.1585 | -15.7725 | No Data | No Data | No Data | No Data | -10.287 | -31.4481 | No Data | No Data | 51.2 | 86.7262 | -45.045 | -47.9307 | -16.6 | -31.9507
2019-07-05 21:30 | No Data | No Data | No Data | No Data | 2.0935 | 14.6706 | No Data | No Data | No Data | No Data | -4.572 | -30.0676 | No Data | No Data | 53.6 | 88.4823 | -47.32 | -49.9278 | -14.1 | -33.1483
2019-07-05 22:00 | No Data | No Data | No Data | No Data | -7.0863 | -16.1574 | No Data | No Data | No Data | No Data | -28.575 | -38.0638 | No Data | No Data | 85.6 | 112.3708 | -78.26 | -82.0263 | -47.4 | -50.3563
2019-07-05 22:30 | No Data | No Data | No Data | No Data | 1.4832 | 18.7784 | No Data | No Data | No Data | No Data | -25.146 | -35.5618 | No Data | No Data | 92.4 | 117.8813 | -82.81 | -86.6414 | -47.7 | -51.4942
2019-07-05 23:00 | No Data | No Data | No Data | No Data | 5.2796 | 19.45 | No Data | No Data | No Data | No Data | -21.717 | -34.099 | No Data | No Data | 96 | 120.4817 | -86.45 | -90.3882 | -48.9 | -53.3376
2019-07-05 23:30 | No Data | No Data | No Data | No Data | 14.7646 | 22.3867 | No Data | No Data | No Data | No Data | -18.288 | -33.9261 | No Data | No Data | 104.4 | 126.5935 | -92.365 | -96.315 | -44.7 | -51.762
2019-07-06 | No Data | No Data | No Data | No Data | 10.4555 | 21.2183 | No Data | No Data | No Data | No Data | -8.001 | -30.7762 | No Data | No Data | 100.4 | 123.7817 | -91.455 | -95.4427 | -46.9 | -53.0533
2019-07-06 00:30 | No Data | No Data | No Data | No Data | 8.4535 | 20.3066 | No Data | No Data | No Data | No Data | 13.716 | 34.8193 | No Data | No Data | 80.8 | 108.7588 | -72.345 | -75.5697 | -30.8 | -42.5103
2019-07-06 01:00 | No Data | No Data | No Data | No Data | 4.9622 | 17.3451 | No Data | No Data | No Data | No Data | 42.291 | 55.9136 | No Data | No Data | 49.6 | 86.1181 | -42.77 | -45.3291 | -5.5 | -33.9485
2019-07-06 01:30 | No Data | No Data | No Data | No Data | 6.8177 | 17.9641 | No Data | No Data | No Data | No Data | 25.146 | 42.5221 | No Data | No Data | 72 | 102.6754 | -62.335 | -65.1985 | -27.1 | -38.184
2019-07-06 02:00 | No Data | No Data | No Data | No Data | 1.3245 | 14.8847 | No Data | No Data | No Data | No Data | 53.721 | 65.6404 | No Data | No Data | 43.2 | 83.623 | -35.945 | -38.955 | -2.7 | -30.1702
2019-07-06 02:30 | No Data | No Data | No Data | No Data | -5.2918 | -11.9148 | No Data | No Data | No Data | No Data | 30.861 | 46.9883 | No Data | No Data | 68 | 99.6185 | -60.515 | -63.7406 | -29.1 | -42.7376
2019-07-06 03:00 | No Data | No Data | No Data | No Data | -9.4423 | -12.8211 | No Data | No Data | No Data | No Data | 20.574 | 39.013 | No Data | No Data | 78.8 | 107.8258 | -71.435 | -74.9701 | -42.5 | -47.8566
2019-07-06 03:30 | No Data | No Data | No Data | No Data | -16.7666 | -19.1889 | No Data | No Data | No Data | No Data | 6.858 | 32.7305 | No Data | No Data | 102.8 | 126.6643 | -95.095 | -99.5879 | -56.5 | -59.359
2019-07-06 04:00 | No Data | No Data | No Data | No Data | -15.8999 | -19.3507 | No Data | No Data | No Data | No Data | 42.291 | 56.6679 | No Data | No Data | 64.8 | 96.2729 | -58.24 | -61.4385 | -20.9 | -37.5533
2019-07-06 04:30 | No Data | No Data | No Data | No Data | -20.6729 | -22.8557 | No Data | No Data | No Data | No Data | 37.719 | 52.5407 | No Data | No Data | 67.2 | 98.4878 | -63.245 | -66.6183 | -25.6 | -39.7432
2019-07-06 05:00 | No Data | No Data | No Data | No Data | -19.9039 | -22.1625 | No Data | No Data | No Data | No Data | 34.29 | 50.1359 | No Data | No Data | 71.2 | 101.2593 | -66.43 | -69.7873 | -29.2 | -43.0256
2019-07-06 05:30 | No Data | No Data | No Data | No Data | -21.1856 | -23.3205 | No Data | No Data | No Data | No Data | 38.862 | 52.5904 | No Data | No Data | 67.2 | 98.4878 | -62.79 | -66.044 | -23.4 | -38.0468
2019-07-06 06:00 | No Data | No Data | No Data | No Data | -18.9761 | -20.4776 | No Data | No Data | No Data | No Data | 35.433 | 50.9245 | No Data | No Data | 68.4 | 98.732 | -62.79 | -66.044 | -23.2 | -37.2163
2019-07-06 06:30 | No Data | No Data | No Data | No Data | -14.1054 | -14.518 | No Data | No Data | No Data | No Data | 45.72 | 59.2709 | No Data | No Data | 53.6 | 87.5306 | -48.23 | -50.6503 | -6.4 | -31.0664
2019-07-06 07:00 | No Data | No Data | No Data | No Data | -5.182 | -9.7494 | No Data | No Data | No Data | No Data | 34.29 | 50.9758 | No Data | No Data | 52.8 | 86.7253 | -47.32 | -49.6451 | -4.4 | -33.8615
2019-07-06 07:30 | No Data | No Data | No Data | No Data | -1.1902 | -8.3435 | No Data | No Data | No Data | No Data | 59.436 | 72.2897 | No Data | No Data | 16.8 | 66.1683 | -12.285 | -13.8383 | 25.6 | 39.1346
2019-07-06 08:00 | No Data | No Data | No Data | No Data | -2.9847 | -5.5829 | No Data | No Data | No Data | No Data | 53.721 | 66.9802 | No Data | No Data | 9.6 | 63.5295 | -7.735 | -10.6221 | 18.5 | 34.5892
2019-07-06 08:30 | No Data | No Data | No Data | No Data | -10.8217 | -11.7861 | No Data | No Data | No Data | No Data | 26.289 | 44.1204 | No Data | No Data | -7.2 | -61.6221 | -28.665 | -30.6746 | -18.6 | -28.5047
2019-07-06 09:00 | No Data | No Data | No Data | No Data | -12.665 | -13.5367 | No Data | No Data | No Data | No Data | -11.43 | -30.7762 | No Data | No Data | -19.6 | -60.0866 | -60.515 | -63.7406 | -69 | -69.5589
2019-07-06 09:30 | No Data | No Data | No Data | No Data | -15.436 | -15.8491 | No Data | No Data | No Data | No Data | -30.861 | -37.7363 | No Data | No Data | -27.6 | -56.762 | -75.53 | -80.0076 | -95.4 | -95.4
2019-07-06 10:00 | No Data | No Data | No Data | No Data | -15.082 | -15.6573 | No Data | No Data | No Data | No Data | -34.29 | -39.4128 | No Data | No Data | -24 | -54.3824 | -82.81 | -87.9328 | -105.8 | -105.8682
2019-07-06 10:30 | No Data | No Data | No Data | No Data | -21.4908 | -23.1161 | No Data | No Data | No Data | No Data | -43.434 | -46.6954 | No Data | No Data | -6.4 | -52.3924 | -98.28 | -104.0359 | -121.8 | -122.1395
2019-07-06 11:00 | No Data | No Data | No Data | No Data | -21.7472 | -23.3546 | No Data | No Data | No Data | No Data | -50.292 | -52.4412 | No Data | No Data | 11.6 | 54.45 | -113.75 | -120.2922 | -140 | -139.5238
2019-07-06 11:30 | No Data | No Data | No Data | No Data | -23.7491 | -25.9932 | No Data | No Data | No Data | No Data | -64.008 | -64.8294 | No Data | No Data | 33.6 | 64.964 | -132.86 | -140.4352 | -156.2 | -156.8532
2019-07-06 12:00 | No Data | No Data | No Data | No Data | -24.7135 | -27.7033 | No Data | No Data | No Data | No Data | -64.008 | -64.6578 | No Data | No Data | 32.4 | 66.0872 | -129.22 | -136.697 | -147.2 | -148.0349
2019-07-06 12:30 | No Data | No Data | No Data | No Data | -25.3361 | -27.4507 | No Data | No Data | No Data | No Data | -66.294 | -66.7751 | No Data | No Data | 27.2 | 64.0612 | -125.125 | -132.2329 | -141.9 | -142.6594
2019-07-06 13:00 | No Data | No Data | No Data | No Data | -22.3087 | -26.7251 | No Data | No Data | No Data | No Data | -73.152 | -73.2947 | No Data | No Data | 27.2 | 64.0612 | -125.58 | -132.8109 | -144.7 | -146.0349
2019-07-06 13:30 | No Data | No Data | No Data | No Data | -15.6924 | -23.9625 | No Data | No Data | No Data | No Data | -66.294 | -66.6478 | No Data | No Data | 11.2 | 57.109 | -110.11 | -116.2594 | -136.1 | -137.5184
2019-07-06 14:00 | No Data | No Data | No Data | No Data | -3.1312 | -27.917 | No Data | No Data | No Data | No Data | -49.149 | -51.346 | No Data | No Data | -23.2 | -55.8469 | -80.535 | -85.638 | -108.8 | -110.1047
2019-07-06 14:30 | No Data | No Data | No Data | No Data | -2.5208 | -26.0686 | No Data | No Data | No Data | No Data | -34.29 | -38.3374 | No Data | No Data | -48.8 | -66.7892 | -57.33 | -61.1886 | -86.3 | -87.9778
2019-07-06 15:00 | No Data | No Data | No Data | No Data | -1.1292 | -27.7639 | No Data | No Data | No Data | No Data | -33.147 | -37.3186 | No Data | No Data | -47.2 | -63.6453 | -58.24 | -60.7523 | -83.3 | -84.6398
2019-07-06 15:30 | No Data | No Data | No Data | No Data | 11.9448 | 30.2032 | No Data | No Data | No Data | No Data | -17.145 | -27.6691 | No Data | No Data | -51.6 | -67.8127 | -42.315 | -44.6039 | -66.4 | -66.9292
2019-07-06 16:00 | No Data | No Data | No Data | No Data | 21.0147 | 34.802 | No Data | No Data | No Data | No Data | -18.288 | -29.2751 | No Data | No Data | -32.4 | -61.6078 | -30.03 | -31.5135 | -42.9 | -43.1051
2019-07-06 16:30 | No Data | No Data | No Data | No Data | 31.7815 | 43.7708 | No Data | No Data | No Data | No Data | 5.715 | 30.2625 | No Data | No Data | -12.8 | -62.5242 | 0 | 0 | 7.2 | 18.186
2019-07-06 17:00 | No Data | No Data | No Data | No Data | 33.2219 | 44.8277 | No Data | No Data | No Data | No Data | 20.574 | 39.013 | No Data | No Data | -17.2 | -55.5309 | 3.64 | 3.64 | 28.7 | 40.8717
2019-07-06 17:30 | No Data | No Data | No Data | No Data | 27.2648 | 36.7985 | No Data | No Data | No Data | No Data | 13.716 | 35.8727 | No Data | No Data | -3.2 | -64.0612 | 4.095 | 6.1214 | 24 | 39.6807
2019-07-06 18:00 | No Data | No Data | No Data | No Data | 19.2691 | 27.5893 | No Data | No Data | No Data | No Data | 5.715 | 33.6361 | No Data | No Data | 9.2 | 60.7012 | -3.64 | -3.64 | -0.7 | -32.2076
2019-07-06 18:30 | No Data | No Data | No Data | No Data | 14.0444 | 24.2305 | No Data | No Data | No Data | No Data | 28.575 | 46.4148 | No Data | No Data | -6 | -57.5138 | 10.01 | 10.01 | 39 | 56.5138
2019-07-06 19:00 | No Data | No Data | No Data | No Data | 0.0061036 | 17.9995 | No Data | No Data | No Data | No Data | 38.862 | 53.3672 | No Data | No Data | 4.8 | 58.9956 | 1.365 | 1.9304 | 28.4 | 48.72
2019-07-06 19:30 | No Data | No Data | No Data | No Data | -6.2074 | -19.0398 | No Data | No Data | No Data | No Data | 32.004 | 49.4669 | No Data | No Data | 2.8 | 60.4649 | 0.91 | 2.4503 | 2.5 | 30.0707
2019-07-06 20:00 | No Data | No Data | No Data | No Data | -15.4849 | -21.0121 | No Data | No Data | No Data | No Data | 28.575 | 46.4148 | No Data | No Data | 20.4 | 66.7916 | -15.47 | -16.7301 | 10.7 | 31.0048
2019-07-06 20:30 | No Data | No Data | No Data | No Data | -13.2876 | -20.6837 | No Data | No Data | No Data | No Data | 20.574 | 40.973 | No Data | No Data | 26.4 | 69.6012 | -23.205 | -24.4602 | -16.5 | -30.4567
2019-07-06 21:00 | No Data | No Data | No Data | No Data | -18.9273 | -24.688 | No Data | No Data | No Data | No Data | 25.146 | 43.449 | No Data | No Data | 26.4 | 70.342 | -22.75 | -24.3372 | 2.1 | 25.8521
2019-07-06 21:30 | No Data | No Data | No Data | No Data | -5.6458 | -20.2901 | No Data | No Data | No Data | No Data | 20.574 | 39.9887 | No Data | No Data | 38.8 | 77.5969 | -34.125 | -35.9709 | -4.3 | -28.7237
2019-07-06 22:00 | No Data | No Data | No Data | No Data | -5.7435 | -20.3175 | No Data | No Data | No Data | No Data | 19.431 | 40.4112 | No Data | No Data | 43.2 | 80.8999 | -39.13 | -41.0131 | -12.3 | -27.3249
2019-07-06 22:30 | No Data | No Data | No Data | No Data | -15.6435 | -21.2363 | No Data | No Data | No Data | No Data | 35.433 | 51.7515 | No Data | No Data | 35.2 | 75.5068 | -31.395 | -32.9522 | 0.1 | 30.3134
2019-07-06 23:00 | No Data | No Data | No Data | No Data | -14.313 | -18.01 | No Data | No Data | No Data | No Data | 38.862 | 54.9592 | No Data | No Data | 40.4 | 78.0666 | -34.125 | -35.6936 | 1.1 | 37.816
2019-07-06 23:30 | No Data | No Data | No Data | No Data | -6.7201 | -12.7385 | No Data | No Data | No Data | No Data | 20.574 | 41.9654 | No Data | No Data | 47.6 | 82.3505 | -41.405 | -43.0618 | 4.4 | 35.4739
2019-07-07 | No Data | No Data | No Data | No Data | -6.5736 | -14.1827 | No Data | No Data | No Data | No Data | 26.289 | 45.0435 | No Data | No Data | 47.6 | 84.6508 | -41.405 | -43.8904 | -0.8 | -32.01
2019-07-07 00:30 | No Data | No Data | No Data | No Data | -8.1117 | -13.5635 | No Data | No Data | No Data | No Data | 27.432 | 45.72 | No Data | No Data | 50 | 87.0025 | -42.77 | -45.6386 | -7.6 | -27.7606
2019-07-07 01:00 | No Data | No Data | No Data | No Data | -15.9976 | -18.4717 | No Data | No Data | No Data | No Data | 27.432 | 44.8108 | No Data | No Data | 53.6 | 90.0817 | -46.865 | -49.9527 | -14.3 | -28.2816
2019-07-07 01:30 | No Data | No Data | No Data | No Data | -13.434 | -16.4204 | No Data | No Data | No Data | No Data | 27.432 | 44.8108 | No Data | No Data | 53.2 | 87.9218 | -48.23 | -50.6503 | -16.3 | -25.801
2019-07-07 02:00 | No Data | No Data | No Data | No Data | -15.5947 | -17.7444 | No Data | No Data | No Data | No Data | 29.718 | 46.2456 | No Data | No Data | 52.4 | 88.4036 | -48.23 | -50.9356 | -19.2 | -25.6462
2019-07-07 02:30 | No Data | No Data | No Data | No Data | -23.0289 | -25.0885 | No Data | No Data | No Data | No Data | 38.862 | 53.3672 | No Data | No Data | 49.6 | 85.4653 | -44.135 | -46.6192 | -19.4 | -28.2243
2019-07-07 03:00 | No Data | No Data | No Data | No Data | -26.2028 | -28.7365 | No Data | No Data | No Data | No Data | 45.72 | 59.2709 | No Data | No Data | 52.8 | 87.6803 | -49.595 | -52.23 | -13.4 | -28.5412
2019-07-07 03:30 | No Data | No Data | No Data | No Data | -25.0797 | -27.9384 | No Data | No Data | No Data | No Data | 43.434 | 57.526 | No Data | No Data | 46.4 | 82.9843 | -40.04 | -42.7627 | -6.8 | -22.7405
2019-07-07 04:00 | No Data | No Data | No Data | No Data | -25.4337 | -27.7028 | No Data | No Data | No Data | No Data | 41.148 | 55.8201 | No Data | No Data | 46.4 | 83.3163 | -43.225 | -45.6113 | -9.8 | -23.5372
2019-07-07 04:30 | No Data | No Data | No Data | No Data | -31.281 | -33.0682 | No Data | No Data | No Data | No Data | 43.434 | 57.526 | No Data | No Data | 48.4 | 85.1032 | -44.59 | -47.0502 | -12.2 | -23.1718
2019-07-07 05:00 | No Data | No Data | No Data | No Data | -33.0755 | -33.9592 | No Data | No Data | No Data | No Data | 48.006 | 61.0516 | No Data | No Data | 39.2 | 78.4897 | -35.49 | -38.0245 | -2.7 | -17.2986
2019-07-07 05:30 | No Data | No Data | No Data | No Data | -29.0227 | -30.7143 | No Data | No Data | No Data | No Data | 46.863 | 59.447 | No Data | No Data | 22.8 | 67.1869 | -19.565 | -21.7735 | 3.9 | 15.2069
2019-07-07 06:00 | No Data | No Data | No Data | No Data | -29.1325 | -30.4703 | No Data | No Data | No Data | No Data | 51.435 | 59.403 | No Data | No Data | 15.2 | 63.4476 | -13.65 | -15.9185 | 11 | 21.1804
2019-07-07 06:30 | No Data | No Data | No Data | No Data | -17.5967 | -20.4188 | No Data | No Data | No Data | No Data | 37.719 | 47.3208 | No Data | No Data | 3.6 | 21.5035 | 0 | 0 | 26.5 | 34.7635
2019-07-07 07:00 | No Data | No Data | No Data | No Data | -17.6455 | -20.6234 | No Data | No Data | No Data | No Data | 38.862 | 48.2368 | No Data | No Data | 2.8 | 24.5601 | 0 | 0 | 27.5 | 36.7642
2019-07-07 07:30 | No Data | No Data | No Data | No Data | -13.8491 | -15.0543 | No Data | No Data | No Data | No Data | 84.582 | 93.5656 | No Data | No Data | 2.8 | 24.9576 | 0 | 0 | 24 | 31.3051
2019-07-07 08:00 | No Data | No Data | No Data | No Data | -3.5462 | -6.7501 | No Data | No Data | No Data | No Data | 78.867 | 87.4227 | No Data | No Data | 1.6 | 22.4571 | 0 | 0 | 24.1 | 32.1636
2019-07-07 08:30 | No Data | No Data | No Data | No Data | -1.3855 | -7.1127 | No Data | No Data | No Data | No Data | 77.724 | 86.393 | No Data | No Data | -5.2 | -21.0523 | 0 | 0 | 21.3 | 31.6425
2019-07-07 09:00 | No Data | No Data | No Data | No Data | -1.6419 | -10.0413 | No Data | No Data | No Data | No Data | 70.866 | 79.7483 | No Data | No Data | -4.8 | -32.358 | 0 | 0 | 13.1 | 27.7346
2019-07-07 09:30 | No Data | No Data | No Data | No Data | -1.7517 | -10.6614 | No Data | No Data | No Data | No Data | 53.721 | 63.7319 | No Data | No Data | -9.2 | -33.2962 | 0 | 0 | 14.7 | 27.128
2019-07-07 10:00 | No Data | No Data | No Data | No Data | 1.6907 | 14.6671 | No Data | No Data | No Data | No Data | 48.006 | 57.0699 | No Data | No Data | -22 | -28.9386 | 0 | 0 | 17.7 | 27.5289
2019-07-07 10:30 | No Data | No Data | No Data | No Data | -9.3935 | -15.69 | No Data | No Data | No Data | No Data | 66.294 | 75.1691 | No Data | No Data | -18 | -27.8108 | 0 | 0 | 4.8 | 16.0353
2019-07-07 11:00 | No Data | No Data | No Data | No Data | 0.0061036 | 21.0269 | No Data | No Data | No Data | No Data | 69.723 | 78.2099 | No Data | No Data | -8.8 | -32.8024 | 0 | 0 | 5.6 | 13.1518
2019-07-07 11:30 | No Data | No Data | No Data | No Data | 9.7841 | 26.7274 | No Data | No Data | No Data | No Data | 69.723 | 78.2099 | No Data | No Data | 0 | 22 | 0 | 0 | 10.2 | 16.6027
2019-07-07 12:00 | No Data | No Data | No Data | No Data | 16.1929 | 34.4025 | No Data | No Data | No Data | No Data | 64.008 | 72.6142 | No Data | No Data | -3.2 | -21.8358 | 0 | 0 | 6.6 | 12.8281
2019-07-07 12:30 | No Data | No Data | No Data | No Data | 14.1421 | 33.4418 | No Data | No Data | No Data | No Data | 76.581 | 85.3661 | No Data | No Data | -6.8 | -23.0269 | 0 | 0 | 15.1 | 22.4404
2019-07-07 13:00 | No Data | No Data | No Data | No Data | 15.9365 | 34.2393 | No Data | No Data | No Data | No Data | 50.292 | 59.0058 | No Data | No Data | 0.4 | 22.4036 | 0 | 0 | 19.6 | 28.0029
2019-07-07 13:30 | No Data | No Data | No Data | No Data | 19.9405 | 37.9233 | No Data | No Data | No Data | No Data | 44.577 | 53.5749 | No Data | No Data | -4 | -22.2926 | 0 | 0 | 10.7 | 21.3715
2019-07-07 14:00 | No Data | No Data | No Data | No Data | 29.5232 | 46.2791 | No Data | No Data | No Data | No Data | 43.434 | 52.6277 | No Data | No Data | -0.8 | -25.6125 | 0 | 0 | 10.3 | 23.6597
2019-07-07 14:30 | No Data | No Data | No Data | No Data | 44.3427 | 56.8895 | No Data | No Data | No Data | No Data | 32.004 | 42.8434 | No Data | No Data | -3.6 | -20.7152 | 0 | 0 | 11.8 | 24.6611
2019-07-07 15:00 | No Data | No Data | No Data | No Data | 46.0883 | 56.2836 | No Data | No Data | No Data | No Data | 26.289 | 39.6771 | No Data | No Data | 0.8 | 31.6632 | 0 | 0 | 0 | 21
2019-07-07 15:30 | No Data | No Data | No Data | No Data | 38.7518 | 47.3331 | No Data | No Data | No Data | No Data | 43.434 | 54.6373 | No Data | No Data | 3.2 | 21.8358 | 0 | 0 | 28.1 | 37.9455
2019-07-07 16:00 | No Data | No Data | No Data | No Data | 36.6522 | 45.63 | No Data | No Data | No Data | No Data | 20.574 | 35.2111 | No Data | No Data | -1.2 | -56.4128 | 0.91 | 4.6401 | 34.7 | 44.1518
2019-07-07 16:30 | No Data | No Data | No Data | No Data | 42.0356 | 50.057 | No Data | No Data | No Data | No Data | 34.29 | 46.1325 | No Data | No Data | -1.2 | -60.0213 | 2.73 | 4.1949 | 33.5 | 43.6606
2019-07-07 17:00 | No Data | No Data | No Data | No Data | 51.1055 | 56.9708 | No Data | No Data | No Data | No Data | 38.862 | 50.3439 | No Data | No Data | -18.4 | -67.7466 | 9.555 | 9.555 | 42.7 | 52.1852
2019-07-07 17:30 | No Data | No Data | No Data | No Data | 50.3365 | 54.8916 | No Data | No Data | No Data | No Data | 38.862 | 50.3439 | No Data | No Data | -20.4 | -67.5538 | 23.66 | 23.66 | 47.3 | 60.6111
2019-07-07 18:00 | No Data | No Data | No Data | No Data | 53.5714 | 58.5355 | No Data | No Data | No Data | No Data | 44.577 | 55.5503 | No Data | No Data | -24.4 | -62.5549 | 26.845 | 26.8797 | 51.2 | 61.7948
2019-07-07 18:30 | No Data | No Data | No Data | No Data | 51.4107 | 56.5647 | No Data | No Data | No Data | No Data | 42.291 | 53.7332 | No Data | No Data | -32 | -65.1939 | 35.49 | 35.4929 | 58 | 67.4627
2019-07-07 19:00 | No Data | No Data | No Data | No Data | 44.3427 | 50.2273 | No Data | No Data | No Data | No Data | 43.434 | 53.9515 | No Data | No Data | -36.4 | -66.7904 | 39.585 | 39.5955 | 61.5 | 69.0068
2019-07-07 19:30 | No Data | No Data | No Data | No Data | 43.5737 | 50.349 | No Data | No Data | No Data | No Data | 44.577 | 54.8759 | No Data | No Data | -27.6 | -64.2321 | 30.485 | 30.5698 | 62.3 | 68.1399
2019-07-07 20:00 | No Data | No Data | No Data | No Data | 39.2645 | 48.7974 | No Data | No Data | No Data | No Data | 40.005 | 51.2314 | No Data | No Data | -23.2 | -63.9562 | 27.3 | 27.4362 | 56.5 | 61.9879
2019-07-07 20:30 | No Data | No Data | No Data | No Data | 40.8026 | 50.0434 | No Data | No Data | No Data | No Data | 37.719 | 48.7352 | No Data | No Data | -23.6 | -64.8469 | 26.845 | 27.0333 | 55.5 | 60.3878
2019-07-07 21:00 | No Data | No Data | No Data | No Data | 36.6033 | 46.6828 | No Data | No Data | No Data | No Data | 37.719 | 48.7352 | No Data | No Data | -22.4 | -65.1705 | 25.48 | 25.9669 | 52.4 | 55.9515
2019-07-07 21:30 | No Data | No Data | No Data | No Data | 45.9785 | 55.2965 | No Data | No Data | No Data | No Data | 50.292 | 60.8694 | No Data | No Data | -32 | -66.242 | 38.22 | 38.2877 | 67.7 | 73.1098
2019-07-07 22:00 | No Data | No Data | No Data | No Data | 35.4681 | 46.922 | No Data | No Data | No Data | No Data | 49.149 | 60.5898 | No Data | No Data | -36 | -67.9247 | 39.585 | 39.6268 | 67.9 | 73.0732
2019-07-07 22:30 | No Data | No Data | No Data | No Data | 39.7284 | 50.2198 | No Data | No Data | No Data | No Data | 29.718 | 43.674 | No Data | No Data | -16 | -64.8062 | 20.475 | 20.9745 | 52.2 | 57.7917
2019-07-07 23:00 | No Data | No Data | No Data | No Data | 41.3642 | 51.5236 | No Data | No Data | No Data | No Data | 38.862 | 51.8272 | No Data | No Data | -25.2 | -65.8155 | 30.03 | 30.1984 | 67.4 | 72.098
2019-07-07 23:30 | No Data | No Data | No Data | No Data | 46.7475 | 54.8382 | No Data | No Data | No Data | No Data | 27.432 | 43.026 | No Data | No Data | -1.6 | -64.02 | 8.19 | 9.8432 | 52.2 | 60.2565
2019-07-08 | No Data | No Data | No Data | No Data | 42.5483 | 51.3054 | No Data | No Data | No Data | No Data | 21.717 | 37.7363 | No Data | No Data | 1.2 | 66.4108 | 3.64 | 8.9625 | 45.7 | 51.9955
2019-07-08 00:30 | No Data | No Data | No Data | No Data | 40.5951 | 51.722 | No Data | No Data | No Data | No Data | 22.86 | 37.4932 | No Data | No Data | -0.8 | -66.8048 | 5.46 | 9.8432 | 43.5 | 48.6569
2019-07-08 01:00 | No Data | No Data | No Data | No Data | 38.2391 | 49.8942 | No Data | No Data | No Data | No Data | 14.859 | 31.1978 | No Data | No Data | 5.6 | 69.4262 | -1.365 | -11.005 | 33.1 | 36.6347
2019-07-08 01:30 | No Data | No Data | No Data | No Data | 38.2391 | 49.8942 | No Data | No Data | No Data | No Data | 10.287 | 29.2974 | No Data | No Data | 6 | 69.5333 | -2.275 | -10.7094 | 32.2 | 35.8236
2019-07-08 02:00 | No Data | No Data | No Data | No Data | 23.7858 | 39.912 | No Data | No Data | No Data | No Data | 19.431 | 33.6166 | No Data | No Data | -1.6 | -67.6189 | 5.005 | 10.3856 | 41.7 | 44.4875
2019-07-08 02:30 | No Data | No Data | No Data | No Data | 21.3199 | 38.4934 | No Data | No Data | No Data | No Data | 21.717 | 34.9877 | No Data | No Data | -4.8 | -67.4673 | 7.735 | 11.9432 | 47.4 | 50.4584
2019-07-08 03:00 | No Data | No Data | No Data | No Data | 17.5235 | 36.5278 | No Data | No Data | No Data | No Data | 25.146 | 38.0638 | No Data | No Data | -8 | -67.2773 | 10.465 | 13.2888 | 47.3 | 50.0953
2019-07-08 03:30 | No Data | No Data | No Data | No Data | 19.379 | 37.4533 | No Data | No Data | No Data | No Data | 22.86 | 36.5939 | No Data | No Data | -6.4 | -67.1059 | 8.19 | 11.5824 | 44.5 | 47.8174
2019-07-08 04:00 | No Data | No Data | No Data | No Data | 15.9854 | 35.8153 | No Data | No Data | No Data | No Data | 24.003 | 37.3186 | No Data | No Data | -4.4 | -64.1511 | 6.825 | 9.3358 | 42.9 | 45.7171
2019-07-08 04:30 | No Data | No Data | No Data | No Data | 15.9854 | 35.8153 | No Data | No Data | No Data | No Data | 27.432 | 39.6112 | No Data | No Data | -7.6 | -62.4641 | 9.1 | 11.108 | 44.5 | 47.7445
2019-07-08 05:00 | No Data | No Data | No Data | No Data | 13.6294 | 34.8276 | No Data | No Data | No Data | No Data | 26.289 | 38.8284 | No Data | No Data | -8.8 | -62.6214 | 10.92 | 11.83 | 46.6 | 51.1957
2019-07-08 05:30 | No Data | No Data | No Data | No Data | 11.2734 | 33.9749 | No Data | No Data | No Data | No Data | 30.861 | 42.8434 | No Data | No Data | -12.4 | -62.8357 | 14.56 | 15.1249 | 42.9 | 48.6766
2019-07-08 06:00 | No Data | No Data | No Data | No Data | 13.1167 | 29.1715 | No Data | No Data | No Data | No Data | 29.718 | 41.2273 | No Data | No Data | -10 | -62.0116 | 13.195 | 13.9575 | 44.5 | 50.4953
2019-07-08 06:30 | No Data | No Data | No Data | No Data | 19.733 | 32.6852 | No Data | No Data | No Data | No Data | 20.574 | 35.2111 | No Data | No Data | -2 | -64.0112 | 5.005 | 8.4635 | 39.1 | 49.0405
2019-07-08 07:00 | No Data | No Data | No Data | No Data | 26.1906 | 33.4574 | No Data | No Data | No Data | No Data | 27.432 | 41.2906 | No Data | No Data | -8.8 | -61.0377 | 11.83 | 12.8452 | 51.7 | 64.001
2019-07-08 07:30 | No Data | No Data | No Data | No Data | 28.6076 | 35.3814 | No Data | No Data | No Data | No Data | 30.861 | 44.4596 | No Data | No Data | -24 | -64.9935 | 29.12 | 29.2937 | 52.5 | 67.6092
2019-07-08 08:00 | No Data | No Data | No Data | No Data | 26.7521 | 32.7425 | No Data | No Data | No Data | No Data | 35.433 | 48.5203 | No Data | No Data | -27.6 | -63.1506 | 28.665 | 28.956 | 52.6 | 67.1241
2019-07-08 08:30 | No Data | No Data | No Data | No Data | 25.0675 | 30.2464 | No Data | No Data | No Data | No Data | 20.574 | 36.1448 | No Data | No Data | -32.4 | -66.0872 | 16.835 | 17.9998 | 20.8 | 42.4457
2019-07-08 09:00 | No Data | No Data | No Data | No Data | 32.0378 | 37.7172 | No Data | No Data | No Data | No Data | -1.143 | -26.3138 | No Data | No Data | -22 | -64.6579 | -11.375 | -16.4116 | 10.2 | 33.9366
2019-07-08 09:30 | No Data | No Data | No Data | No Data | 31.22 | 38.4282 | No Data | No Data | No Data | No Data | -9.144 | -25.6857 | No Data | No Data | -25.2 | -65.4462 | -20.93 | -24.9877 | -5.2 | -28.9705
2019-07-08 10:00 | No Data | No Data | No Data | No Data | 31.6228 | 39.7909 | No Data | No Data | No Data | No Data | -36.576 | -40.395 | No Data | No Data | -38.8 | -68.7872 | -40.95 | -45.7835 | -39.4 | -42.6005
2019-07-08 10:30 | No Data | No Data | No Data | No Data | 23.8834 | 35.4543 | No Data | No Data | No Data | No Data | -35.433 | -38.4225 | No Data | No Data | -50 | -70.9941 | -50.96 | -56.975 | -48.9 | -49.9937
2019-07-08 11:00 | No Data | No Data | No Data | No Data | 16.3516 | 30.8862 | No Data | No Data | No Data | No Data | -33.147 | -36.3251 | No Data | No Data | -62 | -78.165 | -42.77 | -49.1 | -57.1 | -58.2664
2019-07-08 11:30 | No Data | No Data | No Data | No Data | 10.4067 | 26.6353 | No Data | No Data | No Data | No Data | -28.575 | -32.7505 | No Data | No Data | -66 | -81.1409 | -35.945 | -42.5395 | -55.3 | -55.6577
2019-07-08 12:00 | No Data | No Data | No Data | No Data | 0.0061036 | 24.5798 | No Data | No Data | No Data | No Data | -35.433 | -38.4225 | No Data | No Data | -58 | -76.0568 | -42.77 | -48.8781 | -58.9 | -59.2048
2019-07-08 12:30 | No Data | No Data | No Data | No Data | 1.9471 | 19.9989 | No Data | No Data | No Data | No Data | -29.718 | -34.309 | No Data | No Data | -58 | -76.3162 | -34.58 | -40.4208 | -48.6 | -49.4446
2019-07-08 13:00 | No Data | No Data | No Data | No Data | -1.4466 | -22.1485 | No Data | No Data | No Data | No Data | -33.147 | -36.8074 | No Data | No Data | -60.8 | -78.4653 | -38.675 | -44.1936 | -60 | -60.3298
2019-07-08 13:30 | No Data | No Data | No Data | No Data | -1.0315 | -22.1252 | No Data | No Data | No Data | No Data | -38.862 | -41.6058 | No Data | No Data | -52.8 | -73.2699 | -43.225 | -48.8463 | -68.7 | -68.8606
2019-07-08 14:00 | No Data | No Data | No Data | No Data | -2.0569 | -22.1705 | No Data | No Data | No Data | No Data | -34.29 | -38.3374 | No Data | No Data | -55.2 | -73.6782 | -51.87 | -57.7904 | -61.5 | -61.8531
2019-07-08 14:30 | No Data | No Data | No Data | No Data | 3.8392 | 22.4321 | No Data | No Data | No Data | No Data | -32.004 | -35.7816 | No Data | No Data | -58.8 | -74.1652 | -52.78 | -59.0098 | -54 | -54.8467
2019-07-08 15:00 | No Data | No Data | No Data | No Data | 17.2671 | 32.8522 | No Data | No Data | No Data | No Data | -34.29 | -37.84 | No Data | No Data | -41.6 | -65.3507 | -64.61 | -71.0573 | -54.4 | -53.8184
2019-07-08 15:30 | No Data | No Data | No Data | No Data | 32.4529 | 42.7254 | No Data | No Data | No Data | No Data | -22.86 | -28.575 | No Data | No Data | -43.6 | -68.1669 | -42.315 | -47.8291 | -44.5 | -46.8651
2019-07-08 16:00 | No Data | No Data | No Data | No Data | 28.4489 | 39.7695 | No Data | No Data | No Data | No Data | -11.43 | -24.5413 | No Data | No Data | -19.6 | -70 | -19.11 | -22.01 | -9.6 | -29.8839
2019-07-08 16:30 | No Data | No Data | No Data | No Data | 42.5483 | 50.4621 | No Data | No Data | No Data | No Data | 0 | 25.146 | No Data | No Data | -25.6 | -65.6012 | -4.095 | -10.3955 | 13.9 | 33.4271
2019-07-08 17:00 | No Data | No Data | No Data | No Data | 40.8026 | 48.0031 | No Data | No Data | No Data | No Data | 20.574 | 35.2111 | No Data | No Data | -24.8 | -70.5056 | 15.015 | 15.1864 | 45.5 | 60.1846
2019-07-08 17:30 | No Data | No Data | No Data | No Data | 46.6011 | 52.0457 | No Data | No Data | No Data | No Data | 26.289 | 40.5403 | No Data | No Data | -30.4 | -71.5765 | 32.76 | 32.7726 | 43.8 | 63.3725
2019-07-08 18:00 | No Data | No Data | No Data | No Data | 52.546 | 56.6743 | No Data | No Data | No Data | No Data | 19.431 | 34.5557 | No Data | No Data | -30.8 | -64.6133 | 37.31 | 37.3793 | 48.1 | 68.8735
2019-07-08 18:30 | No Data | No Data | No Data | No Data | 60.029 | 63.2427 | No Data | No Data | No Data | No Data | 26.289 | 38.8284 | No Data | No Data | -40 | -68.8186 | 45.5 | 45.5568 | 56.9 | 72.0503
2019-07-08 19:00 | No Data | No Data | No Data | No Data | 55.9762 | 59.4096 | No Data | No Data | No Data | No Data | 30.861 | 42.0587 | No Data | No Data | -39.6 | -68.9139 | 45.955 | 46.0652 | 56.8 | 68.2281
2019-07-08 19:30 | No Data | No Data | No Data | No Data | 48.542 | 53.3365 | No Data | No Data | No Data | No Data | 34.29 | 45.3758 | No Data | No Data | -30.8 | -66.7329 | 35.945 | 36.1775 | 66.3 | 76.9708
2019-07-08 20:00 | No Data | No Data | No Data | No Data | 51.9844 | 56.4875 | No Data | No Data | No Data | No Data | 46.863 | 57.4009 | No Data | No Data | -39.2 | -68.6848 | 44.59 | 44.6735 | 79.3 | 88.4155
2019-07-08 20:30 | No Data | No Data | No Data | No Data | 46.186 | 52.8501 | No Data | No Data | No Data | No Data | 43.434 | 53.9515 | No Data | No Data | -37.6 | -68.4514 | 42.77 | 42.8884 | 75.6 | 83.393
2019-07-08 21:00 | No Data | No Data | No Data | No Data | 40.1923 | 48.6911 | No Data | No Data | No Data | No Data | 42.291 | 52.3539 | No Data | No Data | -37.6 | -69.794 | 42.315 | 42.4713 | 74.8 | 81.201
2019-07-08 21:30 | No Data | No Data | No Data | No Data | 42.4506 | 51.2518 | No Data | No Data | No Data | No Data | 34.29 | 46.1325 | No Data | No Data | -33.6 | -68.4187 | 40.04 | 40.1665 | 74.3 | 81.877
2019-07-08 22:00 | No Data | No Data | No Data | No Data | 39.9847 | 50.6094 | No Data | No Data | No Data | No Data | 46.863 | 58.0685 | No Data | No Data | -40.8 | -70.9129 | 46.865 | 46.9003 | 79.2 | 86.7514
2019-07-08 22:30 | No Data | No Data | No Data | No Data | 39.9847 | 50.6094 | No Data | No Data | No Data | No Data | 53.721 | 63.7319 | No Data | No Data | -47.2 | -73.2382 | 53.69 | 53.7073 | 91.2 | 98.3073
2019-07-08 23:00 | No Data | No Data | No Data | No Data | 40.1434 | 49.7514 | No Data | No Data | No Data | No Data | 54.864 | 65.3112 | No Data | No Data | -50.4 | -74.7476 | 57.33 | 57.3372 | 97.1 | 104.491
2019-07-08 23:30 | No Data | No Data | No Data | No Data | 44.4892 | 53.3197 | No Data | No Data | No Data | No Data | 37.719 | 50.214 | No Data | No Data | -19.2 | -64.1411 | 26.39 | 26.6399 | 76.6 | 86.5543
2019-07-09 | No Data | No Data | No Data | No Data | 40.9613 | 48.241 | No Data | No Data | No Data | No Data | 53.721 | 64.354 | No Data | No Data | -38 | -69.0055 | 45.955 | 45.991 | 92.2 | 99.4217
2019-07-09 00:30 | No Data | No Data | No Data | No Data | 37.2625 | 46.093 | No Data | No Data | No Data | No Data | 58.293 | 68.2171 | No Data | No Data | -41.2 | -70.8181 | 48.23 | 48.2643 | 93 | 98.9517
2019-07-09 01:00 | No Data | No Data | No Data | No Data | 29.6818 | 41.3342 | No Data | No Data | No Data | No Data | 65.151 | 74.163 | No Data | No Data | -45.6 | -73.1519 | 51.87 | 51.9199 | 93.1 | 97.3353
2019-07-09 01:30 | No Data | No Data | No Data | No Data | 29.4255 | 42.3891 | No Data | No Data | No Data | No Data | 66.294 | 75.7146 | No Data | No Data | -49.6 | -74.5085 | 56.42 | 56.4365 | 97.8 | 103.1537
2019-07-09 02:00 | No Data | No Data | No Data | No Data | 27.3747 | 40.9921 | No Data | No Data | No Data | No Data | 69.723 | 78.7344 | No Data | No Data | -51.2 | -75.8778 | 57.33 | 57.3462 | 96.3 | 99.3745
2019-07-09 02:30 | No Data | No Data | No Data | No Data | 20.4532 | 36.733 | No Data | No Data | No Data | No Data | 72.009 | 80.7657 | No Data | No Data | -55.6 | -78.6303 | 60.515 | 60.5424 | 96.3 | 100.6297
2019-07-09 03:00 | No Data | No Data | No Data | No Data | 18.8663 | 35.8736 | No Data | No Data | No Data | No Data | 72.009 | 80.7657 | No Data | No Data | -51.2 | -75.8778 | 55.965 | 56.0112 | 99.9 | 103.9963
2019-07-09 03:30 | No Data | No Data | No Data | No Data | 15.4726 | 34.2108 | No Data | No Data | No Data | No Data | 82.296 | 91.0104 | No Data | No Data | -60.4 | -80.7535 | 66.885 | 66.9098 | 98.3 | 103.1326
2019-07-09 04:00 | No Data | No Data | No Data | No Data | 15.9854 | 34.4458 | No Data | No Data | No Data | No Data | 78.867 | 87.4227 | No Data | No Data | -53.6 | -76.9415 | 58.695 | 58.7585 | 100.1 | 104.9393
2019-07-09 04:30 | No Data | No Data | No Data | No Data | 22.089 | 37.6683 | No Data | No Data | No Data | No Data | 76.581 | 85.8773 | No Data | No Data | -50 | -74.1825 | 55.965 | 56.0112 | 95.8 | 101.0667
2019-07-09 05:00 | No Data | No Data | No Data | No Data | 22.0401 | 37.6397 | No Data | No Data | No Data | No Data | 59.436 | 69.7886 | No Data | No Data | -42.8 | -71.44 | 48.23 | 48.335 | 79.3 | 84.8204
2019-07-09 05:30 | No Data | No Data | No Data | No Data | 20.148 | 36.5639 | No Data | No Data | No Data | No Data | 52.578 | 64.0488 | No Data | No Data | -38 | -69.6747 | 43.225 | 43.4638 | 75.7 | 82.0308
2019-07-09 06:00 | No Data | No Data | No Data | No Data | 25.1652 | 39.5508 | No Data | No Data | No Data | No Data | 48.006 | 59.6664 | No Data | No Data | -34.8 | -68.3263 | 40.95 | 41.1542 | 75.3 | 81.9747
2019-07-09 06:30 | No Data | No Data | No Data | No Data | 34.8577 | 42.3517 | No Data | No Data | No Data | No Data | 48.006 | 58.9947 | No Data | No Data | -31.6 | -66.0497 | 38.675 | 38.8059 | 78.5 | 86.7203
2019-07-09 07:00 | No Data | No Data | No Data | No Data | 40.4974 | 47.1026 | No Data | No Data | No Data | No Data | 40.005 | 54.2052 | No Data | No Data | -27.6 | -61.001 | 33.215 | 33.243 | 75.8 | 89.4002
2019-07-09 07:30 | No Data | No Data | No Data | No Data | 37.8363 | 42.6334 | No Data | No Data | No Data | No Data | 25.146 | 42.5221 | No Data | No Data | -26.4 | -60.1079 | 32.305 | 32.3338 | 68.5 | 85.4876
2019-07-09 08:00 | No Data | No Data | No Data | No Data | 39.5209 | 42.5223 | No Data | No Data | No Data | No Data | 17.145 | 36.3071 | No Data | No Data | -30.4 | -61.969 | 32.305 | 32.305 | 44.2 | 60.9036
2019-07-09 08:30 | No Data | No Data | No Data | No Data | 39.3744 | 42.3862 | No Data | No Data | No Data | No Data | 8.001 | 31.8813 | No Data | No Data | -27.6 | -61.358 | 10.01 | 10.1741 | 41.8 | 59.6112
2019-07-09 09:00 | No Data | No Data | No Data | No Data | 34.1375 | 37.3603 | No Data | No Data | No Data | No Data | -14.859 | -28.23 | No Data | No Data | -22.8 | -62.6929 | -21.84 | -24.2178 | 3.2 | 24.6941
2019-07-09 09:30 | No Data | No Data | No Data | No Data | 31.9402 | 36.4373 | No Data | No Data | No Data | No Data | -37.719 | -41.9187 | No Data | No Data | 0.8 | 61.6052 | -49.14 | -51.5176 | -30.5 | -36.0555
2019-07-09 10:00 | No Data | No Data | No Data | No Data | 24.2985 | 31.0495 | No Data | No Data | No Data | No Data | -40.005 | -43.5241 | No Data | No Data | -12.8 | -60.959 | -46.41 | -49.3691 | -35.5 | -38.578
2019-07-09 10:30 | No Data | No Data | No Data | No Data | 24.0909 | 30.8873 | No Data | No Data | No Data | No Data | -20.574 | -29.9152 | No Data | No Data | -44.4 | -68.987 | -25.025 | -28.0813 | -22.5 | -29.8397
2019-07-09 11:00 | No Data | No Data | No Data | No Data | 26.3004 | 37.786 | No Data | No Data | No Data | No Data | -41.148 | -44.577 | No Data | No Data | -27.6 | -61.7414 | -46.41 | -49.0662 | -51.2 | -53.2685
2019-07-09 11:30 | No Data | No Data | No Data | No Data | 20.3433 | 32.5688 | No Data | No Data | No Data | No Data | -62.865 | -63.7011 | No Data | No Data | -14.8 | -56.7634 | -75.53 | -79.4493 | -86.8 | -86.8254
2019-07-09 12:00 | No Data | No Data | No Data | No Data | 19.6353 | 32.1313 | No Data | No Data | No Data | No Data | -42.291 | -44.8254 | No Data | No Data | -49.2 | -67.3546 | -51.87 | -55.7649 | -68.1 | -68.3816
2019-07-09 12:30 | No Data | No Data | No Data | No Data | 14.2519 | 29.1546 | No Data | No Data | No Data | No Data | -72.009 | -72.2354 | No Data | No Data | 6.8 | 53.9348 | -105.105 | -110.7904 | -84.3 | -84.3048
2019-07-09 13:00 | No Data | No Data | No Data | No Data | 8.4047 | 26.7864 | No Data | No Data | No Data | No Data | -69.723 | -70.1806 | No Data | No Data | 5.2 | 54.648 | -104.195 | -109.6408 | -90.6 | -90.6045
2019-07-09 13:30 | No Data | No Data | No Data | No Data | 10.5043 | 27.5175 | No Data | No Data | No Data | No Data | -50.292 | -52.1288 | No Data | No Data | -11.6 | -51.7177 | -91 | -95.8269 | -68.1 | -68.3465
2019-07-09 14:00 | No Data | No Data | No Data | No Data | 9.5766 | 28.7251 | No Data | No Data | No Data | No Data | -57.15 | -58.7729 | No Data | No Data | -19.2 | -51.3264 | -85.54 | -89.3852 | -82.9 | -83.1784
2019-07-09 14:30 | No Data | No Data | No Data | No Data | 15.2163 | 31.0637 | No Data | No Data | No Data | No Data | -53.721 | -55.4443 | No Data | No Data | -28.4 | -55.0854 | -80.535 | -84.4696 | -86.3 | -86.8705
2019-07-09 15:00 | No Data | No Data | No Data | No Data | 20.0381 | 33.689 | No Data | No Data | No Data | No Data | -54.864 | -56.2862 | No Data | No Data | -11.6 | -51.328 | -100.1 | -105.7569 | -71.3 | -73.0782
2019-07-09 15:30 | No Data | No Data | No Data | No Data | 32.5017 | 42.3058 | No Data | No Data | No Data | No Data | -56.007 | -57.1614 | No Data | No Data | -22.4 | -51.8845 | -87.36 | -92.0855 | -82.1 | -83.4109
2019-07-09 16:00 | No Data | No Data | No Data | No Data | 33.8811 | 43.3745 | No Data | No Data | No Data | No Data | -35.433 | -39.8742 | No Data | No Data | -19.6 | -54.8234 | -74.62 | -78.2812 | -52.2 | -53.584
2019-07-09 16:30 | No Data | No Data | No Data | No Data | 39.3133 | 45.0521 | No Data | No Data | No Data | No Data | -14.859 | -28.23 | No Data | No Data | -13.2 | -59.0931 | -40.495 | -42.5905 | -13.8 | -28.381
2019-07-09 17:00 | No Data | No Data | No Data | No Data | 48.542 | 53.2962 | No Data | No Data | No Data | No Data | 9.144 | 30.0024 | No Data | No Data | -6 | -59.1919 | -4.55 | -6.7641 | 25.7 | 44.7715
2019-07-09 17:30 | No Data | No Data | No Data | No Data | 49.8238 | 53.5175 | No Data | No Data | No Data | No Data | 24.003 | 40.005 | No Data | No Data | -18 | -66.4831 | 20.475 | 20.796 | 30.7 | 57.4843
2019-07-09 18:00 | No Data | No Data | No Data | No Data | 45.9785 | 48.9948 | No Data | No Data | No Data | No Data | 32.004 | 46.0758 | No Data | No Data | -14 | -58.1116 | 20.02 | 20.02 | 56.9 | 77.1493
2019-07-09 18:30 | No Data | No Data | No Data | No Data | 45.9785 | 48.9948 | No Data | No Data | No Data | No Data | 36.576 | 50.214 | No Data | No Data | -20 | -59.8411 | 25.48 | 25.48 | 57.2 | 74.9192
2019-07-09 19:00 | No Data | No Data | No Data | No Data | 26.3493 | 31.3169 | No Data | No Data | No Data | No Data | 37.719 | 50.9758 | No Data | No Data | -16.4 | -59.8892 | 22.75 | 22.75 | 57.5 | 72.2215
2019-07-09 19:30 | No Data | No Data | No Data | No Data | 24.1886 | 30.7137 | No Data | No Data | No Data | No Data | 41.148 | 54.3015 | No Data | No Data | -19.6 | -60.4649 | 25.48 | 25.4962 | 58.1 | 70.7086
2019-07-09 20:00 | No Data | No Data | No Data | No Data | 13.2753 | 25.0013 | No Data | No Data | No Data | No Data | 28.575 | 46.4148 | No Data | No Data | 1.2 | 61.2 | 3.185 | 4.5043 | 36 | 48.9718
2019-07-09 20:30 | No Data | No Data | No Data | No Data | 8.9662 | 24.565 | No Data | No Data | No Data | No Data | 66.294 | 78.6347 | No Data | No Data | -18.8 | -60.2103 | 23.66 | 23.66 | 53.3 | 65.6921
2019-07-09 21:00 | No Data | No Data | No Data | No Data | 5.1209 | 23.4365 | No Data | No Data | No Data | No Data | 70.866 | 82.5259 | No Data | No Data | -17.2 | -60.8802 | 22.75 | 22.75 | 54.8 | 66.8003
2019-07-09 21:30 | No Data | No Data | No Data | No Data | 3.534 | 19.7586 | No Data | No Data | No Data | No Data | 61.722 | 74.1806 | No Data | No Data | -11.2 | -60.6432 | 16.38 | 16.4368 | 52.1 | 63.0449
2019-07-09 22:00 | No Data | No Data | No Data | No Data | -1.593 | -17.6079 | No Data | No Data | No Data | No Data | 73.152 | 84.497 | No Data | No Data | -13.6 | -60.7421 | 19.565 | 19.5862 | 52.4 | 63.014
2019-07-09 22:30 | No Data | No Data | No Data | No Data | 3.888 | 17.6637 | No Data | No Data | No Data | No Data | 72.009 | 83.5094 | No Data | No Data | -12 | -60.404 | 18.2 | 18.2057 | 55.3 | 65.9855
2019-07-09 23:00 | No Data | No Data | No Data | No Data | 5.3285 | 14.8844 | No Data | No Data | No Data | No Data | 76.581 | 88.0407 | No Data | No Data | -13.2 | -61.0442 | 19.565 | 19.565 | 61.4 | 68.408
2019-07-09 23:30 | No Data | No Data | No Data | No Data | 18.2437 | 24.3692 | No Data | No Data | No Data | No Data | 82.296 | 94.1432 | No Data | No Data | -11.2 | -58.6788 | 19.11 | 19.1317 | 70.1 | 83.7903
2019-07-10 | No Data | No Data | No Data | No Data | 7.5868 | 16.383 | No Data | No Data | No Data | No Data | 92.583 | 103.7678 | No Data | No Data | -19.2 | -60.3364 | 25.935 | 25.9988 | 72.2 | 84.1887
2019-07-10 00:30 | No Data | No Data | No Data | No Data | 0.86061 | 14.546 | No Data | No Data | No Data | No Data | 86.868 | 97.6379 | No Data | No Data | -7.2 | -60.4305 | 12.74 | 12.7481 | 58.1 | 70.4248
2019-07-10 01:00 | No Data | No Data | No Data | No Data | -7.538 | -18.1052 | No Data | No Data | No Data | No Data | 97.155 | 106.8934 | No Data | No Data | -6 | -58.3095 | 11.375 | 11.5197 | 62 | 75.738
2019-07-10 01:30 | No Data | No Data | No Data | No Data | -5.2308 | -15.6753 | No Data | No Data | No Data | No Data | 92.583 | 102.7556 | No Data | No Data | -9.6 | -58.3945 | 15.47 | 15.5301 | 66.6 | 78.2609
2019-07-10 02:00 | No Data | No Data | No Data | No Data | -17.3892 | -21.5773 | No Data | No Data | No Data | No Data | 60.579 | 73.2323 | No Data | No Data | 28 | 70.5907 | -23.205 | -23.8387 | 22.5 | 38.143
2019-07-10 02:30 | No Data | No Data | No Data | No Data | -19.44 | -22.2254 | No Data | No Data | No Data | No Data | 73.152 | 85.0748 | No Data | No Data | 24 | 67.9776 | -18.2 | -18.8756 | 24.9 | 47.6274
2019-07-10 03:00 | No Data | No Data | No Data | No Data | -19.2325 | -25.252 | No Data | No Data | No Data | No Data | 61.722 | 73.5527 | No Data | No Data | 42.4 | 77.439 | -36.855 | -37.754 | 5.4 | 31.3683
2019-07-10 03:30 | No Data | No Data | No Data | No Data | -22.565 | -25.9785 | No Data | No Data | No Data | No Data | 50.292 | 63.5574 | No Data | No Data | 46 | 81.4361 | -42.77 | -44.2568 | -0.4 | -31.5025
2019-07-10 04:00 | No Data | No Data | No Data | No Data | -34.1497 | -35.4441 | No Data | No Data | No Data | No Data | 46.863 | 59.447 | No Data | No Data | 44.8 | 80.4318 | -40.495 | -42.1876 | -0.7 | -27.209
2019-07-10 04:30 | No Data | No Data | No Data | No Data | -33.0755 | -34.3405 | No Data | No Data | No Data | No Data | 44.577 | 58.3938 | No Data | No Data | 50 | 83.7606 | -45.045 | -46.6902 | -5 | -30.3506
2019-07-10 05:00 | No Data | No Data | No Data | No Data | -36.7132 | -37.8568 | No Data | No Data | No Data | No Data | 36.576 | 52.5407 | No Data | No Data | 57.6 | 89.1166 | -53.69 | -55.6292 | -13.1 | -33.3781
2019-07-10 05:30 | No Data | No Data | No Data | No Data | -36.4569 | -36.8097 | No Data | No Data | No Data | No Data | 27.432 | 44.8108 | No Data | No Data | 64.8 | 94.8034 | -58.695 | -60.817 | -15.5 | -27.5697
2019-07-10 06:00 | No Data | No Data | No Data | No Data | -34.3084 | -34.6831 | No Data | No Data | No Data | No Data | 27.432 | 45.72 | No Data | No Data | 56.8 | 88.295 | -50.505 | -52.5619 | -5.1 | -22.5834
2019-07-10 06:30 | No Data | No Data | No Data | No Data | -24.3107 | -24.4513 | No Data | No Data | No Data | No Data | 59.436 | 72.2897 | No Data | No Data | 12 | 63.1506 | -6.37 | -8.101 | 33 | 47.3097
2019-07-10 07:00 | No Data | No Data | No Data | No Data | -24.5182 | -24.532 | No Data | No Data | No Data | No Data | 40.005 | 56.5756 | No Data | No Data | 36.8 | 73.1333 | -30.94 | -31.7849 | 12.5 | 36.225
2019-07-10 07:30 | No Data | No Data | No Data | No Data | -38.7152 | -38.9211 | No Data | No Data | No Data | No Data | 45.72 | 62.2804 | No Data | No Data | 34 | 71.4132 | -26.39 | -27.2583 | 7.8 | 37.8132
2019-07-10 08:00 | No Data | No Data | No Data | No Data | -36.408 | -36.4339 | No Data | No Data | No Data | No Data | 45.72 | 60.7513 | No Data | No Data | 21.6 | 64.8999 | -19.565 | -20.7212 | 12.9 | 37.7712
2019-07-10 08:30 | No Data | No Data | No Data | No Data | -43.7446 | -43.8784 | No Data | No Data | No Data | No Data | 22.86 | 44.1056 | No Data | No Data | 6.4 | 59.5449 | -43.225 | -44.4738 | -26 | -37.8451
2019-07-10 09:00 | No Data | No Data | No Data | No Data | -51.8379 | -52.166 | No Data | No Data | No Data | No Data | 3.429 | 33.3239 | No Data | No Data | -14.4 | -53.5716 | -67.34 | -70.384 | -73.8 | -75.2439
2019-07-10 09:30 | No Data | No Data | No Data | No Data | -59.4797 | -60.0286 | No Data | No Data | No Data | No Data | -18.288 | -32.9692 | No Data | No Data | -6.4 | -49.2715 | -97.37 | -102.1675 | -112.9 | -113.0756
2019-07-10 10:00 | No Data | No Data | No Data | No Data | -66.6087 | -67.3924 | No Data | No Data | No Data | No Data | -13.716 | -31.8403 | No Data | No Data | -9.6 | -47.3827 | -100.1 | -105.0449 | -119.2 | -119.2514
2019-07-10 10:30 | No Data | No Data | No Data | No Data | -68.4031 | -69.0924 | No Data | No Data | No Data | No Data | 8.001 | 32.989 | No Data | No Data | -34 | -55.9228 | -77.35 | -81.5821 | -95 | -95.3197
2019-07-10 11:00 | No Data | No Data | No Data | No Data | -69.221 | -69.9023 | No Data | No Data | No Data | No Data | 19.431 | 42.4298 | No Data | No Data | -43.2 | -58.6038 | -65.52 | -67.6483 | -84.1 | -84.7284
2019-07-10 11:30 | No Data | No Data | No Data | No Data | -70.454 | -71.2784 | No Data | No Data | No Data | No Data | -6.858 | -34.9691 | No Data | No Data | -15.2 | -42.417 | -89.635 | -91.3746 | -110.3 | -110.3877
2019-07-10 12:00 | No Data | No Data | No Data | No Data | -70.1366 | -70.9647 | No Data | No Data | No Data | No Data | -24.003 | -40.9251 | No Data | No Data | 5.2 | 42.7177 | -109.655 | -112.0834 | -127.9 | -127.9066
2019-07-10 12:30 | No Data | No Data | No Data | No Data | -69.4774 | -70.2909 | No Data | No Data | No Data | No Data | -14.859 | -36.3251 | No Data | No Data | -8 | -41.5769 | -96.46 | -98.5156 | -113.9 | -114.0186
2019-07-10 13:00 | No Data | No Data | No Data | No Data | -73.8354 | -75.2756 | No Data | No Data | No Data | No Data | -33.147 | -44.5183 | No Data | No Data | 16.8 | 45.9791 | -117.845 | -120.5681 | -136.1 | -136.1147
2019-07-10 13:30 | No Data | No Data | No Data | No Data | -72.0409 | -73.3485 | No Data | No Data | No Data | No Data | -35.433 | -46.2456 | No Data | No Data | 14.4 | 43.644 | -120.575 | -123.4292 | -148.3 | -148.3487
2019-07-10 14:00 | No Data | No Data | No Data | No Data | -75.1659 | -76.7125 | No Data | No Data | No Data | No Data | -38.862 | -47.5686 | No Data | No Data | 14.4 | 43.644 | -121.03 | -123.7776 | -143.1 | -143.1201
2019-07-10 14:30 | No Data | No Data | No Data | No Data | -69.9901 | -71.4361 | No Data | No Data | No Data | No Data | -6.858 | -34.9691 | No Data | No Data | -14 | -41.625 | -97.37 | -99.7893 | -103 | -103.5964
2019-07-10 15:00 | No Data | No Data | No Data | No Data | -58.6007 | -59.1713 | No Data | No Data | No Data | No Data | 0 | 35.5067 | No Data | No Data | -16.8 | -42.6483 | -95.095 | -97.6736 | -99.7 | -100.0702
2019-07-10 15:30 | No Data | No Data | No Data | No Data | -46.2959 | -46.4083 | No Data | No Data | No Data | No Data | 5.715 | 35.8909 | No Data | No Data | -4 | -40.9956 | -105.56 | -108.4858 | -95.4 | -96.0436
2019-07-10 16:00 | No Data | No Data | No Data | No Data | -43.2319 | -43.3202 | No Data | No Data | No Data | No Data | 22.86 | 45.087 | No Data | No Data | -9.2 | -46.911 | -74.62 | -75.6245 | -79 | -81.6165
2019-07-10 16:30 | No Data | No Data | No Data | No Data | -35.3826 | -35.8037 | No Data | No Data | No Data | No Data | 54.864 | 70.6906 | No Data | No Data | 2 | 52.4382 | -42.77 | -42.9656 | -31.2 | -43.007
2019-07-10 17:00 | No Data | No Data | No Data | No Data | -26.7643 | -26.8549 | No Data | No Data | No Data | No Data | 77.724 | 91.3542 | No Data | No Data | 8 | 60.1345 | -16.835 | -18.1658 | 8.6 | 43.9496
2019-07-10 17:30 | No Data | No Data | No Data | No Data | -28.5588 | -28.6354 | No Data | No Data | No Data | No Data | 58.293 | 75.5159 | No Data | No Data | 39.6 | 75.2606 | -35.945 | -36.1288 | -16.5 | -48.3054
2019-07-10 18:00 | No Data | No Data | No Data | No Data | -26.6178 | -26.6926 | No Data | No Data | No Data | No Data | 46.863 | 65.4711 | No Data | No Data | 54 | 79.2465 | -46.41 | -46.4301 | -22.5 | -45.6327
2019-07-10 18:30 | No Data | No Data | No Data | No Data | -28.7663 | -28.7663 | No Data | No Data | No Data | No Data | 48.006 | 67.8907 | No Data | No Data | 64 | 88.8288 | -58.695 | -59.3282 | -33.5 | -48.8836
2019-07-10 19:00 | No Data | No Data | No Data | No Data | -27.1305 | -27.4253 | No Data | No Data | No Data | No Data | 28.575 | 51.0782 | No Data | No Data | 69.2 | 93.717 | -62.79 | -63.5129 | -38.6 | -47.6274
2019-07-10 19:30 | No Data | No Data | No Data | No Data | -6.5736 | -17.9638 | No Data | No Data | No Data | No Data | 16.002 | 40.973 | No Data | No Data | 82.8 | 104.4069 | -75.075 | -76.1483 | -52.8 | -58.5485
2019-07-10 20:00 | No Data | No Data | No Data | No Data | -14.8745 | -22.3407 | No Data | No Data | No Data | No Data | 70.866 | 89.6217 | No Data | No Data | 35.6 | 69.7665 | -29.575 | -29.6624 | -2.9 | -31.6332
2019-07-10 20:30 | No Data | No Data | No Data | No Data | -25.3849 | -28.5566 | No Data | No Data | No Data | No Data | 43.434 | 61.4249 | No Data | No Data | 41.6 | 74 | -35.945 | -36.2318 | -5.1 | -31.5154
2019-07-10 21:00 | No Data | No Data | No Data | No Data | -21.442 | -25.1996 | No Data | No Data | No Data | No Data | 35.433 | 55.1727 | No Data | No Data | 41.6 | 74 | -35.035 | -35.3292 | -4 | -29.9682
2019-07-10 21:30 | No Data | No Data | No Data | No Data | -15.2285 | -20.4125 | No Data | No Data | No Data | No Data | 20.574 | 46.0049 | No Data | No Data | 52 | 81.5343 | -45.5 | -45.8829 | -11.7 | -28.4201
2019-07-10 22:00 | No Data | No Data | No Data | No Data | -35.8953 | -35.938 | No Data | No Data | No Data | No Data | 21.717 | 45.5195 | No Data | No Data | 56.8 | 83.7902 | -50.05 | -50.2564 | -19.2 | -27.1529
2019-07-10 22:30 | No Data | No Data | No Data | No Data | -34.052 | -34.052 | No Data | No Data | No Data | No Data | -2.286 | -35.5067 | No Data | No Data | 81.6 | 103.2124 | -74.165 | -75.0322 | -37.4 | -40.005
2019-07-10 23:00 | No Data | No Data | No Data | No Data | -28.2048 | -28.2824 | No Data | No Data | No Data | No Data | -5.715 | -35.8909 | No Data | No Data | 79.6 | 101.6386 | -69.615 | -70.331 | -30.7 | -33.825
2019-07-10 23:30 | No Data | No Data | No Data | No Data | -18.5122 | -18.6372 | No Data | No Data | No Data | No Data | 1.143 | 37.7363 | No Data | No Data | 74.8 | 96.8999 | -66.885 | -67.3308 | -16.6 | -30.1761
2019-07-11 | No Data | No Data | No Data | No Data | -19.7452 | -19.7452 | No Data | No Data | No Data | No Data | 2.286 | 36.576 | No Data | No Data | 78 | 100.1391 | -70.525 | -71.1693 | -24.1 | -29.5503
2019-07-11 00:30 | No Data | No Data | No Data | No Data | -28.2536 | -28.3615 | No Data | No Data | No Data | No Data | 2.286 | 37.7882 | No Data | No Data | 82.8 | 104.1637 | -74.62 | -75.3503 | -31.6 | -37.0799
2019-07-11 01:00 | No Data | No Data | No Data | No Data | -34.1985 | -34.2913 | No Data | No Data | No Data | No Data | 17.145 | 42.4759 | No Data | No Data | 86 | 106.9624 | -75.53 | -76.2515 | -28.3 | -34.4246
2019-07-11 01:30 | No Data | No Data | No Data | No Data | -32.0989 | -32.0989 | No Data | No Data | No Data | No Data | 10.287 | 39.0966 | No Data | No Data | 82 | 103.7736 | -73.255 | -73.9987 | -26 | -30.3725
2019-07-11 02:00 | No Data | No Data | No Data | No Data | -29.4377 | -29.4869 | No Data | No Data | No Data | No Data | 35.433 | 55.1727 | No Data | No Data | 53.2 | 81.696 | -46.41 | -46.5903 | -3.8 | -22.0302
2019-07-11 02:30 | No Data | No Data | No Data | No Data | -31.7449 | -31.8255 | No Data | No Data | No Data | No Data | 44.577 | 59.8958 | No Data | No Data | 44 | 79.6553 | -39.13 | -39.9779 | 2.5 | 24.9257
2019-07-11 03:00 | No Data | No Data | No Data | No Data | -31.9524 | -32.2557 | No Data | No Data | No Data | No Data | 21.717 | 41.5587 | No Data | No Data | 63.6 | 92.5246 | -59.15 | -60.6039 | -18.8 | -29.2438
2019-07-11 03:30 | No Data | No Data | No Data | No Data | -31.8914 | -32.3274 | No Data | No Data | No Data | No Data | 6.858 | 34.9691 | No Data | No Data | 68 | 95.8841 | -62.79 | -64.2566 | -23.8 | -31.4116
2019-07-11 04:00 | No Data | No Data | No Data | No Data | -31.8914 | -31.9987 | No Data | No Data | No Data | No Data | 0 | 32.004 | No Data | No Data | 69.6 | 96.4697 | -64.155 | -65.7865 | -25.6 | -31.1801
2019-07-11 04:30 | No Data | No Data | No Data | No Data | -32.3552 | -32.5779 | No Data | No Data | No Data | No Data | 3.429 | 32.1872 | No Data | No Data | 72 | 98.4878 | -66.885 | -68.6507 | -27.9 | -33.0409
2019-07-11 05:00 | No Data | No Data | No Data | No Data | -36.8719 | -36.9727 | No Data | No Data | No Data | No Data | 4.572 | 32.3289 | No Data | No Data | 76.8 | 102.0494 | -70.98 | -72.7445 | -31.1 | -36.6019
2019-07-11 05:30 | No Data | No Data | No Data | No Data | -28.6198 | -28.8844 | No Data | No Data | No Data | No Data | 5.715 | 33.6361 | No Data | No Data | 73.2 | 99.0983 | -68.25 | -69.8821 | -26.3 | -33.3458
2019-07-11 06:00 | No Data | No Data | No Data | No Data | -32.3552 | -32.3828 | No Data | No Data | No Data | No Data | -6.858 | -31.6138 | No Data | No Data | 81.6 | 105.4552 | -74.165 | -75.8555 | -28.1 | -33.6982
2019-07-11 06:30 | No Data | No Data | No Data | No Data | -26.3615 | -26.4289 | No Data | No Data | No Data | No Data | -8.001 | -34.099 | No Data | No Data | 78.8 | 103.0456 | -70.98 | -72.6463 | -41.8 | -47.71
2019-07-11 07:00 | No Data | No Data | No Data | No Data | -12.1523 | -12.1523 | No Data | No Data | No Data | No Data | 41.148 | 58.1921 | No Data | No Data | 17.2 | 59.7301 | -10.92 | -10.9579 | 29.1 | 48.7403
2019-07-11 07:30 | No Data | No Data | No Data | No Data | -17.2305 | -17.3181 | No Data | No Data | No Data | No Data | 46.863 | 63.1242 | No Data | No Data | 9.2 | 56.356 | -4.095 | -4.3165 | 31.5 | 51.6242
2019-07-11 08:00 | No Data | No Data | No Data | No Data | -17.2305 | -17.8908 | No Data | No Data | No Data | No Data | 34.29 | 53.5627 | No Data | No Data | 2 | 53.2736 | -0.91 | -2.0348 | 22.5 | 51.5675
2019-07-11 08:30 | No Data | No Data | No Data | No Data | -14.2031 | -15.0981 | No Data | No Data | No Data | No Data | 6.858 | 35.8909 | No Data | No Data | 7.2 | 58.4452 | -34.125 | -34.6338 | -14.3 | -25.3239
2019-07-11 09:00 | No Data | No Data | No Data | No Data | -18.2071 | -19.0878 | No Data | No Data | No Data | No Data | -32.004 | -41.417 | No Data | No Data | 17.6 | 59.0823 | -83.72 | -85.7732 | -75.2 | -75.7486
2019-07-11 09:30 | No Data | No Data | No Data | No Data | -23.5416 | -24.5956 | No Data | No Data | No Data | No Data | -28.575 | -39.6112 | No Data | No Data | -6 | -48.3735 | -89.18 | -92.036 | -94.4 | -94.4649
2019-07-11 10:00 | No Data | No Data | No Data | No Data | -33.283 | -34.6333 | No Data | No Data | No Data | No Data | -19.431 | -34.5557 | No Data | No Data | -8.8 | -50.7685 | -72.345 | -73.9805 | -97.3 | -97.3025
2019-07-11 10:30 | No Data | No Data | No Data | No Data | -29.0715 | -29.9054 | No Data | No Data | No Data | No Data | -17.145 | -34.29 | No Data | No Data | -21.2 | -49.9247 | -88.725 | -92.1866 | -97.4 | -97.4025
2019-07-11 11:00 | No Data | No Data | No Data | No Data | -35.9442 | -36.6938 | No Data | No Data | No Data | No Data | -45.72 | -51.1165 | No Data | No Data | 10.4 | 50.6786 | -104.195 | -108.0661 | -124.2 | -124.6181
2019-07-11 11:30 | No Data | No Data | No Data | No Data | -38.764 | -39.9178 | No Data | No Data | No Data | No Data | -32.004 | -41.417 | No Data | No Data | 19.2 | 57.3118 | -108.29 | -112.256 | -111.1 | -111.2361
2019-07-11 12:00 | No Data | No Data | No Data | No Data | -41.6938 | -43.1498 | No Data | No Data | No Data | No Data | -38.862 | -46.288 | No Data | No Data | 11.6 | 53.6686 | -101.01 | -110.624 | -105.8 | -106.0726
2019-07-11 12:30 | No Data | No Data | No Data | No Data | -40.1556 | -41.8359 | No Data | No Data | No Data | No Data | -43.434 | -49.6252 | No Data | No Data | 20.8 | 56.0057 | -114.66 | -119.374 | -131.3 | -132.154
2019-07-11 13:00 | No Data | No Data | No Data | No Data | -46.7109 | -48.3435 | No Data | No Data | No Data | No Data | -14.859 | -33.2257 | No Data | No Data | 38.4 | 70.2282 | -98.735 | -101.857 | -105.6 | -105.6485
2019-07-11 13:30 | No Data | No Data | No Data | No Data | -45.8442 | -46.965 | No Data | No Data | No Data | No Data | -27.432 | -40.4435 | No Data | No Data | 69.2 | 93.1794 | -111.93 | -115.3198 | -90.6 | -90.7218
2019-07-11 14:00 | No Data | No Data | No Data | No Data | -42.1454 | -42.2089 | No Data | No Data | No Data | No Data | 20.574 | 41.9654 | No Data | No Data | 20.4 | 61.1058 | -68.705 | -70.4251 | -36 | -40.5211
2019-07-11 14:30 | No Data | No Data | No Data | No Data | -44.9165 | -44.9165 | No Data | No Data | No Data | No Data | 1.143 | 35.4514 | No Data | No Data | 40 | 73.7835 | -75.075 | -77.0402 | -54.9 | -55.8395
2019-07-11 15:00 | No Data | No Data | No Data | No Data | -51.0201 | -51.0764 | No Data | No Data | No Data | No Data | 24.003 | 44.7087 | No Data | No Data | 31.2 | 69.0507 | -66.43 | -68.2075 | -51.4 | -53.3521
2019-07-11 15:30 | No Data | No Data | No Data | No Data | -44.3549 | -44.3549 | No Data | No Data | No Data | No Data | 46.863 | 61.6161 | No Data | No Data | 14.4 | 60.9262 | -41.405 | -42.5978 | -17.4 | -26.8888
2019-07-11 16:00 | No Data | No Data | No Data | No Data | -35.7977 | -35.7977 | No Data | No Data | No Data | No Data | 3.429 | 33.3239 | No Data | No Data | 28.8 | 66.9149 | -48.685 | -49.7034 | -41.7 | -44.3497
2019-07-11 16:30 | No Data | No Data | No Data | No Data | -25.2873 | -25.3445 | No Data | No Data | No Data | No Data | 14.859 | 39.479 | No Data | No Data | 6.8 | 57.2056 | -40.495 | -41.0661 | -16.6 | -25.3811
2019-07-11 17:00 | No Data | No Data | No Data | No Data | -21.6373 | -21.7081 | No Data | No Data | No Data | No Data | -2.286 | -33.2257 | No Data | No Data | 32.4 | 68.1891 | -41.86 | -42.5686 | -13.9 | -25.1835
2019-07-11 17:30 | No Data | No Data | No Data | No Data | -16.7666 | -18.1414 | No Data | No Data | No Data | No Data | -2.286 | -34.3661 | No Data | No Data | 49.6 | 85.7914 | -46.865 | -47.0436 | -21.3 | -33.6883
2019-07-11 18:00 | No Data | No Data | No Data | No Data | -12.8725 | -16.7168 | No Data | No Data | No Data | No Data | 21.717 | 42.4298 | No Data | No Data | 32 | 68.7069 | -28.665 | -28.956 | 1.3 | 31.1272
2019-07-11 18:30 | No Data | No Data | No Data | No Data | -15.1308 | -18.3365 | No Data | No Data | No Data | No Data | -16.002 | -33.7524 | No Data | No Data | 65.6 | 93.6248 | -58.24 | -59.716 | -32.4 | -37.1618
2019-07-11 19:00 | No Data | No Data | No Data | No Data | -17.6455 | -21.6918 | No Data | No Data | No Data | No Data | -21.717 | -34.9877 | No Data | No Data | 66 | 94.4762 | -59.15 | -60.8085 | -24.8 | -29.8987
2019-07-11 19:30 | No Data | No Data | No Data | No Data | -25.0309 | -27.4174 | No Data | No Data | No Data | No Data | -20.574 | -34.29 | No Data | No Data | 74.4 | 101.3351 | -65.975 | -68.089 | -33 | -34.7536
2019-07-11 20:00 | No Data | No Data | No Data | No Data | -30.7195 | -32.6933 | No Data | No Data | No Data | No Data | -16.002 | -34.8943 | No Data | No Data | 70 | 97.591 | -64.61 | -66.4362 | -42.1 | -43.4139
2019-07-11 20:30 | No Data | No Data | No Data | No Data | -32.6604 | -33.4864 | No Data | No Data | No Data | No Data | -12.573 | -33.3239 | No Data | No Data | 75.6 | 102.489 | -70.07 | -72.064 | -37.2 | -37.8715
2019-07-11 21:00 | No Data | No Data | No Data | No Data | -37.4334 | -38.1969 | No Data | No Data | No Data | No Data | 0 | 33.147 | No Data | No Data | 80.8 | 106.6433 | -72.345 | -74.5992 | -42.2 | -42.6677
2019-07-11 21:30 | No Data | No Data | No Data | No Data | -29.279 | -30.8589 | No Data | No Data | No Data | No Data | 36.576 | 53.3672 | No Data | No Data | 37.6 | 75.2649 | -30.94 | -31.8922 | 2.5 | 18.2718
2019-07-11 22:00 | No Data | No Data | No Data | No Data | -33.4295 | -35.2326 | No Data | No Data | No Data | No Data | 42.291 | 59.0501 | No Data | No Data | 27.2 | 69.1722 | -21.84 | -22.5122 | 8.2 | 21.4308
2019-07-11 22:30 | No Data | No Data | No Data | No Data | -33.283 | -33.283 | No Data | No Data | No Data | No Data | 2.286 | 36.6474 | No Data | No Data | 68.8 | 96.4531 | -60.515 | -62.2419 | -24.2 | -28.956
2019-07-11 23:00 | No Data | No Data | No Data | No Data | -25.3361 | -25.3932 | No Data | No Data | No Data | No Data | 27.432 | 48.5069 | No Data | No Data | 40 | 76.1514 | -35.035 | -35.7834 | 5.8 | 19.6743
2019-07-11 23:30 | No Data | No Data | No Data | No Data | -18.2559 | -18.4065 | No Data | No Data | No Data | No Data | 20.574 | 44.9854 | No Data | No Data | 54.8 | 84.2558 | -45.955 | -46.7611 | 3.2 | 27.0823
2019-07-12 | No Data | No Data | No Data | No Data | -19.8428 | -19.9702 | No Data | No Data | No Data | No Data | 43.434 | 60.6221 | No Data | No Data | 24.8 | 66.776 | -17.745 | -18.2114 | 28.9 | 37.8875
2019-07-12 00:30 | No Data | No Data | No Data | No Data | -29.6452 | -30.2342 | No Data | No Data | No Data | No Data | 32.004 | 51.2314 | No Data | No Data | 40.4 | 77.3832 | -34.58 | -35.7573 | 7 | 16.1914
2019-07-12 01:00 | No Data | No Data | No Data | No Data | -36.3592 | -36.8669 | No Data | No Data | No Data | No Data | 21.717 | 43.5241 | No Data | No Data | 53.6 | 86.2712 | -48.23 | -49.3523 | -10 | -16.086
2019-07-12 01:30 | No Data | No Data | No Data | No Data | -40.0458 | -40.6468 | No Data | No Data | No Data | No Data | 12.573 | 36.5224 | No Data | No Data | 80 | 106.3015 | -72.8 | -75.1522 | -34.3 | -34.9482
2019-07-12 02:00 | No Data | No Data | No Data | No Data | -44.6113 | -45.2175 | No Data | No Data | No Data | No Data | 24.003 | 43.7487 | No Data | No Data | 75.6 | 101.9506 | -69.16 | -70.9698 | -34.7 | -39.8529
2019-07-12 02:30 | No Data | No Data | No Data | No Data | -42.5605 | -42.8616 | No Data | No Data | No Data | No Data | 22.86 | 43.1322 | No Data | No Data | 72 | 99.0353 | -66.885 | -68.6507 | -35.1 | -39.865
2019-07-12 03:00 | No Data | No Data | No Data | No Data | -48.7617 | -49.3885 | No Data | No Data | No Data | No Data | 24.003 | 43.7487 | No Data | No Data | 76 | 101.7141 | -70.525 | -72.4022 | -31.1 | -36.1354
2019-07-12 03:30 | No Data | No Data | No Data | No Data | -48.4566 | -49.0469 | No Data | No Data | No Data | No Data | 14.859 | 38.4225 | No Data | No Data | 78.4 | 104.0438 | -72.345 | -74.3824 | -33.2 | -36.7251
2019-07-12 04:00 | No Data | No Data | No Data | No Data | -50.3487 | -50.828 | No Data | No Data | No Data | No Data | 17.145 | 40.4112 | No Data | No Data | 79.6 | 103.4029 | -74.165 | -75.8555 | -36.4 | -39.8422
2019-07-12 04:30 | No Data | No Data | No Data | No Data | -50.5562 | -50.9724 | No Data | No Data | No Data | No Data | 29.718 | 48.9225 | No Data | No Data | 74.4 | 99.7212 | -70.07 | -71.3016 | -31.2 | -41.9218
2019-07-12 05:00 | No Data | No Data | No Data | No Data | -50.5074 | -51.1127 | No Data | No Data | No Data | No Data | 28.575 | 47.3208 | No Data | No Data | 76.4 | 101.485 | -71.89 | -73.6327 | -33.6 | -41.8207
2019-07-12 05:30 | No Data | No Data | No Data | No Data | -46.6133 | -47.0104 | No Data | No Data | No Data | No Data | 21.717 | 42.5374 | No Data | No Data | 80.8 | 105.0927 | -73.71 | -75.6081 | -33.9 | -40.9099
2019-07-12 06:00 | No Data | No Data | No Data | No Data | -47.0161 | -47.9621 | No Data | No Data | No Data | No Data | 21.717 | 42.5374 | No Data | No Data | 80.8 | 104.8374 | -75.075 | -76.9394 | -32.6 | -39.7819
2019-07-12 06:30 | No Data | No Data | No Data | No Data | -56.0983 | -58.505 | No Data | No Data | No Data | No Data | 19.431 | 41.417 | No Data | No Data | 81.2 | 104.8923 | -74.165 | -76.0517 | -37.9 | -47.1212
2019-07-12 07:00 | No Data | No Data | No Data | No Data | -37.2747 | -37.3314 | No Data | No Data | No Data | No Data | 57.15 | 71.7819 | No Data | No Data | 36 | 69.9714 | -30.03 | -30.1984 | 10.4 | 39.2046
2019-07-12 07:30 | No Data | No Data | No Data | No Data | -32.9778 | -32.989 | No Data | No Data | No Data | No Data | 61.722 | 76.1362 | No Data | No Data | 18 | 61.111 | -14.105 | -14.1343 | 21 | 44.6471
2019-07-12 08:00 | No Data | No Data | No Data | No Data | -34.5159 | -34.534 | No Data | No Data | No Data | No Data | 56.007 | 70.1806 | No Data | No Data | 0.8 | 54.4132 | 1.365 | 1.365 | 10.4 | 36.8961
2019-07-12 08:30 | No Data | No Data | No Data | No Data | -31.5862 | -31.6059 | No Data | No Data | No Data | No Data | 40.005 | 56.5756 | No Data | No Data | 3.2 | 63.281 | -12.285 | -12.4939 | 8.4 | 38.3317
2019-07-12 09:00 | No Data | No Data | No Data | No Data | -37.3358 | -37.3449 | No Data | No Data | No Data | No Data | -12.573 | -33.3239 | No Data | No Data | 20 | 61.3514 | -69.16 | -70.4942 | -51 | -55.9464
2019-07-12 09:30 | No Data | No Data | No Data | No Data | -33.7957 | -33.8932 | No Data | No Data | No Data | No Data | -10.287 | -32.5303 | No Data | No Data | -1.6 | -56.0229 | -64.61 | -66.4362 | -60 | -63.5359
2019-07-12 10:00 | No Data | No Data | No Data | No Data | -41.3275 | -41.3275 | No Data | No Data | No Data | No Data | -17.145 | -33.3239 | No Data | No Data | -13.6 | -47.9683 | -91.91 | -96.0093 | -75.3 | -77.0866
2019-07-12 10:30 | No Data | No Data | No Data | No Data | -43.7934 | -43.8494 | No Data | No Data | No Data | No Data | -24.003 | -34.763 | No Data | No Data | 0.8 | 47.6823 | -109.2 | -114.0081 | -90.6 | -91.302
2019-07-12 11:00 | No Data | No Data | No Data | No Data | -39.4354 | -39.4942 | No Data | No Data | No Data | No Data | -22.86 | -35.7085 | No Data | No Data | 0.8 | 53.206 | -75.985 | -78.4634 | -70.9 | -72.5321
2019-07-12 11:30 | No Data | No Data | No Data | No Data | -41.5351 | -41.5741 | No Data | No Data | No Data | No Data | -26.289 | -36.379 | No Data | No Data | 16.8 | 58.4657 | -91 | -94.4999 | -69.7 | -70.4424
2019-07-12 12:00 | No Data | No Data | No Data | No Data | -44.8676 | -44.9078 | No Data | No Data | No Data | No Data | -4.572 | -32.3289 | No Data | No Data | 16.4 | 62.5869 | -63.245 | -65.1095 | -54.3 | -57.3973
2019-07-12 12:30 | No Data | No Data | No Data | No Data | -39.7894 | -39.8451 | No Data | No Data | No Data | No Data | -19.431 | -34.5557 | No Data | No Data | 4.8 | 58.5969 | -67.34 | -69.7561 | -77.2 | -77.9797
2019-07-12 13:00 | No Data | No Data | No Data | No Data | -46.3569 | -46.4092 | No Data | No Data | No Data | No Data | -30.861 | -38.2008 | No Data | No Data | -12.4 | -51.5147 | -66.885 | -68.9712 | -91.1 | -91.1878
2019-07-12 13:30 | No Data | No Data | No Data | No Data | -42.768 | -42.768 | No Data | No Data | No Data | No Data | -25.146 | -34.763 | No Data | No Data | -10.4 | -51.4618 | -86.905 | -90.9568 | -83.3 | -83.8514
2019-07-12 14:00 | No Data | No Data | No Data | No Data | -46.0395 | -46.1835 | No Data | No Data | No Data | No Data | -13.716 | -29.652 | No Data | No Data | -6 | -53.1398 | -84.175 | -87.315 | -80.9 | -81.3558
2019-07-12 14:30 | No Data | No Data | No Data | No Data | -45.5879 | -45.5879 | No Data | No Data | No Data | No Data | -8.001 | -26.3882 | No Data | No Data | 11.2 | 57.8937 | -75.985 | -79.0614 | -50.9 | -52.8706
2019-07-12 15:00 | No Data | No Data | No Data | No Data | -42.7192 | -42.7906 | No Data | No Data | No Data | No Data | 19.431 | 38.4225 | No Data | No Data | 5.6 | 66.6357 | -41.405 | -42.4932 | -28.1 | -34.4907
2019-07-12 15:30 | No Data | No Data | No Data | No Data | -37.1771 | -37.3662 | No Data | No Data | No Data | No Data | 25.146 | 42.5221 | No Data | No Data | 8 | 58.5491 | -35.945 | -36.7678 | -24.9 | -36.2901
2019-07-12 16:00 | No Data | No Data | No Data | No Data | -21.6983 | -25.075 | No Data | No Data | No Data | No Data | 29.718 | 46.2456 | No Data | No Data | 12 | 67.94 | -21.84 | -21.8826 | -3.5 | -31.3576
2019-07-12 16:30 | No Data | No Data | No Data | No Data | -27.7897 | -28.4852 | No Data | No Data | No Data | No Data | 29.718 | 46.2456 | No Data | No Data | 23.2 | 71.092 | -23.205 | -23.2451 | 3.6 | 34.8862
2019-07-12 17:00 | No Data | No Data | No Data | No Data | -24.4083 | -24.5131 | No Data | No Data | No Data | No Data | 20.574 | 39.9887 | No Data | No Data | 26.8 | 72.3469 | -23.66 | -23.6993 | 7.8 | 36.2491
2019-07-12 17:30 | No Data | No Data | No Data | No Data | -16.2051 | -17.3359 | No Data | No Data | No Data | No Data | 18.288 | 38.862 | No Data | No Data | 24 | 72.8659 | -20.02 | -20.0252 | 16.6 | 42.4779
2019-07-12 18:00 | No Data | No Data | No Data | No Data | -17.023 | -18.642 | No Data | No Data | No Data | No Data | -9.144 | -31.093 | No Data | No Data | 60 | 89.79 | -50.96 | -52.3151 | -17.4 | -34.6808
2019-07-12 18:30 | No Data | No Data | No Data | No Data | -31.3787 | -31.8299 | No Data | No Data | No Data | No Data | 20.574 | 39.9887 | No Data | No Data | 64.4 | 94.5304 | -58.695 | -60.6995 | -26.5 | -39.4321
2019-07-12 19:00 | No Data | No Data | No Data | No Data | -29.8405 | -30.0213 | No Data | No Data | No Data | No Data | 1.143 | 29.718 | No Data | No Data | 53.6 | 86.585 | -49.595 | -51.4392 | -23.6 | -34.2345
2019-07-12 19:30 | No Data | No Data | No Data | No Data | -21.5396 | -23.7288 | No Data | No Data | No Data | No Data | -6.858 | -28.2763 | No Data | No Data | 47.2 | 82.1199 | -41.86 | -43.378 | -23.2 | -33.96
2019-07-12 20:00 | No Data | No Data | No Data | No Data | -31.2322 | -32.3849 | No Data | No Data | No Data | No Data | -5.715 | -29.8058 | No Data | No Data | 48 | 82.9081 | -45.045 | -46.5725 | -22.4 | -33.7165
2019-07-12 20:30 | No Data | No Data | No Data | No Data | -28.925 | -30.2114 | No Data | No Data | No Data | No Data | 11.43 | 32.1872 | No Data | No Data | 46.8 | 82.2192 | -37.31 | -38.6295 | -11.5 | -25.1796
2019-07-12 21:00 | No Data | No Data | No Data | No Data | -35.0286 | -35.3598 | No Data | No Data | No Data | No Data | 20.574 | 39.013 | No Data | No Data | 49.2 | 84.9075 | -45.5 | -47.1293 | -18.1 | -28.181
2019-07-12 21:30 | No Data | No Data | No Data | No Data | -24.8722 | -26.1128 | No Data | No Data | No Data | No Data | 20.574 | 39.9887 | No Data | No Data | 40.4 | 78.7523 | -35.49 | -36.8747 | -14.2 | -28.6644
2019-07-12 22:00 | No Data | No Data | No Data | No Data | -28.6198 | -29.7874 | No Data | No Data | No Data | No Data | 29.718 | 46.2456 | No Data | No Data | 42 | 79.925 | -35.49 | -36.8747 | -5.6 | -24.6447
2019-07-12 22:30 | No Data | No Data | No Data | No Data | -28.3635 | -29.5412 | No Data | No Data | No Data | No Data | 26.289 | 44.1204 | No Data | No Data | 38.8 | 78.2907 | -31.395 | -32.8168 | -11.1 | -24.8204
2019-07-12 23:00 | No Data | No Data | No Data | No Data | -16.8765 | -22.1286 | No Data | No Data | No Data | No Data | 38.862 | 54.157 | No Data | No Data | 38.4 | 77.0506 | -32.76 | -33.8815 | 9 | 31.3209
2019-07-12 23:30 | No Data | No Data | No Data | No Data | -9.1371 | -17.5921 | No Data | No Data | No Data | No Data | 42.291 | 57.435 | No Data | No Data | 36.8 | 74.5203 | -28.665 | -29.4663 | 24.4 | 44.7394
2019-07-13 | No Data | No Data | No Data | No Data | -16.1563 | -19.5344 | No Data | No Data | No Data | No Data | 42.291 | 56.6679 | No Data | No Data | 28.4 | 70.7503 | -19.565 | -20.4396 | 26.4 | 41.6389
2019-07-13 00:30 | No Data | No Data | No Data | No Data | -28.3635 | -28.4175 | No Data | No Data | No Data | No Data | 56.007 | 68.1692 | No Data | No Data | 29.2 | 72.1709 | -23.205 | -24.1879 | 23.6 | 39.36
2019-07-13 01:00 | No Data | No Data | No Data | No Data | -26.3127 | -26.3709 | No Data | No Data | No Data | No Data | 46.863 | 60.157 | No Data | No Data | 20.8 | 68.4374 | -15.015 | -15.8272 | 27.2 | 38.2551
2019-07-13 01:30 | No Data | No Data | No Data | No Data | -24.4572 | -24.7271 | No Data | No Data | No Data | No Data | 59.436 | 71.6452 | No Data | No Data | 15.6 | 64.7086 | -9.1 | -9.2018 | 30.7 | 44.4897
2019-07-13 02:00 | No Data | No Data | No Data | No Data | -31.1833 | -31.206 | No Data | No Data | No Data | No Data | 60.579 | 72.5963 | No Data | No Data | 20.4 | 67.9353 | -17.29 | -17.7683 | 23.4 | 41.8527
2019-07-13 02:30 | No Data | No Data | No Data | No Data | -31.1833 | -31.206 | No Data | No Data | No Data | No Data | 58.293 | 70.0595 | No Data | No Data | 27.6 | 70.433 | -22.75 | -23.396 | 23.3 | 44.916
2019-07-13 03:00 | No Data | No Data | No Data | No Data | -37.1283 | -37.1564 | No Data | No Data | No Data | No Data | 28.575 | 43.7636 | No Data | No Data | 65.2 | 95.0772 | -60.515 | -62.1371 | -15.8 | -35.5985
2019-07-13 03:30 | No Data | No Data | No Data | No Data | -39.5331 | -39.5569 | No Data | No Data | No Data | No Data | 48.006 | 61.0516 | No Data | No Data | 35.6 | 74.6373 | -37.31 | -38.2985 | 12.9 | 39.9406
2019-07-13 04:00 | No Data | No Data | No Data | No Data | -40.3021 | -40.3227 | No Data | No Data | No Data | No Data | 21.717 | 39.6277 | No Data | No Data | 63.6 | 92.8155 | -58.695 | -60.366 | -16.1 | -33.6074
2019-07-13 04:30 | No Data | No Data | No Data | No Data | -34.052 | -34.225 | No Data | No Data | No Data | No Data | 52.578 | 64.7083 | No Data | No Data | 34.8 | 73.2011 | -30.485 | -31.3422 | 9.9 | 36.1808
2019-07-13 05:00 | No Data | No Data | No Data | No Data | -31.5373 | -32.7474 | No Data | No Data | No Data | No Data | 64.008 | 76.7174 | No Data | No Data | 30.4 | 65.13 | -27.3 | -27.3152 | 14.6 | 40.5216
2019-07-13 05:30 | No Data | No Data | No Data | No Data | -39.2279 | -39.4071 | No Data | No Data | No Data | No Data | 21.717 | 42.5374 | No Data | No Data | 65.2 | 87.5306 | -60.515 | -61.3373 | -21.4 | -32.3048
2019-07-13 06:00 | No Data | No Data | No Data | No Data | -38.0438 | -38.1943 | No Data | No Data | No Data | No Data | 12.573 | 35.4514 | No Data | No Data | 59.2 | 79.3252 | -59.15 | -59.991 | -17 | -22.0864
2019-07-13 06:30 | No Data | No Data | No Data | No Data | -39.8993 | -40.0598 | No Data | No Data | No Data | No Data | 11.43 | 33.9838 | No Data | No Data | 5.2 | 23.3855 | 0 | 0 | 31.5 | 43.2936
2019-07-13 07:00 | No Data | No Data | No Data | No Data | -36.762 | -36.762 | No Data | No Data | No Data | No Data | 17.145 | 37.3186 | No Data | No Data | 4.8 | 25.3393 | 0 | 0 | 32.8 | 45.2001
2019-07-13 07:30 | No Data | No Data | No Data | No Data | -30.927 | -30.9913 | No Data | No Data | No Data | No Data | 91.44 | 102.7493 | No Data | No Data | 4.4 | 26.7013 | 0 | 0 | 31.5 | 48.1374
2019-07-13 08:00 | No Data | No Data | No Data | No Data | -27.6432 | -29.611 | No Data | No Data | No Data | No Data | 40.005 | 56.5756 | No Data | No Data | 3.2 | 22.926 | 0 | 0 | 29.5 | 46.0805
2019-07-13 08:30 | No Data | No Data | No Data | No Data | -24.6159 | -28.8433 | No Data | No Data | No Data | No Data | 60.579 | 74.5408 | No Data | No Data | -7.2 | -21.6333 | 0 | 0 | 13.5 | 34.3629
2019-07-13 09:00 | No Data | No Data | No Data | No Data | -29.279 | -33.6132 | No Data | No Data | No Data | No Data | 19.431 | 39.363 | No Data | No Data | -39.6 | -42.2753 | 0 | 0 | -5.9 | -29.8881
2019-07-13 09:30 | No Data | No Data | No Data | No Data | -25.5924 | -31.3164 | No Data | No Data | No Data | No Data | 13.716 | 36.9315 | No Data | No Data | -54.8 | -55.9328 | 0 | 0 | -16.2 | -29.233
2019-07-13 10:00 | No Data | No Data | No Data | No Data | -35.1751 | -37.8391 | No Data | No Data | No Data | No Data | 16.002 | 37.8573 | No Data | No Data | -58 | -58.7891 | 0 | 0 | -20.6 | -31.6285
2019-07-13 10:30 | No Data | No Data | No Data | No Data | -40.2045 | -42.1083 | No Data | No Data | No Data | No Data | -10.287 | -30.3703 | No Data | No Data | -58 | -58.8558 | 0 | 0 | -23.2 | -30.9595
2019-07-13 11:00 | No Data | No Data | No Data | No Data | -30.9758 | -37.4384 | No Data | No Data | No Data | No Data | -26.289 | -36.379 | No Data | No Data | -58.4 | -59.25 | 0 | 0 | -2.5 | -21.9429
2019-07-13 11:30 | No Data | No Data | No Data | No Data | -34.4549 | -35.7939 | No Data | No Data | No Data | No Data | -37.719 | -44.1056 | No Data | No Data | -57.6 | -58.4616 | 0 | 0 | -22.9 | -30.2729
2019-07-13 12:00 | No Data | No Data | No Data | No Data | -44.9165 | -44.9426 | No Data | No Data | No Data | No Data | -64.008 | -65.7101 | No Data | No Data | -46 | -48.0833 | 0 | 0 | -19 | -30.1423
2019-07-13 12:30 | No Data | No Data | No Data | No Data | -52.8634 | -52.9619 | No Data | No Data | No Data | No Data | -70.866 | -71.9727 | No Data | No Data | -58 | -58.9969 | 0 | 0 | -17.3 | -27.674
2019-07-13 13:00 | No Data | No Data | No Data | No Data | -61.1643 | -61.2494 | No Data | No Data | No Data | No Data | -59.436 | -61.8594 | No Data | No Data | -59.6 | -60.6432 | 0 | 0 | -2.9 | -23.7775
2019-07-13 13:30 | No Data | No Data | No Data | No Data | -50.9102 | -51.0431 | No Data | No Data | No Data | No Data | 34.29 | 50.1359 | No Data | No Data | -50.8 | -52.3878 | 0 | 0 | -5.8 | -20.632
2019-07-13 14:00 | No Data | No Data | No Data | No Data | -53.3761 | -53.6829 | No Data | No Data | No Data | No Data | -43.434 | -48.0604 | No Data | No Data | -48.8 | -50.5537 | 0 | 0 | -14.3 | -22.7548
2019-07-13 14:30 | No Data | No Data | No Data | No Data | -48.4077 | -48.4258 | No Data | No Data | No Data | No Data | -19.431 | -33.6166 | No Data | No Data | 4 | 33.4401 | 0 | 0 | -19.8 | -27.3724
2019-07-13 15:00 | No Data | No Data | No Data | No Data | -50.9712 | -51.2278 | No Data | No Data | No Data | No Data | -37.719 | -42.9652 | No Data | No Data | 0 | 0 | 0 | 0 | 9.4 | 28.873
2019-07-13 15:30 | No Data | No Data | No Data | No Data | -45.2705 | -45.5945 | No Data | No Data | No Data | No Data | 20.574 | 41.9654 | No Data | No Data | 27.6 | 60.2886 | -24.57 | -24.6751 | -43.7 | -45.371
2019-07-13 16:00 | No Data | No Data | No Data | No Data | -34.5159 | -34.5478 | No Data | No Data | No Data | No Data | 30.861 | 50.5253 | No Data | No Data | -27.2 | -51.3887 | -34.125 | -34.128 | -21 | -27.272
2019-07-13 16:30 | No Data | No Data | No Data | No Data | -33.3318 | -33.3318 | No Data | No Data | No Data | No Data | 51.435 | 67.3207 | No Data | No Data | -11.6 | -48.9931 | -31.395 | -31.4247 | -16.5 | -31.3869
2019-07-13 17:00 | No Data | No Data | No Data | No Data | -28.3024 | -28.4222 | No Data | No Data | No Data | No Data | 51.435 | 67.3207 | No Data | No Data | 6.4 | 48.8213 | -6.37 | -9.6734 | 13.7 | 35.8232
2019-07-13 17:30 | No Data | No Data | No Data | No Data | -9.6498 | -10.2808 | No Data | No Data | No Data | No Data | 64.008 | 79.5925 | No Data | No Data | 1.2 | 49.6145 | 5.915 | 10.4749 | 28.7 | 47.1429
2019-07-13 18:00 | No Data | No Data | No Data | No Data | 3.3265 | 8.8125 | No Data | No Data | No Data | No Data | 72.009 | 85.9153 | No Data | No Data | -7.2 | -49.724 | 13.65 | 16.1573 | 39.4 | 58.5427
2019-07-13 18:30 | No Data | No Data | No Data | No Data | 6.305 | 10.2739 | No Data | No Data | No Data | No Data | 48.006 | 63.2276 | No Data | No Data | 15.2 | 58.0262 | -5.005 | -6.4668 | 16.5 | 37.7023
2019-07-13 19:00 | No Data | No Data | No Data | No Data | -8.6732 | -15.0993 | No Data | No Data | No Data | No Data | 49.149 | 64.8394 | No Data | No Data | 17.6 | 59.0823 | -8.19 | -8.9625 | 20.6 | 42.3481
2019-07-13 19:30 | No Data | No Data | No Data | No Data | -10.5653 | -16.186 | No Data | No Data | No Data | No Data | 32.004 | 51.2314 | No Data | No Data | 27.6 | 64.5935 | -19.11 | -19.1587 | 15.1 | 36.2906
2019-07-13 20:00 | No Data | No Data | No Data | No Data | -12.9213 | -16.7607 | No Data | No Data | No Data | No Data | 21.717 | 44.5183 | No Data | No Data | 22.4 | 62.1752 | -14.105 | -14.2219 | 12.6 | 33.9265
2019-07-13 20:30 | No Data | No Data | No Data | No Data | -14.7768 | -18.2295 | No Data | No Data | No Data | No Data | 26.289 | 46.9187 | No Data | No Data | 24.8 | 63.4476 | -16.38 | -16.4808 | 16.9 | 32.9621
2019-07-13 21:00 | No Data | No Data | No Data | No Data | -14.2031 | -17.8265 | No Data | No Data | No Data | No Data | 32.004 | 51.2314 | No Data | No Data | 24 | 63.8799 | -15.015 | -15.0769 | 15.4 | 32.3067
2019-07-13 21:30 | No Data | No Data | No Data | No Data | 4.5106 | 15.5434 | No Data | No Data | No Data | No Data | 25.146 | 47.2517 | No Data | No Data | 27.2 | 64.7864 | -19.565 | -19.5862 | 16.5 | 31.8989
2019-07-13 22:00 | No Data | No Data | No Data | No Data | -7.599 | -15.5726 | No Data | No Data | No Data | No Data | 25.146 | 47.2517 | No Data | No Data | 12 | 58.4452 | -5.915 | -6.1887 | 2.7 | 23.7539
2019-07-13 22:30 | No Data | No Data | No Data | No Data | 0.0061036 | 16.8277 | No Data | No Data | No Data | No Data | 14.859 | 40.5403 | No Data | No Data | 20.8 | 62.3705 | -15.925 | -15.9834 | 6.6 | 27.6978
2019-07-13 23:00 | No Data | No Data | No Data | No Data | 7.2694 | 20.6061 | No Data | No Data | No Data | No Data | 20.574 | 43.9721 | No Data | No Data | 22.8 | 63.4388 | -17.745 | -17.7683 | 17.4 | 34.4216
2019-07-13 23:30 | No Data | No Data | No Data | No Data | 9.3202 | 19.9557 | No Data | No Data | No Data | No Data | 19.431 | 46.5413 | No Data | No Data | 34.4 | 67.4341 | -26.845 | -26.845 | 24.2 | 44.5466
2019-07-14 | No Data | No Data | No Data | No Data | -1.1902 | -15.5305 | No Data | No Data | No Data | No Data | 20.574 | 46.0049 | No Data | No Data | 26.8 | 63.8924 | -20.475 | -20.601 | 26.5 | 42.7926
2019-07-14 00:30 | No Data | No Data | No Data | No Data | -5.9998 | -16.1863 | No Data | No Data | No Data | No Data | 22.86 | 47.0716 | No Data | No Data | 30 | 66.0109 | -23.66 | -23.6993 | 24 | 38.6535
2019-07-14 01:00 | No Data | No Data | No Data | No Data | -16.4126 | -21.7769 | No Data | No Data | No Data | No Data | 37.719 | 56.6679 | No Data | No Data | 16.8 | 59.6161 | -10.92 | -11.5107 | 31.5 | 44.3361
2019-07-14 01:30 | No Data | No Data | No Data | No Data | -18.1094 | -21.7276 | No Data | No Data | No Data | No Data | 38.862 | 57.435 | No Data | No Data | 13.2 | 58.3136 | -7.735 | -8.5487 | 35.6 | 46.0435
2019-07-14 02:00 | No Data | No Data | No Data | No Data | -14.5205 | -20.3119 | No Data | No Data | No Data | No Data | 42.291 | 60.6221 | No Data | No Data | -0.4 | -53.6537 | 5.005 | 8.4635 | 44.7 | 54.0578
2019-07-14 02:30 | No Data | No Data | No Data | No Data | -18.1094 | -22.0429 | No Data | No Data | No Data | No Data | 53.721 | 69.8073 | No Data | No Data | -8.4 | -53.069 | 14.105 | 16.5435 | 60 | 67.0374
2019-07-14 03:00 | No Data | No Data | No Data | No Data | -16.4126 | -21.9139 | No Data | No Data | No Data | No Data | 51.435 | 68.0637 | No Data | No Data | -2.8 | -54.0725 | 6.825 | 9.9789 | 51.6 | 59.7375
2019-07-14 03:30 | No Data | No Data | No Data | No Data | -20.5631 | -25.1731 | No Data | No Data | No Data | No Data | 72.009 | 85.9153 | No Data | No Data | -14.4 | -53.1865 | 15.925 | 18.5716 | 61.2 | 71.3092
2019-07-14 04:00 | No Data | No Data | No Data | No Data | -22.5162 | -24.6584 | No Data | No Data | No Data | No Data | 84.582 | 97.825 | No Data | No Data | -24.4 | -53.1338 | 27.755 | 29.9955 | 71.5 | 81.254
2019-07-14 04:30 | No Data | No Data | No Data | No Data | -23.4928 | -24.7367 | No Data | No Data | No Data | No Data | 91.44 | 102.3607 | No Data | No Data | -23.2 | -52.2349 | 26.845 | 29.336 | 69.5 | 79.9406
2019-07-14 05:00 | No Data | No Data | No Data | No Data | -21.8936 | -23.9854 | No Data | No Data | No Data | No Data | 85.725 | 98.815 | No Data | No Data | -28.4 | -53.3816 | 31.395 | 33.713 | 74.3 | 84.5256
2019-07-14 05:30 | No Data | No Data | No Data | No Data | -29.9016 | -29.9129 | No Data | No Data | No Data | No Data | 78.867 | 92.3287 | No Data | No Data | -25.6 | -52.2946 | 30.03 | 32.4457 | 72.2 | 83.1777
2019-07-14 06:00 | No Data | No Data | No Data | No Data | -30.0969 | -30.126 | No Data | No Data | No Data | No Data | 78.867 | 92.9281 | No Data | No Data | -24.4 | -52.7788 | 27.3 | 29.9368 | 73.1 | 81.7955
2019-07-14 06:30 | No Data | No Data | No Data | No Data | -29.9016 | -30.1533 | No Data | No Data | No Data | No Data | 74.295 | 88.4552 | No Data | No Data | -26 | -53.8873 | 29.12 | 31.4312 | 70.2 | 78.3523
2019-07-14 07:00 | No Data | No Data | No Data | No Data | -31.281 | -31.3267 | No Data | No Data | No Data | No Data | 65.151 | 80.9273 | No Data | No Data | -14 | -51.1531 | 15.47 | 18.4261 | 54.7 | 64.9931
2019-07-14 07:30 | No Data | No Data | No Data | No Data | -35.4803 | -36.2595 | No Data | No Data | No Data | No Data | 43.434 | 63.0621 | No Data | No Data | 0.8 | 52.8061 | 5.005 | 9.9893 | 31.2 | 42.1228
2019-07-14 08:00 | No Data | No Data | No Data | No Data | -33.7469 | -33.9828 | No Data | No Data | No Data | No Data | 26.289 | 49.796 | No Data | No Data | 12 | 54.5366 | -12.74 | -13.6879 | 14.9 | 33.945
2019-07-14 08:30 | No Data | No Data | No Data | No Data | -35.1751 | -35.4314 | No Data | No Data | No Data | No Data | 29.718 | 51.6884 | No Data | No Data | 4.4 | 52.1858 | -10.92 | -12.4191 | 12.5 | 35.6624
2019-07-14 09:00 | No Data | No Data | No Data | No Data | -36.3592 | -36.6072 | No Data | No Data | No Data | No Data | 18.288 | 45.029 | No Data | No Data | 0.8 | 51.6991 | -21.84 | -22.1413 | -7.1 | -34.6355
2019-07-14 09:30 | No Data | No Data | No Data | No Data | -39.6918 | -39.9404 | No Data | No Data | No Data | No Data | 5.715 | 39.28 | No Data | No Data | 15.2 | 57.2545 | -33.215 | -33.2648 | -10.9 | -33.0492
2019-07-14 10:00 | No Data | No Data | No Data | No Data | -44.0986 | -44.7631 | No Data | No Data | No Data | No Data | 1.143 | 37.7363 | No Data | No Data | 16.4 | 56.8183 | -46.865 | -46.9731 | -30.9 | -39.0032
2019-07-14 10:30 | No Data | No Data | No Data | No Data | -50.605 | -51.5915 | No Data | No Data | No Data | No Data | -13.716 | -35.8727 | No Data | No Data | 8 | 50.636 | -87.36 | -88.3509 | -82.9 | -84.2461
2019-07-14 11:00 | No Data | No Data | No Data | No Data | -56.7086 | -57.9732 | No Data | No Data | No Data | No Data | -57.15 | -62.9066 | No Data | No Data | 28 | 51.1453 | -126.945 | -130.2421 | -116.8 | -116.8791
2019-07-14 11:30 | No Data | No Data | No Data | No Data | -55.0118 | -55.9294 | No Data | No Data | No Data | No Data | -43.434 | -51.9908 | No Data | No Data | 52.8 | 76.9665 | -110.565 | -112.4449 | -95.4 | -96.0669
2019-07-14 12:00 | No Data | No Data | No Data | No Data | -56.611 | -56.6362 | No Data | No Data | No Data | No Data | -44.577 | -52.3414 | No Data | No Data | 72.4 | 93.0179 | -117.39 | -119.7506 | -100.3 | -100.3419
2019-07-14 12:30 | No Data | No Data | No Data | No Data | -57.4777 | -57.4777 | No Data | No Data | No Data | No Data | -41.148 | -50.0968 | No Data | No Data | 49.2 | 73.6456 | -114.205 | -116.3609 | -100.9 | -101.0723
2019-07-14 13:00 | No Data | No Data | No Data | No Data | -59.736 | -59.7694 | No Data | No Data | No Data | No Data | -26.289 | -42.1518 | No Data | No Data | 43.2 | 70.0948 | -111.02 | -112.9757 | -100.7 | -100.8727
2019-07-14 13:30 | No Data | No Data | No Data | No Data | -55.5856 | -55.5856 | No Data | No Data | No Data | No Data | -20.574 | -38.0466 | No Data | No Data | 28.8 | 60.1438 | -101.92 | -103.8676 | -88.4 | -88.7888
2019-07-14 14:00 | No Data | No Data | No Data | No Data | -55.6344 | -55.6344 | No Data | No Data | No Data | No Data | -21.717 | -38.6767 | No Data | No Data | 29.6 | 61.2301 | -97.37 | -99.1409 | -80.2 | -80.6705
2019-07-14 14:30 | No Data | No Data | No Data | No Data | -55.0729 | -56.164 | No Data | No Data | No Data | No Data | -28.575 | -42.9044 | No Data | No Data | 43.6 | 69.0936 | -104.65 | -106.3805 | -98.7 | -99.1186
2019-07-14 15:00 | No Data | No Data | No Data | No Data | -52.5582 | -53.7004 | No Data | No Data | No Data | No Data | -20.574 | -39.9887 | No Data | No Data | 24 | 57.9986 | -88.27 | -89.1846 | -80.8 | -81.92
2019-07-14 15:30 | No Data | No Data | No Data | No Data | -52.253 | -53.4018 | No Data | No Data | No Data | No Data | 1.143 | 37.7363 | No Data | No Data | 40.8 | 69.9348 | -75.985 | -76.7657 | -55.7 | -59.492
2019-07-14 16:00 | No Data | No Data | No Data | No Data | -48.249 | -49.7798 | No Data | No Data | No Data | No Data | 20.574 | 46.0049 | No Data | No Data | 55.2 | 80.069 | -62.335 | -62.7075 | -40.9 | -46.5365
2019-07-14 16:30 | No Data | No Data | No Data | No Data | -42.9145 | -44.6286 | No Data | No Data | No Data | No Data | 53.721 | 69.8073 | No Data | No Data | -22 | -53.5298 | -22.75 | -22.8635 | -1.7 | -30.4041
2019-07-14 17:00 | No Data | No Data | No Data | No Data | -41.8402 | -44.488 | No Data | No Data | No Data | No Data | 19.431 | 45.5052 | No Data | No Data | 56 | 86.5563 | -58.24 | -58.256 | -33.2 | -42.6043
2019-07-14 17:30 | No Data | No Data | No Data | No Data | -30.6706 | -30.6845 | No Data | No Data | No Data | No Data | 82.296 | 96.4464 | No Data | No Data | -1.2 | -59.6121 | 1.365 | 11.005 | 22.9 | 49.8688
2019-07-14 18:00 | No Data | No Data | No Data | No Data | -27.8996 | -27.9114 | No Data | No Data | No Data | No Data | 82.296 | 94.7036 | No Data | No Data | 20 | 57.96 | -14.56 | -15.7156 | 22 | 50.3596
2019-07-14 18:30 | No Data | No Data | No Data | No Data | -31.7449 | -31.7556 | No Data | No Data | No Data | No Data | 60.579 | 72.6952 | No Data | No Data | 38 | 69.6747 | -33.215 | -33.2275 | 0 | 37.8
2019-07-14 19:00 | No Data | No Data | No Data | No Data | -32.4041 | -32.5357 | No Data | No Data | No Data | No Data | 66.294 | 79.8874 | No Data | No Data | 30 | 64.9443 | -25.935 | -26.0346 | 8.2 | 35.753
2019-07-14 19:30 | No Data | No Data | No Data | No Data | -37.9461 | -38.2459 | No Data | No Data | No Data | No Data | 65.151 | 77.6736 | No Data | No Data | 31.2 | 66.9185 | -27.3 | -27.3038 | 7.8 | 31.6754
2019-07-14 20:00 | No Data | No Data | No Data | No Data | -40.2533 | -40.6767 | No Data | No Data | No Data | No Data | 58.293 | 72.0181 | No Data | No Data | 31.6 | 67.8127 | -29.575 | -29.589 | -11.9 | -32.9257
2019-07-14 20:30 | No Data | No Data | No Data | No Data | -41.8402 | -42.032 | No Data | No Data | No Data | No Data | 61.722 | 76.7174 | No Data | No Data | 39.2 | 72.3414 | -33.67 | -33.6977 | -3.6 | -29.8181
2019-07-14 21:00 | No Data | No Data | No Data | No Data | -41.9989 | -42.4116 | No Data | No Data | No Data | No Data | 68.58 | 80.5714 | No Data | No Data | 29.2 | 66.3687 | -26.39 | -26.4253 | 2 | 31.1411
2019-07-14 21:30 | No Data | No Data | No Data | No Data | -38.2025 | -38.4227 | No Data | No Data | No Data | No Data | 68.58 | 81.1771 | No Data | No Data | 28.4 | 65.6597 | -24.115 | -24.115 | 11 | 27.4046
2019-07-14 22:00 | No Data | No Data | No Data | No Data | -41.9501 | -42.6569 | No Data | No Data | No Data | No Data | 77.724 | 89.5998 | No Data | No Data | 23.6 | 62.6176 | -19.11 | -19.1965 | 12.2 | 32.3858
2019-07-14 22:30 | No Data | No Data | No Data | No Data | -37.995 | -38.3736 | No Data | No Data | No Data | No Data | 89.154 | 100.1936 | No Data | No Data | 16.4 | 58.352 | -11.83 | -12.3773 | 24.2 | 41.6515
2019-07-14 23:00 | No Data | No Data | No Data | No Data | -33.9422 | -34.0234 | No Data | No Data | No Data | No Data | 100.584 | 111.4528 | No Data | No Data | 4.4 | 53.7803 | 0 | 5.915 | 39.8 | 55.5831
2019-07-14 23:30 | No Data | No Data | No Data | No Data | -26.6667 | -26.77 | No Data | No Data | No Data | No Data | 89.154 | 101.2572 | No Data | No Data | 18.8 | 57.9351 | -10.92 | -12.2089 | 37.8 | 55.2533
2019-07-15 | No Data | No Data | No Data | No Data | -32.0989 | -32.1848 | No Data | No Data | No Data | No Data | 90.297 | 101.212 | No Data | No Data | 15.6 | 58.1323 | -11.375 | -12.2513 | 33.2 | 50.9137
2019-07-15 00:30 | No Data | No Data | No Data | No Data | -38.1048 | -38.1972 | No Data | No Data | No Data | No Data | 90.297 | 101.212 | No Data | No Data | 20 | 59.4643 | -12.74 | -13.2498 | 29.2 | 47.6067
2019-07-15 01:00 | No Data | No Data | No Data | No Data | -39.2767 | -39.3664 | No Data | No Data | No Data | No Data | 96.012 | 106.342 | No Data | No Data | 21.2 | 60.2528 | -15.925 | -16.3357 | 28.4 | 49.1383
2019-07-15 01:30 | No Data | No Data | No Data | No Data | -42.0478 | -42.1315 | No Data | No Data | No Data | No Data | 42.291 | 59.0058 | No Data | No Data | 85.6 | 106.403 | -78.715 | -79.4076 | -29.2 | -39.9059
2019-07-15 02:00 | No Data | No Data | No Data | No Data | -49.6895 | -49.8982 | No Data | No Data | No Data | No Data | 33.147 | 52.8383 | No Data | No Data | 97.2 | 115.7224 | -88.725 | -89.7689 | -43 | -50.0948
2019-07-15 02:30 | No Data | No Data | No Data | No Data | -52.3507 | -52.5574 | No Data | No Data | No Data | No Data | 37.719 | 55.8201 | No Data | No Data | 92.8 | 112.2768 | -86.45 | -87.521 | -43.7 | -51.4736
2019-07-15 03:00 | No Data | No Data | No Data | No Data | -47.9927 | -48.0661 | No Data | No Data | No Data | No Data | 32.004 | 51.2314 | No Data | No Data | 92.8 | 112.9566 | -88.725 | -89.7689 | -46.6 | -51.0314
2019-07-15 03:30 | No Data | No Data | No Data | No Data | -42.0478 | -42.3659 | No Data | No Data | No Data | No Data | 20.574 | 42.9652 | No Data | No Data | 102.8 | 121.7328 | -96.46 | -98.0786 | -57.3 | -59.9715
2019-07-15 04:00 | No Data | No Data | No Data | No Data | -40.6683 | -41.5302 | No Data | No Data | No Data | No Data | 17.145 | 41.417 | No Data | No Data | 100 | 118.5114 | -95.55 | -97.0218 | -54.5 | -58.6983
2019-07-15 04:30 | No Data | No Data | No Data | No Data | -45.3803 | -45.503 | No Data | No Data | No Data | No Data | 5.715 | 34.763 | No Data | No Data | 114.4 | 131.6754 | -106.925 | -109.1327 | -67.2 | -68.6839
2019-07-15 05:00 | No Data | No Data | No Data | No Data | -48.1514 | -48.2117 | No Data | No Data | No Data | No Data | 12.573 | 37.5976 | No Data | No Data | 110.4 | 128.0125 | -105.105 | -106.9947 | -64.2 | -66.5162
2019-07-15 05:30 | No Data | No Data | No Data | No Data | -28.2536 | -29.5982 | No Data | No Data | No Data | No Data | 43.434 | 59.0501 | No Data | No Data | 68.4 | 92.5868 | -63.245 | -63.8331 | -22.4 | -33.4928
2019-07-15 06:00 | No Data | No Data | No Data | No Data | -7.1839 | -14.0749 | No Data | No Data | No Data | No Data | 46.863 | 62.3642 | No Data | No Data | 46.4 | 76.4827 | -43.225 | -43.2848 | 0 | 28.9
2019-07-15 06:30 | No Data | No Data | No Data | No Data | -4.4617 | -12.8996 | No Data | No Data | No Data | No Data | 36.576 | 54.2052 | No Data | No Data | 50.8 | 79.5367 | -46.865 | -47.0436 | -10 | -31.1488
2019-07-15 07:00 | No Data | No Data | No Data | No Data | 1.6297 | 12.3216 | No Data | No Data | No Data | No Data | 29.718 | 49.8353 | No Data | No Data | 52.8 | 79.6241 | -46.41 | -46.5525 | -11.7 | -33.5261
2019-07-15 07:30 | No Data | No Data | No Data | No Data | 11.4809 | 19.4438 | No Data | No Data | No Data | No Data | 48.006 | 66.294 | No Data | No Data | 18.8 | 56.0471 | -15.47 | -16.4053 | 14.1 | 45.3478
2019-07-15 08:00 | No Data | No Data | No Data | No Data | 13.8369 | 19.0407 | No Data | No Data | No Data | No Data | 44.577 | 61.4462 | No Data | No Data | 19.6 | 55.1971 | -20.02 | -20.5305 | 17 | 43.9232
2019-07-15 08:30 | No Data | No Data | No Data | No Data | 7.6356 | 15.1456 | No Data | No Data | No Data | No Data | 13.716 | 41.2115 | No Data | No Data | 0.4 | 51.6015 | -25.935 | -26.1892 | -11.1 | -38.8207
2019-07-15 09:00 | No Data | No Data | No Data | No Data | 5.3773 | 15.8626 | No Data | No Data | No Data | No Data | 14.859 | 40.5403 | No Data | No Data | -11.6 | -48.9931 | -18.2 | -18.8756 | -23.7 | -43.6873
2019-07-15 09:30 | No Data | No Data | No Data | No Data | 6.9642 | 16.4683 | No Data | No Data | No Data | No Data | -6.858 | -32.7305 | No Data | No Data | -13.6 | -48.352 | -41.405 | -41.6542 | -57.9 | -61.0637
2019-07-15 10:00 | No Data | No Data | No Data | No Data | 4.5594 | 16.6346 | No Data | No Data | No Data | No Data | 21.717 | 43.5241 | No Data | No Data | 4.4 | 53.3816 | -25.935 | -25.939 | -35.8 | -40.3435
2019-07-15 10:30 | No Data | No Data | No Data | No Data | -2.0569 | -16.7954 | No Data | No Data | No Data | No Data | 14.859 | 39.479 | No Data | No Data | -10.4 | -52.2456 | -24.57 | -24.57 | -40.1 | -42.6411
2019-07-15 11:00 | No Data | No Data | No Data | No Data | -6.7689 | -17.844 | No Data | No Data | No Data | No Data | 0 | 33.147 | No Data | No Data | -14.4 | -51.264 | -31.395 | -31.4082 | -44.1 | -47.6699
2019-07-15 11:30 | No Data | No Data | No Data | No Data | -10.5653 | -18.0761 | No Data | No Data | No Data | No Data | 1.143 | 33.1667 | No Data | No Data | -41.2 | -59.1202 | -37.765 | -37.8991 | -52.4 | -54.0127
2019-07-15 12:00 | No Data | No Data | No Data | No Data | -15.8511 | -22.7472 | No Data | No Data | No Data | No Data | -6.858 | -32.7305 | No Data | No Data | -21.6 | -49.3753 | -53.69 | -53.9228 | -46.4 | -49.4162
2019-07-15 12:30 | No Data | No Data | No Data | No Data | -18.5611 | -23.1876 | No Data | No Data | No Data | No Data | -2.286 | -32.0855 | No Data | No Data | -24.4 | -51.7177 | -45.5 | -45.8264 | -54.9 | -57.6217
2019-07-15 13:00 | No Data | No Data | No Data | No Data | -25.1286 | -26.3424 | No Data | No Data | No Data | No Data | 14.859 | 40.5403 | No Data | No Data | -22.4 | -49.3931 | -46.41 | -46.5903 | -28.7 | -36.9673
2019-07-15 13:30 | No Data | No Data | No Data | No Data | -20.8194 | -22.9883 | No Data | No Data | No Data | No Data | 17.145 | 42.4759 | No Data | No Data | -0.4 | -50.0783 | -40.95 | -40.9601 | -35.9 | -42.8529
2019-07-15 14:00 | No Data | No Data | No Data | No Data | -28.1071 | -27.001 | No Data | No Data | No Data | No Data | 22.86 | 45.087 | No Data | No Data | -12.8 | -49.6774 | -40.04 | -40.2051 | -25.7 | -37.0591
2019-07-15 14:30 | No Data | No Data | No Data | No Data | -27.277 | -27.9291 | No Data | No Data | No Data | No Data | 32.004 | 52.1288 | No Data | No Data | -0.8 | -50.0064 | -30.03 | -30.0334 | -5.1 | -30.529
2019-07-15 15:00 | No Data | No Data | No Data | No Data | -26.508 | -27.0699 | No Data | No Data | No Data | No Data | 21.717 | 44.5183 | No Data | No Data | 4.8 | 51.8228 | -45.045 | -45.1918 | -19.7 | -33.181
2019-07-15 15:30 | No Data | No Data | No Data | No Data | -22.8702 | -22.9291 | No Data | No Data | No Data | No Data | 41.148 | 59.0058 | No Data | No Data | -15.6 | -50.0911 | -29.12 | -29.1236 | 2.1 | 32.4617
2019-07-15 16:00 | No Data | No Data | No Data | No Data | -21.442 | -21.5358 | No Data | No Data | No Data | No Data | 36.576 | 55.9136 | No Data | No Data | -10.8 | -49.5903 | -32.76 | -32.7884 | -3.2 | -34.4489
2019-07-15 16:30 | No Data | No Data | No Data | No Data | -15.6435 | -15.7719 | No Data | No Data | No Data | No Data | 57.15 | 73.1877 | No Data | No Data | -10 | -54.9181 | -15.925 | -17.5101 | 13.1 | 45.6213
2019-07-15 17:00 | No Data | No Data | No Data | No Data | -18.1582 | -18.2974 | No Data | No Data | No Data | No Data | 62.865 | 78.4101 | No Data | No Data | -6 | -55.1275 | 3.185 | 11.8125 | 20.2 | 52.6308
2019-07-15 17:30 | No Data | No Data | No Data | No Data | -14.7158 | -15.3597 | No Data | No Data | No Data | No Data | 70.866 | 84.9596 | No Data | No Data | 0.4 | 56.8014 | 2.73 | 12.1409 | 31.2 | 59.7866
2019-07-15 18:00 | No Data | No Data | No Data | No Data | -13.6904 | -13.9455 | No Data | No Data | No Data | No Data | 28.575 | 49.1623 | No Data | No Data | 35.2 | 67.1631 | -26.39 | -24.1836 | 11 | 38.9841
2019-07-15 18:30 | No Data | No Data | No Data | No Data | -15.8022 | -16.0423 | No Data | No Data | No Data | No Data | 33.147 | 51.9531 | No Data | No Data | 29.2 | 64.2221 | -23.66 | -23.6993 | 10 | 34.1949
2019-07-15 19:00 | No Data | No Data | No Data | No Data | -19.3912 | -19.478 | No Data | No Data | No Data | No Data | 44.577 | 60.6652 | No Data | No Data | 21.6 | 60.7684 | -15.925 | -16.0867 | 17.3 | 36.5531
2019-07-15 19:30 | No Data | No Data | No Data | No Data | -20.0504 | -20.1097 | No Data | No Data | No Data | No Data | 41.148 | 58.1921 | No Data | No Data | 24.8 | 61.9781 | -17.745 | -17.8381 | 15.1 | 34.572
2019-07-15 20:00 | No Data | No Data | No Data | No Data | -25.6901 | -25.7365 | No Data | No Data | No Data | No Data | 54.864 | 70.6906 | No Data | No Data | 18.8 | 59.0715 | -12.74 | -13.1321 | 21.3 | 38.0255
2019-07-15 20:30 | No Data | No Data | No Data | No Data | -30.1579 | -30.195 | No Data | No Data | No Data | No Data | 56.007 | 70.8752 | No Data | No Data | 15.2 | 58.4123 | -10.92 | -11.375 | 22.8 | 37.047
2019-07-15 21:00 | No Data | No Data | No Data | No Data | -33.9422 | -33.9751 | No Data | No Data | No Data | No Data | 57.15 | 71.7819 | No Data | No Data | 7.6 | 54.5322 | -1.365 | -5.1878 | 29.3 | 45.9527
2019-07-15 21:30 | No Data | No Data | No Data | No Data | -24.8722 | -25.1018 | No Data | No Data | No Data | No Data | 60.579 | 75.2125 | No Data | No Data | 3.2 | 53.2541 | 2.73 | 6.1045 | 37.4 | 49.6795
2019-07-15 22:00 | No Data | No Data | No Data | No Data | -24.2618 | -25.0708 | No Data | No Data | No Data | No Data | 58.293 | 72.6952 | No Data | No Data | -2.8 | -53.749 | 8.19 | 10.3756 | 42.2 | 50.6996
2019-07-15 22:30 | No Data | No Data | No Data | No Data | -14.0078 | -15.9636 | No Data | No Data | No Data | No Data | 69.723 | 83.3764 | No Data | No Data | -13.2 | -50.94 | 18.655 | 20.3736 | 57.1 | 64.451
2019-07-15 23:00 | No Data | No Data | No Data | No Data | -5.5482 | -12.5756 | No Data | No Data | No Data | No Data | 66.294 | 80.5308 | No Data | No Data | -6.8 | -50.8567 | 12.285 | 14.28 | 53.9 | 62.5308
2019-07-15 23:30 | No Data | No Data | No Data | No Data | 5.3773 | 12.3581 | No Data | No Data | No Data | No Data | 54.864 | 71.4169 | No Data | No Data | 9.6 | 52.4854 | -1.365 | -5.628 | 49 | 61.22
2019-07-16 | No Data | No Data | No Data | No Data | 0.92164 | 10.3015 | No Data | No Data | No Data | No Data | 64.008 | 78.6597 | No Data | No Data | 6.4 | 52.6984 | 0.91 | 5.5353 | 47.3 | 56.0651
2019-07-16 00:30 | No Data | No Data | No Data | No Data | -10.0526 | -14.3641 | No Data | No Data | No Data | No Data | 59.436 | 74.295 | No Data | No Data | 6.8 | 53.9348 | 0.91 | 4.6401 | 44.7 | 53.1745
2019-07-16 01:00 | No Data | No Data | No Data | No Data | -18.2071 | -20.899 | No Data | No Data | No Data | No Data | 75.438 | 88.2112 | No Data | No Data | -0.8 | -52.4061 | 8.19 | 10.1026 | 47.4 | 55.0523
2019-07-16 01:30 | No Data | No Data | No Data | No Data | -14.0078 | -19.9486 | No Data | No Data | No Data | No Data | 61.722 | 75.4726 | No Data | No Data | -1.6 | -53.2241 | 6.37 | 8.101 | 46.4 | 53.3353
2019-07-16 02:00 | No Data | No Data | No Data | No Data | -21.0269 | -23.6483 | No Data | No Data | No Data | No Data | 62.865 | 77.0657 | No Data | No Data | -2.8 | -52.8742 | 7.28 | 9.1 | 43.7 | 51.4736
2019-07-16 02:30 | No Data | No Data | No Data | No Data | -25.9953 | -28.1578 | No Data | No Data | No Data | No Data | 78.867 | 91.161 | No Data | No Data | 0.4 | 53.6015 | 3.185 | 5.554 | 48.1 | 55.6562
2019-07-16 03:00 | No Data | No Data | No Data | No Data | -29.7429 | -31.5311 | No Data | No Data | No Data | No Data | 96.012 | 106.8384 | No Data | No Data | -1.6 | -52.8242 | 6.37 | 8.101 | 49.3 | 57.2986
2019-07-16 03:30 | No Data | No Data | No Data | No Data | -25.7389 | -28.5527 | No Data | No Data | No Data | No Data | 89.154 | 100.1936 | No Data | No Data | -10.4 | -51.8536 | 15.47 | 17.0973 | 55.7 | 62.0305
2019-07-16 04:00 | No Data | No Data | No Data | No Data | -24.0055 | -27.8182 | No Data | No Data | No Data | No Data | 82.296 | 94.7036 | No Data | No Data | -11.2 | -52.02 | 16.38 | 17.745 | 55.6 | 61.4212
2019-07-16 04:30 | No Data | No Data | No Data | No Data | -29.9992 | -31.842 | No Data | No Data | No Data | No Data | 88.011 | 99.71 | No Data | No Data | -9.6 | -51.3061 | 13.195 | 14.6521 | 52.2 | 59.4734
2019-07-16 05:00 | No Data | No Data | No Data | No Data | -33.8933 | -34.5941 | No Data | No Data | No Data | No Data | 94.869 | 105.8124 | No Data | No Data | -8 | -51.031 | 11.375 | 13.2654 | 52.2 | 60.2066
2019-07-16 05:30 | No Data | No Data | No Data | No Data | -29.9016 | -30.7158 | No Data | No Data | No Data | No Data | 96.012 | 106.8384 | No Data | No Data | -6.4 | -49.6145 | 11.375 | 13.2654 | 52.8 | 60.1918
2019-07-16 06:00 | No Data | No Data | No Data | No Data | -21.5396 | -23.2754 | No Data | No Data | No Data | No Data | 75.438 | 84.3423 | No Data | No Data | 0.8 | 49.6064 | 2.275 | 5.0871 | 37.4 | 48.6412
2019-07-16 06:30 | No Data | No Data | No Data | No Data | -24.567 | -25.2547 | No Data | No Data | No Data | No Data | 77.724 | 86.8981 | No Data | No Data | 5.2 | 23.3855 | 0 | 0 | 33.4 | 47.8038
2019-07-16 07:00 | No Data | No Data | No Data | No Data | -14.4106 | -16.218 | No Data | No Data | No Data | No Data | 74.295 | 84.9288 | No Data | No Data | 7.2 | 22.3893 | 0 | 0 | 41.1 | 61.3144
2019-07-16 07:30 | No Data | No Data | No Data | No Data | -13.5927 | -13.5927 | No Data | No Data | No Data | No Data | 101.727 | 112.4854 | No Data | No Data | 6.8 | 24.9447 | 0 | 0 | 23.4 | 45.2244
2019-07-16 08:00 | No Data | No Data | No Data | No Data | -13.2387 | -13.4393 | No Data | No Data | No Data | No Data | 102.87 | 114.5056 | No Data | No Data | 7.2 | 22.0109 | 0 | 0 | 13.9 | 39.6184
2019-07-16 08:30 | No Data | No Data | No Data | No Data | -15.6924 | -15.6924 | No Data | No Data | No Data | No Data | 115.443 | 126.8524 | No Data | No Data | 4.8 | 20.5679 | 0 | 0 | 23.7 | 42.6842
2019-07-16 09:00 | No Data | No Data | No Data | No Data | -14.7158 | -15.9714 | No Data | No Data | No Data | No Data | 90.297 | 101.7334 | No Data | No Data | 0 | 20.4 | 0 | 0 | -9.4 | -28.1178
2019-07-16 09:30 | No Data | No Data | No Data | No Data | -13.8979 | -15.5506 | No Data | No Data | No Data | No Data | 76.581 | 88.6102 | No Data | No Data | -7.2 | -20.8806 | 0 | 0 | -2.4 | -25.3032
2019-07-16 10:00 | No Data | No Data | No Data | No Data | -18.9273 | -19.7375 | No Data | No Data | No Data | No Data | 69.723 | 80.3847 | No Data | No Data | -12.4 | -23.1931 | 0 | 0 | -6.4 | -19.2925
2019-07-16 10:30 | No Data | No Data | No Data | No Data | -16.3149 | -20.2274 | No Data | No Data | No Data | No Data | 66.294 | 77.4293 | No Data | No Data | -15.2 | -24.8032 | 0 | 0 | -9.8 | -26.6661
2019-07-16 11:00 | No Data | No Data | No Data | No Data | -20.8682 | -23.1422 | No Data | No Data | No Data | No Data | 54.864 | 66.5791 | No Data | No Data | -18 | -26.3181 | 0 | 0 | 9.1 | 26.6987
2019-07-16 11:30 | No Data | No Data | No Data | No Data | -24.3595 | -25.5948 | No Data | No Data | No Data | No Data | 62.865 | 73.9071 | No Data | No Data | -24 | -30.2417 | 0 | 0 | 7.1 | 23.8799
2019-07-16 12:00 | No Data | No Data | No Data | No Data | -17.3404 | -21.7204 | No Data | No Data | No Data | No Data | 44.577 | 56.9439 | No Data | No Data | -38.8 | -41.2485 | 0 | 0 | 5.9 | 26.1737
2019-07-16 12:30 | No Data | No Data | No Data | No Data | -13.8003 | -20.479 | No Data | No Data | No Data | No Data | 37.719 | 51.7515 | No Data | No Data | -39.2 | -42.3396 | 0 | 0 | 16.1 | 30.922
2019-07-16 13:00 | No Data | No Data | No Data | No Data | -11.4443 | -19.1373 | No Data | No Data | No Data | No Data | 43.434 | 56.7831 | No Data | No Data | -54.4 | -55.541 | 0 | 0 | 14.9 | 30.0536
2019-07-16 13:30 | No Data | No Data | No Data | No Data | -10.2602 | -18.4536 | No Data | No Data | No Data | No Data | 49.149 | 61.2652 | No Data | No Data | -40.4 | -43.0256 | 0 | 0 | 25.5 | 38.3919
2019-07-16 14:00 | No Data | No Data | No Data | No Data | -1.8006 | -15.6498 | No Data | No Data | No Data | No Data | 50.292 | 62.865 | No Data | No Data | -22.8 | -29.0489 | 0 | 0 | 16.9 | 32.0226
2019-07-16 14:30 | No Data | No Data | No Data | No Data | -1.7029 | -15.6874 | No Data | No Data | No Data | No Data | 54.864 | 67.2333 | No Data | No Data | -19.6 | -27.4372 | 0 | 0 | 19 | 34.0865
2019-07-16 15:00 | No Data | No Data | No Data | No Data | 2.3011 | 16.3193 | No Data | No Data | No Data | No Data | 52.578 | 65.3812 | No Data | No Data | -14.8 | -23.9266 | 0 | 0 | 18.6 | 33.1995
2019-07-16 15:30 | No Data | No Data | No Data | No Data | -1.0315 | -14.3501 | No Data | No Data | No Data | No Data | 57.15 | 68.4751 | No Data | No Data | -23.6 | -29.9252 | 0 | 0 | 4.3 | 26.3532
2019-07-16 16:00 | No Data | No Data | No Data | No Data | 11.1147 | 19.3996 | No Data | No Data | No Data | No Data | 52.578 | 63.403 | No Data | No Data | -18.8 | -26.3059 | 0 | 0 | 16.2 | 34.8891
2019-07-16 16:30 | No Data | No Data | No Data | No Data | 13.019 | 20.6256 | No Data | No Data | No Data | No Data | 65.151 | 77.0572 | No Data | No Data | 1.2 | 30.024 | 0 | 0 | -3.3 | -29.0878
2019-07-16 17:00 | No Data | No Data | No Data | No Data | 22.4552 | 27.5709 | No Data | No Data | No Data | No Data | 61.722 | 74.8207 | No Data | No Data | 0 | 0 | 0 | 0 | 28.8 | 48.5618
2019-07-16 17:30 | No Data | No Data | No Data | No Data | 27.631 | 31.9832 | No Data | No Data | No Data | No Data | 40.005 | 56.5756 | No Data | No Data | -26 | -49.3964 | 30.485 | 32.6999 | 44.7 | 55.8001
2019-07-16 18:00 | No Data | No Data | No Data | No Data | 29.3767 | 31.9712 | No Data | No Data | No Data | No Data | 33.147 | 50.214 | No Data | No Data | -19.6 | -48.5337 | 25.48 | 27.5454 | 61.5 | 68.296
2019-07-16 18:30 | No Data | No Data | No Data | No Data | 33.7835 | 37.3589 | No Data | No Data | No Data | No Data | 49.149 | 64.0998 | No Data | No Data | -16.4 | -49.968 | 21.84 | 23.8387 | 58.3 | 63.5655
2019-07-16 19:00 | No Data | No Data | No Data | No Data | 29.633 | 34.4888 | No Data | No Data | No Data | No Data | 48.006 | 63.2276 | No Data | No Data | -20.8 | -50.4841 | 27.3 | 29.2371 | 61 | 65.192
2019-07-16 19:30 | No Data | No Data | No Data | No Data | 22.7604 | 30.3001 | No Data | No Data | No Data | No Data | 29.718 | 48.9225 | No Data | No Data | -10.4 | -49.5047 | 16.835 | 19.1371 | 44.7 | 49.135
2019-07-16 20:00 | No Data | No Data | No Data | No Data | 18.3536 | 27.1462 | No Data | No Data | No Data | No Data | 25.146 | 46.288 | No Data | No Data | -8.8 | -49.5871 | 13.65 | 16.6619 | 31.9 | 35.643
2019-07-16 20:30 | No Data | No Data | No Data | No Data | 19.9893 | 28.2778 | No Data | No Data | No Data | No Data | 38.862 | 56.5987 | No Data | No Data | -32.8 | -55.2015 | 39.13 | 40.7498 | 64.7 | 67.1841
2019-07-16 21:00 | No Data | No Data | No Data | No Data | 16.3516 | 25.8348 | No Data | No Data | No Data | No Data | 37.719 | 55.8201 | No Data | No Data | -31.2 | -55.5827 | 37.765 | 39.4409 | 67.5 | 69.5112
2019-07-16 21:30 | No Data | No Data | No Data | No Data | 29.218 | 36.2704 | No Data | No Data | No Data | No Data | 40.005 | 57.3895 | No Data | No Data | -39.2 | -58.0386 | 43.68 | 45.3747 | 71.1 | 73.7521
2019-07-16 22:00 | No Data | No Data | No Data | No Data | 27.4235 | 37.2283 | No Data | No Data | No Data | No Data | 56.007 | 70.1806 | No Data | No Data | -49.6 | -64.2246 | 57.785 | 59.1727 | 84.5 | 85.6848
2019-07-16 22:30 | No Data | No Data | No Data | No Data | 31.4275 | 39.2377 | No Data | No Data | No Data | No Data | 57.15 | 71.7819 | No Data | No Data | -54 | -65.8009 | 60.97 | 62.6844 | 87.1 | 90.2668
2019-07-16 23:00 | No Data | No Data | No Data | No Data | 31.4275 | 39.2377 | No Data | No Data | No Data | No Data | 56.007 | 70.1806 | No Data | No Data | -56 | -66.7904 | 64.61 | 66.4362 | 88.5 | 92.2402
2019-07-16 23:30 | No Data | No Data | No Data | No Data | 36.2371 | 42.2368 | No Data | No Data | No Data | No Data | 53.721 | 68.3701 | No Data | No Data | -38.8 | -55.4631 | 47.32 | 49.6451 | 87.1 | 93.0712
2019-07-17 | No Data | No Data | No Data | No Data | 27.4235 | 32.8298 | No Data | No Data | No Data | No Data | 83.439 | 95.144 | No Data | No Data | -53.2 | -65.611 | 60.97 | 62.6844 | 107.7 | 112.7011
2019-07-17 00:30 | No Data | No Data | No Data | No Data | 27.5822 | 33.0496 | No Data | No Data | No Data | No Data | 81.153 | 92.59 | No Data | No Data | -51.2 | -64.9726 | 60.06 | 61.694 | 104.2 | 108.5721
2019-07-17 01:00 | No Data | No Data | No Data | No Data | 16.6567 | 24.9391 | No Data | No Data | No Data | No Data | 90.297 | 101.212 | No Data | No Data | -52.4 | -64.964 | 59.15 | 61.026 | 99.8 | 107.5922
2019-07-17 01:30 | No Data | No Data | No Data | No Data | 26.9108 | 37.2804 | No Data | No Data | No Data | No Data | 88.011 | 98.165 | No Data | No Data | -52.4 | -64.7284 | 58.695 | 60.5851 | 99.9 | 106.0536
2019-07-17 02:00 | No Data | No Data | No Data | No Data | 21.5274 | 32.2443 | No Data | No Data | No Data | No Data | 82.296 | 94.1432 | No Data | No Data | -52.4 | -64.964 | 58.695 | 60.6995 | 104.9 | 109.9983
2019-07-17 02:30 | No Data | No Data | No Data | No Data | 17.1695 | 27.9481 | No Data | No Data | No Data | No Data | 83.439 | 95.144 | No Data | No Data | -51.2 | -64.4832 | 55.51 | 57.5049 | 100.2 | 105.4008
2019-07-17 03:00 | No Data | No Data | No Data | No Data | 5.4261 | 21.0192 | No Data | No Data | No Data | No Data | 96.012 | 106.342 | No Data | No Data | -50.4 | -63.1202 | 55.055 | 57.1872 | 97.5 | 103.3242
2019-07-17 03:30 | No Data | No Data | No Data | No Data | 4.8157 | 24.077 | No Data | No Data | No Data | No Data | 82.296 | 94.1432 | No Data | No Data | -23.6 | -49.5774 | 30.03 | 33.1776 | 69.1 | 79.3953
2019-07-17 04:00 | No Data | No Data | No Data | No Data | 1.5808 | 25.9458 | No Data | No Data | No Data | No Data | 36.576 | 56.5987 | No Data | No Data | 27.2 | 60.1066 | -21.84 | -22.5122 | 16.2 | 33.1308
2019-07-17 04:30 | No Data | No Data | No Data | No Data | 10.5531 | 27.9652 | No Data | No Data | No Data | No Data | 78.867 | 91.161 | No Data | No Data | -26.4 | -50.6281 | 30.03 | 32.6207 | 68.6 | 77.1038
2019-07-17 05:00 | No Data | No Data | No Data | No Data | 13.8369 | 29.3623 | No Data | No Data | No Data | No Data | 86.868 | 98.165 | No Data | No Data | -33.6 | -53.7862 | 38.22 | 41.0636 | 79.3 | 88.5486
2019-07-17 05:30 | No Data | No Data | No Data | No Data | 21.6861 | 33.7783 | No Data | No Data | No Data | No Data | 69.723 | 82.7551 | No Data | No Data | -25.2 | -50.7054 | 29.12 | 31.7849 | 70.9 | 78.8921
2019-07-17 06:00 | No Data | No Data | No Data | No Data | 24.9577 | 35.9662 | No Data | No Data | No Data | No Data | 66.294 | 81.7944 | No Data | No Data | -16.8 | -48.2212 | 21.385 | 24.6625 | 65.8 | 75.0043
2019-07-17 06:30 | No Data | No Data | No Data | No Data | 32.5017 | 40.254 | No Data | No Data | No Data | No Data | 34.29 | 55.9136 | No Data | No Data | 14 | 52.3083 | -10.465 | -12.4939 | 37.6 | 50.4254
2019-07-17 07:00 | No Data | No Data | No Data | No Data | 34.4427 | 40.4623 | No Data | No Data | No Data | No Data | 18.288 | 43.9869 | No Data | No Data | 30.8 | 59.4077 | -23.66 | -24.1836 | 18.2 | 44.7666
2019-07-17 07:30 | No Data | No Data | No Data | No Data | 33.6736 | 39.8097 | No Data | No Data | No Data | No Data | 20.574 | 46.0049 | No Data | No Data | 22 | 54.2601 | -13.65 | -15.2612 | 21 | 47.7641
2019-07-17 08:00 | No Data | No Data | No Data | No Data | 35.9808 | 39.3769 | No Data | No Data | No Data | No Data | 29.718 | 49.8353 | No Data | No Data | 7.6 | 50.9698 | -3.64 | -7.735 | 28.9 | 46.165
2019-07-17 08:30 | No Data | No Data | No Data | No Data | 32.4529 | 36.1817 | No Data | No Data | No Data | No Data | 18.288 | 42.95 | No Data | No Data | -16 | -51.7363 | -9.1 | -11.108 | 4.8 | 31.2706
2019-07-17 09:00 | No Data | No Data | No Data | No Data | 29.2668 | 33.3537 | No Data | No Data | No Data | No Data | 0 | 34.29 | No Data | No Data | -46.4 | -58.7278 | -43.68 | -43.796 | -24.9 | -36.0724
2019-07-17 09:30 | No Data | No Data | No Data | No Data | 22.4552 | 27.5709 | No Data | No Data | No Data | No Data | -14.859 | -33.2257 | No Data | No Data | -48 | -56.8169 | -58.695 | -59.7022 | -41.7 | -45.301
2019-07-17 10:00 | No Data | No Data | No Data | No Data | 10.9194 | 19.3689 | No Data | No Data | No Data | No Data | -14.859 | -35.2852 | No Data | No Data | -14.4 | -42.1369 | -54.6 | -55.1452 | -38.7 | -42.9377
2019-07-17 10:30 | No Data | No Data | No Data | No Data | 0.0061036 | 14.313 | No Data | No Data | No Data | No Data | -6.858 | -34.5935 | No Data | No Data | 3.6 | 48.9326 | -43.68 | -43.8715 | -28.5 | -34.5625
2019-07-17 11:00 | No Data | No Data | No Data | No Data | -8.5634 | -12.3369 | No Data | No Data | No Data | No Data | -14.859 | -34.2519 | No Data | No Data | 9.6 | 48.9506 | -58.695 | -59.2025 | -41.4 | -44.9079
2019-07-17 11:30 | No Data | No Data | No Data | No Data | -19.9527 | -20.1658 | No Data | No Data | No Data | No Data | -21.717 | -36.8074 | No Data | No Data | 12.8 | 49.291 | -72.345 | -73.2338 | -61.4 | -62.9317
2019-07-17 12:00 | No Data | No Data | No Data | No Data | -16.8277 | -16.8732 | No Data | No Data | No Data | No Data | -20.574 | -35.2111 | No Data | No Data | 12.8 | 52.7758 | -73.255 | -74.5159 | -66 | -66.5074
2019-07-17 12:30 | No Data | No Data | No Data | No Data | -27.6432 | -27.7188 | No Data | No Data | No Data | No Data | -19.431 | -37.4409 | No Data | No Data | 44 | 69.3467 | -77.805 | -78.7689 | -74.1 | -74.7987
2019-07-17 13:00 | No Data | No Data | No Data | No Data | -34.1985 | -34.8108 | No Data | No Data | No Data | No Data | -4.572 | -34.9691 | No Data | No Data | 16 | 52.1168 | -75.075 | -76.2257 | -58.3 | -60.0761
2019-07-17 13:30 | No Data | No Data | No Data | No Data | -29.3278 | -29.6418 | No Data | No Data | No Data | No Data | -2.286 | -36.5939 | No Data | No Data | 9.2 | 50.446 | -55.51 | -55.7779 | -41.1 | -45.7517
2019-07-17 14:00 | No Data | No Data | No Data | No Data | -30.8659 | -31.6526 | No Data | No Data | No Data | No Data | -42.291 | -50.4088 | No Data | No Data | 80.8 | 103.3247 | -100.555 | -101.6698 | -84.8 | -85.158
2019-07-17 14:30 | No Data | No Data | No Data | No Data | -28.6686 | -29.3856 | No Data | No Data | No Data | No Data | -4.572 | -33.4608 | No Data | No Data | 52 | 74.9667 | -47.32 | -47.584 | -44.5 | -47.3913
2019-07-17 15:00 | No Data | No Data | No Data | No Data | -24.9699 | -25.4487 | No Data | No Data | No Data | No Data | 22.86 | 45.087 | No Data | No Data | 32.4 | 62.9743 | -25.48 | -25.48 | -10 | -23.5306
2019-07-17 15:30 | No Data | No Data | No Data | No Data | -23.0289 | -23.9724 | No Data | No Data | No Data | No Data | 22.86 | 45.087 | No Data | No Data | 29.2 | 61.3893 | -30.03 | -30.0438 | -8.6 | -21.0381
2019-07-17 16:00 | No Data | No Data | No Data | No Data | -10.9316 | -11.1813 | No Data | No Data | No Data | No Data | 25.146 | 47.2517 | No Data | No Data | 12.4 | 52.6802 | -20.02 | -20.5305 | -5.1 | -29.5435
2019-07-17 16:30 | No Data | No Data | No Data | No Data | -13.08 | -13.3591 | No Data | No Data | No Data | No Data | 27.432 | 48.5069 | No Data | No Data | 5.6 | 51.1077 | -11.375 | -12.4274 | -1.2 | -32.8219
2019-07-17 17:00 | No Data | No Data | No Data | No Data | -15.436 | -16.7112 | No Data | No Data | No Data | No Data | 37.719 | 56.6679 | No Data | No Data | -1.2 | -48.8148 | -10.465 | -12.4939 | 17.8 | 44.9725
2019-07-17 17:30 | No Data | No Data | No Data | No Data | -8.2582 | -8.7564 | No Data | No Data | No Data | No Data | 40.005 | 57.3895 | No Data | No Data | 4.4 | 49.3315 | 0.455 | 5.0256 | 30.3 | 55.2497
2019-07-17 18:00 | No Data | No Data | No Data | No Data | -7.9042 | -8.0144 | No Data | No Data | No Data | No Data | 33.147 | 52.8383 | No Data | No Data | 13.6 | 53.749 | -10.465 | -10.8534 | 26 | 53.2752
2019-07-17 18:30 | No Data | No Data | No Data | No Data | -9.5888 | -9.7104 | No Data | No Data | No Data | No Data | 42.291 | 59.0058 | No Data | No Data | 12 | 54.1465 | -5.46 | -6.5621 | 28.3 | 51.5606
2019-07-17 19:00 | No Data | No Data | No Data | No Data | -9.4423 | -10.7011 | No Data | No Data | No Data | No Data | 45.72 | 60.7513 | No Data | No Data | 10 | 54.9181 | -4.095 | -3.2811 | 23.3 | 44.0642
2019-07-17 19:30 | No Data | No Data | No Data | No Data | -7.6478 | -13.0428 | No Data | No Data | No Data | No Data | 34.29 | 51.8272 | No Data | No Data | 11.2 | 55.1493 | -3.64 | -4.55 | 17.5 | 41.0202
2019-07-17 20:00 | No Data | No Data | No Data | No Data | -13.8979 | -17.4579 | No Data | No Data | No Data | No Data | 27.432 | 46.6394 | No Data | No Data | 24 | 60.5587 | -19.565 | -19.6126 | 8.6 | 36.624
2019-07-17 20:30 | No Data | No Data | No Data | No Data | -14.313 | -18.2877 | No Data | No Data | No Data | No Data | 36.576 | 53.3672 | No Data | No Data | 18 | 58.0607 | -12.74 | -13.1321 | 15.7 | 37.3591
2019-07-17 21:00 | No Data | No Data | No Data | No Data | -20.6729 | -22.8142 | No Data | No Data | No Data | No Data | 43.434 | 59.0501 | No Data | No Data | 12.8 | 55.8856 | -6.37 | -10.3756 | 17.7 | 37.6235
2019-07-17 21:30 | No Data | No Data | No Data | No Data | -12.4697 | -20.0435 | No Data | No Data | No Data | No Data | 30.861 | 48.7352 | No Data | No Data | 28.4 | 64.2209 | -22.75 | -22.75 | 8.7 | 30.5644
2019-07-17 22:00 | No Data | No Data | No Data | No Data | -14.4106 | -20.0969 | No Data | No Data | No Data | No Data | 35.433 | 50.9245 | No Data | No Data | 30 | 65.2993 | -23.66 | -23.6775 | 9.4 | 26.6152
2019-07-17 22:30 | No Data | No Data | No Data | No Data | -6.0609 | -17.1072 | No Data | No Data | No Data | No Data | 38.862 | 53.3672 | No Data | No Data | 24.8 | 62.712 | -18.655 | -18.655 | 17.1 | 32.468
2019-07-17 23:00 | No Data | No Data | No Data | No Data | -3.8514 | -18.1564 | No Data | No Data | No Data | No Data | 56.007 | 69.4978 | No Data | No Data | 12 | 56.0985 | -5.46 | -5.7553 | 32.3 | 44.631
2019-07-17 23:30 | No Data | No Data | No Data | No Data | 5.6336 | 17.0181 | No Data | No Data | No Data | No Data | 53.721 | 67.6691 | No Data | No Data | 14 | 55.7853 | -6.825 | -8.4635 | 42.5 | 57.1445
2019-07-18 | No Data | No Data | No Data | No Data | 0.0061036 | 15.9948 | No Data | No Data | No Data | No Data | 78.867 | 90.0362 | No Data | No Data | -12.4 | -51.1265 | 16.835 | 18.9249 | 64.2 | 75.1175
2019-07-18 00:30 | No Data | No Data | No Data | No Data | 0.0061036 | 17.7432 | No Data | No Data | No Data | No Data | 82.296 | 93.0545 | No Data | No Data | -15.2 | -51.1124 | 20.02 | 21.8068 | 66.2 | 74.6043
2019-07-18 01:00 | No Data | No Data | No Data | No Data | -6.8299 | -17.3496 | No Data | No Data | No Data | No Data | 106.299 | 115.7143 | No Data | No Data | -18.4 | -53.2781 | 22.295 | 24.0806 | 68.1 | 76.0266
2019-07-18 01:30 | No Data | No Data | No Data | No Data | 7.013 | 22.4089 | No Data | No Data | No Data | No Data | 105.156 | 115.1257 | No Data | No Data | -25.6 | -54.4 | 30.485 | 32.2312 | 81.4 | 87.7226
2019-07-18 02:00 | No Data | No Data | No Data | No Data | 7.4769 | 25.8782 | No Data | No Data | No Data | No Data | 102.87 | 112.5724 | No Data | No Data | -26 | -54.5894 | 29.575 | 31.3719 | 78.4 | 84.3801
2019-07-18 02:30 | No Data | No Data | No Data | No Data | 13.9956 | 31.9025 | No Data | No Data | No Data | No Data | 104.013 | 113.1628 | No Data | No Data | -37.2 | -59.1594 | 40.95 | 42.6245 | 87.2 | 91.6158
2019-07-18 03:00 | No Data | No Data | No Data | No Data | 19.6353 | 36.1096 | No Data | No Data | No Data | No Data | 94.869 | 104.3391 | No Data | No Data | -40 | -60.0586 | 42.77 | 44.3759 | 88 | 92.5
2019-07-18 03:30 | No Data | No Data | No Data | No Data | 16.3516 | 34.4345 | No Data | No Data | No Data | No Data | 86.868 | 97.1214 | No Data | No Data | -36.8 | -58.2862 | 40.95 | 42.6245 | 84 | 88.5438
2019-07-18 04:00 | No Data | No Data | No Data | No Data | 23.7858 | 38.5243 | No Data | No Data | No Data | No Data | 77.724 | 88.4847 | No Data | No Data | -36 | -57.1608 | 38.22 | 39.8768 | 81.7 | 86.3325
2019-07-18 04:30 | No Data | No Data | No Data | No Data | 31.0613 | 44.6319 | No Data | No Data | No Data | No Data | 77.724 | 89.0367 | No Data | No Data | -40.4 | -58.8558 | 44.135 | 45.937 | 86.1 | 91.5446
2019-07-18 05:00 | No Data | No Data | No Data | No Data | 28.7053 | 41.7769 | No Data | No Data | No Data | No Data | 65.151 | 77.0572 | No Data | No Data | -30.8 | -54.6963 | 33.67 | 35.5395 | 76.6 | 82.7103
2019-07-18 05:30 | No Data | No Data | No Data | No Data | 26.7033 | 40.4275 | No Data | No Data | No Data | No Data | 52.578 | 66.067 | No Data | No Data | -23.6 | -52.4137 | 26.845 | 28.8127 | 63.2 | 69.4527
2019-07-18 06:00 | No Data | No Data | No Data | No Data | 24.86 | 36.6811 | No Data | No Data | No Data | No Data | 56.007 | 68.8272 | No Data | No Data | -31.6 | -54.1716 | 35.945 | 37.9864 | 73.1 | 80.7471
2019-07-18 06:30 | No Data | No Data | No Data | No Data | 27.0695 | 35.7704 | No Data | No Data | No Data | No Data | 48.006 | 61.7643 | No Data | No Data | -20.8 | -49.3931 | 25.48 | 28.0923 | 66.7 | 76.9141
2019-07-18 07:00 | No Data | No Data | No Data | No Data | 42.3407 | 47.549 | No Data | No Data | No Data | No Data | 51.435 | 65.8689 | No Data | No Data | -19.2 | -48.0067 | 24.115 | 27.2734 | 70.6 | 85.2036
2019-07-18 07:30 | No Data | No Data | No Data | No Data | 36.8109 | 40.3239 | No Data | No Data | No Data | No Data | 41.148 | 56.5987 | No Data | No Data | -14.8 | -49.466 | 19.11 | 22.7181 | 60.1 | 75.6229
2019-07-18 08:00 | No Data | No Data | No Data | No Data | 33.4173 | 36.5139 | No Data | No Data | No Data | No Data | 33.147 | 50.214 | No Data | No Data | -16.8 | -47.0982 | 16.835 | 20.3177 | 47.6 | 68.8898
2019-07-18 08:30 | No Data | No Data | No Data | No Data | 27.0695 | 29.8445 | No Data | No Data | No Data | No Data | 22.86 | 43.1322 | No Data | No Data | -27.6 | -50.9274 | 18.2 | 21.4623 | 27.2 | 48.8692
2019-07-18 09:00 | No Data | No Data | No Data | No Data | 27.5212 | 31.3069 | No Data | No Data | No Data | No Data | 21.717 | 42.5374 | No Data | No Data | -35.2 | -55.1072 | 13.65 | 17.2 | 9.1 | 36.2604
2019-07-18 09:30 | No Data | No Data | No Data | No Data | 23.7858 | 29.2497 | No Data | No Data | No Data | No Data | 12.573 | 35.4514 | No Data | No Data | -40 | -58.5819 | -2.73 | -7.775 | 11.3 | 30.8444
2019-07-18 10:00 | No Data | No Data | No Data | No Data | 10.3456 | 18.5013 | No Data | No Data | No Data | No Data | 5.715 | 32.5103 | No Data | No Data | -52 | -66.0957 | -12.285 | -12.9495 | -21.8 | -27.3403
2019-07-18 10:30 | No Data | No Data | No Data | No Data | 10.602 | 21.556 | No Data | No Data | No Data | No Data | -11.43 | -29.718 | No Data | No Data | -60.8 | -69.0831 | -34.58 | -34.7264 | -50.2 | -51.6377
2019-07-18 11:00 | No Data | No Data | No Data | No Data | 6.9154 | 20.0021 | No Data | No Data | No Data | No Data | 1.143 | 30.8822 | No Data | No Data | -81.2 | -86.4268 | -17.745 | -17.7508 | -37 | -38.9595
2019-07-18 11:30 | No Data | No Data | No Data | No Data | 1.4832 | 20.4704 | No Data | No Data | No Data | No Data | -12.573 | -30.1761 | No Data | No Data | -58.8 | -68.3263 | -38.675 | -38.9417 | -59.5 | -59.6933
2019-07-18 12:00 | No Data | No Data | No Data | No Data | 0.0061036 | 20.4166 | No Data | No Data | No Data | No Data | -25.146 | -35.5618 | No Data | No Data | -39.2 | -55.4372 | -58.695 | -59.5424 | -62.3 | -62.4283
2019-07-18 12:30 | No Data | No Data | No Data | No Data | 1.2268 | 22.3424 | No Data | No Data | No Data | No Data | -25.146 | -36.379 | No Data | No Data | -35.6 | -53.2496 | -60.97 | -61.9402 | -71.1 | -69.9561
2019-07-18 13:00 | No Data | No Data | No Data | No Data | -3.2898 | -20.8728 | No Data | No Data | No Data | No Data | -16.002 | -32.7505 | No Data | No Data | -32.8 | -52.9755 | -52.78 | -53.4833 | -67.9 | -67.9295
2019-07-18 13:30 | No Data | No Data | No Data | No Data | -17.4868 | -21.0403 | No Data | No Data | No Data | No Data | -22.86 | -35.7085 | No Data | No Data | -30 | -51.289 | -67.34 | -68.2197 | -71.8 | -71.9347
2019-07-18 14:00 | No Data | No Data | No Data | No Data | -18.3047 | -22.5904 | No Data | No Data | No Data | No Data | -50.292 | -54.3376 | No Data | No Data | 21.2 | 51.3778 | -116.025 | -118.598 | -130.6 | -130.7769
2019-07-18 14:30 | No Data | No Data | No Data | No Data | -19.0249 | -20.1088 | No Data | No Data | No Data | No Data | -19.431 | -32.6906 | No Data | No Data | -2 | -42.0476 | -96.005 | -98.1641 | -100.7 | -100.7084
2019-07-18 15:00 | No Data | No Data | No Data | No Data | -18.3658 | -18.9 | No Data | No Data | No Data | No Data | -14.859 | -32.2075 | No Data | No Data | -19.6 | -46.3482 | -76.895 | -78.1779 | -88.3 | -88.3014
2019-07-18 15:30 | No Data | No Data | No Data | No Data | -18.9761 | -19.9354 | No Data | No Data | No Data | No Data | -44.577 | -49.0958 | No Data | No Data | 2.8 | 38.103 | -118.3 | -121.617 | -121.8 | -124.4262
2019-07-18 16:00 | No Data | No Data | No Data | No Data | -20.5631 | -20.6821 | No Data | No Data | No Data | No Data | -17.145 | -33.3239 | No Data | No Data | -7.2 | -42.6127 | -95.095 | -96.9961 | -96.7 | -96.7323
2019-07-18 16:30 | No Data | No Data | No Data | No Data | -8.5634 | -9.3896 | No Data | No Data | No Data | No Data | 24.003 | 42.7977 | No Data | No Data | -14.4 | -49.3477 | -50.505 | -50.6053 | -23 | -32.9539
2019-07-18 17:00 | No Data | No Data | No Data | No Data | -3.6439 | -5.302 | No Data | No Data | No Data | No Data | 53.721 | 68.3701 | No Data | No Data | 7.2 | 49.724 | -11.83 | -13.0292 | 14.6 | 38.0154
2019-07-18 17:30 | No Data | No Data | No Data | No Data | -4.5716 | -4.9269 | No Data | No Data | No Data | No Data | 64.008 | 78.0009 | No Data | No Data | 1.6 | 48 | 1.365 | 6.0705 | 27.6 | 49.3414
2019-07-18 18:00 | No Data | No Data | No Data | No Data | -3.1312 | -5.6524 | No Data | No Data | No Data | No Data | 56.007 | 71.5814 | No Data | No Data | 3.6 | 49.3315 | 2.275 | 6.7641 | 40.6 | 60.9058
2019-07-18 18:30 | No Data | No Data | No Data | No Data | -10.6752 | -11.5467 | No Data | No Data | No Data | No Data | 48.006 | 64.7386 | No Data | No Data | 7.6 | 52.1567 | -1.365 | -5.628 | 35.4 | 55.6199
2019-07-18 19:00 | No Data | No Data | No Data | No Data | -16.8277 | -17.8817 | No Data | No Data | No Data | No Data | 48.006 | 64.7386 | No Data | No Data | 21.6 | 57.7886 | -12.74 | -13.382 | 18.6 | 41.0551
2019-07-18 19:30 | No Data | No Data | No Data | No Data | -22.7726 | -23.5622 | No Data | No Data | No Data | No Data | 66.294 | 80.5308 | No Data | No Data | 4 | 51.356 | 2.73 | 6.1045 | 29.9 | 48.0393
2019-07-18 20:00 | No Data | No Data | No Data | No Data | -28.7663 | -29.8164 | No Data | No Data | No Data | No Data | 70.866 | 84.3345 | No Data | No Data | 0.8 | 51.239 | 2.73 | 6.5146 | 29.2 | 46.8991
2019-07-18 20:30 | No Data | No Data | No Data | No Data | -20.0504 | -20.5381 | No Data | No Data | No Data | No Data | 64.008 | 78.0009 | No Data | No Data | 4.4 | 51.7873 | 0.455 | 5.4789 | 30.5 | 46.2741
2019-07-18 21:00 | No Data | No Data | No Data | No Data | -25.5436 | -25.9735 | No Data | No Data | No Data | No Data | 68.58 | 81.7944 | No Data | No Data | -4 | -50.5585 | 9.555 | 12.0123 | 37.6 | 52.1939
2019-07-18 21:30 | No Data | No Data | No Data | No Data | -21.5885 | -21.7213 | No Data | No Data | No Data | No Data | 69.723 | 83.3764 | No Data | No Data | -5.2 | -51.0654 | 11.83 | 14.3884 | 46.5 | 58.7457
2019-07-18 22:00 | No Data | No Data | No Data | No Data | -23.2364 | -23.2364 | No Data | No Data | No Data | No Data | 70.866 | 84.3345 | No Data | No Data | -12.4 | -51.1265 | 19.565 | 21.3898 | 46.9 | 57.3464
2019-07-18 22:30 | No Data | No Data | No Data | No Data | -11.4443 | -12.5031 | No Data | No Data | No Data | No Data | 83.439 | 96.2634 | No Data | No Data | -20.4 | -51.7873 | 27.3 | 29.0773 | 64.2 | 74.2994
2019-07-18 23:00 | No Data | No Data | No Data | No Data | -5.9022 | -10.4003 | No Data | No Data | No Data | No Data | 91.44 | 103.2756 | No Data | No Data | -25.6 | -52.6437 | 33.215 | 35.1088 | 72.9 | 82.8185
2019-07-18 23:30 | No Data | No Data | No Data | No Data | 3.0213 | 10.7426 | No Data | No Data | No Data | No Data | 83.439 | 96.2634 | No Data | No Data | -13.2 | -49.3964 | 21.385 | 23.8083 | 73.8 | 86.2817
2019-07-19 | No Data | No Data | No Data | No Data | 19.4766 | 27.3377 | No Data | No Data | No Data | No Data | 84.582 | 96.6967 | No Data | No Data | -20.4 | -51.0529 | 26.39 | 28.3892 | 73.7 | 83.0577
2019-07-19 00:30 | No Data | No Data | No Data | No Data | 18.0972 | 29.1643 | No Data | No Data | No Data | No Data | 69.723 | 82.7551 | No Data | No Data | -14.4 | -51.648 | 20.475 | 22.4062 | 65.6 | 73.2538
2019-07-19 01:00 | No Data | No Data | No Data | No Data | 10.8583 | 25.317 | No Data | No Data | No Data | No Data | 66.294 | 79.2553 | No Data | No Data | -18 | -51.356 | 23.205 | 25.4556 | 73.7 | 80.6287
2019-07-19 01:30 | No Data | No Data | No Data | No Data | 18.6099 | 29.4852 | No Data | No Data | No Data | No Data | 58.293 | 72.6952 | No Data | No Data | -20.8 | -51.9461 | 25.48 | 27.3757 | 78.8 | 84.4247
2019-07-19 02:00 | No Data | No Data | No Data | No Data | 20.3433 | 33.7057 | No Data | No Data | No Data | No Data | 65.151 | 78.3018 | No Data | No Data | -24.8 | -53.3187 | 29.575 | 31.6871 | 78.2 | 84.4562
2019-07-19 02:30 | No Data | No Data | No Data | No Data | 24.8112 | 39.2508 | No Data | No Data | No Data | No Data | 65.151 | 77.6736 | No Data | No Data | -34.8 | -56.7281 | 38.675 | 40.5793 | 84.4 | 89.8786
2019-07-19 03:00 | No Data | No Data | No Data | No Data | 23.5294 | 38.4534 | No Data | No Data | No Data | No Data | 73.152 | 84.497 | No Data | No Data | -40.8 | -59.131 | 44.59 | 46.2514 | 89 | 94.2773
2019-07-19 03:30 | No Data | No Data | No Data | No Data | 29.4255 | 43.5454 | No Data | No Data | No Data | No Data | 65.151 | 77.0572 | No Data | No Data | -40.4 | -58.8558 | 46.41 | 48.0084 | 89.1 | 93.5167
2019-07-19 04:00 | No Data | No Data | No Data | No Data | 27.3747 | 42.1866 | No Data | No Data | No Data | No Data | 66.294 | 77.4293 | No Data | No Data | -43.2 | -60.278 | 49.14 | 50.6524 | 89.8 | 94.6164
2019-07-19 04:30 | No Data | No Data | No Data | No Data | 27.7287 | 42.4172 | No Data | No Data | No Data | No Data | 67.437 | 78.9994 | No Data | No Data | -45.2 | -61.4296 | 49.595 | 51.2052 | 91.4 | 96.2287
2019-07-19 05:00 | No Data | No Data | No Data | No Data | 34.8577 | 47.3856 | No Data | No Data | No Data | No Data | 74.295 | 84.9288 | No Data | No Data | -52 | -65.6049 | 57.33 | 58.8289 | 90.6 | 95.6601
2019-07-19 05:30 | No Data | No Data | No Data | No Data | 40.2411 | 51.4751 | No Data | No Data | No Data | No Data | 66.294 | 77.4293 | No Data | No Data | -41.2 | -57.7027 | 47.775 | 49.3292 | 87.1 | 92.5532
2019-07-19 06:00 | No Data | No Data | No Data | No Data | 47.5166 | 56.4168 | No Data | No Data | No Data | No Data | 67.437 | 77.8332 | No Data | No Data | -52.8 | -61.3293 | 52.78 | 54.0895 | 88.8 | 96.589
2019-07-19 06:30 | No Data | No Data | No Data | No Data | 58.9059 | 65.0489 | No Data | No Data | No Data | No Data | 88.011 | 98.6562 | No Data | No Data | 2.4 | 18.5559 | 0 | 0 | 25.9 | 39.1063
2019-07-19 07:00 | No Data | No Data | No Data | No Data | 64.387 | 68.8409 | No Data | No Data | No Data | No Data | 76.581 | 88.0407 | No Data | No Data | 6.8 | 22.2639 | 0 | 0 | 42.6 | 51.5904
2019-07-19 07:30 | No Data | No Data | No Data | No Data | 62.6413 | 66.5982 | No Data | No Data | No Data | No Data | 52.578 | 66.067 | No Data | No Data | 6.8 | 22.2639 | 0 | 0 | 30.8 | 43.5578
2019-07-19 08:00 | No Data | No Data | No Data | No Data | 65.156 | 68.2326 | No Data | No Data | No Data | No Data | 45.72 | 55.8084 | No Data | No Data | 5.6 | 22.7015 | 0 | 0 | 25.9 | 47.737
2019-07-19 08:30 | No Data | No Data | No Data | No Data | 68.9036 | 71.064 | No Data | No Data | No Data | No Data | 21.717 | 40.5886 | No Data | No Data | -6.8 | -21.1244 | 0 | 0 | 28.7 | 41.6587
2019-07-19 09:00 | No Data | No Data | No Data | No Data | 68.9036 | 71.076 | No Data | No Data | No Data | No Data | 4.572 | 31.1978 | No Data | No Data | -26 | -30.7402 | 0 | 0 | 11.1 | 23.2243
2019-07-19 09:30 | No Data | No Data | No Data | No Data | 66.9993 | 70.2838 | No Data | No Data | No Data | No Data | 6.858 | 33.849 | No Data | No Data | -13.6 | -23.5287 | 0 | 0 | 3.8 | 16.5952
2019-07-19 10:00 | No Data | No Data | No Data | No Data | 63.154 | 68.3181 | No Data | No Data | No Data | No Data | -3.429 | -31.0509 | No Data | No Data | -25.2 | -30.2866 | 0 | 0 | -2 | -11.5741
2019-07-19 10:30 | No Data | No Data | No Data | No Data | 59.7238 | 65.1603 | No Data | No Data | No Data | No Data | -18.288 | -32.9692 | No Data | No Data | -50.4 | -51.903 | 0 | 0 | 1.5 | 9.8732
2019-07-19 11:00 | No Data | No Data | No Data | No Data | 52.7535 | 59.58 | No Data | No Data | No Data | No Data | -27.432 | -38.7947 | No Data | No Data | -56.8 | -57.4178 | 0 | 0 | -13 | -15.0376
2019-07-19 11:30 | No Data | No Data | No Data | No Data | 51.0567 | 58.083 | No Data | No Data | No Data | No Data | -29.718 | -39.6771 | No Data | No Data | -54 | -54.8467 | 0 | 0 | -13.1 | -13.6971
2019-07-19 12:00 | No Data | No Data | No Data | No Data | 47.7241 | 56.0729 | No Data | No Data | No Data | No Data | -34.29 | -41.2115 | No Data | No Data | -52 | -52.9528 | 0 | 0 | -16.9 | -16.9189
2019-07-19 12:30 | No Data | No Data | No Data | No Data | 47.6265 | 55.9898 | No Data | No Data | No Data | No Data | -27.432 | -33.6166 | No Data | No Data | -51.6 | -52.6376 | 0 | 0 | -16.5 | -16.568
2019-07-19 13:00 | No Data | No Data | No Data | No Data | 43.476 | 53.6527 | No Data | No Data | No Data | No Data | -14.859 | -25.3787 | No Data | No Data | -52.4 | -53.4221 | 0 | 0 | -23.7 | -23.7304
2019-07-19 13:30 | No Data | No Data | No Data | No Data | 43.476 | 53.6527 | No Data | No Data | No Data | No Data | -22.86 | -30.0024 | No Data | No Data | -53.6 | -54.5996 | 0 | 0 | -5.6 | -13.6971
2019-07-19 14:00 | No Data | No Data | No Data | No Data | 41.6205 | 52.1605 | No Data | No Data | No Data | No Data | -25.146 | -31.093 | No Data | No Data | -55.2 | -56.0286 | 0 | 0 | -26.9 | -27.926
2019-07-19 14:30 | No Data | No Data | No Data | No Data | 43.415 | 53.6033 | No Data | No Data | No Data | No Data | -24.003 | -36.4508 | No Data | No Data | -55.2 | -56.0286 | 0 | 0 | -17 | -19.5233
2019-07-19 15:00 | No Data | No Data | No Data | No Data | 43.1586 | 53.3959 | No Data | No Data | No Data | No Data | -12.573 | -33.3239 | No Data | No Data | -49.6 | -51.031 | 0 | 0 | -20.5 | -21.8634
2019-07-19 15:30 | No Data | No Data | No Data | No Data | 46.54 | 55.2587 | No Data | No Data | No Data | No Data | 35.433 | 48.5203 | No Data | No Data | 2.4 | 19.7464 | 0 | 0 | -15.5 | -18.3382
2019-07-19 16:00 | No Data | No Data | No Data | No Data | 48.2856 | 55.8951 | No Data | No Data | No Data | No Data | 27.432 | 50.4088 | No Data | No Data | 1.6 | 46.8273 | 4.095 | 8.3527 | 14.9 | 25.1008
2019-07-19 16:30 | No Data | No Data | No Data | No Data | 49.7749 | 55.2136 | No Data | No Data | No Data | No Data | 16.002 | 44.15 | No Data | No Data | -6.4 | -47.2356 | 10.01 | 13.2263 | -11.9 | -20.6693
2019-07-19 17:00 | No Data | No Data | No Data | No Data | 48.0293 | 53.6453 | No Data | No Data | No Data | No Data | 29.718 | 51.6884 | No Data | No Data | -18.8 | -47.1135 | 5.005 | 10.3856 | 26.9 | 40.9685
2019-07-19 17:30 | No Data | No Data | No Data | No Data | 58.7961 | 62.723 | No Data | No Data | No Data | No Data | 35.433 | 46.2456 | No Data | No Data | -8.8 | -45.6561 | 15.47 | 18.6772 | 47.8 | 65.5809
2019-07-19 18:00 | No Data | No Data | No Data | No Data | 60.8469 | 64.0196 | No Data | No Data | No Data | No Data | 26.289 | 36.379 | No Data | No Data | 0 | 46.4 | 8.19 | 12.2428 | 41.1 | 60.6496
2019-07-19 18:30 | No Data | No Data | No Data | No Data | 55.4147 | 58.8808 | No Data | No Data | No Data | No Data | 20.574 | 31.6138 | No Data | No Data | -3.6 | -46.5394 | 9.555 | 13.5128 | 39.1 | 58.7133
2019-07-19 19:00 | No Data | No Data | No Data | No Data | 53.4127 | 57.0007 | No Data | No Data | No Data | No Data | 11.43 | 25.5583 | No Data | No Data | 3.2 | 49.7031 | 1.82 | 6.6249 | 32.7 | 43.0499
2019-07-19 19:30 | No Data | No Data | No Data | No Data | 42.5971 | 48.0852 | No Data | No Data | No Data | No Data | 8.001 | 24.2197 | No Data | No Data | 5.6 | 51.903 | 0.91 | -4.1202 | 24.5 | 32.9949
2019-07-19 20:00 | No Data | No Data | No Data | No Data | 38.9105 | 46.1281 | No Data | No Data | No Data | No Data | 24.003 | 35.5985 | No Data | No Data | -4 | -49.304 | 8.645 | 11.0144 | 41.5 | 46.4208
2019-07-19 20:30 | No Data | No Data | No Data | No Data | 34.1375 | 42.1799 | No Data | No Data | No Data | No Data | 26.289 | 37.9951 | No Data | No Data | -4 | -49.761 | 8.645 | 10.7384 | 39.3 | 43.6085
2019-07-19 21:00 | No Data | No Data | No Data | No Data | 21.3199 | 31.0084 | No Data | No Data | No Data | No Data | 32.004 | 42.9044 | No Data | No Data | -5.6 | -50.3126 | 9.1 | 11.108 | 38.7 | 42.4728
2019-07-19 21:30 | No Data | No Data | No Data | No Data | 14.2519 | 23.8983 | No Data | No Data | No Data | No Data | 38.862 | 49.6252 | No Data | No Data | -9.6 | -50.9133 | 17.745 | 19.1803 | 51.2 | 53.5825
2019-07-19 22:00 | No Data | No Data | No Data | No Data | 2.6062 | 19.3599 | No Data | No Data | No Data | No Data | 53.721 | 61.9544 | No Data | No Data | -16.8 | -53.1263 | 23.66 | 24.7547 | 55.1 | 57.4321
2019-07-19 22:30 | No Data | No Data | No Data | No Data | -3.6439 | -17.8147 | No Data | No Data | No Data | No Data | 59.436 | 67.5048 | No Data | No Data | -18.8 | -51.923 | 25.48 | 26.9066 | 61.5 | 64.9865
2019-07-19 23:00 | No Data | No Data | No Data | No Data | -3.4363 | -14.0677 | No Data | No Data | No Data | No Data | 57.15 | 65.501 | No Data | No Data | -10 | -50.9902 | 16.835 | 18.3416 | 56.4 | 60.8717
2019-07-19 23:30 | No Data | No Data | No Data | No Data | 5.7923 | 16.3956 | No Data | No Data | No Data | No Data | 59.436 | 68.6181 | No Data | No Data | -1.6 | -50.4254 | 10.01 | 12.6503 | 59.2 | 66.4127
2019-07-20 | No Data | No Data | No Data | No Data | -4.2054 | -12.675 | No Data | No Data | No Data | No Data | 53.721 | 63.1242 | No Data | No Data | 10 | 55.3115 | -0.455 | -5.0256 | 42.7 | 48.6914
2019-07-20 00:30 | No Data | No Data | No Data | No Data | -12.9824 | -17.6497 | No Data | No Data | No Data | No Data | 59.436 | 68.0541 | No Data | No Data | 11.6 | 56.0143 | -5.005 | -5.4978 | 42.6 | 47.1038
2019-07-20 01:00 | No Data | No Data | No Data | No Data | -21.4908 | -23.4736 | No Data | No Data | No Data | No Data | 68.58 | 76.1705 | No Data | No Data | 8 | 55.3245 | -0.91 | -5.0256 | 45.4 | 49.2154
2019-07-20 01:30 | No Data | No Data | No Data | No Data | -17.9995 | -21.1611 | No Data | No Data | No Data | No Data | 60.579 | 69.6105 | No Data | No Data | 11.6 | 56.4057 | -5.005 | -5.4978 | 41.9 | 45.9654
2019-07-20 02:00 | No Data | No Data | No Data | No Data | -24.6647 | -27.8955 | No Data | No Data | No Data | No Data | 67.437 | 75.6542 | No Data | No Data | 14.4 | 57.8218 | -7.28 | -7.5041 | 37.4 | 42.459
2019-07-20 02:30 | No Data | No Data | No Data | No Data | -26.4591 | -28.7273 | No Data | No Data | No Data | No Data | 75.438 | 83.345 | No Data | No Data | 12.4 | 57.3564 | -6.825 | -7.0635 | 35.1 | 43.0351
2019-07-20 03:00 | No Data | No Data | No Data | No Data | -41.0712 | -41.1904 | No Data | No Data | No Data | No Data | 10.287 | 27.1688 | No Data | No Data | 84.4 | 104.7252 | -77.805 | -78.6992 | -37.5 | -42.1751
2019-07-20 03:30 | No Data | No Data | No Data | No Data | -44.5624 | -44.6723 | No Data | No Data | No Data | No Data | 10.287 | 27.1688 | No Data | No Data | 86.4 | 105.8792 | -80.08 | -80.9491 | -40.9 | -45.0978
2019-07-20 04:00 | No Data | No Data | No Data | No Data | -48.4077 | -48.4249 | No Data | No Data | No Data | No Data | 12.573 | 29.1409 | No Data | No Data | 85.6 | 104.9952 | -78.26 | -79.1491 | -40.5 | -46.0896
2019-07-20 04:30 | No Data | No Data | No Data | No Data | -50.7637 | -50.9124 | No Data | No Data | No Data | No Data | 16.002 | 31.7581 | No Data | No Data | 84.4 | 104.0192 | -78.26 | -79.1491 | -39.1 | -45.1616
2019-07-20 05:00 | No Data | No Data | No Data | No Data | -50.7637 | -50.9124 | No Data | No Data | No Data | No Data | 17.145 | 32.3491 | No Data | No Data | 86 | 105.0912 | -77.805 | -78.6992 | -40.5 | -45.6207
2019-07-20 05:30 | No Data | No Data | No Data | No Data | -47.9927 | -48.1499 | No Data | No Data | No Data | No Data | 16.002 | 30.7762 | No Data | No Data | 89.6 | 108.5062 | -83.265 | -84.234 | -43.5 | -47.7117
2019-07-20 06:00 | No Data | No Data | No Data | No Data | -46.1982 | -46.3709 | No Data | No Data | No Data | No Data | 34.29 | 44.6356 | No Data | No Data | 71.6 | 93.4161 | -64.61 | -67.6299 | -23.4 | -31.4414
2019-07-20 06:30 | No Data | No Data | No Data | No Data | -37.2747 | -37.4885 | No Data | No Data | No Data | No Data | 61.722 | 70.6074 | No Data | No Data | 30.4 | 64.0712 | -23.66 | -25.935 | -3.1 | -29.4635
2019-07-20 07:00 | No Data | No Data | No Data | No Data | -39.8383 | -40.3495 | No Data | No Data | No Data | No Data | 61.722 | 70.6074 | No Data | No Data | 30.4 | 64.4236 | -25.48 | -25.4841 | 5.5 | 26.1842